## Index
Index for WPD East Midlands in April 19 (no data version)
This document, model or dataset has been prepared by or for Reckon LLP on the instructions of the DCUSA Panel or one of its working
groups. Only the DCUSA Panel and its working groups have authority to approve this material as meeting their requirements.
Reckon LLP makes no representation about the suitability of this material for the purposes of complying with any licence
conditions or furthering any relevant objective.
UNLESS STATED OTHERWISE, THIS WORKBOOK IS ONLY A PROTOTYPE FOR TESTING PURPOSES AND ALL THE DATA IN THIS MODEL ARE FOR ILLUSTRATION ONLY.
This workbook is structured as a sequential series of named and numbered tables. There is a list of
tables below, with hyperlinks. Above each calculation table, there is a description of the calculations
and hyperlinks to tables from which data are used. Hyperlinks point to the first relevant table column
heading in the relevant table. Scrolling up or down is usually required after clicking a hyperlink in
order to bring the relevant data and/or headings into view. Some versions of Microsoft Excel can
display a "Back" button, which can be useful when using hyperlinks to navigate around the workbook.
Copyright 2009-2011 Energy Networks Association Limited and others. Copyright 2011-2016 Franck Latrémolière, Reckon LLP and others.
The code used to generate this spreadsheet includes open-source software published at https://github.com/f20/power-models.
Use and distribution of the source code is subject to the conditions stated therein. |  | Colour coding
Any redistribution of this software must retain the following disclaimer: |  | Input data
THIS SOFTWARE IS PROVIDED BY AUTHORS AND CONTRIBUTORS "AS IS" AND ANY EXPRESS OR IMPLIED WARRANTIES, INCLUDING, BUT NOT LIMITED |  | Constant value
TO, THE IMPLIED WARRANTIES OF MERCHANTABILITY AND FITNESS FOR A PARTICULAR PURPOSE ARE DISCLAIMED. IN NO EVENT SHALL AUTHORS OR |  | Formula: calculation
CONTRIBUTORS BE LIABLE FOR ANY DIRECT, INDIRECT, INCIDENTAL, SPECIAL, EXEMPLARY, OR CONSEQUENTIAL DAMAGES (INCLUDING, BUT NOT |  | Formula: copy
LIMITED TO, PROCUREMENT OF SUBSTITUTE GOODS OR SERVICES; LOSS OF USE, DATA, OR PROFITS; OR BUSINESS INTERRUPTION) HOWEVER CAUSED |  | Unused cell in input data table
AND ON ANY THEORY OF LIABILITY, WHETHER IN CONTRACT, STRICT LIABILITY, OR TORT (INCLUDING NEGLIGENCE OR OTHERWISE) ARISING IN |  | Unused cell in other table
ANY WAY OUT OF THE USE OF THIS SOFTWARE, EVEN IF ADVISED OF THE POSSIBILITY OF SUCH DAMAGE. |  | Unlocked cell for notes
Worksheet | Table | Type of table
Input | 1000. Company, charging year, data version | Input data
Input | 1001. CDCM target revenue (£ unless otherwise stated) | Composite
Input | 1010. Financial and general assumptions | Composite
Input | 1017. Diversity allowance between top and bottom of network level | Input data
Input | 1018. Proportion of relevant load going through 132kV/HV direct transformation | Input data
Input | 1019. Network model GSP peak demand (MW) | Input data
Input | 1020. Gross asset cost by network level (£) | Input data
Input | 1022. LV service model asset cost (£) | Input data
Input | 1023. HV service model asset cost (£) | Input data
Input | 1025. Matrix of applicability of LV service models to tariffs with fixed charges | Input data
Input | 1026. Matrix of applicability of LV service models to unmetered tariffs | Input data
Input | 1028. Matrix of applicability of HV service models to tariffs with fixed charges | Input data
Input | 1032. Loss adjustment factors to transmission | Input data
Input | 1037. Embedded network (LDNO) discounts | Input data
Input | 1041. Load profile data for demand users | Input data
Input | 1053. Volume forecasts for the charging year | Input data
Input | 1055. Transmission exit charges (£/year) | Input data
Input | 1059. Other expenditure | Input data
Input | 1060. Customer contributions under current connection charging policy | Input data
Input | 1061. Average split of rate 1 units by distribution time band | Input data
Input | 1062. Average split of rate 2 units by distribution time band | Input data
Input | 1064. Average split of rate 1 units by special distribution time band | Input data
Input | 1066. Typical annual hours by special distribution time band | Input data
Input | 1068. Typical annual hours by distribution time band | Input data
Input | 1069. Peaking probabilities by network level | Input data
Input | 1092. Average kVAr by kVA, by network level | Input data
Input | 1201. Current tariff information | Input data
LAFs | 2001. Loss adjustment factors to transmission | Composite
LAFs | 2002. Mapping of DRM network levels to core network levels | Fixed data
LAFs | 2003. Loss adjustment factor to transmission for each DRM network level | Sum-product calculation
LAFs | 2004. Loss adjustment factor to transmission for each network level | Combine tables
LAFs | 2005. Network use factors | Fixed data
LAFs | 2006. Proportion going through 132kV/EHV | Calculation
LAFs | 2007. Proportion going through EHV | Calculation
LAFs | 2008. Proportion going through EHV/HV | Calculation
LAFs | 2009. Rerouteing matrix for all network levels | Combine tables
LAFs | 2010. Network use factors: interim step in calculations before adjustments | Sum-product calculation
LAFs | 2011. Network use factors for all tariffs | Combine tables
LAFs | 2012. Loss adjustment factors between end user meter reading and each network level, scaled by network use | Calculation
DRM | 2101. Annuity rate | Calculation
DRM | 2102. Loss adjustment factor to transmission for each core level | Combine tables
DRM | 2103. Loss adjustment factors | Composite
DRM | 2104. Diversity calculations | Special calculation
DRM | 2105. Network model total maximum demand at substation (MW) | Calculation
DRM | 2106. Network model contribution to system maximum load measured at network level exit (MW) | Calculation
DRM | 2107. Rerouteing matrix for DRM network levels | Combine tables
DRM | 2108. GSP simultaneous maximum load assumed through each network level (MW) | Sum-product calculation
DRM | 2109. Network model annuity by simultaneous maximum load for each network level (£/kW/year) | Calculation
SM | 2201. Asset £/customer from LV service models | Sum-product calculation
SM | 2202. LV unmetered service model assets £/(MWh/year) | Sum-product calculation
SM | 2203. LV unmetered service model asset charge (p/kWh) | Calculation
SM | 2204. Asset £/customer from HV service models | Sum-product calculation
SM | 2205. Service model assets by tariff (£) | Combine tables
SM | 2206. Replacement annuities for service models | Composite
Loads | 2301. Demand coefficient (load at time of system maximum load divided by average load) | Calculation
Loads | 2302. Load coefficient | Combine tables
Loads | 2303. Discount map | Fixed data
Loads | 2304. LDNO discounts and volumes adjusted for discount | Composite
Loads | 2305. Equivalent volume for each end user | Cell summation
Multi | 2401. Adjust annual hours by distribution time band to match days in year | Composite
Multi | 2402. Normalisation of split of rate 1 units by time band | Composite
Multi | 2403. Split of rate 1 units between distribution time bands | Combine tables
Multi | 2404. Normalisation of split of rate 2 units by time band | Composite
Multi | 2405. Split of rate 2 units between distribution time bands | Combine tables
Multi | 2406. Split of rate 3 units between distribution time bands (default) | Fixed data
Multi | 2407. All units (MWh) | Calculation
Multi | 2408. Calculation of implied load coefficients for one-rate users | Calculation
Multi | 2409. Calculation of implied load coefficients for two-rate users | Calculation
Multi | 2410. Calculation of implied load coefficients for three-rate users | Calculation
Multi | 2411. Calculation of adjusted time band load coefficients | Composite
Multi | 2412. Normalisation of peaking probabilities | Composite
Multi | 2413. Peaking probabilities by network level (reshaped) | Reshape table
Multi | 2414. Pseudo load coefficient by time band and network level | Calculation
Multi | 2415. Single rate non half hourly pseudo timeband load coefficients | Copy cells
Multi | 2416. Single rate non half hourly units (MWh) | Copy cells
Multi | 2417. Single rate non half hourly timeband use | Copy cells
Multi | 2418. Single rate non half hourly tariff pseudo load coefficient | Sum-product calculation
Multi | 2419. Multi rate non half hourly units (MWh) | Copy cells
Multi | 2420. Multi rate non half hourly pseudo timeband load coefficients | Copy cells
Multi | 2421. Multi rate non half hourly timeband use | Copy cells
Multi | 2422. Multi rate non half hourly tariff pseudo load coefficient | Sum-product calculation
Multi | 2423. Off-peak non half hourly units (MWh) | Copy cells
Multi | 2424. Off-peak non half hourly pseudo timeband load coefficients | Copy cells
Multi | 2425. Off-peak non half hourly timeband use | Copy cells
Multi | 2426. Off-peak non half hourly tariff pseudo load coefficient | Sum-product calculation
Multi | 2427. Aggregated half hourly units (MWh) | Copy cells
Multi | 2428. Aggregated half hourly pseudo timeband load coefficients | Copy cells
Multi | 2429. Aggregated half hourly timeband use | Copy cells
Multi | 2430. Aggregated half hourly tariff pseudo load coefficient | Sum-product calculation
Multi | 2431. Average non half hourly tariff pseudo load coefficient | Calculation
Multi | 2432. Average non half hourly timeband use | Calculation
Multi | 2433. Aggregated half hourly tariff pseudo load coefficient using average non half hourly unit mix | Sum-product calculation
Multi | 2434. Relative correction factor for aggregated half hourly tariff | Calculation
Multi | 2435. Correction factor for non half hourly tariffs | Calculation
Multi | 2436. Single rate non half hourly corrected pseudo timeband load coefficient | Calculation
Multi | 2437. Multi rate non half hourly corrected pseudo timeband load coefficient | Calculation
Multi | 2438. Off-peak non half hourly corrected pseudo timeband load coefficient | Calculation
Multi | 2439. Aggregated half hourly corrected pseudo timeband load coefficient | Calculation
Multi | 2440. Pseudo load coefficient by time band and network level (equalised) | Combine tables
Multi | 2441. Unit rate 1 pseudo load coefficient by network level | Sum-product calculation
Multi | 2442. Unit rate 2 pseudo load coefficient by network level | Sum-product calculation
Multi | 2443. Unit rate 3 pseudo load coefficient by network level | Sum-product calculation
Multi | 2444. Adjust annual hours by special distribution time band to match days in year | Composite
Multi | 2445. Normalisation of split of rate 1 units by special time band | Composite
Multi | 2446. Split of rate 1 units between special distribution time bands | Combine tables
Multi | 2447. Split of rate 2 units between special distribution time bands (default) | Fixed data
Multi | 2448. Split of rate 3 units between special distribution time bands (default) | Fixed data
Multi | 2449. Calculation of implied special load coefficients for one-rate users | Calculation
Multi | 2450. Calculation of implied special load coefficients for three-rate users | Calculation
Multi | 2451. Estimated contributions to peak demand | Composite
Multi | 2452. Load coefficient correction factor for the group | Calculation
Multi | 2453. Calculation of special peaking probabilities | Composite
Multi | 2454. Special peaking probabilities by network level | Combine tables
Multi | 2455. Special peaking probabilities by network level (reshaped) | Reshape table
Multi | 2456. Pseudo load coefficient by special time band and network level | Calculation
Multi | 2457. Unit rate 1 pseudo load coefficient by network level (special) | Sum-product calculation
Multi | 2458. Unit rate 2 pseudo load coefficient by network level (special) | Sum-product calculation
Multi | 2459. Unit rate 3 pseudo load coefficient by network level (special) | Sum-product calculation
Multi | 2460. Unit rate 1 pseudo load coefficient by network level (combined) | Combine tables
Multi | 2461. Unit rate 2 pseudo load coefficient by network level (combined) | Combine tables
Multi | 2462. Unit rate 3 pseudo load coefficient by network level (combined) | Combine tables
SMD | 2501. Contributions of users on one-rate multi tariffs to system simultaneous maximum load by network level (kW) | Calculation
SMD | 2502. Contributions of users on two-rate multi tariffs to system simultaneous maximum load by network level (kW) | Calculation
SMD | 2503. Contributions of users on three-rate multi tariffs to system simultaneous maximum load by network level (kW) | Calculation
SMD | 2504. Estimated contributions of users on each tariff to system simultaneous maximum load by network level (kW) | Calculation
SMD | 2505. Contributions of users on each tariff to system simultaneous maximum load by network level (kW) | Combine tables
SMD | 2506. Forecast system simultaneous maximum load (kW) from forecast units | Cell summation
AMD | 2601. Pre-processing of data for standing charge factors | Composite
AMD | 2602. Standing charges factors adapted to use 132kV/HV | Combine tables
AMD | 2603. Capacity-based contributions to chargeable aggregate maximum load by network level (kW) | Calculation
AMD | 2604. Unit-based contributions to chargeable aggregate maximum load (kW) | Calculation
AMD | 2605. Contributions to aggregate maximum load by network level (kW) | Combine tables
AMD | 2606. Forecast chargeable aggregate maximum load (kW) | Cell summation
AMD | 2607. Forecast simultaneous load subject to standing charge factors (kW) | Calculation
AMD | 2608. Forecast simultaneous load replaced by standing charge (kW) | Cell summation
AMD | 2609. Calculated LV diversity allowance | Calculation
AMD | 2610. Network level mapping for diversity allowances | Fixed data
AMD | 2611. Diversity allowances including 132kV/HV | Sum-product calculation
AMD | 2612. Diversity allowances (including calculated LV value) | Combine tables
AMD | 2613. Forecast simultaneous maximum load (kW) adjusted for standing charges | Calculation
Otex | 2701. Operating expenditure coded by network level (£/year) | Combine tables
Otex | 2702. Network model assets (£) scaled by load forecast | Calculation
Otex | 2703. Annual consumption by tariff for unmetered users (MWh) | Copy cells
Otex | 2704. Total unmetered units | Cell summation
Otex | 2705. Service model asset data | Composite
Otex | 2706. Data for allocation of operating expenditure | Composite
Otex | 2707. Amount of expenditure to be allocated according to asset values (£/year) | Calculation
Otex | 2708. Total operating expenditure by network level (£/year) | Calculation
Otex | 2709. Operating expenditure percentage by network level | Calculation
Otex | 2710. Unit operating expenditure based on simultaneous maximum load (£/kW/year) | Calculation
Otex | 2711. Operating expenditure for customer assets p/MPAN/day | Composite
Otex | 2712. Operating expenditure for unmetered customer assets (p/kWh) | Calculation
Contrib | 2801. Network level of supply (for customer contributions) by tariff | Fixed data
Contrib | 2802. Contribution proportion of asset annuities, by customer type and network level of assets | Calculation
Contrib | 2803. Proportion of asset annuities deemed to be covered by customer contributions | Sum-product calculation
Contrib | 2804. Proportion of annual charge covered by contributions (for all charging levels) | Combine tables
Yard | 2901. Unit cost at each level, £/kW/year (relative to system simultaneous maximum load) | Combine tables
Yard | 2902. Pay-as-you-go yardstick unit costs by charging level (p/kWh) | Calculation
Yard | 2903. Contributions to pay-as-you-go unit rate 1 (p/kWh) | Calculation
Yard | 2904. Contributions to pay-as-you-go unit rate 2 (p/kWh) | Calculation
Yard | 2905. Contributions to pay-as-you-go unit rate 3 (p/kWh) | Calculation
Standing | 3001. Costs based on aggregate maximum load (£/kW/year) | Calculation
Standing | 3002. Capacity elements p/kVA/day | Calculation
Standing | 3003. Yardstick components p/kWh (taking account of standing charges) | Calculation
Standing | 3004. Contributions to unit rate 1 p/kWh by network level (taking account of standing charges) | Calculation
Standing | 3005. Contributions to unit rate 2 p/kWh by network level (taking account of standing charges) | Calculation
Standing | 3006. Contributions to unit rate 3 p/kWh by network level (taking account of standing charges) | Calculation
Standing | 3007. Exceeded capacity charge elements p/kVA/day | Calculation
AggCap | 3101. Mapping of tariffs to tariff groups | Fixed data
AggCap | 3102. Capacity use for tariffs charged for capacity on an exit point basis | Composite
AggCap | 3103. Aggregate capacity (kW) | Sum-product calculation
AggCap | 3104. Aggregate number of users charged for capacity on an exit point basis | Sum-product calculation
AggCap | 3105. Average maximum kVA by exit point | Calculation
AggCap | 3106. Deemed average maximum kVA for each tariff | Sum-product calculation
AggCap | 3107. Capacity-driven fixed charge elements from standing charges factors p/MPAN/day | Calculation
Reactive | 3201. Network use factors for generator reactive unit charges | Fixed data
Reactive | 3202. Standard components p/kWh for reactive power (absolute value) | Calculation
Reactive | 3203. Standard reactive p/kVArh | Calculation
Reactive | 3204. Absolute value of load coefficient (kW peak / average kW) | Calculation
Reactive | 3205. Pay-as-you-go components p/kWh for reactive power (absolute value) | Calculation
Reactive | 3206. Pay-as-you-go reactive p/kVArh | Calculation
Aggreg | 3301. Unit rate 1 p/kWh (elements) | Combine tables
Aggreg | 3302. Unit rate 2 p/kWh (elements) | Combine tables
Aggreg | 3303. Unit rate 3 p/kWh (elements) | Combine tables
Aggreg | 3304. Fixed charge p/MPAN/day (elements) | Combine tables
Aggreg | 3305. Capacity charge p/kVA/day (elements) | Copy cells
Aggreg | 3306. Exceeded capacity charge p/kVA/day (elements) | Copy cells
Aggreg | 3307. Reactive power charge p/kVArh (elements) | Combine tables
Aggreg | 3308. Summary of charges before revenue matching | Cell summation
Revenue | 3401. Net revenues by tariff before matching (£) | Calculation
Revenue | 3402. Target CDCM revenue | Composite
Revenue | 3403. Revenue surplus or shortfall | Composite
Adder | 3501. Adder value at which the minimum is breached | Calculation
Adder | 3502. Marginal revenue effect of adder | Calculation
Adder | 3503. Constraint-free solution | Calculation
Adder | 3504. Starting point | Calculation
Adder | 3505. Solve for General adder rate (p/kWh) | Composite
Adder | 3506. General adder rate (p/kWh) | Calculation
Adder | 3507. Adder | Calculation
Adjust | 3601. Tariffs before rounding | Composite
Adjust | 3602. Decimal places | Fixed data
Adjust | 3603. Tariff rounding | Calculation
Adjust | 3604. All the way tariffs | Calculation
Adjust | 3605. Net revenues by tariff from rounding | Calculation
Adjust | 3606. Revenue forecast summary | Composite
Adjust | 3607. Tariffs | Calculation
Tariffs | 3701. Tariffs | Composite
Summary | 3801. Headline parameters | Composite
Summary | 3802. Revenue summary | Composite
Summary | 3803. Revenue summary by tariff component | Cell summation
M-Rev | 3901. Revenue matrix by tariff | Composite
M-Rev | 3902. Revenues by charging element and network level | Cell summation
CData | 4001. Revenues under current tariffs (£) | Calculation
CData | 4002. All-the-way volumes | Copy cells
CData | 4003. Normalised to | Fixed data
CData | 4004. Normalised volumes for comparisons | Calculation
CData | 4005. LDNO LV charges (normalised £) | Copy cells
CData | 4006. LDNO HV charges (normalised £) | Copy cells
CTables | 4101. Comparison with current all-the-way demand tariffs | Composite
CTables | 4102. LDNO margins in use of system charges | Composite
M-ATW | Tariff matrices | Notes
Technical model rules and version control
---
PerlModule: CDCM
agghhequalisation: rag
alwaysUseRAG: 1
blackPeakingProbabilityRequired: 1
coincidenceAdj: groupums
colour: orange
drm: top500gsp
extraLevels: 1
fixedCap: 1-4
matrices: big
noReplacement: blanket
pcd: 1
portfolio: 1
protect: 1
revisionText: r7414
scaler: adderppugeneralminzeronogen
standing: sub132
summary: consultation
targetRevenue: dcp249
tariffs: commongensubdcp130dcp163pc12hhpc34hhgennoreact
template: '%-model228+'
timeOfDay: timeOfDay179
unauth: dayotex
validation: lenientnomsg
'~codeValidation':
CDCM/AML.pm: 456e00943a159e7b87cf01c5c4710e6a140ca47c
CDCM/Aggregation.pm: 372b53e6dba1fe9433020bbd13328009851a036a
CDCM/Contributions.pm: 27ad354dcefbc9a811f3db79dc8efe0f1833e5f3
CDCM/Discounts.pm: a7364da2114ba741a77c0d6cb86d8234e52f9f27
CDCM/Loads.pm: 8318fd13017faf9e8cc117bc2b5f75e978e6365b
CDCM/Master.pm: b888dfe95c5c84cdb82428a1727d2a974bc5a157
CDCM/Matching.pm: 01f6510e0d600acd5eaf457dc0ce7510a9e57a57
CDCM/NetworkSizer.pm: 50def4231b67757f2bd222cc1579fa342876afd0
CDCM/Operating.pm: c8ee43d2a1898e7c0e12aa50754522a86c4077c3
CDCM/Reactive.pm: e2318e6ee9559bf7cd3cfcfff58c399eb12c866a
CDCM/Revenue.pm: 6c445ed34c255f9ddc0b221c97478f1622f96850
CDCM/Routeing.pm: 9b718b597245d1b0721d2c7a64c50c2a706295b5
CDCM/SML.pm: aac911646d7138ef11303d19e73c7fb180fadeeb
CDCM/ServiceModels.pm: 962bc7cb35ba1dba1d76a82ebf31da562bb15636
CDCM/Setup.pm: fa9ab9e9febf3f6681cdfa8c05e2700627cf0251
CDCM/Sheets.pm: 9fd822bebed6e0c93722fe67a01c586d855391af
CDCM/Standing.pm: 0677863cc8c69940e82611a34f6a4cf6e6c938f6
CDCM/Summary.pm: 591dbcc9c325ebe7d3bb65b6fdd6fdc8c2b0d03b
CDCM/Table1001_2016.pm: 5f546f87942091a84a5cb5d655bf1d971cac11e6
CDCM/TariffList.pm: 64ad6df9569e545ee8cb15b755bb503f11a8d027
CDCM/Tariffs.pm: 76356ecc3a24bb7e0d1b998ff54ed84d4c66815d
CDCM/TimeOfDay179.pm: bcfbb0b849f3d51df08034f15d98c106a1026464
CDCM/Yardsticks.pm: 14fa4ca8c5e1b83888203f2a0a27b027b0e1be67
SpreadsheetModel/Arithmetic.pm: b1367f0a9de6b5af11373f288c79c34dcf1cd6d7
SpreadsheetModel/Book/FrontSheet.pm: 46ce018576f7ecdfeeb07df5d5468405cb06839c
SpreadsheetModel/Book/Manufacturing.pm: c9328f8ce467db0f50b8d1d3b6064a439a158536
SpreadsheetModel/Book/Validation.pm: ed2ab0782db26c535a153fdc187c4ac85d37bf0b
SpreadsheetModel/Book/WorkbookCreate.pm: a02f9620ecfc3c847594ec6a7f5d50a9a30b2168
SpreadsheetModel/Book/WorkbookFormats.pm: b659dd128e9de6350e6f389cbe5ac3c7e01ff09d
SpreadsheetModel/Columnset.pm: 672a86ec91518b1756e619af3caf5fd13a83fe72
SpreadsheetModel/Custom.pm: 64258a1a23160d1b05311a838e34f4078f7516be
SpreadsheetModel/Dataset.pm: 0d4dd59d0e133cd7ac0d1f5f60d67b42da63633e
SpreadsheetModel/FormatLegend.pm: 6542b2c1f994e4aa10f155c435cabafa7a9f5778
SpreadsheetModel/GroupBy.pm: a05f4878f468a3191257c58c4711fc115bde7e7d
SpreadsheetModel/Label.pm: 053d8801da63a168d467ae3cf12c6c32325befe3
SpreadsheetModel/Labelset.pm: 9869da1561c537b93ee2cbbfe04c5047c6144169
SpreadsheetModel/Logger.pm: 833fe1cc3c01cd760064f51dd812b9db75a8b221
SpreadsheetModel/Notes.pm: deac2cc524c26b5965f89ee6ab62979a9443d683
SpreadsheetModel/Object.pm: ad87af5906c5d614f2ee9535b691ad91f03c7c38
SpreadsheetModel/Reshape.pm: 44d60329c15bdfdf839a71781406c921808898b4
SpreadsheetModel/SegmentRoot.pm: b9c3f399e76a3369cc6271bc475efeffbc75e604
SpreadsheetModel/Shortcuts.pm: 862755d9f7270e4db643182f2a94f4d19dff749b
SpreadsheetModel/Stack.pm: 05a927d320fe0b49a01b5d253723cf04175915ac
SpreadsheetModel/SumProduct.pm: c5a66046bc650db92cb5b588c8b0b207eb91f4d4
'~datasetName': Blank
'~datasetSource': Empty dataset
Generated on Sun 20 Nov 2016 12:44:11 by www.dcmf.co.uk

## Input
Input data for WPD East Midlands in April 19 (no data version)
This sheet contains all the input data (except LLFCs which might be entered directly into the Tariff sheet).
1000. Company, charging year, data version
| Company | Year | Version
Company, charging year, data version | WPD East Midlands | April 19 | no data version
1001. CDCM target revenue (£ unless otherwise stated)
| Further description | Term | CRC | Value | Calculations (£/year)
Base Demand Revenue before inflation | A1 | PU | CRC2A | 419200000 |  | 419.2
Annual Iteration adjustment before inflation | A2 | MOD | CRC2A | -11500953.2161 |  | -11.501
RPI True-up before inflation | A3 | TRU | CRC2A | 303812.239 |  | 0.30381
Price index adjustment (RPI index) | A4 | RPIF | CRC2A | 1.196 |  | 1.196
Base demand revenue | A = (A1 + A2 + A3) * A4 | BR | CRC2A |  | 487971419.3915
Pass-Through Licence Fees | B1 | LF | CRC2B | 368292.1791 |  | 0.36829
Pass-Through Business Rates | B2 | RB | CRC2B | -7971408.0358 |  | -7.9714
Pass-Through Transmission Connection Point Charges | B3 | TB | CRC2B | -1494139.853 |  | -1.4941
Pass-through Smart Meter Communication Licence Costs | B4 | SMC | CRC2B | 766687.0738 |  | 0.76669
Pass-through Smart Meter IT Costs | B5 | SMIT | CRC2B | 274134.354 |  | 0.27413
Pass-through Ring Fence Costs | B6 | RF | CRC2B | 31407.0668 |  | 0.031407
Pass-Through Others | B7 | HB, SEC, UNC | CRC2B | 0
Allowed Pass-Through Items | B = Sum of B1 to B7 | PT | CRC2B |  | -8025027.2151 | 0
Broad Measure of Customer Service incentive | C1 | BM | CRC2C | 5740441.5201 |  | 5.7404
Quality of Service incentive | C2 | IQ | CRC2D | 21945283.9716 |  | 21.9453
Connections Engagement incentive | C3 | ICE | CRC2E | 0 |  | 0
Time to Connect incentive | C4 | TTC | CRC2F | 1794808.3883 |  | 1.7948
Losses Discretionary Reward incentive | C5 | LDR | CRC2G | 47840 |  | 0.04784
Network Innovation Allowance | C6 | NIA | CRC2H | 1482736.8006 |  | 1.4827
Low Carbon Network Fund - Tier 1 unrecoverable | C7 | LCN1 | CRC2J | 0
Low Carbon Network Fund - Tier 2 & Discretionary Funding | C7 | LCN2 | CRC2J | 277694.2324 |  | 0.27769
Connection Guaranteed Standards Systems & Processes penalty | C8 | AUM, CGSRA | CRC2K-L | 0
Residual Losses and Growth Incentive - Losses | C9 | PPL | CRC2M | 0
Residual Losses and Growth Incentive - Growth | C9 | GTA | CRC2M | 0
Incentive Revenue and Other Adjustments | C = Sum of C1 to C9 |  |  |  | 31288804.9129
Correction Factor | D | -K | CRC2A | 3445761.927 |  | -3.4458
Total allowed Revenue | E = A + B + C + D | AR | CRC2A |  | 514680959.0163
Other 1. Excluded services - Top-up, standby, and enhanced system security | F1 (see note 1) | DRS4 | CRC5C
Other 2. Excluded services - Revenue protection services | F2 (see note 1) | DRS5 | CRC5C | 0
Other 3. Excluded services - Miscellaneous | F3 (see note 1) | DRS9 | CRC5C | 0
Other 4. Please describe if used | F4 | Please describe | if used | 0
Other 5. Please describe if used | F5 | Please describe | if used | 0
Total other revenue recovered by Use of System Charges | F = Sum of F1 to F5 |  |  |  | 0
Total Revenue for Use of System Charges | G = E + F |  |  |  | 514680959.0163
1. Revenue raised outside CDCM - EDCM and Certain Interconnector Revenue | H1 |  |  | 10809631.8659 |  | 11.0823
2. Revenue raised outside CDCM - Voluntary under-recovery | H2 |  |  | 0
3. Revenue raised outside CDCM - Please describe if used | H3 | Please describe | if used | 0
4. Revenue raised outside CDCM - Please describe if used | H4 | Please describe | if used | 0
Total Revenue to be raised outside the CDCM | H = Sum of H1 to H4 |  |  |  | 10809631.8659
Latest forecast of CDCM Revenue | I = G - H |  |  |  | 503871327.1505
Note 1: Cost categories associated with excluded services should only be populated if the Company recovers the costs of providing these services from Use of System Charges
1010. Financial and general assumptions
Sources: financial assumptions; calendar; network model.
These financial assumptions determine the annuity rate applied to convert the asset values of the network model into an annual charge.
| Rate of return | Annualisation period (years) | Annuity proportion for customer-contributed assets | Power factor | Days in the charging year
Financial and general assumptions | 4.08% | 40 | 0 | 0.95 | 366
1017. Diversity allowance between top and bottom of network level
Source: operational data analysis and/or network model.
The diversity figure against GSP is the diversity between GSP Group (the whole system) and individual GSPs.
The diversity figure against 132kV is the diversity between GSPs (the top of the 132kV network) and 132kV/EHV bulk supply points (the bottom of the 132kV network).
The diversity figure against EHV is the diversity between 132kV/EHV bulk supply points (the top of the EHV network) and EHV/HV primary substations (the bottom of the EHV network).
The diversity figure against HV is the diversity between EHV/HV primary substations (the top of the HV network) and HV/LV substations (the bottom of the HV network).
Diversity allowance between top and bottom of network level
GSPs | 2.471%
132kV | 4.501%
132kV/EHV
EHV | 7.902%
EHV/HV
HV | 34%
HV/LV
LV circuits
1018. Proportion of relevant load going through 132kV/HV direct transformation
132kV/HV
EHV/HV | 7.504%
1019. Network model GSP peak demand (MW)
Network model GSP peak demand (MW)
Network model GSP peak demand (MW) | 500
1020. Gross asset cost by network level (£)
Gross assets £
132kV | 56518353.9765
132kV/EHV | 28721335.7061
EHV | 35107370.3436
EHV/HV | 56993035.8638
132kV/HV | 4780051.2943
HV | 135229188.2001
HV/LV | 61125988.2577
LV circuits | 118958510.6703
1022. LV service model asset cost (£)
| LV service model 1 | LV service model 2 | LV service model 3 | LV service model 4 | LV service model 5 | LV service model 6 | LV service model 7 | LV service model 8
LV service model asset cost (£) | 4357.3283 | 664.3321 | 768.355 | 557.6139 | 1230.218 | 960.3594 | 0 | 525.6126
1023. HV service model asset cost (£)
| HV service model 1 | HV service model 2 | HV service model 3 | HV service model 4 | HV service model 5
HV service model asset cost (£) | 10371.6257 | 4264 | 0 | 0 | 0
1025. Matrix of applicability of LV service models to tariffs with fixed charges
| LV service model 1 | LV service model 2 | LV service model 3 | LV service model 4 | LV service model 5 | LV service model 6 | LV service model 7 | LV service model 8
Domestic Unrestricted | 5% | 0% | 0% | 0% | 0% | 0% | 0% | 0%
Domestic Two Rate | 5% | 0% | 0% | 0% | 0% | 0% | 0% | 0%
Small Non Domestic Unrestricted | 0% | 100% | 0% | 0% | 0% | 0% | 0% | 0%
Small Non Domestic Two Rate | 0% | 100% | 0% | 0% | 0% | 0% | 0% | 0%
LV Medium Non-Domestic | 0% | 0% | 100% | 0% | 0% | 0% | 0% | 0%
LV Sub Medium Non-Domestic | 0% | 0% | 0% | 100% | 0% | 0% | 0% | 0%
LV Network Domestic | 5%
LV Network Non-Domestic Non-CT |  | 100%
LV HH Metered | 0% | 0% | 0% | 0% | 100% | 0% | 0% | 0%
LV Sub HH Metered | 0% | 0% | 0% | 0% | 0% | 100% | 0% | 0%
LV Generation NHH or Aggregate HH | 0% | 0% | 0% | 0% | 0% | 0% | 100% | 0%
LV Sub Generation NHH | 0% | 0% | 0% | 0% | 0% | 0% | 100% | 0%
LV Generation Intermittent | 0% | 0% | 0% | 0% | 0% | 0% | 100% | 0%
LV Generation Intermittent no RP charge | 0% | 0% | 0% | 0% | 0% | 0% | 100% | 0%
LV Generation Non-Intermittent | 0% | 0% | 0% | 0% | 0% | 0% | 0% | 0%
LV Generation Non-Intermittent no RP charge | 0% | 0% | 0% | 0% | 0% | 0% | 0% | 0%
LV Sub Generation Intermittent | 0% | 0% | 0% | 0% | 0% | 0% | 0% | 0%
LV Sub Generation Intermittent no RP charge | 0% | 0% | 0% | 0% | 0% | 0% | 0% | 0%
LV Sub Generation Non-Intermittent | 0% | 0% | 0% | 0% | 0% | 0% | 0% | 0%
LV Sub Generation Non-Intermittent no RP charge | 0% | 0% | 0% | 0% | 0% | 0% | 0% | 0%
1026. Matrix of applicability of LV service models to unmetered tariffs
Source: service models
Proportion of service model involved in connecting load of 1 MWh/year
| LV service model 1 | LV service model 2 | LV service model 3 | LV service model 4 | LV service model 5 | LV service model 6 | LV service model 7 | LV service model 8
All LV unmetered tariffs | [7 empty] | 0.488
1028. Matrix of applicability of HV service models to tariffs with fixed charges
| HV service model 1 | HV service model 2 | HV service model 3 | HV service model 4 | HV service model 5
HV Medium Non-Domestic | 100%
HV HH Metered | 100%
HV Generation Intermittent |  | 100%
HV Generation Intermittent no RP charge |  | 100%
HV Generation Non-Intermittent |  | 100%
HV Generation Non-Intermittent no RP charge |  | 100%
1032. Loss adjustment factors to transmission
Source: losses model or loss adjustment factors at time of system peak.
| 132kV | 132kV/EHV | EHV | EHV/HV | HV | HV/LV | LV circuits
Loss adjustment factor | 1.002 | 1.008 | 1.01 | 1.018 | 1.034 | 1.05 | 1.08
1037. Embedded network (LDNO) discounts
Source: separate price control disaggregation model.
| No discount | LDNO LV: LV user | LDNO HV: LV user | LDNO HV: LV sub user | LDNO HV: HV user
LDNO discount |  | 30.04% | 47.82% | 24.36% | 14.25%
1041. Load profile data for demand users
Source: load data analysis.
| Coincidence factor | Load factor
Domestic Unrestricted | 0.86241 | 0.41624
Domestic Two Rate | 0.86035 | 0.50281
Domestic Off Peak (related MPAN) |  | 0.1479
Small Non Domestic Unrestricted | 0.72325 | 0.37533
Small Non Domestic Two Rate | 0.86241 | 0.53424
Small Non Domestic Off Peak (related MPAN) |  | 0.24279
LV Medium Non-Domestic | 0.84123 | 0.52668
LV Sub Medium Non-Domestic | 0.84123 | 0.52668
HV Medium Non-Domestic | 0.78887 | 0.492
LV Network Domestic | 0.86164 | 0.44383
LV Network Non-Domestic Non-CT | 0.78752 | 0.44789
LV HH Metered | 0.82087 | 0.55843
LV Sub HH Metered | 0.84027 | 0.57908
HV HH Metered | 0.8476 | 0.71411
NHH UMS category A | 1 | 1
NHH UMS category B | 1 | 0.47271
NHH UMS category C | 1 | 0.24339
NHH UMS category D | 0.0053621 | 0.51159
LV UMS (Pseudo HH Metered) | 0.9508 | 0.44161
1053. Volume forecasts for the charging year
Source: forecast.
Please include MPAN counts for tariffs with no fixed charge (e.g. off-peak tariffs), but exclude MPANs on tariffs with a fixed
charge that are not subject to a fixed charge due to a site grouping arrangement.
| Rate 1 units (MWh) | Rate 2 units (MWh) | Rate 3 units (MWh) | MPANs | Import capacity (kVA) | Exceeded capacity (kVA) | Reactive power units (MVArh)
> Domestic Unrestricted
Domestic Unrestricted | 5635747.395 | 0 | 0 | 1671267.7755 | 0 | 0 | 0
LDNO LV: Domestic Unrestricted | 94982.0428 | 0 | 0 | 35033.3903 | 0 | 0 | 0
LDNO HV: Domestic Unrestricted | 155171.2713 | 0 | 0 | 58162.8809 | 0 | 0 | 0
> Domestic Two Rate | 0 | 0 | 0 | 0 | 0 | 0 | 0
Domestic Two Rate | 2417415.8455 | 1076309.3787 | 0 | 792868.4906 | 0 | 0 | 0
LDNO LV: Domestic Two Rate | 4629.9614 | 1426.905 | 0 | 1499.2391 | 0 | 0 | 0
LDNO HV: Domestic Two Rate | 7642.5052 | 2597.3847 | 0 | 2453.4348 | 0 | 0 | 0
> Domestic Off Peak (related MPAN) | 0 | 0 | 0 | 0 | 0 | 0 | 0
Domestic Off Peak (related MPAN) | 49585.5932 |  | 0 | 26805 | 0 | 0 | 0
LDNO LV: Domestic Off Peak (related MPAN) | 0 | 0 | 0 | 0 | 0 | 0 | 0
LDNO HV: Domestic Off Peak (related MPAN) | 0 | 0 | 0 | 0 | 0 | 0 | 0
> Small Non Domestic Unrestricted | 0 | 0 | 0 | 0 | 0 | 0 | 0
Small Non Domestic Unrestricted | 1140613.9739 | 0 | 0 | 95495.2531 | 0 | 0 | 0
LDNO LV: Small Non Domestic Unrestricted | 4254.8519 | 0 | 0 | 714.0845 | 0 | 0 | 0
LDNO HV: Small Non Domestic Unrestricted | 11145.9222 | 0 | 0 | 1270.1754 | 0 | 0 | 0
> Small Non Domestic Two Rate | 0 | 0 | 0 | 0 | 0 | 0 | 0
Small Non Domestic Two Rate | 1514286.2262 | 451030.4649 | 0 | 82427.2447 | 0 | 0 | 0
LDNO LV: Small Non Domestic Two Rate | 402.4796 | 80.4386 | 0 | 12.9037 | 0 | 0 | 0
LDNO HV: Small Non Domestic Two Rate | 1111.6322 | 286.0338 | 0 | 47.7881 | 0 | 0 | 0
> Small Non Domestic Off Peak (related MPAN) | 0 | 0 | 0 | 0 | 0 | 0 | 0
Small Non Domestic Off Peak (related MPAN) | 2583.3841 |  | 0 | 517 | 0 | 0 | 0
LDNO LV: Small Non Domestic Off Peak (related MPAN) | 0 | 0 | 0 | 0 | 0 | 0 | 0
LDNO HV: Small Non Domestic Off Peak (related MPAN) | 0 | 0 | 0 | 0 | 0 | 0 | 0
> LV Medium Non-Domestic | 0 | 0 | 0 | 0 | 0 | 0 | 0
LV Medium Non-Domestic | 41587.889 | 11522.8572 | 0 | 1226.513 | 0 | 0 | 0
LDNO LV: LV Medium Non-Domestic | -4.9113e-14 | 5.457e-15 | 0 | 0 | 0 | 0 | 0
LDNO HV: LV Medium Non-Domestic | -2.4738e-13 | 1.819e-14 | 0 | 0 | 0 | 0 | 0
> LV Sub Medium Non-Domestic | 0 | 0 | 0 | 0 | 0 | 0 | 0
LV Sub Medium Non-Domestic | 0.14305 | 0.041771 | 0 | 0.0031678 | 0 | 0 | 0
> HV Medium Non-Domestic | 0 | 0 | 0 | 0 | 0 | 0 | 0
HV Medium Non-Domestic | 2605.2121 | 788.6054 | 0 | 44 | 0 | 0 | 0
> LV Network Domestic | 0 | 0 | 0 | 0 | 0 | 0 | 0
LV Network Domestic | 25.9166 | 99.4164 | 122.0855 | 76.1188 | 0 | 0 | 0
LDNO LV: LV Network Domestic | 0 | 0 | 0 | 0 | 0 | 0 | 0
LDNO HV: LV Network Domestic | 0 | 0 | 0 | 0 | 0 | 0 | 0
> LV Network Non-Domestic Non-CT | 0 | 0 | 0 | 0 | 0 | 0 | 0
LV Network Non-Domestic Non-CT | 18558.4877 | 73567.9267 | 78280.3327 | 2509.1035 | 0 | 0 | 0
LDNO LV: LV Network Non-Domestic Non-CT | 19.2497 | 72.6886 | 120.4985 | 4.7184 | 0 | 0 | 0
LDNO HV: LV Network Non-Domestic Non-CT | 104.2424 | 362.6835 | 416.1209 | 19.8418 | 0 | 0 | 0
> LV HH Metered | 0 | 0 | 0 | 0 | 0 | 0 | 0
LV HH Metered | 377835.6813 | 1505767.6227 | 1615847.006 | 15832.3321 | 1960000 | 42265.317 | 367491.3783
LDNO LV: LV HH Metered | 1412.8706 | 4888.8391 | 6114.8855 | 61.2299 | 10476.9186 | 12.9871 | 1333.7148
LDNO HV: LV HH Metered | 15040.2351 | 54927.6856 | 65960.8368 | 382.6217 | 108669.6156 | 446.2615 | 11418.4014
> LV Sub HH Metered | 0 | 0 | 0 | 0 | 0 | 0 | 0
LV Sub HH Metered | 23555.9397 | 90295.1195 | 105307.3853 | 342.8467 | 138821.8672 | 1785.1011 | 18220.1968
LDNO HV: LV Sub HH Metered | 890.7229 | 3077.5836 | 5287.7802 | 4.8959 | 3426.9223 | 46.8924 | 903.9275
> HV HH Metered | 0 | 0 | 0 | 0 | 0 | 0 | 0
HV HH Metered | 738923.1968 | 2849711.7208 | 4000945.1618 | 3524.9192 | 2788259.5385 | 58664.7472 | 557819.6963
LDNO HV: HV HH Metered | 7258.3233 | 23980.2961 | 38623.6645 | 38.4086 | 48748.2535 | 199.0833 | 2217.4649
> NHH UMS category A | 0 | 0 | 0 | 0 | 0 | 0 | 0
NHH UMS category A | 34134.8937 | 0 | 0 | 1567 | 0 | 0 | 0
LDNO LV: NHH UMS category A | 275.2215 | 0 | 0 | 0 | 0 | 0 | 0
LDNO HV: NHH UMS category A | 531.7578 | 0 | 0 | 0 | 0 | 0 | 0
> NHH UMS category B | 0 | 0 | 0 | 0 | 0 | 0 | 0
NHH UMS category B | 22466.15 | 0 | 0 | 1279 | 0 | 0 | 0
LDNO LV: NHH UMS category B | 319.4011 | 0 | 0 | 0 | 0 | 0 | 0
LDNO HV: NHH UMS category B | 613.6304 | 0 | 0 | 0 | 0 | 0 | 0
> NHH UMS category C | 0 | 0 | 0 | 0 | 0 | 0 | 0
NHH UMS category C | 339.1014 | 0 | 0 | 194 | 0 | 0 | 0
LDNO LV: NHH UMS category C | 0 | 0 | 0 | 0 | 0 | 0 | 0
LDNO HV: NHH UMS category C | 0 | 0 | 0 | 0 | 0 | 0 | 0
> NHH UMS category D | 0 | 0 | 0 | 0 | 0 | 0 | 0
NHH UMS category D | 7208.5561 | 0 | 0 | 247 | 0 | 0 | 0
LDNO LV: NHH UMS category D | 0 | 0 | 0 | 0 | 0 | 0 | 0
LDNO HV: NHH UMS category D | 0 | 0 | 0 | 0 | 0 | 0 | 0
> LV UMS (Pseudo HH Metered) | 0 | 0 | 0 | 0 | 0 | 0 | 0
LV UMS (Pseudo HH Metered) | 12092.4265 | 33947.0716 | 185619.8076 | 26.8197 | 0 | 0 | 0
LDNO LV: LV UMS (Pseudo HH Metered) | 0 | 0 | 0 | 0 | 0 | 0 | 0
LDNO HV: LV UMS (Pseudo HH Metered) | 0 | 0 | 0 | 0 | 0 | 0 | 0
> LV Generation NHH or Aggregate HH | 0 | 0 | 0 | 0 | 0 | 0 | 0
LV Generation NHH or Aggregate HH | 10233.9538 | 0 | 0 | 136 | 0 | 0 | 0
LDNO LV: LV Generation NHH or Aggregate HH | 27.7854 | 0 | 0 | 0 | 0 | 0 | 0
LDNO HV: LV Generation NHH or Aggregate HH | 0 | 0 | 0 | 0 | 0 | 0 | 0
> LV Sub Generation NHH | 0 | 0 | 0 | 0 | 0 | 0 | 0
LV Sub Generation NHH | 0 | 0 | 0 | 0 | 0 | 0 | 0
LDNO HV: LV Sub Generation NHH | 0 | 0 | 0 | 0 |  |  | 0
> LV Generation Intermittent | 0 | 0 | 0 | 0 |  |  | 0
LV Generation Intermittent | 39541.4555 | 0 | 0 | 697.5742 |  |  | 4219.3807
LDNO LV: LV Generation Intermittent | 0 | 0 | 0 | 0 |  |  | 0
LDNO HV: LV Generation Intermittent | 72.669 |  |  | 4.4201 |  |  | 40.5961
> LV Generation Intermittent no RP charge | 0 | 0 | 0 | 0 |  |  | 0
LV Generation Intermittent no RP charge | 0 | 0 | 0 | 0 |  |  | 0
> LV Generation Non-Intermittent | 0 | 0 | 0 | 0 |  |  | 0
LV Generation Non-Intermittent | 1593.5853 | 6242.3923 | 9539.912 | 105.727 |  |  | 667.6292
LDNO LV: LV Generation Non-Intermittent | 0 | 0 | 0 | 0 |  |  | 0
LDNO HV: LV Generation Non-Intermittent | 0 | 0 | 0 | 0 |  |  | 0
> LV Generation Non-Intermittent no RP charge | 0 | 0 | 0 | 0 |  |  | 0
LV Generation Non-Intermittent no RP charge | 0 | 0 | 0 | 0 |  |  | 0
> LV Sub Generation Intermittent | 0 | 0 | 0 | 0 |  |  | 0
LV Sub Generation Intermittent | 3841.6564 | 0 | 0 | 31.3064 |  |  | 365.0749
LDNO HV: LV Sub Generation Intermittent | 0 | 0 | 0 | 0 |  |  | 0
> LV Sub Generation Intermittent no RP charge | 0 | 0 | 0 | 0 |  |  | 0
LV Sub Generation Intermittent no RP charge | 0 | 0 | 0 | 0 |  |  | 0
> LV Sub Generation Non-Intermittent | 0 | 0 | 0 | 0 |  |  | 0
LV Sub Generation Non-Intermittent | 504.4011 | 1662.0508 | 3695.4008 | 6.1368 |  |  | 368.1739
LDNO HV: LV Sub Generation Non-Intermittent | 0 | 0 | 0 | 0 |  |  | 0
> LV Sub Generation Non-Intermittent no RP charge | 0 | 0 | 0 | 0 |  |  | 0
LV Sub Generation Non-Intermittent no RP charge | 0 | 0 | 0 | 0 |  |  | 0
> HV Generation Intermittent | 0 | 0 | 0 | 0 |  |  | 0
HV Generation Intermittent | 479000.8297 | 0 | 0 | 248.1557 |  |  | 10496.6186
LDNO HV: HV Generation Intermittent | 18.6307 |  |  | 0.62289 |  |  | 0.09108
> HV Generation Intermittent no RP charge | 0 | 0 | 0 | 0 |  |  | 0
HV Generation Intermittent no RP charge | 0 | 0 | 0 | 0 |  |  | 0
> HV Generation Non-Intermittent | 0 | 0 | 0 | 0 |  |  | 0
HV Generation Non-Intermittent | 87733.66 | 276082.2822 | 487742.2954 | 231.2884 |  |  | 15003.9804
LDNO HV: HV Generation Non-Intermittent | 0 | 0 | 0 | 0 |  |  | 0
> HV Generation Non-Intermittent no RP charge | 0 | 0 | 0 | 0 |  |  | 0
HV Generation Non-Intermittent no RP charge | 0 | 0 | 0 | 0 |  |  | 0
1055. Transmission exit charges (£/year)
Source: forecast.
Transmission exit
Transmission exit charges (£/year) | 12361557.2931
1059. Other expenditure
| Direct cost (£/year) | Indirect cost (£/year) | Indirect cost proportion | Network rates (£/year)
Other expenditure | 34760356.9646 | 123377417.6796 | 60% | 34760396.1751
1060. Customer contributions under current connection charging policy
Source: analysis of expenditure data and/or survey of capital expenditure schemes.
Customer contribution percentages by network level of supply and by asset network level.
These proportions should reflect the current connection charging method, not necessarily the method that was in place when the connection was built.
| Assets 132kV | Assets 132kV/EHV | Assets EHV | Assets EHV/HV | Assets 132kV/HV | Assets HV | Assets HV/LV | Assets LV circuits
LV network | 0% | 0% | 0% | 0% | 0% | 47.91% | 70.89% | 93.87%
LV substation | 0% | 0% | 0% | 0% | 0% | 47.91% | 70.89%
HV network | 0% | 0% | 6.542% | 35.16% | 35.16% | 63.78%
HV substation | 0% | 0% | 6.542% | 35.16%
1061. Average split of rate 1 units by distribution time band
| Red | Amber | Green
Domestic Unrestricted | 14.32% | 39.65% | 46.03%
Domestic Two Rate | 15.14% | 41.99% | 42.87%
Domestic Off Peak (related MPAN) | 4.482% | 32.49% | 63.03%
Small Non Domestic Unrestricted | 12.45% | 54.84% | 32.71%
Small Non Domestic Two Rate | 12.79% | 51.41% | 35.8%
Small Non Domestic Off Peak (related MPAN) | 1.666% | 18.54% | 79.79%
LV Medium Non-Domestic | 13.58% | 52.74% | 33.68%
LV Sub Medium Non-Domestic | 13.4% | 52.41% | 34.2%
HV Medium Non-Domestic | 13.34% | 54.11% | 32.55%
1062. Average split of rate 2 units by distribution time band
| Red | Amber | Green
Domestic Two Rate |  |  | 100%
Small Non Domestic Two Rate |  |  | 100%
LV Medium Non-Domestic |  |  | 100%
LV Sub Medium Non-Domestic |  |  | 100%
HV Medium Non-Domestic |  |  | 100%
1064. Average split of rate 1 units by special distribution time band
| Black | Yellow | Green
NHH UMS category A | 2.931% | 37.31% | 59.76%
NHH UMS category B | 5.043% | 9.025% | 85.93%
NHH UMS category C | 9.619% | 16.33% | 74.05%
NHH UMS category D | 0.8831% | 63.54% | 35.58%
1066. Typical annual hours by special distribution time band
Source: definition of distribution time bands.
The figures in this table will be automatically adjusted to match the number of days in the charging period.
| Black | Yellow | Green
Annual hours | 258 | 3279 | 5247
1068. Typical annual hours by distribution time band
Source: definition of distribution time bands.
The figures in this table will be automatically adjusted to match the number of days in the charging period.
| Red | Amber | Green
Annual hours | 786 | 2751 | 5247
1069. Peaking probabilities by network level
Source: analysis of network operation data.
Red, amber and green peaking probabilities
| Red | Amber | Green | Black peaking probabilities
GSPs | 100% | 0% | 0% | 100%
132kV | 78.08% | 20.8% | 1.112% | 76.76%
132kV/EHV | 78.08% | 20.8% | 1.112% | 76.76%
EHV | 66.32% | 29.79% | 3.891% | 65.26%
EHV/HV | 66.32% | 29.79% | 3.891% | 65.26%
132kV/HV | 78.08% | 20.8% | 1.112% | 76.76%
HV | 66.32% | 29.79% | 3.891% | 65.26%
HV/LV | 66.32% | 29.79% | 3.891% | 65.26%
LV circuits | 66.32% | 29.79% | 3.891% | 65.26%
1092. Average kVAr by kVA, by network level
Source: analysis of operational data.
This is the average of MVAr/MVA or SQRT(1-PF^2) across relevant network elements.
| GSPs | 132kV | 132kV/EHV | EHV | EHV/HV | 132kV/HV | HV | HV/LV | LV circuits
Average kVAr by kVA, by network level | 0.17489 | 0.17489 | 0.17489 | 0.17489 | 0.17489 | 0.17489 | 0.17489 | 0.17489 | 0.17489
1201. Current tariff information
| Current revenues if known (£) | Current Unit rate 1 p/kWh | Current Unit rate 2 p/kWh | Current Unit rate 3 p/kWh | Current Fixed charge p/MPAN/day | Current Capacity charge p/kVA/day | Current Exceeded capacity charge p/kVA/day | Current Reactive power charge p/kVArh
Domestic Unrestricted |  | 1.957 |  |  | 3.23
Domestic Two Rate |  | 2.185 | 0.807 |  | 3.23
Domestic Off Peak (related MPAN) |  | 1.168
Small Non Domestic Unrestricted |  | 1.955 |  |  | 5.46
Small Non Domestic Two Rate |  | 2.052 | 0.807 |  | 5.46
Small Non Domestic Off Peak (related MPAN) |  | 0.962
LV Medium Non-Domestic |  | 2.035 | 0.803 |  | 32.5
LV Sub Medium Non-Domestic |  | 1.888 | 0.797 |  | 24.35
HV Medium Non-Domestic |  | 1.259 | 0.769 |  | 223.48
LV Network Domestic |  | 7.331 | 1.359 | 0.802 | 3.23
LV Network Non-Domestic Non-CT |  | 7.675 | 1.391 | 0.804 | 5.46
LV HH Metered |  | 6.195 | 1.227 | 0.792 | 8.27 | 2.6 | 5.79 | 0.161
LV Sub HH Metered |  | 4.663 | 1.048 | 0.778 | 6.37 | 3.52 | 5.63 | 0.11
HV HH Metered |  | 3.147 | 0.89 | 0.767 | 63.18 | 4.2 | 6.46 | 0.058
NHH UMS category A |  | 2.147
NHH UMS category B |  | 2.409
NHH UMS category C |  | 3.316
NHH UMS category D |  | 1.885
LV UMS (Pseudo HH Metered) |  | 20.83 | 1.882 | 1.396

## LAFs
Loss adjustment factors and network use matrices for WPD East Midlands in April 19 (no data version)
This sheet calculates matrices of loss adjustment factors and of network use factors.
These matrices map out the extent to which each type of user uses each level of the network, and are used throughout the workbook.
2001. Loss adjustment factors to transmission
Data sources:
x1 = Network level for each tariff (to get loss factors applicable to capacity) (in Loss adjustment factors to transmission)
x2 = 1032. Loss adjustment factors to transmission
Kind: | Fixed data | [6 empty] | Sum-product calculation
Formula: | [7 empty] | =SUMPRODUCT(x1, x2)
Network level for each tariff (to get loss factors applicable to capacity)
| 132kV | 132kV/EHV | EHV | EHV/HV | HV | HV/LV | LV circuits | Loss adjustment factor
Domestic Unrestricted | 0 | 0 | 0 | 0 | 0 | 0 | 1 | 1.08
Domestic Two Rate | 0 | 0 | 0 | 0 | 0 | 0 | 1 | 1.08
Domestic Off Peak (related MPAN) | 0 | 0 | 0 | 0 | 0 | 0 | 1 | 1.08
Small Non Domestic Unrestricted | 0 | 0 | 0 | 0 | 0 | 0 | 1 | 1.08
Small Non Domestic Two Rate | 0 | 0 | 0 | 0 | 0 | 0 | 1 | 1.08
Small Non Domestic Off Peak (related MPAN) | 0 | 0 | 0 | 0 | 0 | 0 | 1 | 1.08
LV Medium Non-Domestic | 0 | 0 | 0 | 0 | 0 | 0 | 1 | 1.08
LV Sub Medium Non-Domestic | 0 | 0 | 0 | 0 | 0 | 1 | 0 | 1.05
HV Medium Non-Domestic | 0 | 0 | 0 | 0 | 1 | 0 | 0 | 1.034
LV Network Domestic | 0 | 0 | 0 | 0 | 0 | 0 | 1 | 1.08
LV Network Non-Domestic Non-CT | 0 | 0 | 0 | 0 | 0 | 0 | 1 | 1.08
LV HH Metered | 0 | 0 | 0 | 0 | 0 | 0 | 1 | 1.08
LV Sub HH Metered | 0 | 0 | 0 | 0 | 0 | 1 | 0 | 1.05
HV HH Metered | 0 | 0 | 0 | 0 | 1 | 0 | 0 | 1.034
NHH UMS category A | 0 | 0 | 0 | 0 | 0 | 0 | 1 | 1.08
NHH UMS category B | 0 | 0 | 0 | 0 | 0 | 0 | 1 | 1.08
NHH UMS category C | 0 | 0 | 0 | 0 | 0 | 0 | 1 | 1.08
NHH UMS category D | 0 | 0 | 0 | 0 | 0 | 0 | 1 | 1.08
LV UMS (Pseudo HH Metered) | 0 | 0 | 0 | 0 | 0 | 0 | 1 | 1.08
LV Generation NHH or Aggregate HH | 0 | 0 | 0 | 0 | 0 | 0 | 1 | 1.08
LV Sub Generation NHH | 0 | 0 | 0 | 0 | 0 | 1 | 0 | 1.05
LV Generation Intermittent | 0 | 0 | 0 | 0 | 0 | 0 | 1 | 1.08
LV Generation Intermittent no RP charge | 0 | 0 | 0 | 0 | 0 | 0 | 1 | 1.08
LV Generation Non-Intermittent | 0 | 0 | 0 | 0 | 0 | 0 | 1 | 1.08
LV Generation Non-Intermittent no RP charge | 0 | 0 | 0 | 0 | 0 | 0 | 1 | 1.08
LV Sub Generation Intermittent | 0 | 0 | 0 | 0 | 0 | 1 | 0 | 1.05
LV Sub Generation Intermittent no RP charge | 0 | 0 | 0 | 0 | 0 | 1 | 0 | 1.05
LV Sub Generation Non-Intermittent | 0 | 0 | 0 | 0 | 0 | 1 | 0 | 1.05
LV Sub Generation Non-Intermittent no RP charge | 0 | 0 | 0 | 0 | 0 | 1 | 0 | 1.05
HV Generation Intermittent | 0 | 0 | 0 | 0 | 1 | 0 | 0 | 1.034
HV Generation Intermittent no RP charge | 0 | 0 | 0 | 0 | 1 | 0 | 0 | 1.034
HV Generation Non-Intermittent | 0 | 0 | 0 | 0 | 1 | 0 | 0 | 1.034
HV Generation Non-Intermittent no RP charge | 0 | 0 | 0 | 0 | 1 | 0 | 0 | 1.034
2002. Mapping of DRM network levels to core network levels
| 132kV | 132kV/EHV | EHV | EHV/HV | HV | HV/LV | LV circuits
132kV | 1 | 0 | 0 | 0 | 0 | 0 | 0
132kV/EHV | 0 | 1 | 0 | 0 | 0 | 0 | 0
EHV | 0 | 0 | 1 | 0 | 0 | 0 | 0
EHV/HV | 0 | 0 | 0 | 1 | 0 | 0 | 0
132kV/HV | 0 | 0 | 0 | 1 | 0 | 0 | 0
HV | 0 | 0 | 0 | 0 | 1 | 0 | 0
HV/LV | 0 | 0 | 0 | 0 | 0 | 1 | 0
LV circuits | 0 | 0 | 0 | 0 | 0 | 0 | 1
2003. Loss adjustment factor to transmission for each DRM network level
Data sources:
x1 = 2002. Mapping of DRM network levels to core network levels
x2 = 1032. Loss adjustment factors to transmission
Sum-product calculation =SUMPRODUCT(x1, x2)
Loss adjustment factor to transmission for each DRM network level
132kV | 1.002
132kV/EHV | 1.008
EHV | 1.01
EHV/HV | 1.018
132kV/HV | 1.018
HV | 1.034
HV/LV | 1.05
LV circuits | 1.08
2004. Loss adjustment factor to transmission for each network level
Data sources:
x1 = 2003. Loss adjustment factor to transmission for each DRM network level
x2 = 1 for GSP level
Combine tables = x1 or x2
| GSPs | 132kV | 132kV/EHV | EHV | EHV/HV | 132kV/HV | HV | HV/LV | LV circuits
Loss adjustment factor to transmission for each network level | 1 | 1.002 | 1.008 | 1.01 | 1.018 | 1.018 | 1.034 | 1.05 | 1.08
2005. Network use factors
These network use factors indicate to what extent each network level is used by each tariff. This table reflects the policy that
generators receive credits only in respect of network levels above the voltage of connection. Generators do not receive credits at the
voltage of connection. The factors in this table are before any adjustment for a 132kV/HV network level or for generation-dominated areas.
| GSPs | 132kV | 132kV/EHV | EHV | EHV/HV | HV | HV/LV | LV circuits
Domestic Unrestricted | 1 | 1 | 1 | 1 | 1 | 1 | 1 | 1
Domestic Two Rate | 1 | 1 | 1 | 1 | 1 | 1 | 1 | 1
Domestic Off Peak (related MPAN) | 1 | 1 | 1 | 1 | 1 | 1 | 1 | 1
Small Non Domestic Unrestricted | 1 | 1 | 1 | 1 | 1 | 1 | 1 | 1
Small Non Domestic Two Rate | 1 | 1 | 1 | 1 | 1 | 1 | 1 | 1
Small Non Domestic Off Peak (related MPAN) | 1 | 1 | 1 | 1 | 1 | 1 | 1 | 1
LV Medium Non-Domestic | 1 | 1 | 1 | 1 | 1 | 1 | 1 | 1
LV Sub Medium Non-Domestic | 1 | 1 | 1 | 1 | 1 | 1 | 1 | 0
HV Medium Non-Domestic | 1 | 1 | 1 | 1 | 1 | 1 | 0 | 0
LV Network Domestic | 1 | 1 | 1 | 1 | 1 | 1 | 1 | 1
LV Network Non-Domestic Non-CT | 1 | 1 | 1 | 1 | 1 | 1 | 1 | 1
LV HH Metered | 1 | 1 | 1 | 1 | 1 | 1 | 1 | 1
LV Sub HH Metered | 1 | 1 | 1 | 1 | 1 | 1 | 1 | 0
HV HH Metered | 1 | 1 | 1 | 1 | 1 | 1 | 0 | 0
NHH UMS category A | 1 | 1 | 1 | 1 | 1 | 1 | 1 | 1
NHH UMS category B | 1 | 1 | 1 | 1 | 1 | 1 | 1 | 1
NHH UMS category C | 1 | 1 | 1 | 1 | 1 | 1 | 1 | 1
NHH UMS category D | 1 | 1 | 1 | 1 | 1 | 1 | 1 | 1
LV UMS (Pseudo HH Metered) | 1 | 1 | 1 | 1 | 1 | 1 | 1 | 1
LV Generation NHH or Aggregate HH | 1 | 1 | 1 | 1 | 1 | 1 | 1 | 0
LV Sub Generation NHH | 1 | 1 | 1 | 1 | 1 | 1 | 0 | 0
LV Generation Intermittent | 1 | 1 | 1 | 1 | 1 | 1 | 1 | 0
LV Generation Intermittent no RP charge | 1 | 1 | 1 | 1 | 1 | 1 | 1 | 0
LV Generation Non-Intermittent | 1 | 1 | 1 | 1 | 1 | 1 | 1 | 0
LV Generation Non-Intermittent no RP charge | 1 | 1 | 1 | 1 | 1 | 1 | 1 | 0
LV Sub Generation Intermittent | 1 | 1 | 1 | 1 | 1 | 1 | 0 | 0
LV Sub Generation Intermittent no RP charge | 1 | 1 | 1 | 1 | 1 | 1 | 0 | 0
LV Sub Generation Non-Intermittent | 1 | 1 | 1 | 1 | 1 | 1 | 0 | 0
LV Sub Generation Non-Intermittent no RP charge | 1 | 1 | 1 | 1 | 1 | 1 | 0 | 0
HV Generation Intermittent | 1 | 1 | 1 | 1 | 1 | 0 | 0 | 0
HV Generation Intermittent no RP charge | 1 | 1 | 1 | 1 | 1 | 0 | 0 | 0
HV Generation Non-Intermittent | 1 | 1 | 1 | 1 | 1 | 0 | 0 | 0
HV Generation Non-Intermittent no RP charge | 1 | 1 | 1 | 1 | 1 | 0 | 0 | 0
2006. Proportion going through 132kV/EHV
Data sources:
x1 = 1018. Proportion of relevant load going through 132kV/HV direct transformation
Calculation =1-x1
132kV/EHV
132kV/EHV | 92.5%
2007. Proportion going through EHV
Data sources:
x1 = 1018. Proportion of relevant load going through 132kV/HV direct transformation
Calculation =1-x1
EHV
EHV | 92.5%
2008. Proportion going through EHV/HV
Data sources:
x1 = 1018. Proportion of relevant load going through 132kV/HV direct transformation
Calculation =1-x1
EHV/HV
EHV/HV | 92.5%
2009. Rerouteing matrix for all network levels
Data sources:
x1 = 1018. Proportion of relevant load going through 132kV/HV direct transformation
x2 = 2006. Proportion going through 132kV/EHV
x3 = 2007. Proportion going through EHV
x4 = 2008. Proportion going through EHV/HV
x5 = Rerouteing matrix: default elements
x6 = Map GSP to GSP
Combine tables = x1 or x2 or x3 or x4 or x5 or x6
| GSPs | 132kV | 132kV/EHV | EHV | EHV/HV | HV | HV/LV | LV circuits
GSPs | 1
132kV |  | 100% | 0% | 0% | 0% | 0% | 0% | 0%
132kV/EHV |  | 0% | 92.5% | 0% | 0% | 0% | 0% | 0%
EHV |  | 0% | 0% | 92.5% | 0% | 0% | 0% | 0%
EHV/HV |  | 0% | 0% | 0% | 92.5% | 0% | 0% | 0%
132kV/HV |  | 0% | 0% | 0% | 7.504% | 0% | 0% | 0%
HV |  | 0% | 0% | 0% | 0% | 100% | 0% | 0%
HV/LV |  | 0% | 0% | 0% | 0% | 0% | 100% | 0%
LV circuits |  | 0% | 0% | 0% | 0% | 0% | 0% | 100%
2010. Network use factors: interim step in calculations before adjustments
Data sources:
x1 = 2005. Network use factors
x2 = 2009. Rerouteing matrix for all network levels
Sum-product calculation =SUMPRODUCT(x1, x2)
| GSPs | 132kV | 132kV/EHV | EHV | EHV/HV | 132kV/HV | HV | HV/LV | LV circuits
Domestic Unrestricted | 1 | 1 | 0.92496 | 0.92496 | 0.92496 | 0.075044 | 1 | 1 | 1
Domestic Two Rate | 1 | 1 | 0.92496 | 0.92496 | 0.92496 | 0.075044 | 1 | 1 | 1
Domestic Off Peak (related MPAN) | 1 | 1 | 0.92496 | 0.92496 | 0.92496 | 0.075044 | 1 | 1 | 1
Small Non Domestic Unrestricted | 1 | 1 | 0.92496 | 0.92496 | 0.92496 | 0.075044 | 1 | 1 | 1
Small Non Domestic Two Rate | 1 | 1 | 0.92496 | 0.92496 | 0.92496 | 0.075044 | 1 | 1 | 1
Small Non Domestic Off Peak (related MPAN) | 1 | 1 | 0.92496 | 0.92496 | 0.92496 | 0.075044 | 1 | 1 | 1
LV Medium Non-Domestic | 1 | 1 | 0.92496 | 0.92496 | 0.92496 | 0.075044 | 1 | 1 | 1
LV Sub Medium Non-Domestic | 1 | 1 | 0.92496 | 0.92496 | 0.92496 | 0.075044 | 1 | 1 | 0
HV Medium Non-Domestic | 1 | 1 | 0.92496 | 0.92496 | 0.92496 | 0.075044 | 1 | 0 | 0
LV Network Domestic | 1 | 1 | 0.92496 | 0.92496 | 0.92496 | 0.075044 | 1 | 1 | 1
LV Network Non-Domestic Non-CT | 1 | 1 | 0.92496 | 0.92496 | 0.92496 | 0.075044 | 1 | 1 | 1
LV HH Metered | 1 | 1 | 0.92496 | 0.92496 | 0.92496 | 0.075044 | 1 | 1 | 1
LV Sub HH Metered | 1 | 1 | 0.92496 | 0.92496 | 0.92496 | 0.075044 | 1 | 1 | 0
HV HH Metered | 1 | 1 | 0.92496 | 0.92496 | 0.92496 | 0.075044 | 1 | 0 | 0
NHH UMS category A | 1 | 1 | 0.92496 | 0.92496 | 0.92496 | 0.075044 | 1 | 1 | 1
NHH UMS category B | 1 | 1 | 0.92496 | 0.92496 | 0.92496 | 0.075044 | 1 | 1 | 1
NHH UMS category C | 1 | 1 | 0.92496 | 0.92496 | 0.92496 | 0.075044 | 1 | 1 | 1
NHH UMS category D | 1 | 1 | 0.92496 | 0.92496 | 0.92496 | 0.075044 | 1 | 1 | 1
LV UMS (Pseudo HH Metered) | 1 | 1 | 0.92496 | 0.92496 | 0.92496 | 0.075044 | 1 | 1 | 1
LV Generation NHH or Aggregate HH | 1 | 1 | 0.92496 | 0.92496 | 0.92496 | 0.075044 | 1 | 1 | 0
LV Sub Generation NHH | 1 | 1 | 0.92496 | 0.92496 | 0.92496 | 0.075044 | 1 | 0 | 0
LV Generation Intermittent | 1 | 1 | 0.92496 | 0.92496 | 0.92496 | 0.075044 | 1 | 1 | 0
LV Generation Intermittent no RP charge | 1 | 1 | 0.92496 | 0.92496 | 0.92496 | 0.075044 | 1 | 1 | 0
LV Generation Non-Intermittent | 1 | 1 | 0.92496 | 0.92496 | 0.92496 | 0.075044 | 1 | 1 | 0
LV Generation Non-Intermittent no RP charge | 1 | 1 | 0.92496 | 0.92496 | 0.92496 | 0.075044 | 1 | 1 | 0
LV Sub Generation Intermittent | 1 | 1 | 0.92496 | 0.92496 | 0.92496 | 0.075044 | 1 | 0 | 0
LV Sub Generation Intermittent no RP charge | 1 | 1 | 0.92496 | 0.92496 | 0.92496 | 0.075044 | 1 | 0 | 0
LV Sub Generation Non-Intermittent | 1 | 1 | 0.92496 | 0.92496 | 0.92496 | 0.075044 | 1 | 0 | 0
LV Sub Generation Non-Intermittent no RP charge | 1 | 1 | 0.92496 | 0.92496 | 0.92496 | 0.075044 | 1 | 0 | 0
HV Generation Intermittent | 1 | 1 | 0.92496 | 0.92496 | 0.92496 | 0.075044 | 0 | 0 | 0
HV Generation Intermittent no RP charge | 1 | 1 | 0.92496 | 0.92496 | 0.92496 | 0.075044 | 0 | 0 | 0
HV Generation Non-Intermittent | 1 | 1 | 0.92496 | 0.92496 | 0.92496 | 0.075044 | 0 | 0 | 0
HV Generation Non-Intermittent no RP charge | 1 | 1 | 0.92496 | 0.92496 | 0.92496 | 0.075044 | 0 | 0 | 0
2011. Network use factors for all tariffs
Data sources:
x1 = Network use factors including 132kV/HV for generation dominated tariffs
x2 = Network use factors including 132kV/HV for HV Sub tariffs
x3 = 2010. Network use factors: interim step in calculations before adjustments
Combine tables = x1 or x2 or x3
| GSPs | 132kV | 132kV/EHV | EHV | EHV/HV | 132kV/HV | HV | HV/LV | LV circuits
Domestic Unrestricted | 1 | 1 | 0.92496 | 0.92496 | 0.92496 | 0.075044 | 1 | 1 | 1
Domestic Two Rate | 1 | 1 | 0.92496 | 0.92496 | 0.92496 | 0.075044 | 1 | 1 | 1
Domestic Off Peak (related MPAN) | 1 | 1 | 0.92496 | 0.92496 | 0.92496 | 0.075044 | 1 | 1 | 1
Small Non Domestic Unrestricted | 1 | 1 | 0.92496 | 0.92496 | 0.92496 | 0.075044 | 1 | 1 | 1
Small Non Domestic Two Rate | 1 | 1 | 0.92496 | 0.92496 | 0.92496 | 0.075044 | 1 | 1 | 1
Small Non Domestic Off Peak (related MPAN) | 1 | 1 | 0.92496 | 0.92496 | 0.92496 | 0.075044 | 1 | 1 | 1
LV Medium Non-Domestic | 1 | 1 | 0.92496 | 0.92496 | 0.92496 | 0.075044 | 1 | 1 | 1
LV Sub Medium Non-Domestic | 1 | 1 | 0.92496 | 0.92496 | 0.92496 | 0.075044 | 1 | 1 | 0
HV Medium Non-Domestic | 1 | 1 | 0.92496 | 0.92496 | 0.92496 | 0.075044 | 1 | 0 | 0
LV Network Domestic | 1 | 1 | 0.92496 | 0.92496 | 0.92496 | 0.075044 | 1 | 1 | 1
LV Network Non-Domestic Non-CT | 1 | 1 | 0.92496 | 0.92496 | 0.92496 | 0.075044 | 1 | 1 | 1
LV HH Metered | 1 | 1 | 0.92496 | 0.92496 | 0.92496 | 0.075044 | 1 | 1 | 1
LV Sub HH Metered | 1 | 1 | 0.92496 | 0.92496 | 0.92496 | 0.075044 | 1 | 1 | 0
HV HH Metered | 1 | 1 | 0.92496 | 0.92496 | 0.92496 | 0.075044 | 1 | 0 | 0
NHH UMS category A | 1 | 1 | 0.92496 | 0.92496 | 0.92496 | 0.075044 | 1 | 1 | 1
NHH UMS category B | 1 | 1 | 0.92496 | 0.92496 | 0.92496 | 0.075044 | 1 | 1 | 1
NHH UMS category C | 1 | 1 | 0.92496 | 0.92496 | 0.92496 | 0.075044 | 1 | 1 | 1
NHH UMS category D | 1 | 1 | 0.92496 | 0.92496 | 0.92496 | 0.075044 | 1 | 1 | 1
LV UMS (Pseudo HH Metered) | 1 | 1 | 0.92496 | 0.92496 | 0.92496 | 0.075044 | 1 | 1 | 1
LV Generation NHH or Aggregate HH | 1 | 1 | 0.92496 | 0.92496 | 0.92496 | 0.075044 | 1 | 1 | 0
LV Sub Generation NHH | 1 | 1 | 0.92496 | 0.92496 | 0.92496 | 0.075044 | 1 | 0 | 0
LV Generation Intermittent | 1 | 1 | 0.92496 | 0.92496 | 0.92496 | 0.075044 | 1 | 1 | 0
LV Generation Intermittent no RP charge | 1 | 1 | 0.92496 | 0.92496 | 0.92496 | 0.075044 | 1 | 1 | 0
LV Generation Non-Intermittent | 1 | 1 | 0.92496 | 0.92496 | 0.92496 | 0.075044 | 1 | 1 | 0
LV Generation Non-Intermittent no RP charge | 1 | 1 | 0.92496 | 0.92496 | 0.92496 | 0.075044 | 1 | 1 | 0
LV Sub Generation Intermittent | 1 | 1 | 0.92496 | 0.92496 | 0.92496 | 0.075044 | 1 | 0 | 0
LV Sub Generation Intermittent no RP charge | 1 | 1 | 0.92496 | 0.92496 | 0.92496 | 0.075044 | 1 | 0 | 0
LV Sub Generation Non-Intermittent | 1 | 1 | 0.92496 | 0.92496 | 0.92496 | 0.075044 | 1 | 0 | 0
LV Sub Generation Non-Intermittent no RP charge | 1 | 1 | 0.92496 | 0.92496 | 0.92496 | 0.075044 | 1 | 0 | 0
HV Generation Intermittent | 1 | 1 | 0.92496 | 0.92496 | 0.92496 | 0.075044 | 0 | 0 | 0
HV Generation Intermittent no RP charge | 1 | 1 | 0.92496 | 0.92496 | 0.92496 | 0.075044 | 0 | 0 | 0
HV Generation Non-Intermittent | 1 | 1 | 0.92496 | 0.92496 | 0.92496 | 0.075044 | 0 | 0 | 0
HV Generation Non-Intermittent no RP charge | 1 | 1 | 0.92496 | 0.92496 | 0.92496 | 0.075044 | 0 | 0 | 0
2012. Loss adjustment factors between end user meter reading and each network level, scaled by network use
Data sources:
x1 = 2004. Loss adjustment factor to transmission for each network level
x2 = 2011. Network use factors for all tariffs
x3 = 2001. Loss adjustment factor to transmission (in Loss adjustment factors to transmission)
Calculation =IF(x1="",x2,x2*x3/x1)
| GSPs | 132kV | 132kV/EHV | EHV | EHV/HV | 132kV/HV | HV | HV/LV | LV circuits
Domestic Unrestricted | 1.08 | 1.0778 | 0.99102 | 0.98906 | 0.98129 | 0.079615 | 1.0445 | 1.0286 | 1
Domestic Two Rate | 1.08 | 1.0778 | 0.99102 | 0.98906 | 0.98129 | 0.079615 | 1.0445 | 1.0286 | 1
Domestic Off Peak (related MPAN) | 1.08 | 1.0778 | 0.99102 | 0.98906 | 0.98129 | 0.079615 | 1.0445 | 1.0286 | 1
Small Non Domestic Unrestricted | 1.08 | 1.0778 | 0.99102 | 0.98906 | 0.98129 | 0.079615 | 1.0445 | 1.0286 | 1
Small Non Domestic Two Rate | 1.08 | 1.0778 | 0.99102 | 0.98906 | 0.98129 | 0.079615 | 1.0445 | 1.0286 | 1
Small Non Domestic Off Peak (related MPAN) | 1.08 | 1.0778 | 0.99102 | 0.98906 | 0.98129 | 0.079615 | 1.0445 | 1.0286 | 1
LV Medium Non-Domestic | 1.08 | 1.0778 | 0.99102 | 0.98906 | 0.98129 | 0.079615 | 1.0445 | 1.0286 | 1
LV Sub Medium Non-Domestic | 1.05 | 1.0479 | 0.9635 | 0.96159 | 0.95403 | 0.077403 | 1.0155 | 1 | 0
HV Medium Non-Domestic | 1.034 | 1.0319 | 0.94881 | 0.94693 | 0.93949 | 0.076224 | 1 | 0 | 0
LV Network Domestic | 1.08 | 1.0778 | 0.99102 | 0.98906 | 0.98129 | 0.079615 | 1.0445 | 1.0286 | 1
LV Network Non-Domestic Non-CT | 1.08 | 1.0778 | 0.99102 | 0.98906 | 0.98129 | 0.079615 | 1.0445 | 1.0286 | 1
LV HH Metered | 1.08 | 1.0778 | 0.99102 | 0.98906 | 0.98129 | 0.079615 | 1.0445 | 1.0286 | 1
LV Sub HH Metered | 1.05 | 1.0479 | 0.9635 | 0.96159 | 0.95403 | 0.077403 | 1.0155 | 1 | 0
HV HH Metered | 1.034 | 1.0319 | 0.94881 | 0.94693 | 0.93949 | 0.076224 | 1 | 0 | 0
NHH UMS category A | 1.08 | 1.0778 | 0.99102 | 0.98906 | 0.98129 | 0.079615 | 1.0445 | 1.0286 | 1
NHH UMS category B | 1.08 | 1.0778 | 0.99102 | 0.98906 | 0.98129 | 0.079615 | 1.0445 | 1.0286 | 1
NHH UMS category C | 1.08 | 1.0778 | 0.99102 | 0.98906 | 0.98129 | 0.079615 | 1.0445 | 1.0286 | 1
NHH UMS category D | 1.08 | 1.0778 | 0.99102 | 0.98906 | 0.98129 | 0.079615 | 1.0445 | 1.0286 | 1
LV UMS (Pseudo HH Metered) | 1.08 | 1.0778 | 0.99102 | 0.98906 | 0.98129 | 0.079615 | 1.0445 | 1.0286 | 1
LV Generation NHH or Aggregate HH | 1.08 | 1.0778 | 0.99102 | 0.98906 | 0.98129 | 0.079615 | 1.0445 | 1.0286 | 0
LV Sub Generation NHH | 1.05 | 1.0479 | 0.9635 | 0.96159 | 0.95403 | 0.077403 | 1.0155 | 0 | 0
LV Generation Intermittent | 1.08 | 1.0778 | 0.99102 | 0.98906 | 0.98129 | 0.079615 | 1.0445 | 1.0286 | 0
LV Generation Intermittent no RP charge | 1.08 | 1.0778 | 0.99102 | 0.98906 | 0.98129 | 0.079615 | 1.0445 | 1.0286 | 0
LV Generation Non-Intermittent | 1.08 | 1.0778 | 0.99102 | 0.98906 | 0.98129 | 0.079615 | 1.0445 | 1.0286 | 0
LV Generation Non-Intermittent no RP charge | 1.08 | 1.0778 | 0.99102 | 0.98906 | 0.98129 | 0.079615 | 1.0445 | 1.0286 | 0
LV Sub Generation Intermittent | 1.05 | 1.0479 | 0.9635 | 0.96159 | 0.95403 | 0.077403 | 1.0155 | 0 | 0
LV Sub Generation Intermittent no RP charge | 1.05 | 1.0479 | 0.9635 | 0.96159 | 0.95403 | 0.077403 | 1.0155 | 0 | 0
LV Sub Generation Non-Intermittent | 1.05 | 1.0479 | 0.9635 | 0.96159 | 0.95403 | 0.077403 | 1.0155 | 0 | 0
LV Sub Generation Non-Intermittent no RP charge | 1.05 | 1.0479 | 0.9635 | 0.96159 | 0.95403 | 0.077403 | 1.0155 | 0 | 0
HV Generation Intermittent | 1.034 | 1.0319 | 0.94881 | 0.94693 | 0.93949 | 0.076224 | 0 | 0 | 0
HV Generation Intermittent no RP charge | 1.034 | 1.0319 | 0.94881 | 0.94693 | 0.93949 | 0.076224 | 0 | 0 | 0
HV Generation Non-Intermittent | 1.034 | 1.0319 | 0.94881 | 0.94693 | 0.93949 | 0.076224 | 0 | 0 | 0
HV Generation Non-Intermittent no RP charge | 1.034 | 1.0319 | 0.94881 | 0.94693 | 0.93949 | 0.076224 | 0 | 0 | 0

## DRM
Network model for WPD East Midlands in April 19 (no data version)
This sheet collects data from a network model and calculates aggregated annuitised unit costs from these data.
2101. Annuity rate
Data sources:
x1 = 1010. Rate of return (in Financial and general assumptions)
x2 = 1010. Annualisation period (years) (in Financial and general assumptions)
x3 = 1010. Days in the charging year (in Financial and general assumptions)
Calculation =PMT(x1,x2,-1)*IF(OR(x3>366,x3<365),x3/365.25,1)
Annuity rate
Annuity rate | 5.113%
2102. Loss adjustment factor to transmission for each core level
Data sources:
x1 = 1032. Loss adjustment factors to transmission
x2 = 1 for GSP level
Combine tables = x1 or x2
| GSPs | 132kV | 132kV/EHV | EHV | EHV/HV | HV | HV/LV | LV circuits
Loss adjustment factor to transmission for each core level | 1 | 1.002 | 1.008 | 1.01 | 1.018 | 1.034 | 1.05 | 1.08
2103. Loss adjustment factors
Data sources:
x1 = 2102. Loss adjustment factor to transmission for each core level
x2 = Loss adjustment factor to transmission for network level exit (in Loss adjustment factors)
Kind: | Copy cells | Special copy
Formula: | =x1 | = x2
| Loss adjustment factor to transmission for network level exit | Loss adjustment factor to transmission for network level entry
GSPs | 1
132kV | 1.002 | 1
132kV/EHV | 1.008 | 1.002
EHV | 1.01 | 1.008
EHV/HV | 1.018 | 1.01
HV | 1.034 | 1.018
HV/LV | 1.05 | 1.034
LV circuits | 1.08 | 1.05
2104. Diversity calculations
Data sources:
x1 = 1017. Diversity allowance between top and bottom of network level
x2 = Coincidence to system peak at level exit (in Diversity calculations)
Kind: | Special calculation | Special calculation | Special calculation
Formula: | =previous/(1+x1) | =previous/(1+x1) | =1/x2-1
| Coincidence to GSP peak at level exit | Coincidence to system peak at level exit | Diversity allowance between level exit and GSP Group
GSPs |  | 97.59% | 2.471%
132kV | 95.69% | 93.38% | 7.084%
132kV/EHV | 95.69% | 93.38% | 7.084%
EHV | 88.68% | 86.55% | 15.55%
EHV/HV | 88.68% | 86.55% | 15.55%
HV | 66.18% | 64.59% | 54.83%
HV/LV | 66.18% | 64.59% | 54.83%
LV circuits | 66.18% | 64.59%
2105. Network model total maximum demand at substation (MW)
Data sources:
x1 = 1019. Network model GSP peak demand (MW)
x2 = 2104. Coincidence to GSP peak at level exit (in Diversity calculations)
Calculation =x1/x2
Network model total maximum demand at substation (MW)
132kV | 522.5067
132kV/EHV | 522.5067
EHV | 563.794
EHV/HV | 563.794
HV | 755.4839
HV/LV | 755.4839
LV circuits | 755.4839
2106. Network model contribution to system maximum load measured at network level exit (MW)
Data sources:
x1 = 2105. Network model total maximum demand at substation (MW)
x2 = 2104. Coincidence to system peak at level exit (in Diversity calculations)
x3 = 2103. Loss adjustment factor to transmission for network level exit (in Loss adjustment factors)
Calculation =x1*x2/x3
Network model contribution to system maximum load measured at network level exit (MW)
132kV | 486.9672
132kV/EHV | 484.0686
EHV | 483.11
EHV/HV | 479.3135
HV | 471.8967
HV/LV | 464.7059
LV circuits | 451.7974
2107. Rerouteing matrix for DRM network levels
Data sources:
x1 = 1018. Proportion of relevant load going through 132kV/HV direct transformation
x2 = 2006. Proportion going through 132kV/EHV
x3 = 2007. Proportion going through EHV
x4 = 2008. Proportion going through EHV/HV
x5 = Rerouteing matrix: default elements
Combine tables = x1 or x2 or x3 or x4 or x5
| 132kV | 132kV/EHV | EHV | EHV/HV | 132kV/HV | HV | HV/LV | LV circuits
132kV | 100% | 0% | 0% | 0% | 0% | 0% | 0% | 0%
132kV/EHV | 0% | 92.5% | 0% | 0% | 0% | 0% | 0% | 0%
EHV | 0% | 0% | 92.5% | 0% | 0% | 0% | 0% | 0%
EHV/HV | 0% | 0% | 0% | 92.5% | 7.504% | 0% | 0% | 0%
HV | 0% | 0% | 0% | 0% | 0% | 100% | 0% | 0%
HV/LV | 0% | 0% | 0% | 0% | 0% | 0% | 100% | 0%
LV circuits | 0% | 0% | 0% | 0% | 0% | 0% | 0% | 100%
2108. GSP simultaneous maximum load assumed through each network level (MW)
Data sources:
x1 = 2106. Network model contribution to system maximum load measured at network level exit (MW)
x2 = 2107. Rerouteing matrix for DRM network levels
Sum-product calculation =SUMPRODUCT(x1, x2)
GSP simultaneous maximum load assumed through each network level (MW)
132kV | 486.9672
132kV/EHV | 447.742
EHV | 446.8554
EHV/HV | 443.3437
132kV/HV | 35.9698
HV | 471.8967
HV/LV | 464.7059
LV circuits | 451.7974
2109. Network model annuity by simultaneous maximum load for each network level (£/kW/year)
Data sources:
x1 = 2108. GSP simultaneous maximum load assumed through each network level (MW)
x2 = 1020. Gross asset cost by network level (£)
x3 = 2101. Annuity rate
Calculation =IF(x1,0.001*x2*x3/x1,0)
Model £/kW SML
Assets 132kV | 5.9338
Assets 132kV/EHV | 3.2796
Assets EHV | 4.0168
Assets EHV/HV | 6.5725
Assets 132kV/HV | 6.7942
Assets HV | 14.6511
Assets HV/LV | 6.725
Assets LV circuits | 13.4616

## SM
Service models for WPD East Midlands in April 19 (no data version)
This sheet collects and processes data from the service models.
2201. Asset £/customer from LV service models
Data sources:
x1 = 1025. Matrix of applicability of LV service models to tariffs with fixed charges
x2 = 1022. LV service model asset cost (£)
Sum-product calculation =SUMPRODUCT(x1, x2)
Assets LV customer
Domestic Unrestricted | 217.8664
Domestic Two Rate | 217.8664
Small Non Domestic Unrestricted | 664.3321
Small Non Domestic Two Rate | 664.3321
LV Medium Non-Domestic | 768.355
LV Sub Medium Non-Domestic | 557.6139
LV Network Domestic | 217.8664
LV Network Non-Domestic Non-CT | 664.3321
LV HH Metered | 1230.218
LV Sub HH Metered | 960.3594
LV Generation NHH or Aggregate HH | 0
LV Sub Generation NHH | 0
LV Generation Intermittent | 0
LV Generation Intermittent no RP charge | 0
LV Generation Non-Intermittent | 0
LV Generation Non-Intermittent no RP charge | 0
LV Sub Generation Intermittent | 0
LV Sub Generation Intermittent no RP charge | 0
LV Sub Generation Non-Intermittent | 0
LV Sub Generation Non-Intermittent no RP charge | 0
2202. LV unmetered service model assets £/(MWh/year)
Data sources:
x1 = 1026. Matrix of applicability of LV service models to unmetered tariffs
x2 = 1022. LV service model asset cost (£)
Sum-product calculation =SUMPRODUCT(x1, x2)
Assets LV customer
LV unmetered service model assets £/(MWh/year) | 256.499
2203. LV unmetered service model asset charge (p/kWh)
Data sources:
x1 = 1010. Annuity proportion for customer-contributed assets (in Financial and general assumptions)
x2 = 2202. LV unmetered service model assets £/(MWh/year)
x3 = 2101. Annuity rate
Calculation =0.1*x1*x2*x3
Assets LV customer
LV unmetered service model asset charge (p/kWh) | 0
2204. Asset £/customer from HV service models
Data sources:
x1 = 1028. Matrix of applicability of HV service models to tariffs with fixed charges
x2 = 1023. HV service model asset cost (£)
Sum-product calculation =SUMPRODUCT(x1, x2)
Assets HV customer
HV Medium Non-Domestic | 10371.6257
HV HH Metered | 10371.6257
HV Generation Intermittent | 4264
HV Generation Intermittent no RP charge | 4264
HV Generation Non-Intermittent | 4264
HV Generation Non-Intermittent no RP charge | 4264
2205. Service model assets by tariff (£)
Data sources:
x1 = 2201. Asset £/customer from LV service models
x2 = 2204. Asset £/customer from HV service models
Combine tables = x1 or x2
| Assets LV customer | Assets HV customer
Domestic Unrestricted | 217.8664
Domestic Two Rate | 217.8664
Domestic Off Peak (related MPAN)
Small Non Domestic Unrestricted | 664.3321
Small Non Domestic Two Rate | 664.3321
Small Non Domestic Off Peak (related MPAN)
LV Medium Non-Domestic | 768.355
LV Sub Medium Non-Domestic | 557.6139
HV Medium Non-Domestic |  | 10371.6257
LV Network Domestic | 217.8664
LV Network Non-Domestic Non-CT | 664.3321
LV HH Metered | 1230.218
LV Sub HH Metered | 960.3594
HV HH Metered |  | 10371.6257
NHH UMS category A
NHH UMS category B
NHH UMS category C
NHH UMS category D
LV UMS (Pseudo HH Metered)
LV Generation NHH or Aggregate HH | 0
LV Sub Generation NHH | 0
LV Generation Intermittent | 0
LV Generation Intermittent no RP charge | 0
LV Generation Non-Intermittent | 0
LV Generation Non-Intermittent no RP charge | 0
LV Sub Generation Intermittent | 0
LV Sub Generation Intermittent no RP charge | 0
LV Sub Generation Non-Intermittent | 0
LV Sub Generation Non-Intermittent no RP charge | 0
HV Generation Intermittent |  | 4264
HV Generation Intermittent no RP charge |  | 4264
HV Generation Non-Intermittent |  | 4264
HV Generation Non-Intermittent no RP charge |  | 4264
2206. Replacement annuities for service models
Data sources:
x1 = 1010. Days in the charging year (in Financial and general assumptions)
x2 = 2205. Service model assets by tariff (£)
x3 = 2101. Annuity rate
x4 = 1010. Annuity proportion for customer-contributed assets (in Financial and general assumptions)
x5 = Service model p/MPAN/day charge (in Replacement annuities for service models)
Kind: | Calculation |  | Cell summation
Formula: | =100/x1*x2*x3*x4 |  | =SUM(x5)
Service model p/MPAN/day charge
| Assets LV customer | Assets HV customer | Service model p/MPAN/day
Domestic Unrestricted | 0 | 0 | 0
Domestic Two Rate | 0 | 0 | 0
Domestic Off Peak (related MPAN) | 0 | 0 | 0
Small Non Domestic Unrestricted | 0 | 0 | 0
Small Non Domestic Two Rate | 0 | 0 | 0
Small Non Domestic Off Peak (related MPAN) | 0 | 0 | 0
LV Medium Non-Domestic | 0 | 0 | 0
LV Sub Medium Non-Domestic | 0 | 0 | 0
HV Medium Non-Domestic | 0 | 0 | 0
LV Network Domestic | 0 | 0 | 0
LV Network Non-Domestic Non-CT | 0 | 0 | 0
LV HH Metered | 0 | 0 | 0
LV Sub HH Metered | 0 | 0 | 0
HV HH Metered | 0 | 0 | 0
NHH UMS category A | 0 | 0 | 0
NHH UMS category B | 0 | 0 | 0
NHH UMS category C | 0 | 0 | 0
NHH UMS category D | 0 | 0 | 0
LV UMS (Pseudo HH Metered) | 0 | 0 | 0
LV Generation NHH or Aggregate HH | 0 | 0 | 0
LV Sub Generation NHH | 0 | 0 | 0
LV Generation Intermittent | 0 | 0 | 0
LV Generation Intermittent no RP charge | 0 | 0 | 0
LV Generation Non-Intermittent | 0 | 0 | 0
LV Generation Non-Intermittent no RP charge | 0 | 0 | 0
LV Sub Generation Intermittent | 0 | 0 | 0
LV Sub Generation Intermittent no RP charge | 0 | 0 | 0
LV Sub Generation Non-Intermittent | 0 | 0 | 0
LV Sub Generation Non-Intermittent no RP charge | 0 | 0 | 0
HV Generation Intermittent | 0 | 0 | 0
HV Generation Intermittent no RP charge | 0 | 0 | 0
HV Generation Non-Intermittent | 0 | 0 | 0
HV Generation Non-Intermittent no RP charge | 0 | 0 | 0

## Loads
Load characteristics for WPD East Midlands in April 19 (no data version)
This sheet compiles information about the assumed characteristics of network users.
A load factor represents the average load of a user or user group, relative to the maximum load level of that user or
user group. Load factors are numbers between 0 and 1.
A coincidence factor represents the expectation value of the load of a user or user group at the time of system maximum load,
relative to the maximum load level of that user or user group. Coincidence factors are numbers between 0 and 1.
A load coefficient is the expectation value of the load of a user or user group at the time of system maximum load, relative to the average load level of that user or user group.
For demand users, the load coefficient is a demand coefficient and can be calculated as the ratio of the coincidence factor to the load factor.
2301. Demand coefficient (load at time of system maximum load divided by average load)
Data sources:
x1 = 1041. Coincidence factor to system maximum load for each type of demand user (in Load profile data for demand users)
x2 = 1041. Load factor for each type of demand user (in Load profile data for demand users)
Calculation =x1/x2
Demand coefficient
Domestic Unrestricted | 2.0719
Domestic Two Rate | 1.7111
Domestic Off Peak (related MPAN) | 0
Small Non Domestic Unrestricted | 1.927
Small Non Domestic Two Rate | 1.6143
Small Non Domestic Off Peak (related MPAN) | 0
LV Medium Non-Domestic | 1.5972
LV Sub Medium Non-Domestic | 1.5972
HV Medium Non-Domestic | 1.6034
LV Network Domestic | 1.9414
LV Network Non-Domestic Non-CT | 1.7583
LV HH Metered | 1.47
LV Sub HH Metered | 1.4511
HV HH Metered | 1.1869
NHH UMS category A | 1
NHH UMS category B | 2.1155
NHH UMS category C | 4.1086
NHH UMS category D | 0.010481
LV UMS (Pseudo HH Metered) | 2.153
2302. Load coefficient
Data sources:
x1 = 2301. Demand coefficient (load at time of system maximum load divided by average load)
x2 = Negative of generation coefficient; set to -1
Combine tables = x1 or x2
Load coefficient
Domestic Unrestricted | 2.0719
Domestic Two Rate | 1.7111
Domestic Off Peak (related MPAN) | 0
Small Non Domestic Unrestricted | 1.927
Small Non Domestic Two Rate | 1.6143
Small Non Domestic Off Peak (related MPAN) | 0
LV Medium Non-Domestic | 1.5972
LV Sub Medium Non-Domestic | 1.5972
HV Medium Non-Domestic | 1.6034
LV Network Domestic | 1.9414
LV Network Non-Domestic Non-CT | 1.7583
LV HH Metered | 1.47
LV Sub HH Metered | 1.4511
HV HH Metered | 1.1869
NHH UMS category A | 1
NHH UMS category B | 2.1155
NHH UMS category C | 4.1086
NHH UMS category D | 0.010481
LV UMS (Pseudo HH Metered) | 2.153
LV Generation NHH or Aggregate HH | -1
LV Sub Generation NHH | -1
LV Generation Intermittent | -1
LV Generation Intermittent no RP charge | -1
LV Generation Non-Intermittent | -1
LV Generation Non-Intermittent no RP charge | -1
LV Sub Generation Intermittent | -1
LV Sub Generation Intermittent no RP charge | -1
LV Sub Generation Non-Intermittent | -1
LV Sub Generation Non-Intermittent no RP charge | -1
HV Generation Intermittent | -1
HV Generation Intermittent no RP charge | -1
HV Generation Non-Intermittent | -1
HV Generation Non-Intermittent no RP charge | -1
2303. Discount map
| No discount | LDNO LV: LV user | LDNO HV: LV user | LDNO HV: LV sub user | LDNO HV: HV user
> Domestic Unrestricted
Domestic Unrestricted | 1 | 0 | 0 | 0 | 0
LDNO LV: Domestic Unrestricted | 0 | 1 | 0 | 0 | 0
LDNO HV: Domestic Unrestricted | 0 | 0 | 1 | 0 | 0
> Domestic Two Rate
Domestic Two Rate | 1 | 0 | 0 | 0 | 0
LDNO LV: Domestic Two Rate | 0 | 1 | 0 | 0 | 0
LDNO HV: Domestic Two Rate | 0 | 0 | 1 | 0 | 0
> Domestic Off Peak (related MPAN)
Domestic Off Peak (related MPAN) | 1 | 0 | 0 | 0 | 0
LDNO LV: Domestic Off Peak (related MPAN) | 0 | 1 | 0 | 0 | 0
LDNO HV: Domestic Off Peak (related MPAN) | 0 | 0 | 1 | 0 | 0
> Small Non Domestic Unrestricted
Small Non Domestic Unrestricted | 1 | 0 | 0 | 0 | 0
LDNO LV: Small Non Domestic Unrestricted | 0 | 1 | 0 | 0 | 0
LDNO HV: Small Non Domestic Unrestricted | 0 | 0 | 1 | 0 | 0
> Small Non Domestic Two Rate
Small Non Domestic Two Rate | 1 | 0 | 0 | 0 | 0
LDNO LV: Small Non Domestic Two Rate | 0 | 1 | 0 | 0 | 0
LDNO HV: Small Non Domestic Two Rate | 0 | 0 | 1 | 0 | 0
> Small Non Domestic Off Peak (related MPAN)
Small Non Domestic Off Peak (related MPAN) | 1 | 0 | 0 | 0 | 0
LDNO LV: Small Non Domestic Off Peak (related MPAN) | 0 | 1 | 0 | 0 | 0
LDNO HV: Small Non Domestic Off Peak (related MPAN) | 0 | 0 | 1 | 0 | 0
> LV Medium Non-Domestic
LV Medium Non-Domestic | 1 | 0 | 0 | 0 | 0
LDNO LV: LV Medium Non-Domestic | 0 | 1 | 0 | 0 | 0
LDNO HV: LV Medium Non-Domestic | 0 | 0 | 1 | 0 | 0
> LV Sub Medium Non-Domestic
LV Sub Medium Non-Domestic | 1 | 0 | 0 | 0 | 0
> HV Medium Non-Domestic
HV Medium Non-Domestic | 1 | 0 | 0 | 0 | 0
> LV Network Domestic
LV Network Domestic | 1 | 0 | 0 | 0 | 0
LDNO LV: LV Network Domestic | 0 | 1 | 0 | 0 | 0
LDNO HV: LV Network Domestic | 0 | 0 | 1 | 0 | 0
> LV Network Non-Domestic Non-CT
LV Network Non-Domestic Non-CT | 1 | 0 | 0 | 0 | 0
LDNO LV: LV Network Non-Domestic Non-CT | 0 | 1 | 0 | 0 | 0
LDNO HV: LV Network Non-Domestic Non-CT | 0 | 0 | 1 | 0 | 0
> LV HH Metered
LV HH Metered | 1 | 0 | 0 | 0 | 0
LDNO LV: LV HH Metered | 0 | 1 | 0 | 0 | 0
LDNO HV: LV HH Metered | 0 | 0 | 1 | 0 | 0
> LV Sub HH Metered
LV Sub HH Metered | 1 | 0 | 0 | 0 | 0
LDNO HV: LV Sub HH Metered | 0 | 0 | 0 | 1 | 0
> HV HH Metered
HV HH Metered | 1 | 0 | 0 | 0 | 0
LDNO HV: HV HH Metered | 0 | 0 | 0 | 0 | 1
> NHH UMS category A
NHH UMS category A | 1 | 0 | 0 | 0 | 0
LDNO LV: NHH UMS category A | 0 | 1 | 0 | 0 | 0
LDNO HV: NHH UMS category A | 0 | 0 | 1 | 0 | 0
> NHH UMS category B
NHH UMS category B | 1 | 0 | 0 | 0 | 0
LDNO LV: NHH UMS category B | 0 | 1 | 0 | 0 | 0
LDNO HV: NHH UMS category B | 0 | 0 | 1 | 0 | 0
> NHH UMS category C
NHH UMS category C | 1 | 0 | 0 | 0 | 0
LDNO LV: NHH UMS category C | 0 | 1 | 0 | 0 | 0
LDNO HV: NHH UMS category C | 0 | 0 | 1 | 0 | 0
> NHH UMS category D
NHH UMS category D | 1 | 0 | 0 | 0 | 0
LDNO LV: NHH UMS category D | 0 | 1 | 0 | 0 | 0
LDNO HV: NHH UMS category D | 0 | 0 | 1 | 0 | 0
> LV UMS (Pseudo HH Metered)
LV UMS (Pseudo HH Metered) | 1 | 0 | 0 | 0 | 0
LDNO LV: LV UMS (Pseudo HH Metered) | 0 | 1 | 0 | 0 | 0
LDNO HV: LV UMS (Pseudo HH Metered) | 0 | 0 | 1 | 0 | 0
> LV Generation NHH or Aggregate HH
LV Generation NHH or Aggregate HH | 1 | 0 | 0 | 0 | 0
LDNO LV: LV Generation NHH or Aggregate HH | 1 | 0 | 0 | 0 | 0
LDNO HV: LV Generation NHH or Aggregate HH | 1 | 0 | 0 | 0 | 0
> LV Sub Generation NHH
LV Sub Generation NHH | 1 | 0 | 0 | 0 | 0
LDNO HV: LV Sub Generation NHH | 1 | 0 | 0 | 0 | 0
> LV Generation Intermittent
LV Generation Intermittent | 1 | 0 | 0 | 0 | 0
LDNO LV: LV Generation Intermittent | 1 | 0 | 0 | 0 | 0
LDNO HV: LV Generation Intermittent | 1 | 0 | 0 | 0 | 0
> LV Generation Intermittent no RP charge
LV Generation Intermittent no RP charge | 1 | 0 | 0 | 0 | 0
> LV Generation Non-Intermittent
LV Generation Non-Intermittent | 1 | 0 | 0 | 0 | 0
LDNO LV: LV Generation Non-Intermittent | 1 | 0 | 0 | 0 | 0
LDNO HV: LV Generation Non-Intermittent | 1 | 0 | 0 | 0 | 0
> LV Generation Non-Intermittent no RP charge
LV Generation Non-Intermittent no RP charge | 1 | 0 | 0 | 0 | 0
> LV Sub Generation Intermittent
LV Sub Generation Intermittent | 1 | 0 | 0 | 0 | 0
LDNO HV: LV Sub Generation Intermittent | 1 | 0 | 0 | 0 | 0
> LV Sub Generation Intermittent no RP charge
LV Sub Generation Intermittent no RP charge | 1 | 0 | 0 | 0 | 0
> LV Sub Generation Non-Intermittent
LV Sub Generation Non-Intermittent | 1 | 0 | 0 | 0 | 0
LDNO HV: LV Sub Generation Non-Intermittent | 1 | 0 | 0 | 0 | 0
> LV Sub Generation Non-Intermittent no RP charge
LV Sub Generation Non-Intermittent no RP charge | 1 | 0 | 0 | 0 | 0
> HV Generation Intermittent
HV Generation Intermittent | 1 | 0 | 0 | 0 | 0
LDNO HV: HV Generation Intermittent | 1 | 0 | 0 | 0 | 0
> HV Generation Intermittent no RP charge
HV Generation Intermittent no RP charge | 1 | 0 | 0 | 0 | 0
> HV Generation Non-Intermittent
HV Generation Non-Intermittent | 1 | 0 | 0 | 0 | 0
LDNO HV: HV Generation Non-Intermittent | 1 | 0 | 0 | 0 | 0
> HV Generation Non-Intermittent no RP charge
HV Generation Non-Intermittent no RP charge | 1 | 0 | 0 | 0 | 0
2304. LDNO discounts and volumes adjusted for discount
Data sources:
x1 = 2303. Discount map
x2 = 1037. Embedded network (LDNO) discounts
x3 = 100 per cent discount for generators on LDNO networks
x4 = Discount for each tariff (except for fixed charges) (in LDNO discounts and volumes adjusted for discount)
x5 = 1053. Rate 1 units (MWh) by tariff (in Volume forecasts for the charging year)
x6 = 1053. Rate 2 units (MWh) by tariff (in Volume forecasts for the charging year)
x7 = 1053. Rate 3 units (MWh) by tariff (in Volume forecasts for the charging year)
x8 = 1053. MPANs by tariff (in Volume forecasts for the charging year)
x9 = Discount for each tariff for fixed charges only (in LDNO discounts and volumes adjusted for discount)
x10 = 1053. Import capacity (kVA) by tariff (in Volume forecasts for the charging year)
x11 = 1053. Exceeded capacity (kVA) by tariff (in Volume forecasts for the charging year)
x12 = 1053. Reactive power units (MVArh) by tariff (in Volume forecasts for the charging year)
Kind: | Sum-product calculation | Combine tables | Calculation | Calculation | Calculation | Calculation | Calculation | Calculation | Calculation
Formula: | =SUMPRODUCT(x1, x2) | = x3 or x4 | =x5*(1-x4) | =x6*(1-x4) | =x7*(1-x4) | =x8*(1-x9) | =x10*(1-x4) | =x11*(1-x4) | =x12*(1-x4)
| Discount for each tariff (except for fixed charges) | Discount for each tariff for fixed charges only | Rate 1 units (MWh) | Rate 2 units (MWh) | Rate 3 units (MWh) | MPANs | Import capacity (kVA) | Exceeded capacity (kVA) | Reactive power units (MVArh)
> Domestic Unrestricted
Domestic Unrestricted | 0% | 0% | 5635747.395 | 0 | 0 | 1671267.7755 | 0 | 0 | 0
LDNO LV: Domestic Unrestricted | 30.04% | 30.04% | 66453.9321 | 0 | 0 | 24511.0178 | 0 | 0 | 0
LDNO HV: Domestic Unrestricted | 47.82% | 47.82% | 80971.2563 | 0 | 0 | 30350.4734 | 0 | 0 | 0
> Domestic Two Rate
Domestic Two Rate | 0% | 0% | 2417415.8455 | 1076309.3787 | 0 | 792868.4906 | 0 | 0 | 0
LDNO LV: Domestic Two Rate | 30.04% | 30.04% | 3239.3401 | 998.3303 | 0 | 1048.9387 | 0 | 0 | 0
LDNO HV: Domestic Two Rate | 47.82% | 47.82% | 3988.0014 | 1355.3637 | 0 | 1280.2479 | 0 | 0 | 0
> Domestic Off Peak (related MPAN)
Domestic Off Peak (related MPAN) | 0% | 0% | 49585.5932 | 0 | 0 | 26805 | 0 | 0 | 0
LDNO LV: Domestic Off Peak (related MPAN) | 30.04% | 30.04% | 0 | 0 | 0 | 0 | 0 | 0 | 0
LDNO HV: Domestic Off Peak (related MPAN) | 47.82% | 47.82% | 0 | 0 | 0 | 0 | 0 | 0 | 0
> Small Non Domestic Unrestricted
Small Non Domestic Unrestricted | 0% | 0% | 1140613.9739 | 0 | 0 | 95495.2531 | 0 | 0 | 0
LDNO LV: Small Non Domestic Unrestricted | 30.04% | 30.04% | 2976.8958 | 0 | 0 | 499.6073 | 0 | 0 | 0
LDNO HV: Small Non Domestic Unrestricted | 47.82% | 47.82% | 5816.1496 | 0 | 0 | 662.8011 | 0 | 0 | 0
> Small Non Domestic Two Rate
Small Non Domestic Two Rate | 0% | 0% | 1514286.2262 | 451030.4649 | 0 | 82427.2447 | 0 | 0 | 0
LDNO LV: Small Non Domestic Two Rate | 30.04% | 30.04% | 281.5938 | 56.2787 | 0 | 9.028 | 0 | 0 | 0
LDNO HV: Small Non Domestic Two Rate | 47.82% | 47.82% | 580.0704 | 149.2578 | 0 | 24.9367 | 0 | 0 | 0
> Small Non Domestic Off Peak (related MPAN)
Small Non Domestic Off Peak (related MPAN) | 0% | 0% | 2583.3841 | 0 | 0 | 517 | 0 | 0 | 0
LDNO LV: Small Non Domestic Off Peak (related MPAN) | 30.04% | 30.04% | 0 | 0 | 0 | 0 | 0 | 0 | 0
LDNO HV: Small Non Domestic Off Peak (related MPAN) | 47.82% | 47.82% | 0 | 0 | 0 | 0 | 0 | 0 | 0
> LV Medium Non-Domestic
LV Medium Non-Domestic | 0% | 0% | 41587.889 | 11522.8572 | 0 | 1226.513 | 0 | 0 | 0
LDNO LV: LV Medium Non-Domestic | 30.04% | 30.04% | -3.4362e-14 | 3.818e-15 | 0 | 0 | 0 | 0 | 0
LDNO HV: LV Medium Non-Domestic | 47.82% | 47.82% | -1.2909e-13 | 9.4918e-15 | 0 | 0 | 0 | 0 | 0
> LV Sub Medium Non-Domestic
LV Sub Medium Non-Domestic | 0% | 0% | 0.14305 | 0.041771 | 0 | 0.0031678 | 0 | 0 | 0
> HV Medium Non-Domestic
HV Medium Non-Domestic | 0% | 0% | 2605.2121 | 788.6054 | 0 | 44 | 0 | 0 | 0
> LV Network Domestic
LV Network Domestic | 0% | 0% | 25.9166 | 99.4164 | 122.0855 | 76.1188 | 0 | 0 | 0
LDNO LV: LV Network Domestic | 30.04% | 30.04% | 0 | 0 | 0 | 0 | 0 | 0 | 0
LDNO HV: LV Network Domestic | 47.82% | 47.82% | 0 | 0 | 0 | 0 | 0 | 0 | 0
> LV Network Non-Domestic Non-CT
LV Network Non-Domestic Non-CT | 0% | 0% | 18558.4877 | 73567.9267 | 78280.3327 | 2509.1035 | 0 | 0 | 0
LDNO LV: LV Network Non-Domestic Non-CT | 30.04% | 30.04% | 13.468 | 50.8564 | 84.3065 | 3.3012 | 0 | 0 | 0
LDNO HV: LV Network Non-Domestic Non-CT | 47.82% | 47.82% | 54.3956 | 189.255 | 217.1396 | 10.3538 | 0 | 0 | 0
> LV HH Metered
LV HH Metered | 0% | 0% | 377835.6813 | 1505767.6227 | 1615847.006 | 15832.3321 | 1960000 | 42265.317 | 367491.3783
LDNO LV: LV HH Metered | 30.04% | 30.04% | 988.5111 | 3420.4632 | 4278.2633 | 42.8393 | 7330.1481 | 9.0864 | 933.13
LDNO HV: LV HH Metered | 47.82% | 47.82% | 7848.2745 | 28662.2883 | 34419.5918 | 199.6591 | 56705.8272 | 232.8676 | 5958.3343
> LV Sub HH Metered
LV Sub HH Metered | 0% | 0% | 23555.9397 | 90295.1195 | 105307.3853 | 342.8467 | 138821.8672 | 1785.1011 | 18220.1968
LDNO HV: LV Sub HH Metered | 24.36% | 24.36% | 673.7094 | 2327.769 | 3999.479 | 3.7031 | 2591.9957 | 35.4676 | 683.6969
> HV HH Metered
HV HH Metered | 0% | 0% | 738923.1968 | 2849711.7208 | 4000945.1618 | 3524.9192 | 2788259.5385 | 58664.7472 | 557819.6963
LDNO HV: HV HH Metered | 14.25% | 14.25% | 6224.0349 | 20563.1788 | 33119.913 | 32.9355 | 41801.7797 | 170.7145 | 1901.4831
> NHH UMS category A
NHH UMS category A | 0% | 0% | 34134.8937 | 0 | 0 | 1567 | 0 | 0 | 0
LDNO LV: NHH UMS category A | 30.04% | 30.04% | 192.558 | 0 | 0 | 0 | 0 | 0 | 0
LDNO HV: NHH UMS category A | 47.82% | 47.82% | 277.4811 | 0 | 0 | 0 | 0 | 0 | 0
> NHH UMS category B
NHH UMS category B | 0% | 0% | 22466.15 | 0 | 0 | 1279 | 0 | 0 | 0
LDNO LV: NHH UMS category B | 30.04% | 30.04% | 223.4682 | 0 | 0 | 0 | 0 | 0 | 0
LDNO HV: NHH UMS category B | 47.82% | 47.82% | 320.2038 | 0 | 0 | 0 | 0 | 0 | 0
> NHH UMS category C
NHH UMS category C | 0% | 0% | 339.1014 | 0 | 0 | 194 | 0 | 0 | 0
LDNO LV: NHH UMS category C | 30.04% | 30.04% | 0 | 0 | 0 | 0 | 0 | 0 | 0
LDNO HV: NHH UMS category C | 47.82% | 47.82% | 0 | 0 | 0 | 0 | 0 | 0 | 0
> NHH UMS category D
NHH UMS category D | 0% | 0% | 7208.5561 | 0 | 0 | 247 | 0 | 0 | 0
LDNO LV: NHH UMS category D | 30.04% | 30.04% | 0 | 0 | 0 | 0 | 0 | 0 | 0
LDNO HV: NHH UMS category D | 47.82% | 47.82% | 0 | 0 | 0 | 0 | 0 | 0 | 0
> LV UMS (Pseudo HH Metered)
LV UMS (Pseudo HH Metered) | 0% | 0% | 12092.4265 | 33947.0716 | 185619.8076 | 26.8197 | 0 | 0 | 0
LDNO LV: LV UMS (Pseudo HH Metered) | 30.04% | 30.04% | 0 | 0 | 0 | 0 | 0 | 0 | 0
LDNO HV: LV UMS (Pseudo HH Metered) | 47.82% | 47.82% | 0 | 0 | 0 | 0 | 0 | 0 | 0
> LV Generation NHH or Aggregate HH
LV Generation NHH or Aggregate HH | 0% | 0% | 10233.9538 | 0 | 0 | 136 | 0 | 0 | 0
LDNO LV: LV Generation NHH or Aggregate HH | 0% | 100% | 27.7854 | 0 | 0 | 0 | 0 | 0 | 0
LDNO HV: LV Generation NHH or Aggregate HH | 0% | 100% | 0 | 0 | 0 | 0 | 0 | 0 | 0
> LV Sub Generation NHH
LV Sub Generation NHH | 0% | 0% | 0 | 0 | 0 | 0 | 0 | 0 | 0
LDNO HV: LV Sub Generation NHH | 0% | 100% | 0 | 0 | 0 | 0 | 0 | 0 | 0
> LV Generation Intermittent
LV Generation Intermittent | 0% | 0% | 39541.4555 | 0 | 0 | 697.5742 | 0 | 0 | 4219.3807
LDNO LV: LV Generation Intermittent | 0% | 100% | 0 | 0 | 0 | 0 | 0 | 0 | 0
LDNO HV: LV Generation Intermittent | 0% | 100% | 72.669 | 0 | 0 | 0 | 0 | 0 | 40.5961
> LV Generation Intermittent no RP charge
LV Generation Intermittent no RP charge | 0% | 0% | 0 | 0 | 0 | 0 | 0 | 0 | 0
> LV Generation Non-Intermittent
LV Generation Non-Intermittent | 0% | 0% | 1593.5853 | 6242.3923 | 9539.912 | 105.727 | 0 | 0 | 667.6292
LDNO LV: LV Generation Non-Intermittent | 0% | 100% | 0 | 0 | 0 | 0 | 0 | 0 | 0
LDNO HV: LV Generation Non-Intermittent | 0% | 100% | 0 | 0 | 0 | 0 | 0 | 0 | 0
> LV Generation Non-Intermittent no RP charge
LV Generation Non-Intermittent no RP charge | 0% | 0% | 0 | 0 | 0 | 0 | 0 | 0 | 0
> LV Sub Generation Intermittent
LV Sub Generation Intermittent | 0% | 0% | 3841.6564 | 0 | 0 | 31.3064 | 0 | 0 | 365.0749
LDNO HV: LV Sub Generation Intermittent | 0% | 100% | 0 | 0 | 0 | 0 | 0 | 0 | 0
> LV Sub Generation Intermittent no RP charge
LV Sub Generation Intermittent no RP charge | 0% | 0% | 0 | 0 | 0 | 0 | 0 | 0 | 0
> LV Sub Generation Non-Intermittent
LV Sub Generation Non-Intermittent | 0% | 0% | 504.4011 | 1662.0508 | 3695.4008 | 6.1368 | 0 | 0 | 368.1739
LDNO HV: LV Sub Generation Non-Intermittent | 0% | 100% | 0 | 0 | 0 | 0 | 0 | 0 | 0
> LV Sub Generation Non-Intermittent no RP charge
LV Sub Generation Non-Intermittent no RP charge | 0% | 0% | 0 | 0 | 0 | 0 | 0 | 0 | 0
> HV Generation Intermittent
HV Generation Intermittent | 0% | 0% | 479000.8297 | 0 | 0 | 248.1557 | 0 | 0 | 10496.6186
LDNO HV: HV Generation Intermittent | 0% | 100% | 18.6307 | 0 | 0 | 0 | 0 | 0 | 0.09108
> HV Generation Intermittent no RP charge
HV Generation Intermittent no RP charge | 0% | 0% | 0 | 0 | 0 | 0 | 0 | 0 | 0
> HV Generation Non-Intermittent
HV Generation Non-Intermittent | 0% | 0% | 87733.66 | 276082.2822 | 487742.2954 | 231.2884 | 0 | 0 | 15003.9804
LDNO HV: HV Generation Non-Intermittent | 0% | 100% | 0 | 0 | 0 | 0 | 0 | 0 | 0
> HV Generation Non-Intermittent no RP charge
HV Generation Non-Intermittent no RP charge | 0% | 0% | 0 | 0 | 0 | 0 | 0 | 0 | 0
2305. Equivalent volume for each end user
Data sources:
x1 = 2304. Rate 1 units (MWh) (in LDNO discounts and volumes adjusted for discount)
x2 = 2304. Rate 2 units (MWh) (in LDNO discounts and volumes adjusted for discount)
x3 = 2304. Rate 3 units (MWh) (in LDNO discounts and volumes adjusted for discount)
x4 = 2304. MPANs (in LDNO discounts and volumes adjusted for discount)
x5 = 2304. Import capacity (kVA) (in LDNO discounts and volumes adjusted for discount)
x6 = 2304. Exceeded capacity (kVA) (in LDNO discounts and volumes adjusted for discount)
x7 = 2304. Reactive power units (MVArh) (in LDNO discounts and volumes adjusted for discount)
Kind: | Cell summation | Cell summation | Cell summation | Cell summation | Cell summation | Cell summation | Cell summation
Formula: | =SUM(x1) | =SUM(x2) | =SUM(x3) | =SUM(x4) | =SUM(x5) | =SUM(x6) | =SUM(x7)
| Rate 1 units (MWh) | Rate 2 units (MWh) | Rate 3 units (MWh) | MPANs | Import capacity (kVA) | Exceeded capacity (kVA) | Reactive power units (MVArh)
Domestic Unrestricted | 5783172.5835 | 0 | 0 | 1726129.2667 | 0 | 0 | 0
Domestic Two Rate | 2424643.187 | 1078663.0726 | 0 | 795197.6772 | 0 | 0 | 0
Domestic Off Peak (related MPAN) | 49585.5932 | 0 | 0 | 26805 | 0 | 0 | 0
Small Non Domestic Unrestricted | 1149407.0193 | 0 | 0 | 96657.6615 | 0 | 0 | 0
Small Non Domestic Two Rate | 1515147.8904 | 451236.0014 | 0 | 82461.2094 | 0 | 0 | 0
Small Non Domestic Off Peak (related MPAN) | 2583.3841 | 0 | 0 | 517 | 0 | 0 | 0
LV Medium Non-Domestic | 41587.889 | 11522.8572 | 0 | 1226.513 | 0 | 0 | 0
LV Sub Medium Non-Domestic | 0.14305 | 0.041771 | 0 | 0.0031678 | 0 | 0 | 0
HV Medium Non-Domestic | 2605.2121 | 788.6054 | 0 | 44 | 0 | 0 | 0
LV Network Domestic | 25.9166 | 99.4164 | 122.0855 | 76.1188 | 0 | 0 | 0
LV Network Non-Domestic Non-CT | 18626.3513 | 73808.0381 | 78581.7788 | 2522.7585 | 0 | 0 | 0
LV HH Metered | 386672.4669 | 1537850.3741 | 1654544.8611 | 16074.8305 | 2024035.9753 | 42507.271 | 374382.8426
LV Sub HH Metered | 24229.6491 | 92622.8885 | 109306.8643 | 346.5498 | 141413.8629 | 1820.5687 | 18903.8937
HV HH Metered | 745147.2318 | 2870274.8996 | 4034065.0749 | 3557.8547 | 2830061.3182 | 58835.4618 | 559721.1793
NHH UMS category A | 34604.9328 | 0 | 0 | 1567 | 0 | 0 | 0
NHH UMS category B | 23009.8219 | 0 | 0 | 1279 | 0 | 0 | 0
NHH UMS category C | 339.1014 | 0 | 0 | 194 | 0 | 0 | 0
NHH UMS category D | 7208.5561 | 0 | 0 | 247 | 0 | 0 | 0
LV UMS (Pseudo HH Metered) | 12092.4265 | 33947.0716 | 185619.8076 | 26.8197 | 0 | 0 | 0
LV Generation NHH or Aggregate HH | 10261.7392 | 0 | 0 | 136 | 0 | 0 | 0
LV Sub Generation NHH | 0 | 0 | 0 | 0 | 0 | 0 | 0
LV Generation Intermittent | 39614.1244 | 0 | 0 | 697.5742 | 0 | 0 | 4259.9768
LV Generation Intermittent no RP charge | 0 | 0 | 0 | 0 | 0 | 0 | 0
LV Generation Non-Intermittent | 1593.5853 | 6242.3923 | 9539.912 | 105.727 | 0 | 0 | 667.6292
LV Generation Non-Intermittent no RP charge | 0 | 0 | 0 | 0 | 0 | 0 | 0
LV Sub Generation Intermittent | 3841.6564 | 0 | 0 | 31.3064 | 0 | 0 | 365.0749
LV Sub Generation Intermittent no RP charge | 0 | 0 | 0 | 0 | 0 | 0 | 0
LV Sub Generation Non-Intermittent | 504.4011 | 1662.0508 | 3695.4008 | 6.1368 | 0 | 0 | 368.1739
LV Sub Generation Non-Intermittent no RP charge | 0 | 0 | 0 | 0 | 0 | 0 | 0
HV Generation Intermittent | 479019.4604 | 0 | 0 | 248.1557 | 0 | 0 | 10496.7097
HV Generation Intermittent no RP charge | 0 | 0 | 0 | 0 | 0 | 0 | 0
HV Generation Non-Intermittent | 87733.66 | 276082.2822 | 487742.2954 | 231.2884 | 0 | 0 | 15003.9804
HV Generation Non-Intermittent no RP charge | 0 | 0 | 0 | 0 | 0 | 0 | 0

## Multi
Load characteristics for multiple unit rates for WPD East Midlands in April 19 (no data version)
2401. Adjust annual hours by distribution time band to match days in year
Data sources:
x1 = 1068. Typical annual hours by distribution time band
x2 = 1010. Days in the charging year (in Financial and general assumptions)
x3 = Total hours in the year according to time band hours input data (in Adjust annual hours by distribution time band to match days in year)
Kind: | Cell summation | Calculation
Formula: | =SUM(x1) | =x1*24*x2/x3
Annual hours by distribution time band (reconciled to days in year)
| Hours aggregate | Red | Amber | Green
Adjust annual hours by distribution time band to match days in year | 8784 | 786 | 2751 | 5247
2402. Normalisation of split of rate 1 units by time band
Data sources:
x1 = 1061. Average split of rate 1 units by distribution time band
x2 = Total split (in Normalisation of split of rate 1 units by time band)
x3 = 2401. Annual hours by distribution time band (reconciled to days in year) (in Adjust annual hours by distribution time band to match days in year)
x4 = 1010. Days in the charging year (in Financial and general assumptions)
Kind: | Cell summation | Calculation
Formula: | =SUM(x1) | =IF(x2,x1/x2,x3/x4/24)
Normalised split of rate 1 units by distribution time band
| Total split | Red | Amber | Green
Domestic Unrestricted | 100% | 14.32% | 39.65% | 46.03%
Domestic Two Rate | 100% | 15.14% | 41.99% | 42.87%
Domestic Off Peak (related MPAN) | 100% | 4.482% | 32.49% | 63.03%
Small Non Domestic Unrestricted | 100% | 12.45% | 54.84% | 32.71%
Small Non Domestic Two Rate | 100% | 12.79% | 51.41% | 35.8%
Small Non Domestic Off Peak (related MPAN) | 100% | 1.666% | 18.54% | 79.79%
LV Medium Non-Domestic | 100% | 13.58% | 52.74% | 33.68%
LV Sub Medium Non-Domestic | 100% | 13.4% | 52.41% | 34.2%
HV Medium Non-Domestic | 100% | 13.34% | 54.11% | 32.55%
2403. Split of rate 1 units between distribution time bands
Data sources:
x1 = 2402. Normalised split of rate 1 units by distribution time band (in Normalisation of split of rate 1 units by time band)
x2 = Split of rate 1 units between distribution time bands (default)
Combine tables = x1 or x2
| Red | Amber | Green
Domestic Unrestricted | 14.32% | 39.65% | 46.03%
Domestic Two Rate | 15.14% | 41.99% | 42.87%
Domestic Off Peak (related MPAN) | 4.482% | 32.49% | 63.03%
Small Non Domestic Unrestricted | 12.45% | 54.84% | 32.71%
Small Non Domestic Two Rate | 12.79% | 51.41% | 35.8%
Small Non Domestic Off Peak (related MPAN) | 1.666% | 18.54% | 79.79%
LV Medium Non-Domestic | 13.58% | 52.74% | 33.68%
LV Sub Medium Non-Domestic | 13.4% | 52.41% | 34.2%
HV Medium Non-Domestic | 13.34% | 54.11% | 32.55%
LV Network Domestic | 100% | 0% | 0%
LV Network Non-Domestic Non-CT | 100% | 0% | 0%
LV HH Metered | 100% | 0% | 0%
LV Sub HH Metered | 100% | 0% | 0%
HV HH Metered | 100% | 0% | 0%
LV Generation Non-Intermittent | 100% | 0% | 0%
LV Generation Non-Intermittent no RP charge | 100% | 0% | 0%
LV Sub Generation Non-Intermittent | 100% | 0% | 0%
LV Sub Generation Non-Intermittent no RP charge | 100% | 0% | 0%
HV Generation Non-Intermittent | 100% | 0% | 0%
HV Generation Non-Intermittent no RP charge | 100% | 0% | 0%
2404. Normalisation of split of rate 2 units by time band
Data sources:
x1 = 1062. Average split of rate 2 units by distribution time band
x2 = Total split (in Normalisation of split of rate 2 units by time band)
x3 = 2401. Annual hours by distribution time band (reconciled to days in year) (in Adjust annual hours by distribution time band to match days in year)
x4 = 1010. Days in the charging year (in Financial and general assumptions)
Kind: | Cell summation | Calculation
Formula: | =SUM(x1) | =IF(x2,x1/x2,x3/x4/24)
Normalised split of rate 2 units by distribution time band
| Total split | Red | Amber | Green
Domestic Two Rate | 100% | 0% | 0% | 100%
Small Non Domestic Two Rate | 100% | 0% | 0% | 100%
LV Medium Non-Domestic | 100% | 0% | 0% | 100%
LV Sub Medium Non-Domestic | 100% | 0% | 0% | 100%
HV Medium Non-Domestic | 100% | 0% | 0% | 100%
2405. Split of rate 2 units between distribution time bands
Data sources:
x1 = 2404. Normalised split of rate 2 units by distribution time band (in Normalisation of split of rate 2 units by time band)
x2 = Split of rate 2 units between distribution time bands (default)
Combine tables = x1 or x2
| Red | Amber | Green
Domestic Two Rate | 0% | 0% | 100%
Small Non Domestic Two Rate | 0% | 0% | 100%
LV Medium Non-Domestic | 0% | 0% | 100%
LV Sub Medium Non-Domestic | 0% | 0% | 100%
HV Medium Non-Domestic | 0% | 0% | 100%
LV Network Domestic | 0% | 100% | 0%
LV Network Non-Domestic Non-CT | 0% | 100% | 0%
LV HH Metered | 0% | 100% | 0%
LV Sub HH Metered | 0% | 100% | 0%
HV HH Metered | 0% | 100% | 0%
LV Generation Non-Intermittent | 0% | 100% | 0%
LV Generation Non-Intermittent no RP charge | 0% | 100% | 0%
LV Sub Generation Non-Intermittent | 0% | 100% | 0%
LV Sub Generation Non-Intermittent no RP charge | 0% | 100% | 0%
HV Generation Non-Intermittent | 0% | 100% | 0%
HV Generation Non-Intermittent no RP charge | 0% | 100% | 0%
2406. Split of rate 3 units between distribution time bands (default)
| Red | Amber | Green
LV Network Domestic | 0% | 0% | 100%
LV Network Non-Domestic Non-CT | 0% | 0% | 100%
LV HH Metered | 0% | 0% | 100%
LV Sub HH Metered | 0% | 0% | 100%
HV HH Metered | 0% | 0% | 100%
LV Generation Non-Intermittent | 0% | 0% | 100%
LV Generation Non-Intermittent no RP charge | 0% | 0% | 100%
LV Sub Generation Non-Intermittent | 0% | 0% | 100%
LV Sub Generation Non-Intermittent no RP charge | 0% | 0% | 100%
HV Generation Non-Intermittent | 0% | 0% | 100%
HV Generation Non-Intermittent no RP charge | 0% | 0% | 100%
2407. All units (MWh)
Data sources:
x1 = 2305. Rate 1 units (MWh) (in Equivalent volume for each end user)
x2 = 2305. Rate 2 units (MWh) (in Equivalent volume for each end user)
x3 = 2305. Rate 3 units (MWh) (in Equivalent volume for each end user)
Calculation =x1+x2+x3
All units (MWh)
Domestic Unrestricted | 5783172.5835
Domestic Two Rate | 3503306.2597
Domestic Off Peak (related MPAN) | 49585.5932
Small Non Domestic Unrestricted | 1149407.0193
Small Non Domestic Two Rate | 1966383.8918
Small Non Domestic Off Peak (related MPAN) | 2583.3841
LV Medium Non-Domestic | 53110.7462
LV Sub Medium Non-Domestic | 0.18482
HV Medium Non-Domestic | 3393.8175
LV Network Domestic | 247.4185
LV Network Non-Domestic Non-CT | 171016.1682
LV HH Metered | 3579067.7021
LV Sub HH Metered | 226159.4019
HV HH Metered | 7649487.2063
NHH UMS category A | 34604.9328
NHH UMS category B | 23009.8219
NHH UMS category C | 339.1014
NHH UMS category D | 7208.5561
LV UMS (Pseudo HH Metered) | 231659.3057
LV Generation NHH or Aggregate HH | 10261.7392
LV Sub Generation NHH | 0
LV Generation Intermittent | 39614.1244
LV Generation Intermittent no RP charge | 0
LV Generation Non-Intermittent | 17375.8895
LV Generation Non-Intermittent no RP charge | 0
LV Sub Generation Intermittent | 3841.6564
LV Sub Generation Intermittent no RP charge | 0
LV Sub Generation Non-Intermittent | 5861.8526
LV Sub Generation Non-Intermittent no RP charge | 0
HV Generation Intermittent | 479019.4604
HV Generation Intermittent no RP charge | 0
HV Generation Non-Intermittent | 851558.2376
HV Generation Non-Intermittent no RP charge | 0
2408. Calculation of implied load coefficients for one-rate users
Data sources:
x1 = 2407. All units (MWh)
x2 = 2305. Rate 1 units (MWh) (in Equivalent volume for each end user)
x3 = 2403. Split of rate 1 units between distribution time bands
x4 = 2401. Annual hours by distribution time band (reconciled to days in year) (in Adjust annual hours by distribution time band to match days in year)
x5 = Use of distribution time bands by units in demand forecast for one-rate tariffs (in Calculation of implied load coefficients for one-rate users)
x6 = 1010. Days in the charging year (in Financial and general assumptions)
Kind: | Calculation |  |  | Calculation
Formula: | =IF(x1>0,(x2*x3)/x1,0) |  |  | =IF(x4>0,x5*x6*24/x4,0)
Use of distribution time bands by units in demand forecast for one-rate tariffs
| Red | Amber | Green | Peak band load coefficient for one-rate tariffs
Domestic Unrestricted | 14.32% | 39.65% | 46.03% | 1.6004
Small Non Domestic Unrestricted | 12.45% | 54.84% | 32.71% | 1.3912
2409. Calculation of implied load coefficients for two-rate users
Data sources:
x1 = 2407. All units (MWh)
x2 = 2305. Rate 1 units (MWh) (in Equivalent volume for each end user)
x3 = 2403. Split of rate 1 units between distribution time bands
x4 = 2305. Rate 2 units (MWh) (in Equivalent volume for each end user)
x5 = 2405. Split of rate 2 units between distribution time bands
x6 = 2401. Annual hours by distribution time band (reconciled to days in year) (in Adjust annual hours by distribution time band to match days in year)
x7 = Use of distribution time bands by units in demand forecast for two-rate tariffs (in Calculation of implied load coefficients for two-rate users)
x8 = 1010. Days in the charging year (in Financial and general assumptions)
Kind: | Calculation |  |  | Calculation
Formula: | =IF(x1>0,(x2*x3+x4*x5)/x1,0) |  |  | =IF(x6>0,x7*x8*24/x6,0)
Use of distribution time bands by units in demand forecast for two-rate tariffs
| Red | Amber | Green | Peak band load coefficient for two-rate tariffs
Domestic Two Rate | 10.48% | 29.06% | 60.46% | 1.1712
Small Non Domestic Two Rate | 9.855% | 39.61% | 50.53% | 1.1014
LV Medium Non-Domestic | 10.63% | 41.3% | 48.07% | 1.1883
LV Sub Medium Non-Domestic | 10.37% | 40.56% | 49.07% | 1.1588
HV Medium Non-Domestic | 10.24% | 41.53% | 48.23% | 1.1445
2410. Calculation of implied load coefficients for three-rate users
Data sources:
x1 = 2407. All units (MWh)
x2 = 2305. Rate 1 units (MWh) (in Equivalent volume for each end user)
x3 = 2403. Split of rate 1 units between distribution time bands
x4 = 2305. Rate 2 units (MWh) (in Equivalent volume for each end user)
x5 = 2405. Split of rate 2 units between distribution time bands
x6 = 2305. Rate 3 units (MWh) (in Equivalent volume for each end user)
x7 = 2406. Split of rate 3 units between distribution time bands (default)
x8 = 2401. Annual hours by distribution time band (reconciled to days in year) (in Adjust annual hours by distribution time band to match days in year)
x9 = Use of distribution time bands by units in demand forecast for three-rate tariffs (in Calculation of implied load coefficients for three-rate users)
x10 = 1010. Days in the charging year (in Financial and general assumptions)
Kind: | Calculation |  |  | Calculation
Formula: | =IF(x1>0,(x2*x3+x4*x5+x6*x7)/x1,0) |  |  | =IF(x8>0,x9*x10*24/x8,0)
Use of distribution time bands by units in demand forecast for three-rate tariffs
| Red | Amber | Green | Peak band load coefficient for three-rate tariffs
LV Network Domestic | 10.47% | 40.18% | 49.34% | 1.1706
LV Network Non-Domestic Non-CT | 10.89% | 43.16% | 45.95% | 1.2172
LV HH Metered | 10.8% | 42.97% | 46.23% | 1.2074
LV Sub HH Metered | 10.71% | 40.95% | 48.33% | 1.1973
HV HH Metered | 9.741% | 37.52% | 52.74% | 1.0886
2411. Calculation of adjusted time band load coefficients
Data sources:
x1 = 2408. Peak band load coefficient for one-rate tariffs (in Calculation of implied load coefficients for one-rate users)
x2 = 2409. Peak band load coefficient for two-rate tariffs (in Calculation of implied load coefficients for two-rate users)
x3 = 2410. Peak band load coefficient for three-rate tariffs (in Calculation of implied load coefficients for three-rate users)
x4 = Peak band load coefficient (in Calculation of adjusted time band load coefficients)
x5 = 2302. Load coefficient
Kind: | Combine tables | Calculation
Formula: | = x1 or x2 or x3 | =IF(x4<>0,x5/x4,IF(x5<0,-1,1))
| Peak band load coefficient | Load coefficient correction factor (kW at peak in band / band average kW)
Domestic Unrestricted | 1.6004 | 1.2946
Domestic Two Rate | 1.1712 | 1.4609
Domestic Off Peak (related MPAN) |  | 1
Small Non Domestic Unrestricted | 1.3912 | 1.3851
Small Non Domestic Two Rate | 1.1014 | 1.4657
Small Non Domestic Off Peak (related MPAN) |  | 1
LV Medium Non-Domestic | 1.1883 | 1.3442
LV Sub Medium Non-Domestic | 1.1588 | 1.3783
HV Medium Non-Domestic | 1.1445 | 1.4009
LV Network Domestic | 1.1706 | 1.6584
LV Network Non-Domestic Non-CT | 1.2172 | 1.4445
LV HH Metered | 1.2074 | 1.2175
LV Sub HH Metered | 1.1973 | 1.2119
HV HH Metered | 1.0886 | 1.0903
LV Generation Non-Intermittent |  | -1
LV Generation Non-Intermittent no RP charge |  | -1
LV Sub Generation Non-Intermittent |  | -1
LV Sub Generation Non-Intermittent no RP charge |  | -1
HV Generation Non-Intermittent |  | -1
HV Generation Non-Intermittent no RP charge |  | -1
2412. Normalisation of peaking probabilities
Data sources:
x1 = 1069. Red, amber and green peaking probabilities (in Peaking probabilities by network level)
x2 = Total probability (should be 100%) (in Normalisation of peaking probabilities)
x3 = 1068. Typical annual hours by distribution time band
x4 = 2401. Total hours in the year according to time band hours input data (in Adjust annual hours by distribution time band to match days in year)
Kind: | Cell summation | Calculation
Formula: | =SUM(x1) | =IF(x2,x1/x2,x3/x4)
Normalised peaking probabilities
| Total probability (should be 100%) | Red | Amber | Green
GSPs | 100% | 100% | 0% | 0%
132kV | 100% | 78.08% | 20.8% | 1.112%
132kV/EHV | 100% | 78.08% | 20.8% | 1.112%
EHV | 100% | 66.32% | 29.79% | 3.891%
EHV/HV | 100% | 66.32% | 29.79% | 3.891%
132kV/HV | 100% | 78.08% | 20.8% | 1.112%
HV | 100% | 66.32% | 29.79% | 3.891%
HV/LV | 100% | 66.32% | 29.79% | 3.891%
LV circuits | 100% | 66.32% | 29.79% | 3.891%
2413. Peaking probabilities by network level (reshaped)
Data sources:
x1 = 2412. Normalised peaking probabilities (in Normalisation of peaking probabilities)
Reshape table = x1
| GSPs | Red | Amber | Green | 132kV | Red | Amber | Green | 132kV/EHV | Red | Amber | Green | EHV | Red | Amber | Green | EHV/HV | Red | Amber | Green | 132kV/HV | Red | Amber | Green | HV | Red | Amber | Green | HV/LV | Red | Amber | Green | LV circuits | Red | Amber | Green
Probability of peak within timeband |  | 100% | 0% | 0% |  | 78.08% | 20.8% | 1.112% |  | 78.08% | 20.8% | 1.112% |  | 66.32% | 29.79% | 3.891% |  | 66.32% | 29.79% | 3.891% |  | 78.08% | 20.8% | 1.112% |  | 66.32% | 29.79% | 3.891% |  | 66.32% | 29.79% | 3.891% |  | 66.32% | 29.79% | 3.891%
2414. Pseudo load coefficient by time band and network level
Data sources:
x1 = 2401. Annual hours by distribution time band (reconciled to days in year) (in Adjust annual hours by distribution time band to match days in year)
x2 = 2411. Load coefficient correction factor (kW at peak in band / band average kW) (in Calculation of adjusted time band load coefficients)
x3 = 2413. Peaking probabilities by network level (reshaped)
x4 = 1010. Days in the charging year (in Financial and general assumptions)
Calculation =IF(x1>0,x2*x3*24*x4/x1,0)
| GSPs | Red | Amber | Green | 132kV | Red | Amber | Green | 132kV/EHV | Red | Amber | Green | EHV | Red | Amber | Green | EHV/HV | Red | Amber | Green | 132kV/HV | Red | Amber | Green | HV | Red | Amber | Green | HV/LV | Red | Amber | Green | LV circuits | Red | Amber | Green
Domestic Unrestricted |  | 14.4683 | 0 | 0 |  | 11.2974 | 0.86 | 0.024105 |  | 11.2974 | 0.86 | 0.024105 |  | 9.5956 | 1.2313 | 0.084341 |  | 9.5956 | 1.2313 | 0.084341 |  | 11.2974 | 0.86 | 0.024105 |  | 9.5956 | 1.2313 | 0.084341 |  | 9.5956 | 1.2313 | 0.084341 |  | 9.5956 | 1.2313 | 0.084341
Domestic Two Rate |  | 16.3268 | 0 | 0 |  | 12.7486 | 0.97048 | 0.027201 |  | 12.7486 | 0.97048 | 0.027201 |  | 10.8282 | 1.3895 | 0.095174 |  | 10.8282 | 1.3895 | 0.095174 |  | 12.7486 | 0.97048 | 0.027201 |  | 10.8282 | 1.3895 | 0.095174 |  | 10.8282 | 1.3895 | 0.095174 |  | 10.8282 | 1.3895 | 0.095174
Domestic Off Peak (related MPAN) |  | 11.1756 | 0 | 0 |  | 8.7263 | 0.66428 | 0.018619 |  | 8.7263 | 0.66428 | 0.018619 |  | 7.4118 | 0.9511 | 0.065146 |  | 7.4118 | 0.9511 | 0.065146 |  | 8.7263 | 0.66428 | 0.018619 |  | 7.4118 | 0.9511 | 0.065146 |  | 7.4118 | 0.9511 | 0.065146 |  | 7.4118 | 0.9511 | 0.065146
Small Non Domestic Unrestricted |  | 15.4791 | 0 | 0 |  | 12.0867 | 0.92009 | 0.025789 |  | 12.0867 | 0.92009 | 0.025789 |  | 10.266 | 1.3174 | 0.090233 |  | 10.266 | 1.3174 | 0.090233 |  | 12.0867 | 0.92009 | 0.025789 |  | 10.266 | 1.3174 | 0.090233 |  | 10.266 | 1.3174 | 0.090233 |  | 10.266 | 1.3174 | 0.090233
Small Non Domestic Two Rate |  | 16.3802 | 0 | 0 |  | 12.7902 | 0.97364 | 0.02729 |  | 12.7902 | 0.97364 | 0.02729 |  | 10.8636 | 1.394 | 0.095485 |  | 10.8636 | 1.394 | 0.095485 |  | 12.7902 | 0.97364 | 0.02729 |  | 10.8636 | 1.394 | 0.095485 |  | 10.8636 | 1.394 | 0.095485 |  | 10.8636 | 1.394 | 0.095485
Small Non Domestic Off Peak (related MPAN) |  | 11.1756 | 0 | 0 |  | 8.7263 | 0.66428 | 0.018619 |  | 8.7263 | 0.66428 | 0.018619 |  | 7.4118 | 0.9511 | 0.065146 |  | 7.4118 | 0.9511 | 0.065146 |  | 8.7263 | 0.66428 | 0.018619 |  | 7.4118 | 0.9511 | 0.065146 |  | 7.4118 | 0.9511 | 0.065146 |  | 7.4118 | 0.9511 | 0.065146
LV Medium Non-Domestic |  | 15.0219 | 0 | 0 |  | 11.7297 | 0.89291 | 0.025027 |  | 11.7297 | 0.89291 | 0.025027 |  | 9.9628 | 1.2785 | 0.087568 |  | 9.9628 | 1.2785 | 0.087568 |  | 11.7297 | 0.89291 | 0.025027 |  | 9.9628 | 1.2785 | 0.087568 |  | 9.9628 | 1.2785 | 0.087568 |  | 9.9628 | 1.2785 | 0.087568
LV Sub Medium Non-Domestic |  | 15.4038 | 0 | 0 |  | 12.0279 | 0.91561 | 0.025664 |  | 12.0279 | 0.91561 | 0.025664 |  | 10.2161 | 1.311 | 0.089794 |  | 10.2161 | 1.311 | 0.089794 |  | 12.0279 | 0.91561 | 0.025664 |  | 10.2161 | 1.311 | 0.089794 |  | 10.2161 | 1.311 | 0.089794 |  | 10.2161 | 1.311 | 0.089794
HV Medium Non-Domestic |  | 15.6563 | 0 | 0 |  | 12.225 | 0.93062 | 0.026084 |  | 12.225 | 0.93062 | 0.026084 |  | 10.3835 | 1.3324 | 0.091266 |  | 10.3835 | 1.3324 | 0.091266 |  | 12.225 | 0.93062 | 0.026084 |  | 10.3835 | 1.3324 | 0.091266 |  | 10.3835 | 1.3324 | 0.091266 |  | 10.3835 | 1.3324 | 0.091266
LV Network Domestic |  | 18.5338 | 0 | 0 |  | 14.4719 | 1.1017 | 0.030878 |  | 14.4719 | 1.1017 | 0.030878 |  | 12.2919 | 1.5773 | 0.10804 |  | 12.2919 | 1.5773 | 0.10804 |  | 14.4719 | 1.1017 | 0.030878 |  | 12.2919 | 1.5773 | 0.10804 |  | 12.2919 | 1.5773 | 0.10804 |  | 12.2919 | 1.5773 | 0.10804
LV Network Non-Domestic Non-CT |  | 16.1435 | 0 | 0 |  | 12.6055 | 0.95958 | 0.026896 |  | 12.6055 | 0.95958 | 0.026896 |  | 10.7066 | 1.3739 | 0.094106 |  | 10.7066 | 1.3739 | 0.094106 |  | 12.6055 | 0.95958 | 0.026896 |  | 10.7066 | 1.3739 | 0.094106 |  | 10.7066 | 1.3739 | 0.094106 |  | 10.7066 | 1.3739 | 0.094106
LV HH Metered |  | 13.606 | 0 | 0 |  | 10.6241 | 0.80875 | 0.022668 |  | 10.6241 | 0.80875 | 0.022668 |  | 9.0237 | 1.1579 | 0.079314 |  | 9.0237 | 1.1579 | 0.079314 |  | 10.6241 | 0.80875 | 0.022668 |  | 9.0237 | 1.1579 | 0.079314 |  | 9.0237 | 1.1579 | 0.079314 |  | 9.0237 | 1.1579 | 0.079314
LV Sub HH Metered |  | 13.5441 | 0 | 0 |  | 10.5757 | 0.80507 | 0.022565 |  | 10.5757 | 0.80507 | 0.022565 |  | 8.9827 | 1.1527 | 0.078953 |  | 8.9827 | 1.1527 | 0.078953 |  | 10.5757 | 0.80507 | 0.022565 |  | 8.9827 | 1.1527 | 0.078953 |  | 8.9827 | 1.1527 | 0.078953 |  | 8.9827 | 1.1527 | 0.078953
HV HH Metered |  | 12.1848 | 0 | 0 |  | 9.5143 | 0.72427 | 0.0203 |  | 9.5143 | 0.72427 | 0.0203 |  | 8.0811 | 1.037 | 0.071029 |  | 8.0811 | 1.037 | 0.071029 |  | 9.5143 | 0.72427 | 0.0203 |  | 8.0811 | 1.037 | 0.071029 |  | 8.0811 | 1.037 | 0.071029 |  | 8.0811 | 1.037 | 0.071029
LV Generation Non-Intermittent |  | -11.1756 | 0 | 0 |  | -8.7263 | -0.66428 | -0.018619 |  | -8.7263 | -0.66428 | -0.018619 |  | -7.4118 | -0.9511 | -0.065146 |  | -7.4118 | -0.9511 | -0.065146 |  | -8.7263 | -0.66428 | -0.018619 |  | -7.4118 | -0.9511 | -0.065146 |  | -7.4118 | -0.9511 | -0.065146 |  | -7.4118 | -0.9511 | -0.065146
LV Generation Non-Intermittent no RP charge |  | -11.1756 | 0 | 0 |  | -8.7263 | -0.66428 | -0.018619 |  | -8.7263 | -0.66428 | -0.018619 |  | -7.4118 | -0.9511 | -0.065146 |  | -7.4118 | -0.9511 | -0.065146 |  | -8.7263 | -0.66428 | -0.018619 |  | -7.4118 | -0.9511 | -0.065146 |  | -7.4118 | -0.9511 | -0.065146 |  | -7.4118 | -0.9511 | -0.065146
LV Sub Generation Non-Intermittent |  | -11.1756 | 0 | 0 |  | -8.7263 | -0.66428 | -0.018619 |  | -8.7263 | -0.66428 | -0.018619 |  | -7.4118 | -0.9511 | -0.065146 |  | -7.4118 | -0.9511 | -0.065146 |  | -8.7263 | -0.66428 | -0.018619 |  | -7.4118 | -0.9511 | -0.065146 |  | -7.4118 | -0.9511 | -0.065146 |  | -7.4118 | -0.9511 | -0.065146
LV Sub Generation Non-Intermittent no RP charge |  | -11.1756 | 0 | 0 |  | -8.7263 | -0.66428 | -0.018619 |  | -8.7263 | -0.66428 | -0.018619 |  | -7.4118 | -0.9511 | -0.065146 |  | -7.4118 | -0.9511 | -0.065146 |  | -8.7263 | -0.66428 | -0.018619 |  | -7.4118 | -0.9511 | -0.065146 |  | -7.4118 | -0.9511 | -0.065146 |  | -7.4118 | -0.9511 | -0.065146
HV Generation Non-Intermittent |  | -11.1756 | 0 | 0 |  | -8.7263 | -0.66428 | -0.018619 |  | -8.7263 | -0.66428 | -0.018619 |  | -7.4118 | -0.9511 | -0.065146 |  | -7.4118 | -0.9511 | -0.065146 |  | -8.7263 | -0.66428 | -0.018619 |  | -7.4118 | -0.9511 | -0.065146 |  | -7.4118 | -0.9511 | -0.065146 |  | -7.4118 | -0.9511 | -0.065146
HV Generation Non-Intermittent no RP charge |  | -11.1756 | 0 | 0 |  | -8.7263 | -0.66428 | -0.018619 |  | -8.7263 | -0.66428 | -0.018619 |  | -7.4118 | -0.9511 | -0.065146 |  | -7.4118 | -0.9511 | -0.065146 |  | -8.7263 | -0.66428 | -0.018619 |  | -7.4118 | -0.9511 | -0.065146 |  | -7.4118 | -0.9511 | -0.065146 |  | -7.4118 | -0.9511 | -0.065146
2415. Single rate non half hourly pseudo timeband load coefficients
Data sources:
x1 = 2414. Pseudo load coefficient by time band and network level
Copy cells = x1
| GSPs | Red | Amber | Green | 132kV | Red | Amber | Green | 132kV/EHV | Red | Amber | Green | EHV | Red | Amber | Green | EHV/HV | Red | Amber | Green | 132kV/HV | Red | Amber | Green | HV | Red | Amber | Green | HV/LV | Red | Amber | Green | LV circuits | Red | Amber | Green
Domestic Unrestricted |  | 14.4683 | 0 | 0 |  | 11.2974 | 0.86 | 0.024105 |  | 11.2974 | 0.86 | 0.024105 |  | 9.5956 | 1.2313 | 0.084341 |  | 9.5956 | 1.2313 | 0.084341 |  | 11.2974 | 0.86 | 0.024105 |  | 9.5956 | 1.2313 | 0.084341 |  | 9.5956 | 1.2313 | 0.084341 |  | 9.5956 | 1.2313 | 0.084341
Small Non Domestic Unrestricted |  | 15.4791 | 0 | 0 |  | 12.0867 | 0.92009 | 0.025789 |  | 12.0867 | 0.92009 | 0.025789 |  | 10.266 | 1.3174 | 0.090233 |  | 10.266 | 1.3174 | 0.090233 |  | 12.0867 | 0.92009 | 0.025789 |  | 10.266 | 1.3174 | 0.090233 |  | 10.266 | 1.3174 | 0.090233 |  | 10.266 | 1.3174 | 0.090233
2416. Single rate non half hourly units (MWh)
Data sources:
x1 = 2407. All units (MWh)
Copy cells = x1
Single rate non half hourly units (MWh)
Domestic Unrestricted | 5783172.5835
Small Non Domestic Unrestricted | 1149407.0193
2417. Single rate non half hourly timeband use
Data sources:
x1 = 2403. Split of rate 1 units between distribution time bands
Copy cells = x1
| Red | Amber | Green
Domestic Unrestricted | 14.32% | 39.65% | 46.03%
Small Non Domestic Unrestricted | 12.45% | 54.84% | 32.71%
2418. Single rate non half hourly tariff pseudo load coefficient
Data sources:
x1 = 2415. Single rate non half hourly pseudo timeband load coefficients
x2 = 2417. Single rate non half hourly timeband use
Sum-product calculation =SUMPRODUCT(x1, x2)
| GSPs | 132kV | 132kV/EHV | EHV | EHV/HV | 132kV/HV | HV | HV/LV | LV circuits
Domestic Unrestricted | 2.0719 | 1.9699 | 1.9699 | 1.9012 | 1.9012 | 1.9699 | 1.9012 | 1.9012 | 1.9012
Small Non Domestic Unrestricted | 1.927 | 2.0177 | 2.0177 | 2.03 | 2.03 | 2.0177 | 2.03 | 2.03 | 2.03
2419. Multi rate non half hourly units (MWh)
Data sources:
x1 = 2407. All units (MWh)
Copy cells = x1
Multi rate non half hourly units (MWh)
Domestic Two Rate | 3503306.2597
Small Non Domestic Two Rate | 1966383.8918
2420. Multi rate non half hourly pseudo timeband load coefficients
Data sources:
x1 = 2414. Pseudo load coefficient by time band and network level
Copy cells = x1
| GSPs | Red | Amber | Green | 132kV | Red | Amber | Green | 132kV/EHV | Red | Amber | Green | EHV | Red | Amber | Green | EHV/HV | Red | Amber | Green | 132kV/HV | Red | Amber | Green | HV | Red | Amber | Green | HV/LV | Red | Amber | Green | LV circuits | Red | Amber | Green
Domestic Two Rate |  | 16.3268 | 0 | 0 |  | 12.7486 | 0.97048 | 0.027201 |  | 12.7486 | 0.97048 | 0.027201 |  | 10.8282 | 1.3895 | 0.095174 |  | 10.8282 | 1.3895 | 0.095174 |  | 12.7486 | 0.97048 | 0.027201 |  | 10.8282 | 1.3895 | 0.095174 |  | 10.8282 | 1.3895 | 0.095174 |  | 10.8282 | 1.3895 | 0.095174
Small Non Domestic Two Rate |  | 16.3802 | 0 | 0 |  | 12.7902 | 0.97364 | 0.02729 |  | 12.7902 | 0.97364 | 0.02729 |  | 10.8636 | 1.394 | 0.095485 |  | 10.8636 | 1.394 | 0.095485 |  | 12.7902 | 0.97364 | 0.02729 |  | 10.8636 | 1.394 | 0.095485 |  | 10.8636 | 1.394 | 0.095485 |  | 10.8636 | 1.394 | 0.095485
2421. Multi rate non half hourly timeband use
Data sources:
x1 = 2409. Use of distribution time bands by units in demand forecast for two-rate tariffs (in Calculation of implied load coefficients for two-rate users)
Copy cells = x1
| Red | Amber | Green
Domestic Two Rate | 10.48% | 29.06% | 60.46%
Small Non Domestic Two Rate | 9.855% | 39.61% | 50.53%
2422. Multi rate non half hourly tariff pseudo load coefficient
Data sources:
x1 = 2420. Multi rate non half hourly pseudo timeband load coefficients
x2 = 2421. Multi rate non half hourly timeband use
Sum-product calculation =SUMPRODUCT(x1, x2)
| GSPs | 132kV | 132kV/EHV | EHV | EHV/HV | 132kV/HV | HV | HV/LV | LV circuits
Domestic Two Rate | 1.7111 | 1.6346 | 1.6346 | 1.5962 | 1.5962 | 1.6346 | 1.5962 | 1.5962 | 1.5962
Small Non Domestic Two Rate | 1.6143 | 1.6599 | 1.6599 | 1.671 | 1.671 | 1.6599 | 1.671 | 1.671 | 1.671
2423. Off-peak non half hourly units (MWh)
Data sources:
x1 = 2407. All units (MWh)
Copy cells = x1
Off-peak non half hourly units (MWh)
Domestic Off Peak (related MPAN) | 49585.5932
Small Non Domestic Off Peak (related MPAN) | 2583.3841
2424. Off-peak non half hourly pseudo timeband load coefficients
Data sources:
x1 = 2414. Pseudo load coefficient by time band and network level
Copy cells = x1
| GSPs | Red | Amber | Green | 132kV | Red | Amber | Green | 132kV/EHV | Red | Amber | Green | EHV | Red | Amber | Green | EHV/HV | Red | Amber | Green | 132kV/HV | Red | Amber | Green | HV | Red | Amber | Green | HV/LV | Red | Amber | Green | LV circuits | Red | Amber | Green
Domestic Off Peak (related MPAN) |  | 11.1756 | 0 | 0 |  | 8.7263 | 0.66428 | 0.018619 |  | 8.7263 | 0.66428 | 0.018619 |  | 7.4118 | 0.9511 | 0.065146 |  | 7.4118 | 0.9511 | 0.065146 |  | 8.7263 | 0.66428 | 0.018619 |  | 7.4118 | 0.9511 | 0.065146 |  | 7.4118 | 0.9511 | 0.065146 |  | 7.4118 | 0.9511 | 0.065146
Small Non Domestic Off Peak (related MPAN) |  | 11.1756 | 0 | 0 |  | 8.7263 | 0.66428 | 0.018619 |  | 8.7263 | 0.66428 | 0.018619 |  | 7.4118 | 0.9511 | 0.065146 |  | 7.4118 | 0.9511 | 0.065146 |  | 8.7263 | 0.66428 | 0.018619 |  | 7.4118 | 0.9511 | 0.065146 |  | 7.4118 | 0.9511 | 0.065146 |  | 7.4118 | 0.9511 | 0.065146
2425. Off-peak non half hourly timeband use
Data sources:
x1 = 2403. Split of rate 1 units between distribution time bands
Copy cells = x1
| Red | Amber | Green
Domestic Off Peak (related MPAN) | 4.482% | 32.49% | 63.03%
Small Non Domestic Off Peak (related MPAN) | 1.666% | 18.54% | 79.79%
2426. Off-peak non half hourly tariff pseudo load coefficient
Data sources:
x1 = 2424. Off-peak non half hourly pseudo timeband load coefficients
x2 = 2425. Off-peak non half hourly timeband use
Sum-product calculation =SUMPRODUCT(x1, x2)
| GSPs | 132kV | 132kV/EHV | EHV | EHV/HV | 132kV/HV | HV | HV/LV | LV circuits
Domestic Off Peak (related MPAN) | 0.50084 | 0.61864 | 0.61864 | 0.68225 | 0.68225 | 0.61864 | 0.68225 | 0.68225 | 0.68225
Small Non Domestic Off Peak (related MPAN) | 0.18622 | 0.28341 | 0.28341 | 0.35181 | 0.35181 | 0.28341 | 0.35181 | 0.35181 | 0.35181
2427. Aggregated half hourly units (MWh)
Data sources:
x1 = 2407. All units (MWh)
Copy cells = x1
Aggregated half hourly units (MWh)
LV Network Domestic | 247.4185
LV Network Non-Domestic Non-CT | 171016.1682
2428. Aggregated half hourly pseudo timeband load coefficients
Data sources:
x1 = 2414. Pseudo load coefficient by time band and network level
Copy cells = x1
| GSPs | Red | Amber | Green | 132kV | Red | Amber | Green | 132kV/EHV | Red | Amber | Green | EHV | Red | Amber | Green | EHV/HV | Red | Amber | Green | 132kV/HV | Red | Amber | Green | HV | Red | Amber | Green | HV/LV | Red | Amber | Green | LV circuits | Red | Amber | Green
LV Network Domestic |  | 18.5338 | 0 | 0 |  | 14.4719 | 1.1017 | 0.030878 |  | 14.4719 | 1.1017 | 0.030878 |  | 12.2919 | 1.5773 | 0.10804 |  | 12.2919 | 1.5773 | 0.10804 |  | 14.4719 | 1.1017 | 0.030878 |  | 12.2919 | 1.5773 | 0.10804 |  | 12.2919 | 1.5773 | 0.10804 |  | 12.2919 | 1.5773 | 0.10804
LV Network Non-Domestic Non-CT |  | 16.1435 | 0 | 0 |  | 12.6055 | 0.95958 | 0.026896 |  | 12.6055 | 0.95958 | 0.026896 |  | 10.7066 | 1.3739 | 0.094106 |  | 10.7066 | 1.3739 | 0.094106 |  | 12.6055 | 0.95958 | 0.026896 |  | 10.7066 | 1.3739 | 0.094106 |  | 10.7066 | 1.3739 | 0.094106 |  | 10.7066 | 1.3739 | 0.094106
2429. Aggregated half hourly timeband use
Data sources:
x1 = 2410. Use of distribution time bands by units in demand forecast for three-rate tariffs (in Calculation of implied load coefficients for three-rate users)
Copy cells = x1
| Red | Amber | Green
LV Network Domestic | 10.47% | 40.18% | 49.34%
LV Network Non-Domestic Non-CT | 10.89% | 43.16% | 45.95%
2430. Aggregated half hourly tariff pseudo load coefficient
Data sources:
x1 = 2428. Aggregated half hourly pseudo timeband load coefficients
x2 = 2429. Aggregated half hourly timeband use
Sum-product calculation =SUMPRODUCT(x1, x2)
| GSPs | 132kV | 132kV/EHV | EHV | EHV/HV | 132kV/HV | HV | HV/LV | LV circuits
LV Network Domestic | 1.9414 | 1.9738 | 1.9738 | 1.9747 | 1.9747 | 1.9738 | 1.9747 | 1.9747 | 1.9747
LV Network Non-Domestic Non-CT | 1.7583 | 1.7994 | 1.7994 | 1.8023 | 1.8023 | 1.7994 | 1.8023 | 1.8023 | 1.8023
2431. Average non half hourly tariff pseudo load coefficient
Data sources:
x1 = 2416. Single rate non half hourly units (MWh)
x2 = 2418. Single rate non half hourly tariff pseudo load coefficient
x3 = 2419. Multi rate non half hourly units (MWh)
x4 = 2422. Multi rate non half hourly tariff pseudo load coefficient
x5 = 2423. Off-peak non half hourly units (MWh)
x6 = 2426. Off-peak non half hourly tariff pseudo load coefficient
Calculation =(x1*x2+x3*x4+x5*x6)/(x1+x3+x5)
| GSPs | 132kV | 132kV/EHV | EHV | EHV/HV | 132kV/HV | HV | HV/LV | LV circuits
Domestic equalisation group | 1.9282 | 1.8369 | 1.8369 | 1.7803 | 1.7803 | 1.8369 | 1.7803 | 1.7803 | 1.7803
Non-domestic equalisation group | 1.7284 | 1.7907 | 1.7907 | 1.8022 | 1.8022 | 1.7907 | 1.8022 | 1.8022 | 1.8022
2432. Average non half hourly timeband use
Data sources:
x1 = 2416. Single rate non half hourly units (MWh)
x2 = 2417. Single rate non half hourly timeband use
x3 = 2419. Multi rate non half hourly units (MWh)
x4 = 2421. Multi rate non half hourly timeband use
x5 = 2423. Off-peak non half hourly units (MWh)
x6 = 2425. Off-peak non half hourly timeband use
Calculation =(x1*x2+x3*x4+x5*x6)/(x1+x3+x5)
| Red | Amber | Green
LV Network Domestic | 12.83% | 35.64% | 51.53%
LV Network Non-Domestic Non-CT | 10.8% | 45.21% | 43.99%
2433. Aggregated half hourly tariff pseudo load coefficient using average non half hourly unit mix
Data sources:
x1 = 2428. Aggregated half hourly pseudo timeband load coefficients
x2 = 2432. Average non half hourly timeband use
Sum-product calculation =SUMPRODUCT(x1, x2)
| GSPs | 132kV | 132kV/EHV | EHV | EHV/HV | 132kV/HV | HV | HV/LV | LV circuits
LV Network Domestic | 2.3773 | 2.2649 | 2.2649 | 2.1945 | 2.1945 | 2.2649 | 2.1945 | 2.1945 | 2.1945
LV Network Non-Domestic Non-CT | 1.7442 | 1.8076 | 1.8076 | 1.8193 | 1.8193 | 1.8076 | 1.8193 | 1.8193 | 1.8193
2434. Relative correction factor for aggregated half hourly tariff
Data sources:
x1 = 2431. Average non half hourly tariff pseudo load coefficient
x2 = 2433. Aggregated half hourly tariff pseudo load coefficient using average non half hourly unit mix
Calculation =x1/x2
| GSPs | 132kV | 132kV/EHV | EHV | EHV/HV | 132kV/HV | HV | HV/LV | LV circuits
Domestic equalisation group | 0.81106 | 0.81104 | 0.81104 | 0.81123 | 0.81123 | 0.81104 | 0.81123 | 0.81123 | 0.81123
Non-domestic equalisation group | 0.99091 | 0.99065 | 0.99065 | 0.99064 | 0.99064 | 0.99065 | 0.99064 | 0.99064 | 0.99064
2435. Correction factor for non half hourly tariffs
Data sources:
x1 = 2416. Single rate non half hourly units (MWh)
x2 = 2418. Single rate non half hourly tariff pseudo load coefficient
x3 = 2419. Multi rate non half hourly units (MWh)
x4 = 2422. Multi rate non half hourly tariff pseudo load coefficient
x5 = 2423. Off-peak non half hourly units (MWh)
x6 = 2426. Off-peak non half hourly tariff pseudo load coefficient
x7 = 2427. Aggregated half hourly units (MWh)
x8 = 2430. Aggregated half hourly tariff pseudo load coefficient
x9 = 2434. Relative correction factor for aggregated half hourly tariff
Calculation =(x1*x2+x3*x4+x5*x6+x7*x8)/(x1*x2+x3*x4+x5*x6+x7*x8*x9)
| GSPs | 132kV | 132kV/EHV | EHV | EHV/HV | 132kV/HV | HV | HV/LV | LV circuits
Domestic equalisation group | 1 | 1 | 1 | 1 | 1 | 1 | 1 | 1 | 1
Non-domestic equalisation group | 1.0005 | 1.0005 | 1.0005 | 1.0005 | 1.0005 | 1.0005 | 1.0005 | 1.0005 | 1.0005
2436. Single rate non half hourly corrected pseudo timeband load coefficient
Data sources:
x1 = 2415. Single rate non half hourly pseudo timeband load coefficients
x2 = 2435. Correction factor for non half hourly tariffs
Calculation =x1*x2
| GSPs | Red | Amber | Green | 132kV | Red | Amber | Green | 132kV/EHV | Red | Amber | Green | EHV | Red | Amber | Green | EHV/HV | Red | Amber | Green | 132kV/HV | Red | Amber | Green | HV | Red | Amber | Green | HV/LV | Red | Amber | Green | LV circuits | Red | Amber | Green
Domestic Unrestricted |  | 14.4684 | 0 | 0 |  | 11.2975 | 0.86001 | 0.024105 |  | 11.2975 | 0.86001 | 0.024105 |  | 9.5957 | 1.2313 | 0.084341 |  | 9.5957 | 1.2313 | 0.084341 |  | 11.2975 | 0.86001 | 0.024105 |  | 9.5957 | 1.2313 | 0.084341 |  | 9.5957 | 1.2313 | 0.084341 |  | 9.5957 | 1.2313 | 0.084341
Small Non Domestic Unrestricted |  | 15.4866 | 0 | 0 |  | 12.0926 | 0.92054 | 0.025802 |  | 12.0926 | 0.92054 | 0.025802 |  | 10.271 | 1.318 | 0.090277 |  | 10.271 | 1.318 | 0.090277 |  | 12.0926 | 0.92054 | 0.025802 |  | 10.271 | 1.318 | 0.090277 |  | 10.271 | 1.318 | 0.090277 |  | 10.271 | 1.318 | 0.090277
2437. Multi rate non half hourly corrected pseudo timeband load coefficient
Data sources:
x1 = 2420. Multi rate non half hourly pseudo timeband load coefficients
x2 = 2435. Correction factor for non half hourly tariffs
Calculation =x1*x2
| GSPs | Red | Amber | Green | 132kV | Red | Amber | Green | 132kV/EHV | Red | Amber | Green | EHV | Red | Amber | Green | EHV/HV | Red | Amber | Green | 132kV/HV | Red | Amber | Green | HV | Red | Amber | Green | HV/LV | Red | Amber | Green | LV circuits | Red | Amber | Green
Domestic Two Rate |  | 16.3269 | 0 | 0 |  | 12.7487 | 0.97048 | 0.027201 |  | 12.7487 | 0.97048 | 0.027201 |  | 10.8283 | 1.3895 | 0.095175 |  | 10.8283 | 1.3895 | 0.095175 |  | 12.7487 | 0.97048 | 0.027201 |  | 10.8283 | 1.3895 | 0.095175 |  | 10.8283 | 1.3895 | 0.095175 |  | 10.8283 | 1.3895 | 0.095175
Small Non Domestic Two Rate |  | 16.388 | 0 | 0 |  | 12.7965 | 0.97412 | 0.027303 |  | 12.7965 | 0.97412 | 0.027303 |  | 10.8689 | 1.3947 | 0.095532 |  | 10.8689 | 1.3947 | 0.095532 |  | 12.7965 | 0.97412 | 0.027303 |  | 10.8689 | 1.3947 | 0.095532 |  | 10.8689 | 1.3947 | 0.095532 |  | 10.8689 | 1.3947 | 0.095532
2438. Off-peak non half hourly corrected pseudo timeband load coefficient
Data sources:
x1 = 2424. Off-peak non half hourly pseudo timeband load coefficients
x2 = 2435. Correction factor for non half hourly tariffs
Calculation =x1*x2
| GSPs | Red | Amber | Green | 132kV | Red | Amber | Green | 132kV/EHV | Red | Amber | Green | EHV | Red | Amber | Green | EHV/HV | Red | Amber | Green | 132kV/HV | Red | Amber | Green | HV | Red | Amber | Green | HV/LV | Red | Amber | Green | LV circuits | Red | Amber | Green
Domestic Off Peak (related MPAN) |  | 11.1756 | 0 | 0 |  | 8.7263 | 0.66428 | 0.018619 |  | 8.7263 | 0.66428 | 0.018619 |  | 7.4119 | 0.95111 | 0.065146 |  | 7.4119 | 0.95111 | 0.065146 |  | 8.7263 | 0.66428 | 0.018619 |  | 7.4119 | 0.95111 | 0.065146 |  | 7.4119 | 0.95111 | 0.065146 |  | 7.4119 | 0.95111 | 0.065146
Small Non Domestic Off Peak (related MPAN) |  | 11.1809 | 0 | 0 |  | 8.7306 | 0.66461 | 0.018628 |  | 8.7306 | 0.66461 | 0.018628 |  | 7.4154 | 0.95157 | 0.065178 |  | 7.4154 | 0.95157 | 0.065178 |  | 8.7306 | 0.66461 | 0.018628 |  | 7.4154 | 0.95157 | 0.065178 |  | 7.4154 | 0.95157 | 0.065178 |  | 7.4154 | 0.95157 | 0.065178
2439. Aggregated half hourly corrected pseudo timeband load coefficient
Data sources:
x1 = 2428. Aggregated half hourly pseudo timeband load coefficients
x2 = 2435. Correction factor for non half hourly tariffs
x3 = 2434. Relative correction factor for aggregated half hourly tariff
Calculation =x1*x2*x3
| GSPs | Red | Amber | Green | 132kV | Red | Amber | Green | 132kV/EHV | Red | Amber | Green | EHV | Red | Amber | Green | EHV/HV | Red | Amber | Green | 132kV/HV | Red | Amber | Green | HV | Red | Amber | Green | HV/LV | Red | Amber | Green | LV circuits | Red | Amber | Green
LV Network Domestic |  | 15.0321 | 0 | 0 |  | 11.7374 | 0.8935 | 0.025044 |  | 11.7374 | 0.8935 | 0.025044 |  | 9.9716 | 1.2796 | 0.087645 |  | 9.9716 | 1.2796 | 0.087645 |  | 11.7374 | 0.8935 | 0.025044 |  | 9.9716 | 1.2796 | 0.087645 |  | 9.9716 | 1.2796 | 0.087645 |  | 9.9716 | 1.2796 | 0.087645
LV Network Non-Domestic Non-CT |  | 16.0045 | 0 | 0 |  | 12.4937 | 0.95107 | 0.026657 |  | 12.4937 | 0.95107 | 0.026657 |  | 10.6116 | 1.3617 | 0.093271 |  | 10.6116 | 1.3617 | 0.093271 |  | 12.4937 | 0.95107 | 0.026657 |  | 10.6116 | 1.3617 | 0.093271 |  | 10.6116 | 1.3617 | 0.093271 |  | 10.6116 | 1.3617 | 0.093271
2440. Pseudo load coefficient by time band and network level (equalised)
Data sources:
x1 = 2436. Single rate non half hourly corrected pseudo timeband load coefficient
x2 = 2437. Multi rate non half hourly corrected pseudo timeband load coefficient
x3 = 2438. Off-peak non half hourly corrected pseudo timeband load coefficient
x4 = 2439. Aggregated half hourly corrected pseudo timeband load coefficient
x5 = 2414. Pseudo load coefficient by time band and network level
Combine tables = x1 or x2 or x3 or x4 or x5
| GSPs | Red | Amber | Green | 132kV | Red | Amber | Green | 132kV/EHV | Red | Amber | Green | EHV | Red | Amber | Green | EHV/HV | Red | Amber | Green | 132kV/HV | Red | Amber | Green | HV | Red | Amber | Green | HV/LV | Red | Amber | Green | LV circuits | Red | Amber | Green
Domestic Unrestricted |  | 14.4684 | 0 | 0 |  | 11.2975 | 0.86001 | 0.024105 |  | 11.2975 | 0.86001 | 0.024105 |  | 9.5957 | 1.2313 | 0.084341 |  | 9.5957 | 1.2313 | 0.084341 |  | 11.2975 | 0.86001 | 0.024105 |  | 9.5957 | 1.2313 | 0.084341 |  | 9.5957 | 1.2313 | 0.084341 |  | 9.5957 | 1.2313 | 0.084341
Domestic Two Rate |  | 16.3269 | 0 | 0 |  | 12.7487 | 0.97048 | 0.027201 |  | 12.7487 | 0.97048 | 0.027201 |  | 10.8283 | 1.3895 | 0.095175 |  | 10.8283 | 1.3895 | 0.095175 |  | 12.7487 | 0.97048 | 0.027201 |  | 10.8283 | 1.3895 | 0.095175 |  | 10.8283 | 1.3895 | 0.095175 |  | 10.8283 | 1.3895 | 0.095175
Domestic Off Peak (related MPAN) |  | 11.1756 | 0 | 0 |  | 8.7263 | 0.66428 | 0.018619 |  | 8.7263 | 0.66428 | 0.018619 |  | 7.4119 | 0.95111 | 0.065146 |  | 7.4119 | 0.95111 | 0.065146 |  | 8.7263 | 0.66428 | 0.018619 |  | 7.4119 | 0.95111 | 0.065146 |  | 7.4119 | 0.95111 | 0.065146 |  | 7.4119 | 0.95111 | 0.065146
Small Non Domestic Unrestricted |  | 15.4866 | 0 | 0 |  | 12.0926 | 0.92054 | 0.025802 |  | 12.0926 | 0.92054 | 0.025802 |  | 10.271 | 1.318 | 0.090277 |  | 10.271 | 1.318 | 0.090277 |  | 12.0926 | 0.92054 | 0.025802 |  | 10.271 | 1.318 | 0.090277 |  | 10.271 | 1.318 | 0.090277 |  | 10.271 | 1.318 | 0.090277
Small Non Domestic Two Rate |  | 16.388 | 0 | 0 |  | 12.7965 | 0.97412 | 0.027303 |  | 12.7965 | 0.97412 | 0.027303 |  | 10.8689 | 1.3947 | 0.095532 |  | 10.8689 | 1.3947 | 0.095532 |  | 12.7965 | 0.97412 | 0.027303 |  | 10.8689 | 1.3947 | 0.095532 |  | 10.8689 | 1.3947 | 0.095532 |  | 10.8689 | 1.3947 | 0.095532
Small Non Domestic Off Peak (related MPAN) |  | 11.1809 | 0 | 0 |  | 8.7306 | 0.66461 | 0.018628 |  | 8.7306 | 0.66461 | 0.018628 |  | 7.4154 | 0.95157 | 0.065178 |  | 7.4154 | 0.95157 | 0.065178 |  | 8.7306 | 0.66461 | 0.018628 |  | 7.4154 | 0.95157 | 0.065178 |  | 7.4154 | 0.95157 | 0.065178 |  | 7.4154 | 0.95157 | 0.065178
LV Medium Non-Domestic |  | 15.0219 | 0 | 0 |  | 11.7297 | 0.89291 | 0.025027 |  | 11.7297 | 0.89291 | 0.025027 |  | 9.9628 | 1.2785 | 0.087568 |  | 9.9628 | 1.2785 | 0.087568 |  | 11.7297 | 0.89291 | 0.025027 |  | 9.9628 | 1.2785 | 0.087568 |  | 9.9628 | 1.2785 | 0.087568 |  | 9.9628 | 1.2785 | 0.087568
LV Sub Medium Non-Domestic |  | 15.4038 | 0 | 0 |  | 12.0279 | 0.91561 | 0.025664 |  | 12.0279 | 0.91561 | 0.025664 |  | 10.2161 | 1.311 | 0.089794 |  | 10.2161 | 1.311 | 0.089794 |  | 12.0279 | 0.91561 | 0.025664 |  | 10.2161 | 1.311 | 0.089794 |  | 10.2161 | 1.311 | 0.089794 |  | 10.2161 | 1.311 | 0.089794
HV Medium Non-Domestic |  | 15.6563 | 0 | 0 |  | 12.225 | 0.93062 | 0.026084 |  | 12.225 | 0.93062 | 0.026084 |  | 10.3835 | 1.3324 | 0.091266 |  | 10.3835 | 1.3324 | 0.091266 |  | 12.225 | 0.93062 | 0.026084 |  | 10.3835 | 1.3324 | 0.091266 |  | 10.3835 | 1.3324 | 0.091266 |  | 10.3835 | 1.3324 | 0.091266
LV Network Domestic |  | 15.0321 | 0 | 0 |  | 11.7374 | 0.8935 | 0.025044 |  | 11.7374 | 0.8935 | 0.025044 |  | 9.9716 | 1.2796 | 0.087645 |  | 9.9716 | 1.2796 | 0.087645 |  | 11.7374 | 0.8935 | 0.025044 |  | 9.9716 | 1.2796 | 0.087645 |  | 9.9716 | 1.2796 | 0.087645 |  | 9.9716 | 1.2796 | 0.087645
LV Network Non-Domestic Non-CT |  | 16.0045 | 0 | 0 |  | 12.4937 | 0.95107 | 0.026657 |  | 12.4937 | 0.95107 | 0.026657 |  | 10.6116 | 1.3617 | 0.093271 |  | 10.6116 | 1.3617 | 0.093271 |  | 12.4937 | 0.95107 | 0.026657 |  | 10.6116 | 1.3617 | 0.093271 |  | 10.6116 | 1.3617 | 0.093271 |  | 10.6116 | 1.3617 | 0.093271
LV HH Metered |  | 13.606 | 0 | 0 |  | 10.6241 | 0.80875 | 0.022668 |  | 10.6241 | 0.80875 | 0.022668 |  | 9.0237 | 1.1579 | 0.079314 |  | 9.0237 | 1.1579 | 0.079314 |  | 10.6241 | 0.80875 | 0.022668 |  | 9.0237 | 1.1579 | 0.079314 |  | 9.0237 | 1.1579 | 0.079314 |  | 9.0237 | 1.1579 | 0.079314
LV Sub HH Metered |  | 13.5441 | 0 | 0 |  | 10.5757 | 0.80507 | 0.022565 |  | 10.5757 | 0.80507 | 0.022565 |  | 8.9827 | 1.1527 | 0.078953 |  | 8.9827 | 1.1527 | 0.078953 |  | 10.5757 | 0.80507 | 0.022565 |  | 8.9827 | 1.1527 | 0.078953 |  | 8.9827 | 1.1527 | 0.078953 |  | 8.9827 | 1.1527 | 0.078953
HV HH Metered |  | 12.1848 | 0 | 0 |  | 9.5143 | 0.72427 | 0.0203 |  | 9.5143 | 0.72427 | 0.0203 |  | 8.0811 | 1.037 | 0.071029 |  | 8.0811 | 1.037 | 0.071029 |  | 9.5143 | 0.72427 | 0.0203 |  | 8.0811 | 1.037 | 0.071029 |  | 8.0811 | 1.037 | 0.071029 |  | 8.0811 | 1.037 | 0.071029
LV Generation Non-Intermittent |  | -11.1756 | 0 | 0 |  | -8.7263 | -0.66428 | -0.018619 |  | -8.7263 | -0.66428 | -0.018619 |  | -7.4118 | -0.9511 | -0.065146 |  | -7.4118 | -0.9511 | -0.065146 |  | -8.7263 | -0.66428 | -0.018619 |  | -7.4118 | -0.9511 | -0.065146 |  | -7.4118 | -0.9511 | -0.065146 |  | -7.4118 | -0.9511 | -0.065146
LV Generation Non-Intermittent no RP charge |  | -11.1756 | 0 | 0 |  | -8.7263 | -0.66428 | -0.018619 |  | -8.7263 | -0.66428 | -0.018619 |  | -7.4118 | -0.9511 | -0.065146 |  | -7.4118 | -0.9511 | -0.065146 |  | -8.7263 | -0.66428 | -0.018619 |  | -7.4118 | -0.9511 | -0.065146 |  | -7.4118 | -0.9511 | -0.065146 |  | -7.4118 | -0.9511 | -0.065146
LV Sub Generation Non-Intermittent |  | -11.1756 | 0 | 0 |  | -8.7263 | -0.66428 | -0.018619 |  | -8.7263 | -0.66428 | -0.018619 |  | -7.4118 | -0.9511 | -0.065146 |  | -7.4118 | -0.9511 | -0.065146 |  | -8.7263 | -0.66428 | -0.018619 |  | -7.4118 | -0.9511 | -0.065146 |  | -7.4118 | -0.9511 | -0.065146 |  | -7.4118 | -0.9511 | -0.065146
LV Sub Generation Non-Intermittent no RP charge |  | -11.1756 | 0 | 0 |  | -8.7263 | -0.66428 | -0.018619 |  | -8.7263 | -0.66428 | -0.018619 |  | -7.4118 | -0.9511 | -0.065146 |  | -7.4118 | -0.9511 | -0.065146 |  | -8.7263 | -0.66428 | -0.018619 |  | -7.4118 | -0.9511 | -0.065146 |  | -7.4118 | -0.9511 | -0.065146 |  | -7.4118 | -0.9511 | -0.065146
HV Generation Non-Intermittent |  | -11.1756 | 0 | 0 |  | -8.7263 | -0.66428 | -0.018619 |  | -8.7263 | -0.66428 | -0.018619 |  | -7.4118 | -0.9511 | -0.065146 |  | -7.4118 | -0.9511 | -0.065146 |  | -8.7263 | -0.66428 | -0.018619 |  | -7.4118 | -0.9511 | -0.065146 |  | -7.4118 | -0.9511 | -0.065146 |  | -7.4118 | -0.9511 | -0.065146
HV Generation Non-Intermittent no RP charge |  | -11.1756 | 0 | 0 |  | -8.7263 | -0.66428 | -0.018619 |  | -8.7263 | -0.66428 | -0.018619 |  | -7.4118 | -0.9511 | -0.065146 |  | -7.4118 | -0.9511 | -0.065146 |  | -8.7263 | -0.66428 | -0.018619 |  | -7.4118 | -0.9511 | -0.065146 |  | -7.4118 | -0.9511 | -0.065146 |  | -7.4118 | -0.9511 | -0.065146
2441. Unit rate 1 pseudo load coefficient by network level
Data sources:
x1 = 2440. Pseudo load coefficient by time band and network level (equalised)
x2 = 2403. Split of rate 1 units between distribution time bands
Sum-product calculation =SUMPRODUCT(x1, x2)
| GSPs | 132kV | 132kV/EHV | EHV | EHV/HV | 132kV/HV | HV | HV/LV | LV circuits
Domestic Unrestricted | 2.0719 | 1.9699 | 1.9699 | 1.9012 | 1.9012 | 1.9699 | 1.9012 | 1.9012 | 1.9012
Domestic Two Rate | 2.4723 | 2.3496 | 2.3496 | 2.2639 | 2.2639 | 2.3496 | 2.2639 | 2.2639 | 2.2639
Domestic Off Peak (related MPAN) | 0.50084 | 0.61864 | 0.61864 | 0.68225 | 0.68225 | 0.61864 | 0.68225 | 0.68225 | 0.68225
Small Non Domestic Unrestricted | 1.9279 | 2.0187 | 2.0187 | 2.031 | 2.031 | 2.0187 | 2.031 | 2.031 | 2.031
Small Non Domestic Two Rate | 2.096 | 2.1472 | 2.1472 | 2.1413 | 2.1413 | 2.1472 | 2.1413 | 2.1413 | 2.1413
Small Non Domestic Off Peak (related MPAN) | 0.18631 | 0.28355 | 0.28355 | 0.35198 | 0.35198 | 0.28355 | 0.35198 | 0.35198 | 0.35198
LV Medium Non-Domestic | 2.0398 | 2.0721 | 2.0721 | 2.0565 | 2.0565 | 2.0721 | 2.0565 | 2.0565 | 2.0565
LV Sub Medium Non-Domestic | 2.0636 | 2.1 | 2.1 | 2.0864 | 2.0864 | 2.1 | 2.0864 | 2.0864 | 2.0864
HV Medium Non-Domestic | 2.0888 | 2.143 | 2.143 | 2.1359 | 2.1359 | 2.143 | 2.1359 | 2.1359 | 2.1359
LV Network Domestic | 15.0321 | 11.7374 | 11.7374 | 9.9716 | 9.9716 | 11.7374 | 9.9716 | 9.9716 | 9.9716
LV Network Non-Domestic Non-CT | 16.0045 | 12.4937 | 12.4937 | 10.6116 | 10.6116 | 12.4937 | 10.6116 | 10.6116 | 10.6116
LV HH Metered | 13.606 | 10.6241 | 10.6241 | 9.0237 | 9.0237 | 10.6241 | 9.0237 | 9.0237 | 9.0237
LV Sub HH Metered | 13.5441 | 10.5757 | 10.5757 | 8.9827 | 8.9827 | 10.5757 | 8.9827 | 8.9827 | 8.9827
HV HH Metered | 12.1848 | 9.5143 | 9.5143 | 8.0811 | 8.0811 | 9.5143 | 8.0811 | 8.0811 | 8.0811
LV Generation Non-Intermittent | -11.1756 | -8.7263 | -8.7263 | -7.4118 | -7.4118 | -8.7263 | -7.4118 | -7.4118 | -7.4118
LV Generation Non-Intermittent no RP charge | -11.1756 | -8.7263 | -8.7263 | -7.4118 | -7.4118 | -8.7263 | -7.4118 | -7.4118 | -7.4118
LV Sub Generation Non-Intermittent | -11.1756 | -8.7263 | -8.7263 | -7.4118 | -7.4118 | -8.7263 | -7.4118 | -7.4118 | -7.4118
LV Sub Generation Non-Intermittent no RP charge | -11.1756 | -8.7263 | -8.7263 | -7.4118 | -7.4118 | -8.7263 | -7.4118 | -7.4118 | -7.4118
HV Generation Non-Intermittent | -11.1756 | -8.7263 | -8.7263 | -7.4118 | -7.4118 | -8.7263 | -7.4118 | -7.4118 | -7.4118
HV Generation Non-Intermittent no RP charge | -11.1756 | -8.7263 | -8.7263 | -7.4118 | -7.4118 | -8.7263 | -7.4118 | -7.4118 | -7.4118
2442. Unit rate 2 pseudo load coefficient by network level
Data sources:
x1 = 2440. Pseudo load coefficient by time band and network level (equalised)
x2 = 2405. Split of rate 2 units between distribution time bands
Sum-product calculation =SUMPRODUCT(x1, x2)
| GSPs | 132kV | 132kV/EHV | EHV | EHV/HV | 132kV/HV | HV | HV/LV | LV circuits
Domestic Two Rate | 0 | 0.027201 | 0.027201 | 0.095175 | 0.095175 | 0.027201 | 0.095175 | 0.095175 | 0.095175
Small Non Domestic Two Rate | 0 | 0.027303 | 0.027303 | 0.095532 | 0.095532 | 0.027303 | 0.095532 | 0.095532 | 0.095532
LV Medium Non-Domestic | 0 | 0.025027 | 0.025027 | 0.087568 | 0.087568 | 0.025027 | 0.087568 | 0.087568 | 0.087568
LV Sub Medium Non-Domestic | 0 | 0.025664 | 0.025664 | 0.089794 | 0.089794 | 0.025664 | 0.089794 | 0.089794 | 0.089794
HV Medium Non-Domestic | 0 | 0.026084 | 0.026084 | 0.091266 | 0.091266 | 0.026084 | 0.091266 | 0.091266 | 0.091266
LV Network Domestic | 0 | 0.8935 | 0.8935 | 1.2796 | 1.2796 | 0.8935 | 1.2796 | 1.2796 | 1.2796
LV Network Non-Domestic Non-CT | 0 | 0.95107 | 0.95107 | 1.3617 | 1.3617 | 0.95107 | 1.3617 | 1.3617 | 1.3617
LV HH Metered | 0 | 0.80875 | 0.80875 | 1.1579 | 1.1579 | 0.80875 | 1.1579 | 1.1579 | 1.1579
LV Sub HH Metered | 0 | 0.80507 | 0.80507 | 1.1527 | 1.1527 | 0.80507 | 1.1527 | 1.1527 | 1.1527
HV HH Metered | 0 | 0.72427 | 0.72427 | 1.037 | 1.037 | 0.72427 | 1.037 | 1.037 | 1.037
LV Generation Non-Intermittent | 0 | -0.66428 | -0.66428 | -0.9511 | -0.9511 | -0.66428 | -0.9511 | -0.9511 | -0.9511
LV Generation Non-Intermittent no RP charge | 0 | -0.66428 | -0.66428 | -0.9511 | -0.9511 | -0.66428 | -0.9511 | -0.9511 | -0.9511
LV Sub Generation Non-Intermittent | 0 | -0.66428 | -0.66428 | -0.9511 | -0.9511 | -0.66428 | -0.9511 | -0.9511 | -0.9511
LV Sub Generation Non-Intermittent no RP charge | 0 | -0.66428 | -0.66428 | -0.9511 | -0.9511 | -0.66428 | -0.9511 | -0.9511 | -0.9511
HV Generation Non-Intermittent | 0 | -0.66428 | -0.66428 | -0.9511 | -0.9511 | -0.66428 | -0.9511 | -0.9511 | -0.9511
HV Generation Non-Intermittent no RP charge | 0 | -0.66428 | -0.66428 | -0.9511 | -0.9511 | -0.66428 | -0.9511 | -0.9511 | -0.9511
2443. Unit rate 3 pseudo load coefficient by network level
Data sources:
x1 = 2440. Pseudo load coefficient by time band and network level (equalised)
x2 = 2406. Split of rate 3 units between distribution time bands (default)
Sum-product calculation =SUMPRODUCT(x1, x2)
| GSPs | 132kV | 132kV/EHV | EHV | EHV/HV | 132kV/HV | HV | HV/LV | LV circuits
LV Network Domestic | 0 | 0.025044 | 0.025044 | 0.087645 | 0.087645 | 0.025044 | 0.087645 | 0.087645 | 0.087645
LV Network Non-Domestic Non-CT | 0 | 0.026657 | 0.026657 | 0.093271 | 0.093271 | 0.026657 | 0.093271 | 0.093271 | 0.093271
LV HH Metered | 0 | 0.022668 | 0.022668 | 0.079314 | 0.079314 | 0.022668 | 0.079314 | 0.079314 | 0.079314
LV Sub HH Metered | 0 | 0.022565 | 0.022565 | 0.078953 | 0.078953 | 0.022565 | 0.078953 | 0.078953 | 0.078953
HV HH Metered | 0 | 0.0203 | 0.0203 | 0.071029 | 0.071029 | 0.0203 | 0.071029 | 0.071029 | 0.071029
LV Generation Non-Intermittent | 0 | -0.018619 | -0.018619 | -0.065146 | -0.065146 | -0.018619 | -0.065146 | -0.065146 | -0.065146
LV Generation Non-Intermittent no RP charge | 0 | -0.018619 | -0.018619 | -0.065146 | -0.065146 | -0.018619 | -0.065146 | -0.065146 | -0.065146
LV Sub Generation Non-Intermittent | 0 | -0.018619 | -0.018619 | -0.065146 | -0.065146 | -0.018619 | -0.065146 | -0.065146 | -0.065146
LV Sub Generation Non-Intermittent no RP charge | 0 | -0.018619 | -0.018619 | -0.065146 | -0.065146 | -0.018619 | -0.065146 | -0.065146 | -0.065146
HV Generation Non-Intermittent | 0 | -0.018619 | -0.018619 | -0.065146 | -0.065146 | -0.018619 | -0.065146 | -0.065146 | -0.065146
HV Generation Non-Intermittent no RP charge | 0 | -0.018619 | -0.018619 | -0.065146 | -0.065146 | -0.018619 | -0.065146 | -0.065146 | -0.065146
2444. Adjust annual hours by special distribution time band to match days in year
Data sources:
x1 = 1066. Typical annual hours by special distribution time band
x2 = 1010. Days in the charging year (in Financial and general assumptions)
x3 = Total hours in the year according to special time band hours input data (in Adjust annual hours by special distribution time band to match days in year)
Kind: | Cell summation | Calculation
Formula: | =SUM(x1) | =x1*24*x2/x3
Annual hours by special distribution time band (reconciled to days in year)
| Hours aggregate | Black | Yellow | Green
Adjust annual hours by special distribution time band to match days in year | 8784 | 258 | 3279 | 5247
2445. Normalisation of split of rate 1 units by special time band
Data sources:
x1 = 1064. Average split of rate 1 units by special distribution time band
x2 = Total split (in Normalisation of split of rate 1 units by special time band)
x3 = 2444. Annual hours by special distribution time band (reconciled to days in year) (in Adjust annual hours by special distribution time band to match days in year)
x4 = 1010. Days in the charging year (in Financial and general assumptions)
Kind: | Cell summation | Calculation
Formula: | =SUM(x1) | =IF(x2,x1/x2,x3/x4/24)
Normalised split of rate 1 units by special distribution time band
| Total split | Black | Yellow | Green
NHH UMS category A | 100% | 2.931% | 37.31% | 59.76%
NHH UMS category B | 100% | 5.043% | 9.025% | 85.93%
NHH UMS category C | 100% | 9.619% | 16.33% | 74.05%
NHH UMS category D | 100% | 0.8831% | 63.54% | 35.58%
2446. Split of rate 1 units between special distribution time bands
Data sources:
x1 = 2445. Normalised split of rate 1 units by special distribution time band (in Normalisation of split of rate 1 units by special time band)
x2 = Split of rate 1 units between special distribution time bands (default)
Combine tables = x1 or x2
| Black | Yellow | Green
NHH UMS category A | 2.931% | 37.31% | 59.76%
NHH UMS category B | 5.043% | 9.025% | 85.93%
NHH UMS category C | 9.619% | 16.33% | 74.05%
NHH UMS category D | 0.8831% | 63.54% | 35.58%
LV UMS (Pseudo HH Metered) | 100% | 0% | 0%
2447. Split of rate 2 units between special distribution time bands (default)
| Black | Yellow | Green
LV UMS (Pseudo HH Metered) | 0% | 100% | 0%
2448. Split of rate 3 units between special distribution time bands (default)
| Black | Yellow | Green
LV UMS (Pseudo HH Metered) | 0% | 0% | 100%
2449. Calculation of implied special load coefficients for one-rate users
Data sources:
x1 = 2407. All units (MWh)
x2 = 2305. Rate 1 units (MWh) (in Equivalent volume for each end user)
x3 = 2446. Split of rate 1 units between special distribution time bands
x4 = 2444. Annual hours by special distribution time band (reconciled to days in year) (in Adjust annual hours by special distribution time band to match days in year)
x5 = Use of special distribution time bands by units in demand forecast for one-rate tariffs (in Calculation of implied special load coefficients for one-rate users)
x6 = 1010. Days in the charging year (in Financial and general assumptions)
Kind: | Calculation |  |  | Calculation
Formula: | =IF(x1>0,(x2*x3)/x1,0) |  |  | =IF(x4>0,x5*x6*24/x4,0)
Use of special distribution time bands by units in demand forecast for one-rate tariffs
| Black | Yellow | Green | Peak band special load coefficient for one-rate tariffs
NHH UMS category A | 2.931% | 37.31% | 59.76% | 0.99794
NHH UMS category B | 5.043% | 9.025% | 85.93% | 1.7171
NHH UMS category C | 9.619% | 16.33% | 74.05% | 3.2748
NHH UMS category D | 0.8831% | 63.54% | 35.58% | 0.30065
2450. Calculation of implied special load coefficients for three-rate users
Data sources:
x1 = 2407. All units (MWh)
x2 = 2305. Rate 1 units (MWh) (in Equivalent volume for each end user)
x3 = 2446. Split of rate 1 units between special distribution time bands
x4 = 2305. Rate 2 units (MWh) (in Equivalent volume for each end user)
x5 = 2447. Split of rate 2 units between special distribution time bands (default)
x6 = 2305. Rate 3 units (MWh) (in Equivalent volume for each end user)
x7 = 2448. Split of rate 3 units between special distribution time bands (default)
x8 = 2444. Annual hours by special distribution time band (reconciled to days in year) (in Adjust annual hours by special distribution time band to match days in year)
x9 = Use of special distribution time bands by units in demand forecast for three-rate tariffs (in Calculation of implied special load coefficients for three-rate users)
x10 = 1010. Days in the charging year (in Financial and general assumptions)
Kind: | Calculation |  |  | Calculation
Formula: | =IF(x1>0,(x2*x3+x4*x5+x6*x7)/x1,0) |  |  | =IF(x8>0,x9*x10*24/x8,0)
Use of special distribution time bands by units in demand forecast for three-rate tariffs
| Black | Yellow | Green | Peak band special load coefficient for three-rate tariffs
LV UMS (Pseudo HH Metered) | 5.22% | 14.65% | 80.13% | 1.7772
2451. Estimated contributions to peak demand
Data sources:
x1 = 2449. Peak band special load coefficient for one-rate tariffs (in Calculation of implied special load coefficients for one-rate users)
x2 = 2450. Peak band special load coefficient for three-rate tariffs (in Calculation of implied special load coefficients for three-rate users)
x3 = Peak band special load coefficient (in Estimated contributions to peak demand)
x4 = 2407. All units (MWh)
x5 = 1010. Days in the charging year (in Financial and general assumptions)
x6 = 2302. Load coefficient
Kind: | Combine tables | Calculation | Calculation
Formula: | = x1 or x2 | =x3*x4/24/x5*1000 | =x6*x4/24/x5*1000
| Peak band special load coefficient | Contribution to peak band kW | Contribution to system-peak-time kW
NHH UMS category A | 0.99794 | 3931.4257 | 3939.5415
NHH UMS category B | 1.7171 | 4497.8625 | 5541.5073
NHH UMS category C | 3.2748 | 126.4207 | 158.609
NHH UMS category D | 0.30065 | 246.7273 | 8.6014
LV UMS (Pseudo HH Metered) | 1.7772 | 46869.87 | 56781.489
2452. Load coefficient correction factor for the group
Data sources:
x1 = 2451. Contribution to peak band kW (in Estimated contributions to peak demand)
x2 = 2451. Contribution to system-peak-time kW (in Estimated contributions to peak demand)
Calculation =IF(SUM(x1),SUM(x2)/SUM(x1),0)
Load coefficient correction factor for the group
Load coefficient correction factor for the group | 1.1932
2453. Calculation of special peaking probabilities
Data sources:
x1 = 2412. Normalised peaking probabilities (in Normalisation of peaking probabilities)
x2 = 1069. Black peaking probabilities (in Peaking probabilities by network level)
x3 = Amber peaking probabilities (in Calculation of special peaking probabilities)
x4 = Red peaking probabilities (in Calculation of special peaking probabilities)
x5 = 2412. Total probability (should be 100%) (in Normalisation of peaking probabilities)
x6 = Yellow peaking probabilities (in Calculation of special peaking probabilities)
x7 = Green peaking probabilities (in Calculation of special peaking probabilities)
Kind: | Copy cells | Copy cells | Copy cells | Calculation | Calculation
Formula: | =x1 | =x1 | =x1 | =IF(x2,MAX(0,x3+x4-x2),IF(x5,1/0,0)) | =1-x6-x7
| Red peaking probabilities | Amber peaking probabilities | Green peaking probabilities | Yellow peaking probabilities | Black peaking probabilities
GSPs | 100% | 0% | 0% | 0% | 100%
132kV | 78.08% | 20.8% | 1.112% | 22.12% | 76.76%
132kV/EHV | 78.08% | 20.8% | 1.112% | 22.12% | 76.76%
EHV | 66.32% | 29.79% | 3.891% | 30.85% | 65.26%
EHV/HV | 66.32% | 29.79% | 3.891% | 30.85% | 65.26%
132kV/HV | 78.08% | 20.8% | 1.112% | 22.12% | 76.76%
HV | 66.32% | 29.79% | 3.891% | 30.85% | 65.26%
HV/LV | 66.32% | 29.79% | 3.891% | 30.85% | 65.26%
LV circuits | 66.32% | 29.79% | 3.891% | 30.85% | 65.26%
2454. Special peaking probabilities by network level
Data sources:
x1 = 2453. Green peaking probabilities (in Calculation of special peaking probabilities)
x2 = 2453. Yellow peaking probabilities (in Calculation of special peaking probabilities)
x3 = 2453. Black peaking probabilities (in Calculation of special peaking probabilities)
Combine tables = x1 or x2 or x3
| Black | Yellow | Green
GSPs | 100% | 0% | 0%
132kV | 76.76% | 22.12% | 1.112%
132kV/EHV | 76.76% | 22.12% | 1.112%
EHV | 65.26% | 30.85% | 3.891%
EHV/HV | 65.26% | 30.85% | 3.891%
132kV/HV | 76.76% | 22.12% | 1.112%
HV | 65.26% | 30.85% | 3.891%
HV/LV | 65.26% | 30.85% | 3.891%
LV circuits | 65.26% | 30.85% | 3.891%
2455. Special peaking probabilities by network level (reshaped)
Data sources:
x1 = 2454. Special peaking probabilities by network level
Reshape table = x1
| GSPs | Black | Yellow | Green | 132kV | Black | Yellow | Green | 132kV/EHV | Black | Yellow | Green | EHV | Black | Yellow | Green | EHV/HV | Black | Yellow | Green | 132kV/HV | Black | Yellow | Green | HV | Black | Yellow | Green | HV/LV | Black | Yellow | Green | LV circuits | Black | Yellow | Green
Probability of peak within timeband |  | 100% | 0% | 0% |  | 76.76% | 22.12% | 1.112% |  | 76.76% | 22.12% | 1.112% |  | 65.26% | 30.85% | 3.891% |  | 65.26% | 30.85% | 3.891% |  | 76.76% | 22.12% | 1.112% |  | 65.26% | 30.85% | 3.891% |  | 65.26% | 30.85% | 3.891% |  | 65.26% | 30.85% | 3.891%
2456. Pseudo load coefficient by special time band and network level
Data sources:
x1 = 2444. Annual hours by special distribution time band (reconciled to days in year) (in Adjust annual hours by special distribution time band to match days in year)
x2 = 2452. Load coefficient correction factor for the group
x3 = 2455. Special peaking probabilities by network level (reshaped)
x4 = 1010. Days in the charging year (in Financial and general assumptions)
Calculation =IF(x1>0,x2*x3*24*x4/x1,0)
| GSPs | Black | Yellow | Green | 132kV | Black | Yellow | Green | 132kV/EHV | Black | Yellow | Green | EHV | Black | Yellow | Green | EHV/HV | Black | Yellow | Green | 132kV/HV | Black | Yellow | Green | HV | Black | Yellow | Green | HV/LV | Black | Yellow | Green | LV circuits | Black | Yellow | Green
Pseudo load coefficient by special time band and network level |  | 40.6252 | 0 | 0 |  | 31.1858 | 0.70717 | 0.022217 |  | 31.1858 | 0.70717 | 0.022217 |  | 26.5104 | 0.9862 | 0.077734 |  | 26.5104 | 0.9862 | 0.077734 |  | 31.1858 | 0.70717 | 0.022217 |  | 26.5104 | 0.9862 | 0.077734 |  | 26.5104 | 0.9862 | 0.077734 |  | 26.5104 | 0.9862 | 0.077734
2457. Unit rate 1 pseudo load coefficient by network level (special)
Data sources:
x1 = 2456. Pseudo load coefficient by special time band and network level
x2 = 2446. Split of rate 1 units between special distribution time bands
Sum-product calculation =SUMPRODUCT(x1, x2)
| GSPs | 132kV | 132kV/EHV | EHV | EHV/HV | 132kV/HV | HV | HV/LV | LV circuits
NHH UMS category A | 1.1908 | 1.1912 | 1.1912 | 1.1914 | 1.1914 | 1.1912 | 1.1914 | 1.1914 | 1.1914
NHH UMS category B | 2.0488 | 1.6557 | 1.6557 | 1.4928 | 1.4928 | 1.6557 | 1.4928 | 1.4928 | 1.4928
NHH UMS category C | 3.9075 | 3.1316 | 3.1316 | 2.7686 | 2.7686 | 3.1316 | 2.7686 | 2.7686 | 2.7686
NHH UMS category D | 0.35874 | 0.73263 | 0.73263 | 0.8884 | 0.8884 | 0.73263 | 0.8884 | 0.8884 | 0.8884
LV UMS (Pseudo HH Metered) | 40.6252 | 31.1858 | 31.1858 | 26.5104 | 26.5104 | 31.1858 | 26.5104 | 26.5104 | 26.5104
2458. Unit rate 2 pseudo load coefficient by network level (special)
Data sources:
x1 = 2456. Pseudo load coefficient by special time band and network level
x2 = 2447. Split of rate 2 units between special distribution time bands (default)
Sum-product calculation =SUMPRODUCT(x1, x2)
| GSPs | 132kV | 132kV/EHV | EHV | EHV/HV | 132kV/HV | HV | HV/LV | LV circuits
LV UMS (Pseudo HH Metered) | 0 | 0.70717 | 0.70717 | 0.9862 | 0.9862 | 0.70717 | 0.9862 | 0.9862 | 0.9862
2459. Unit rate 3 pseudo load coefficient by network level (special)
Data sources:
x1 = 2456. Pseudo load coefficient by special time band and network level
x2 = 2448. Split of rate 3 units between special distribution time bands (default)
Sum-product calculation =SUMPRODUCT(x1, x2)
| GSPs | 132kV | 132kV/EHV | EHV | EHV/HV | 132kV/HV | HV | HV/LV | LV circuits
LV UMS (Pseudo HH Metered) | 0 | 0.022217 | 0.022217 | 0.077734 | 0.077734 | 0.022217 | 0.077734 | 0.077734 | 0.077734
2460. Unit rate 1 pseudo load coefficient by network level (combined)
Data sources:
x1 = 2441. Unit rate 1 pseudo load coefficient by network level
x2 = 2457. Unit rate 1 pseudo load coefficient by network level (special)
Combine tables = x1 or x2
| GSPs | 132kV | 132kV/EHV | EHV | EHV/HV | 132kV/HV | HV | HV/LV | LV circuits
Domestic Unrestricted | 2.0719 | 1.9699 | 1.9699 | 1.9012 | 1.9012 | 1.9699 | 1.9012 | 1.9012 | 1.9012
Domestic Two Rate | 2.4723 | 2.3496 | 2.3496 | 2.2639 | 2.2639 | 2.3496 | 2.2639 | 2.2639 | 2.2639
Domestic Off Peak (related MPAN) | 0.50084 | 0.61864 | 0.61864 | 0.68225 | 0.68225 | 0.61864 | 0.68225 | 0.68225 | 0.68225
Small Non Domestic Unrestricted | 1.9279 | 2.0187 | 2.0187 | 2.031 | 2.031 | 2.0187 | 2.031 | 2.031 | 2.031
Small Non Domestic Two Rate | 2.096 | 2.1472 | 2.1472 | 2.1413 | 2.1413 | 2.1472 | 2.1413 | 2.1413 | 2.1413
Small Non Domestic Off Peak (related MPAN) | 0.18631 | 0.28355 | 0.28355 | 0.35198 | 0.35198 | 0.28355 | 0.35198 | 0.35198 | 0.35198
LV Medium Non-Domestic | 2.0398 | 2.0721 | 2.0721 | 2.0565 | 2.0565 | 2.0721 | 2.0565 | 2.0565 | 2.0565
LV Sub Medium Non-Domestic | 2.0636 | 2.1 | 2.1 | 2.0864 | 2.0864 | 2.1 | 2.0864 | 2.0864 | 2.0864
HV Medium Non-Domestic | 2.0888 | 2.143 | 2.143 | 2.1359 | 2.1359 | 2.143 | 2.1359 | 2.1359 | 2.1359
LV Network Domestic | 15.0321 | 11.7374 | 11.7374 | 9.9716 | 9.9716 | 11.7374 | 9.9716 | 9.9716 | 9.9716
LV Network Non-Domestic Non-CT | 16.0045 | 12.4937 | 12.4937 | 10.6116 | 10.6116 | 12.4937 | 10.6116 | 10.6116 | 10.6116
LV HH Metered | 13.606 | 10.6241 | 10.6241 | 9.0237 | 9.0237 | 10.6241 | 9.0237 | 9.0237 | 9.0237
LV Sub HH Metered | 13.5441 | 10.5757 | 10.5757 | 8.9827 | 8.9827 | 10.5757 | 8.9827 | 8.9827 | 8.9827
HV HH Metered | 12.1848 | 9.5143 | 9.5143 | 8.0811 | 8.0811 | 9.5143 | 8.0811 | 8.0811 | 8.0811
NHH UMS category A | 1.1908 | 1.1912 | 1.1912 | 1.1914 | 1.1914 | 1.1912 | 1.1914 | 1.1914 | 1.1914
NHH UMS category B | 2.0488 | 1.6557 | 1.6557 | 1.4928 | 1.4928 | 1.6557 | 1.4928 | 1.4928 | 1.4928
NHH UMS category C | 3.9075 | 3.1316 | 3.1316 | 2.7686 | 2.7686 | 3.1316 | 2.7686 | 2.7686 | 2.7686
NHH UMS category D | 0.35874 | 0.73263 | 0.73263 | 0.8884 | 0.8884 | 0.73263 | 0.8884 | 0.8884 | 0.8884
LV UMS (Pseudo HH Metered) | 40.6252 | 31.1858 | 31.1858 | 26.5104 | 26.5104 | 31.1858 | 26.5104 | 26.5104 | 26.5104
LV Generation Non-Intermittent | -11.1756 | -8.7263 | -8.7263 | -7.4118 | -7.4118 | -8.7263 | -7.4118 | -7.4118 | -7.4118
LV Generation Non-Intermittent no RP charge | -11.1756 | -8.7263 | -8.7263 | -7.4118 | -7.4118 | -8.7263 | -7.4118 | -7.4118 | -7.4118
LV Sub Generation Non-Intermittent | -11.1756 | -8.7263 | -8.7263 | -7.4118 | -7.4118 | -8.7263 | -7.4118 | -7.4118 | -7.4118
LV Sub Generation Non-Intermittent no RP charge | -11.1756 | -8.7263 | -8.7263 | -7.4118 | -7.4118 | -8.7263 | -7.4118 | -7.4118 | -7.4118
HV Generation Non-Intermittent | -11.1756 | -8.7263 | -8.7263 | -7.4118 | -7.4118 | -8.7263 | -7.4118 | -7.4118 | -7.4118
HV Generation Non-Intermittent no RP charge | -11.1756 | -8.7263 | -8.7263 | -7.4118 | -7.4118 | -8.7263 | -7.4118 | -7.4118 | -7.4118
2461. Unit rate 2 pseudo load coefficient by network level (combined)
Data sources:
x1 = 2442. Unit rate 2 pseudo load coefficient by network level
x2 = 2458. Unit rate 2 pseudo load coefficient by network level (special)
Combine tables = x1 or x2
| GSPs | 132kV | 132kV/EHV | EHV | EHV/HV | 132kV/HV | HV | HV/LV | LV circuits
Domestic Two Rate | 0 | 0.027201 | 0.027201 | 0.095175 | 0.095175 | 0.027201 | 0.095175 | 0.095175 | 0.095175
Small Non Domestic Two Rate | 0 | 0.027303 | 0.027303 | 0.095532 | 0.095532 | 0.027303 | 0.095532 | 0.095532 | 0.095532
LV Medium Non-Domestic | 0 | 0.025027 | 0.025027 | 0.087568 | 0.087568 | 0.025027 | 0.087568 | 0.087568 | 0.087568
LV Sub Medium Non-Domestic | 0 | 0.025664 | 0.025664 | 0.089794 | 0.089794 | 0.025664 | 0.089794 | 0.089794 | 0.089794
HV Medium Non-Domestic | 0 | 0.026084 | 0.026084 | 0.091266 | 0.091266 | 0.026084 | 0.091266 | 0.091266 | 0.091266
LV Network Domestic | 0 | 0.8935 | 0.8935 | 1.2796 | 1.2796 | 0.8935 | 1.2796 | 1.2796 | 1.2796
LV Network Non-Domestic Non-CT | 0 | 0.95107 | 0.95107 | 1.3617 | 1.3617 | 0.95107 | 1.3617 | 1.3617 | 1.3617
LV HH Metered | 0 | 0.80875 | 0.80875 | 1.1579 | 1.1579 | 0.80875 | 1.1579 | 1.1579 | 1.1579
LV Sub HH Metered | 0 | 0.80507 | 0.80507 | 1.1527 | 1.1527 | 0.80507 | 1.1527 | 1.1527 | 1.1527
HV HH Metered | 0 | 0.72427 | 0.72427 | 1.037 | 1.037 | 0.72427 | 1.037 | 1.037 | 1.037
LV UMS (Pseudo HH Metered) | 0 | 0.70717 | 0.70717 | 0.9862 | 0.9862 | 0.70717 | 0.9862 | 0.9862 | 0.9862
LV Generation Non-Intermittent | 0 | -0.66428 | -0.66428 | -0.9511 | -0.9511 | -0.66428 | -0.9511 | -0.9511 | -0.9511
LV Generation Non-Intermittent no RP charge | 0 | -0.66428 | -0.66428 | -0.9511 | -0.9511 | -0.66428 | -0.9511 | -0.9511 | -0.9511
LV Sub Generation Non-Intermittent | 0 | -0.66428 | -0.66428 | -0.9511 | -0.9511 | -0.66428 | -0.9511 | -0.9511 | -0.9511
LV Sub Generation Non-Intermittent no RP charge | 0 | -0.66428 | -0.66428 | -0.9511 | -0.9511 | -0.66428 | -0.9511 | -0.9511 | -0.9511
HV Generation Non-Intermittent | 0 | -0.66428 | -0.66428 | -0.9511 | -0.9511 | -0.66428 | -0.9511 | -0.9511 | -0.9511
HV Generation Non-Intermittent no RP charge | 0 | -0.66428 | -0.66428 | -0.9511 | -0.9511 | -0.66428 | -0.9511 | -0.9511 | -0.9511
2462. Unit rate 3 pseudo load coefficient by network level (combined)
Data sources:
x1 = 2443. Unit rate 3 pseudo load coefficient by network level
x2 = 2459. Unit rate 3 pseudo load coefficient by network level (special)
Combine tables = x1 or x2
| GSPs | 132kV | 132kV/EHV | EHV | EHV/HV | 132kV/HV | HV | HV/LV | LV circuits
LV Network Domestic | 0 | 0.025044 | 0.025044 | 0.087645 | 0.087645 | 0.025044 | 0.087645 | 0.087645 | 0.087645
LV Network Non-Domestic Non-CT | 0 | 0.026657 | 0.026657 | 0.093271 | 0.093271 | 0.026657 | 0.093271 | 0.093271 | 0.093271
LV HH Metered | 0 | 0.022668 | 0.022668 | 0.079314 | 0.079314 | 0.022668 | 0.079314 | 0.079314 | 0.079314
LV Sub HH Metered | 0 | 0.022565 | 0.022565 | 0.078953 | 0.078953 | 0.022565 | 0.078953 | 0.078953 | 0.078953
HV HH Metered | 0 | 0.0203 | 0.0203 | 0.071029 | 0.071029 | 0.0203 | 0.071029 | 0.071029 | 0.071029
LV UMS (Pseudo HH Metered) | 0 | 0.022217 | 0.022217 | 0.077734 | 0.077734 | 0.022217 | 0.077734 | 0.077734 | 0.077734
LV Generation Non-Intermittent | 0 | -0.018619 | -0.018619 | -0.065146 | -0.065146 | -0.018619 | -0.065146 | -0.065146 | -0.065146
LV Generation Non-Intermittent no RP charge | 0 | -0.018619 | -0.018619 | -0.065146 | -0.065146 | -0.018619 | -0.065146 | -0.065146 | -0.065146
LV Sub Generation Non-Intermittent | 0 | -0.018619 | -0.018619 | -0.065146 | -0.065146 | -0.018619 | -0.065146 | -0.065146 | -0.065146
LV Sub Generation Non-Intermittent no RP charge | 0 | -0.018619 | -0.018619 | -0.065146 | -0.065146 | -0.018619 | -0.065146 | -0.065146 | -0.065146
HV Generation Non-Intermittent | 0 | -0.018619 | -0.018619 | -0.065146 | -0.065146 | -0.018619 | -0.065146 | -0.065146 | -0.065146
HV Generation Non-Intermittent no RP charge | 0 | -0.018619 | -0.018619 | -0.065146 | -0.065146 | -0.018619 | -0.065146 | -0.065146 | -0.065146

## SMD
Forecast simultaneous maximum load for WPD East Midlands in April 19 (no data version)
2501. Contributions of users on one-rate multi tariffs to system simultaneous maximum load by network level (kW)
Data sources:
x1 = 2305. Rate 1 units (MWh) (in Equivalent volume for each end user)
x2 = 2460. Unit rate 1 pseudo load coefficient by network level (combined)
x3 = 2012. Loss adjustment factors between end user meter reading and each network level, scaled by network use
x4 = 1010. Days in the charging year (in Financial and general assumptions)
Calculation =(x1*x2)*x3/(24*x4)*1000
| GSPs | 132kV | 132kV/EHV | EHV | EHV/HV | 132kV/HV | HV | HV/LV | LV circuits
Domestic Unrestricted | 1473233.0671 | 1397919.4866 | 1285317.0284 | 1238013.372 | 1228284.3868 | 103257.1325 | 1307390.2975 | 1287468.1597 | 1251705.1552
Domestic Off Peak (related MPAN) | 3053.4147 | 3764.0935 | 3460.8957 | 3809.1882 | 3779.2535 | 278.0343 | 4022.651 | 3961.3535 | 3851.3159
Small Non Domestic Unrestricted | 272454.1398 | 284708.9143 | 261775.6024 | 262848.368 | 260782.762 | 21029.9852 | 277578.1052 | 273348.3436 | 265755.3341
Small Non Domestic Off Peak (related MPAN) | 59.176 | 89.8849 | 82.6447 | 102.3866 | 101.582 | 6.6393 | 108.1242 | 106.4766 | 103.5189
NHH UMS category A | 5066.3737 | 5058.0191 | 4650.5955 | 4642.3002 | 4605.8185 | 373.6099 | 4902.4497 | 4827.7457 | 4693.6416
NHH UMS category B | 5796.333 | 4674.7445 | 4298.1937 | 3867.626 | 3837.2321 | 345.2994 | 4084.3635 | 4022.1256 | 3910.3999
NHH UMS category C | 162.9166 | 130.3034 | 119.8075 | 105.7095 | 104.8788 | 9.6248 | 111.6334 | 109.9323 | 106.8786
NHH UMS category D | 317.954 | 648.0342 | 595.8351 | 721.0833 | 715.4167 | 47.867 | 761.4921 | 749.8884 | 729.0582
2502. Contributions of users on two-rate multi tariffs to system simultaneous maximum load by network level (kW)
Data sources:
x1 = 2305. Rate 1 units (MWh) (in Equivalent volume for each end user)
x2 = 2460. Unit rate 1 pseudo load coefficient by network level (combined)
x3 = 2305. Rate 2 units (MWh) (in Equivalent volume for each end user)
x4 = 2461. Unit rate 2 pseudo load coefficient by network level (combined)
x5 = 2012. Loss adjustment factors between end user meter reading and each network level, scaled by network use
x6 = 1010. Days in the charging year (in Financial and general assumptions)
Calculation =(x1*x2+x3*x4)*x5/(24*x6)*1000
| GSPs | 132kV | 132kV/EHV | EHV | EHV/HV | 132kV/HV | HV | HV/LV | LV circuits
Domestic Two Rate | 737024.4712 | 702660.1274 | 646060.8322 | 629640.8367 | 624692.7751 | 51901.8946 | 664925.2257 | 654793.0318 | 636604.3364
Small Non Domestic Two Rate | 390466.0489 | 400714.449 | 368436.8877 | 370168.5519 | 367259.5653 | 29598.7182 | 390912.3958 | 384955.6355 | 374262.4234
LV Medium Non-Domestic | 10429.9726 | 10609.2665 | 9754.6898 | 9743.7902 | 9667.2182 | 783.652 | 10289.8216 | 10133.0244 | 9851.5515
LV Sub Medium Non-Domestic | 0.035287 | 0.035965 | 0.033068 | 0.033082 | 0.032822 | 0.0026565 | 0.034936 | 0.034404 | 0
HV Medium Non-Domestic | 640.5571 | 658.2939 | 605.2683 | 607.6307 | 602.8556 | 48.6248 | 641.6817 | 0 | 0
2503. Contributions of users on three-rate multi tariffs to system simultaneous maximum load by network level (kW)
Data sources:
x1 = 2305. Rate 1 units (MWh) (in Equivalent volume for each end user)
x2 = 2460. Unit rate 1 pseudo load coefficient by network level (combined)
x3 = 2305. Rate 2 units (MWh) (in Equivalent volume for each end user)
x4 = 2461. Unit rate 2 pseudo load coefficient by network level (combined)
x5 = 2305. Rate 3 units (MWh) (in Equivalent volume for each end user)
x6 = 2462. Unit rate 3 pseudo load coefficient by network level (combined)
x7 = 2012. Loss adjustment factors between end user meter reading and each network level, scaled by network use
x8 = 1010. Days in the charging year (in Financial and general assumptions)
Calculation =(x1*x2+x3*x4+x5*x6)*x7/(24*x8)*1000
| GSPs | 132kV | 132kV/EHV | EHV | EHV/HV | 132kV/HV | HV | HV/LV | LV circuits
LV Network Domestic | 47.8994 | 48.6012 | 44.6864 | 44.6273 | 44.2766 | 3.5899 | 47.1282 | 46.4101 | 45.1209
LV Network Non-Domestic Non-CT | 36652.3385 | 37425.5021 | 34410.8768 | 34397.6568 | 34127.3412 | 2764.4296 | 36325.2641 | 35771.7363 | 34778.0769
LV HH Metered | 646852.6151 | 661292.8427 | 608025.6837 | 608165.2079 | 603385.9135 | 48846.3058 | 642246.126 | 632459.5183 | 614891.1984
LV Sub HH Metered | 39227.8473 | 39759.3472 | 36556.7305 | 36458.1826 | 36171.6743 | 2936.8188 | 38501.2596 | 37914.5737 | 0
HV HH Metered | 1068780.3153 | 1086719.4706 | 999184.1834 | 1000905.2805 | 993039.6201 | 80270.3857 | 1056994.9259 | 0 | 0
LV UMS (Pseudo HH Metered) | 60400.5509 | 49725.3881 | 45720.0066 | 41490.4757 | 41164.4209 | 3672.959 | 43815.5569 | 43147.8913 | 41949.3387
LV Generation Non-Intermittent | -2189.6592 | -2236.9716 | -2056.7835 | -2068.4291 | -2052.1742 | -165.2336 | -2184.3416 | -2151.0564 | 0
LV Generation Non-Intermittent no RP charge | 0 | 0 | 0 | 0 | 0 | 0 | 0 | 0 | 0
LV Sub Generation Non-Intermittent | -673.8182 | -665.0119 | -611.4452 | -608.6611 | -603.8779 | -49.121 | -642.7698 | 0 | 0
LV Sub Generation Non-Intermittent no RP charge | 0 | 0 | 0 | 0 | 0 | 0 | 0 | 0 | 0
HV Generation Non-Intermittent | -115415.5273 | -112552.8662 | -103486.7294 | -101832.5362 | -101032.2805 | -8313.7021 | 0 | 0 | 0
HV Generation Non-Intermittent no RP charge | 0 | 0 | 0 | 0 | 0 | 0 | 0 | 0 | 0
2504. Estimated contributions of users on each tariff to system simultaneous maximum load by network level (kW)
Data sources:
x1 = 2407. All units (MWh)
x2 = 2302. Load coefficient
x3 = 2012. Loss adjustment factors between end user meter reading and each network level, scaled by network use
x4 = 1010. Days in the charging year (in Financial and general assumptions)
Calculation =x1*x2*x3/(24*x4)*1000
| GSPs | 132kV | 132kV/EHV | EHV | EHV/HV | 132kV/HV | HV | HV/LV | LV circuits
Domestic Unrestricted | 1473225.6399 | 1470285.0698 | 1351853.5616 | 1349176.6239 | 1338574.0571 | 108602.4065 | 1424783.0173 | 1403072.038 | 1364097.8147
Domestic Two Rate | 737020.7555 | 735549.6562 | 676301.1085 | 674961.8984 | 669657.6791 | 54331.2752 | 712786.0305 | 701924.5291 | 682426.6255
Domestic Off Peak (related MPAN) | 0 | 0 | 0 | 0 | 0 | 0 | 0 | 0 | 0
Small Non Domestic Unrestricted | 272323.3095 | 271779.75 | 249887.8827 | 249393.0552 | 247433.1884 | 20074.9742 | 263368.7713 | 259355.5329 | 252151.2125
Small Non Domestic Two Rate | 390278.5503 | 389499.5512 | 358125.3502 | 357416.1911 | 354607.4194 | 28770.3313 | 377445.4065 | 371693.8574 | 361369.028
Small Non Domestic Off Peak (related MPAN) | 0 | 0 | 0 | 0 | 0 | 0 | 0 | 0 | 0
LV Medium Non-Domestic | 10429.9726 | 10409.1543 | 9570.6966 | 9551.7447 | 9476.6819 | 768.8708 | 10087.0141 | 9933.3072 | 9657.382
LV Sub Medium Non-Domestic | 0.035287 | 0.035217 | 0.03238 | 0.032316 | 0.032062 | 0.0026013 | 0.034127 | 0.033607 | 0
HV Medium Non-Domestic | 640.5571 | 639.2786 | 587.7847 | 586.6208 | 582.0108 | 47.2202 | 619.4943 | 0 | 0
LV Network Domestic | 59.0576 | 58.9397 | 54.1921 | 54.0848 | 53.6598 | 4.3536 | 57.1156 | 56.2453 | 54.6829
LV Network Non-Domestic Non-CT | 36970.6958 | 36896.902 | 33924.8554 | 33857.6775 | 33591.6054 | 2725.3846 | 35755.025 | 35210.1865 | 34232.1258
LV HH Metered | 646852.6151 | 645561.4921 | 593561.4938 | 592386.1245 | 587730.8308 | 47684.3117 | 625582.7999 | 616050.1096 | 598937.6066
LV Sub HH Metered | 39227.8473 | 39149.5482 | 35996.0509 | 35924.7716 | 35642.4551 | 2891.7761 | 37937.9568 | 37359.8546 | 0
HV HH Metered | 1068780.3153 | 1066647.0213 | 980728.5705 | 978786.5337 | 971094.6945 | 78787.737 | 1033636.6686 | 0 | 0
NHH UMS category A | 4254.7048 | 4246.2124 | 3904.1799 | 3896.4488 | 3865.8284 | 313.6459 | 4114.8016 | 4052.0999 | 3939.5415
NHH UMS category B | 5984.8279 | 5972.8821 | 5491.7663 | 5480.8915 | 5437.8197 | 441.1861 | 5788.0347 | 5699.8361 | 5541.5073
NHH UMS category C | 171.2978 | 170.9558 | 157.1853 | 156.8741 | 155.6413 | 12.6276 | 165.6651 | 163.1407 | 158.609
NHH UMS category D | 9.2896 | 9.271 | 8.5242 | 8.5074 | 8.4405 | 0.6848 | 8.9841 | 8.8472 | 8.6014
LV UMS (Pseudo HH Metered) | 61324.0082 | 61201.605 | 56271.8138 | 56160.3844 | 55719.0455 | 4520.6482 | 59307.5514 | 58403.8173 | 56781.489
LV Generation NHH or Aggregate HH | -1261.6892 | -1259.1709 | -1157.7446 | -1155.4521 | -1146.3719 | -93.0085 | -1220.2024 | -1201.6088 | 0
LV Sub Generation NHH | 0 | 0 | 0 | 0 | 0 | 0 | 0 | 0 | 0
LV Generation Intermittent | -4870.5891 | -4860.8673 | -4469.3243 | -4460.4742 | -4425.4213 | -359.0473 | -4710.4343 | -4638.6563 | 0
LV Generation Intermittent no RP charge | 0 | 0 | 0 | 0 | 0 | 0 | 0 | 0 | 0
LV Generation Non-Intermittent | -2136.3799 | -2132.1156 | -1960.3736 | -1956.4917 | -1941.1165 | -157.4884 | -2066.1314 | -2034.6475 | 0
LV Generation Non-Intermittent no RP charge | 0 | 0 | 0 | 0 | 0 | 0 | 0 | 0 | 0
LV Sub Generation Intermittent | -459.2144 | -458.2978 | -421.3819 | -420.5475 | -417.2426 | -33.8521 | -444.1145 | 0 | 0
LV Sub Generation Intermittent no RP charge | 0 | 0 | 0 | 0 | 0 | 0 | 0 | 0 | 0
LV Sub Generation Non-Intermittent | -700.6996 | -699.301 | -642.9723 | -641.6991 | -636.6562 | -51.6538 | -677.6592 | 0 | 0
LV Sub Generation Non-Intermittent no RP charge | 0 | 0 | 0 | 0 | 0 | 0 | 0 | 0 | 0
HV Generation Intermittent | -56387.309 | -56274.7595 | -51741.8258 | -51639.3668 | -51233.5564 | -4156.7274 | 0 | 0 | 0
HV Generation Intermittent no RP charge | 0 | 0 | 0 | 0 | 0 | 0 | 0 | 0 | 0
HV Generation Non-Intermittent | -100240.3481 | -100040.2676 | -91982.0209 | -91799.8783 | -91078.4647 | -7389.4607 | 0 | 0 | 0
HV Generation Non-Intermittent no RP charge | 0 | 0 | 0 | 0 | 0 | 0 | 0 | 0 | 0
2505. Contributions of users on each tariff to system simultaneous maximum load by network level (kW)
Data sources:
x1 = 2501. Contributions of users on one-rate multi tariffs to system simultaneous maximum load by network level (kW)
x2 = 2502. Contributions of users on two-rate multi tariffs to system simultaneous maximum load by network level (kW)
x3 = 2503. Contributions of users on three-rate multi tariffs to system simultaneous maximum load by network level (kW)
x4 = 2504. Estimated contributions of users on each tariff to system simultaneous maximum load by network level (kW)
Combine tables = x1 or x2 or x3 or x4
| GSPs | 132kV | 132kV/EHV | EHV | EHV/HV | 132kV/HV | HV | HV/LV | LV circuits
Domestic Unrestricted | 1473233.0671 | 1397919.4866 | 1285317.0284 | 1238013.372 | 1228284.3868 | 103257.1325 | 1307390.2975 | 1287468.1597 | 1251705.1552
Domestic Two Rate | 737024.4712 | 702660.1274 | 646060.8322 | 629640.8367 | 624692.7751 | 51901.8946 | 664925.2257 | 654793.0318 | 636604.3364
Domestic Off Peak (related MPAN) | 3053.4147 | 3764.0935 | 3460.8957 | 3809.1882 | 3779.2535 | 278.0343 | 4022.651 | 3961.3535 | 3851.3159
Small Non Domestic Unrestricted | 272454.1398 | 284708.9143 | 261775.6024 | 262848.368 | 260782.762 | 21029.9852 | 277578.1052 | 273348.3436 | 265755.3341
Small Non Domestic Two Rate | 390466.0489 | 400714.449 | 368436.8877 | 370168.5519 | 367259.5653 | 29598.7182 | 390912.3958 | 384955.6355 | 374262.4234
Small Non Domestic Off Peak (related MPAN) | 59.176 | 89.8849 | 82.6447 | 102.3866 | 101.582 | 6.6393 | 108.1242 | 106.4766 | 103.5189
LV Medium Non-Domestic | 10429.9726 | 10609.2665 | 9754.6898 | 9743.7902 | 9667.2182 | 783.652 | 10289.8216 | 10133.0244 | 9851.5515
LV Sub Medium Non-Domestic | 0.035287 | 0.035965 | 0.033068 | 0.033082 | 0.032822 | 0.0026565 | 0.034936 | 0.034404 | 0
HV Medium Non-Domestic | 640.5571 | 658.2939 | 605.2683 | 607.6307 | 602.8556 | 48.6248 | 641.6817 | 0 | 0
LV Network Domestic | 47.8994 | 48.6012 | 44.6864 | 44.6273 | 44.2766 | 3.5899 | 47.1282 | 46.4101 | 45.1209
LV Network Non-Domestic Non-CT | 36652.3385 | 37425.5021 | 34410.8768 | 34397.6568 | 34127.3412 | 2764.4296 | 36325.2641 | 35771.7363 | 34778.0769
LV HH Metered | 646852.6151 | 661292.8427 | 608025.6837 | 608165.2079 | 603385.9135 | 48846.3058 | 642246.126 | 632459.5183 | 614891.1984
LV Sub HH Metered | 39227.8473 | 39759.3472 | 36556.7305 | 36458.1826 | 36171.6743 | 2936.8188 | 38501.2596 | 37914.5737 | 0
HV HH Metered | 1068780.3153 | 1086719.4706 | 999184.1834 | 1000905.2805 | 993039.6201 | 80270.3857 | 1056994.9259 | 0 | 0
NHH UMS category A | 5066.3737 | 5058.0191 | 4650.5955 | 4642.3002 | 4605.8185 | 373.6099 | 4902.4497 | 4827.7457 | 4693.6416
NHH UMS category B | 5796.333 | 4674.7445 | 4298.1937 | 3867.626 | 3837.2321 | 345.2994 | 4084.3635 | 4022.1256 | 3910.3999
NHH UMS category C | 162.9166 | 130.3034 | 119.8075 | 105.7095 | 104.8788 | 9.6248 | 111.6334 | 109.9323 | 106.8786
NHH UMS category D | 317.954 | 648.0342 | 595.8351 | 721.0833 | 715.4167 | 47.867 | 761.4921 | 749.8884 | 729.0582
LV UMS (Pseudo HH Metered) | 60400.5509 | 49725.3881 | 45720.0066 | 41490.4757 | 41164.4209 | 3672.959 | 43815.5569 | 43147.8913 | 41949.3387
LV Generation NHH or Aggregate HH | -1261.6892 | -1259.1709 | -1157.7446 | -1155.4521 | -1146.3719 | -93.0085 | -1220.2024 | -1201.6088 | 0
LV Sub Generation NHH | 0 | 0 | 0 | 0 | 0 | 0 | 0 | 0 | 0
LV Generation Intermittent | -4870.5891 | -4860.8673 | -4469.3243 | -4460.4742 | -4425.4213 | -359.0473 | -4710.4343 | -4638.6563 | 0
LV Generation Intermittent no RP charge | 0 | 0 | 0 | 0 | 0 | 0 | 0 | 0 | 0
LV Generation Non-Intermittent | -2189.6592 | -2236.9716 | -2056.7835 | -2068.4291 | -2052.1742 | -165.2336 | -2184.3416 | -2151.0564 | 0
LV Generation Non-Intermittent no RP charge | 0 | 0 | 0 | 0 | 0 | 0 | 0 | 0 | 0
LV Sub Generation Intermittent | -459.2144 | -458.2978 | -421.3819 | -420.5475 | -417.2426 | -33.8521 | -444.1145 | 0 | 0
LV Sub Generation Intermittent no RP charge | 0 | 0 | 0 | 0 | 0 | 0 | 0 | 0 | 0
LV Sub Generation Non-Intermittent | -673.8182 | -665.0119 | -611.4452 | -608.6611 | -603.8779 | -49.121 | -642.7698 | 0 | 0
LV Sub Generation Non-Intermittent no RP charge | 0 | 0 | 0 | 0 | 0 | 0 | 0 | 0 | 0
HV Generation Intermittent | -56387.309 | -56274.7595 | -51741.8258 | -51639.3668 | -51233.5564 | -4156.7274 | 0 | 0 | 0
HV Generation Intermittent no RP charge | 0 | 0 | 0 | 0 | 0 | 0 | 0 | 0 | 0
HV Generation Non-Intermittent | -115415.5273 | -112552.8662 | -103486.7294 | -101832.5362 | -101032.2805 | -8313.7021 | 0 | 0 | 0
HV Generation Non-Intermittent no RP charge | 0 | 0 | 0 | 0 | 0 | 0 | 0 | 0 | 0
2506. Forecast system simultaneous maximum load (kW) from forecast units
Data sources:
x1 = 2505. Contributions of users on each tariff to system simultaneous maximum load by network level (kW)
Cell summation =SUM(x1)
| GSPs | 132kV | 132kV/EHV | EHV | EHV/HV | 132kV/HV | HV | HV/LV | LV circuits
Forecast system simultaneous maximum load (kW) from forecast units | 4569408.2201 | 4508298.86 | 4145155.2464 | 4083546.8404 | 4051456.099 | 333004.8815 | 4474456.6745 | 3365824.5595 | 3243237.3486

## AMD
Forecast aggregate maximum load for WPD East Midlands in April 19 (no data version)
2601. Pre-processing of data for standing charge factors
Data sources:
x1 = Standing charges factors (in Pre-processing of data for standing charge factors)
x2 = 1018. Proportion of relevant load going through 132kV/HV direct transformation
x3 = Standing charges factors for 132kV/HV (in Pre-processing of data for standing charge factors)
Kind: | Fixed data | [7 empty] | Fixed data | Calculation
Formula: | [9 empty] | =x1+0.2*x2*x3
Standing charges factors
| GSPs | 132kV | 132kV/EHV | EHV | EHV/HV | HV | HV/LV | LV circuits | Standing charges factors for 132kV/HV | Adjusted standing charges factors for 132kV
Domestic Unrestricted | 0 | 0 | 0 | 0 | 0 | 0 | 0 | 1 | 0 | 0
Domestic Two Rate | 0 | 0 | 0 | 0 | 0 | 0 | 0 | 1 | 0 | 0
Domestic Off Peak (related MPAN) | 0 | 0 | 0 | 0 | 0 | 0 | 0 | 1 | 0 | 0
Small Non Domestic Unrestricted | 0 | 0 | 0 | 0 | 0 | 0 | 0 | 1 | 0 | 0
Small Non Domestic Two Rate | 0 | 0 | 0 | 0 | 0 | 0 | 0 | 1 | 0 | 0
Small Non Domestic Off Peak (related MPAN) | 0 | 0 | 0 | 0 | 0 | 0 | 0 | 1 | 0 | 0
LV Medium Non-Domestic | 0 | 0 | 0 | 0 | 0 | 0 | 0 | 1 | 0 | 0
LV Sub Medium Non-Domestic | 0 | 0 | 0 | 0 | 0 | 0 | 1 | 0 | 0 | 0
HV Medium Non-Domestic | 0 | 0 | 0 | 0.2 | 1 | 1 | 0 | 0 | 1 | 0.015009
LV Network Domestic | 0 | 0 | 0 | 0 | 0 | 0 | 0 | 1 | 0 | 0
LV Network Non-Domestic Non-CT | 0 | 0 | 0 | 0 | 0 | 0 | 0 | 1 | 0 | 0
LV HH Metered | 0 | 0 | 0 | 0 | 0 | 0.2 | 1 | 1 | 0 | 0
LV Sub HH Metered | 0 | 0 | 0 | 0 | 0 | 1 | 1 | 0 | 0 | 0
HV HH Metered | 0 | 0 | 0 | 0.2 | 1 | 1 | 0 | 0 | 1 | 0.015009
NHH UMS category A | 0 | 0 | 0 | 0 | 0 | 0 | 0 | 0 | 0 | 0
NHH UMS category B | 0 | 0 | 0 | 0 | 0 | 0 | 0 | 0 | 0 | 0
NHH UMS category C | 0 | 0 | 0 | 0 | 0 | 0 | 0 | 0 | 0 | 0
NHH UMS category D | 0 | 0 | 0 | 0 | 0 | 0 | 0 | 0 | 0 | 0
LV UMS (Pseudo HH Metered) | 0 | 0 | 0 | 0 | 0 | 0 | 0 | 0 | 0 | 0
2602. Standing charges factors adapted to use 132kV/HV
Data sources:
x1 = 2601. Standing charges factors for 132kV/HV (in Pre-processing of data for standing charge factors)
x2 = 2601. Adjusted standing charges factors for 132kV (in Pre-processing of data for standing charge factors)
x3 = 2601. Standing charges factors (in Pre-processing of data for standing charge factors)
Combine tables = x1 or x2 or x3
| GSPs | 132kV | 132kV/EHV | EHV | EHV/HV | 132kV/HV | HV | HV/LV | LV circuits
Domestic Unrestricted | 0 | 0 | 0 | 0 | 0 | 0 | 0 | 0 | 1
Domestic Two Rate | 0 | 0 | 0 | 0 | 0 | 0 | 0 | 0 | 1
Domestic Off Peak (related MPAN) | 0 | 0 | 0 | 0 | 0 | 0 | 0 | 0 | 1
Small Non Domestic Unrestricted | 0 | 0 | 0 | 0 | 0 | 0 | 0 | 0 | 1
Small Non Domestic Two Rate | 0 | 0 | 0 | 0 | 0 | 0 | 0 | 0 | 1
Small Non Domestic Off Peak (related MPAN) | 0 | 0 | 0 | 0 | 0 | 0 | 0 | 0 | 1
LV Medium Non-Domestic | 0 | 0 | 0 | 0 | 0 | 0 | 0 | 0 | 1
LV Sub Medium Non-Domestic | 0 | 0 | 0 | 0 | 0 | 0 | 0 | 1 | 0
HV Medium Non-Domestic | 0 | 0.015009 | 0 | 0.2 | 1 | 1 | 1 | 0 | 0
LV Network Domestic | 0 | 0 | 0 | 0 | 0 | 0 | 0 | 0 | 1
LV Network Non-Domestic Non-CT | 0 | 0 | 0 | 0 | 0 | 0 | 0 | 0 | 1
LV HH Metered | 0 | 0 | 0 | 0 | 0 | 0 | 0.2 | 1 | 1
LV Sub HH Metered | 0 | 0 | 0 | 0 | 0 | 0 | 1 | 1 | 0
HV HH Metered | 0 | 0.015009 | 0 | 0.2 | 1 | 1 | 1 | 0 | 0
NHH UMS category A | 0 | 0 | 0 | 0 | 0 | 0 | 0 | 0 | 0
NHH UMS category B | 0 | 0 | 0 | 0 | 0 | 0 | 0 | 0 | 0
NHH UMS category C | 0 | 0 | 0 | 0 | 0 | 0 | 0 | 0 | 0
NHH UMS category D | 0 | 0 | 0 | 0 | 0 | 0 | 0 | 0 | 0
LV UMS (Pseudo HH Metered) | 0 | 0 | 0 | 0 | 0 | 0 | 0 | 0 | 0
2603. Capacity-based contributions to chargeable aggregate maximum load by network level (kW)
Data sources:
x1 = 2305. Import capacity (kVA) (in Equivalent volume for each end user)
x2 = 2305. Exceeded capacity (kVA) (in Equivalent volume for each end user)
x3 = 1010. Power factor for all flows in the network model (in Financial and general assumptions)
x4 = 2602. Standing charges factors adapted to use 132kV/HV
x5 = 2012. Loss adjustment factors between end user meter reading and each network level, scaled by network use
Calculation =(x1+x2)*x3*x4*x5
| GSPs | 132kV | 132kV/EHV | EHV | EHV/HV | 132kV/HV | HV | HV/LV | LV circuits
LV HH Metered | 0 | 0 | 0 | 0 | 0 | 0 | 410110.9034 | 2019307.9721 | 1963216.084
LV Sub HH Metered | 0 | 0 | 0 | 0 | 0 | 0 | 138178.2839 | 136072.71 | 0
HV HH Metered | 0 | 42506.6032 | 0 | 519763.4109 | 2578394.1305 | 209192.6151 | 2744451.941 | 0 | 0
2604. Unit-based contributions to chargeable aggregate maximum load (kW)
Data sources:
x1 = 2407. All units (MWh)
x2 = 1041. Load factor for each type of demand user (in Load profile data for demand users)
x3 = 2602. Standing charges factors adapted to use 132kV/HV
x4 = 2012. Loss adjustment factors between end user meter reading and each network level, scaled by network use
x5 = 1010. Days in the charging year (in Financial and general assumptions)
Calculation =x1/x2*x3*x4/(24*x5)*1000
| GSPs | 132kV | 132kV/EHV | EHV | EHV/HV | 132kV/HV | HV | HV/LV | LV circuits
Domestic Unrestricted | 0 | 0 | 0 | 0 | 0 | 0 | 0 | 0 | 1581732.4826
Domestic Two Rate | 0 | 0 | 0 | 0 | 0 | 0 | 0 | 0 | 793198.9984
Small Non Domestic Unrestricted | 0 | 0 | 0 | 0 | 0 | 0 | 0 | 0 | 348636.6179
Small Non Domestic Two Rate | 0 | 0 | 0 | 0 | 0 | 0 | 0 | 0 | 419024.144
LV Medium Non-Domestic | 0 | 0 | 0 | 0 | 0 | 0 | 0 | 0 | 11480.1035
LV Sub Medium Non-Domestic | 0 | 0 | 0 | 0 | 0 | 0 | 0 | 0.03995 | 0
HV Medium Non-Domestic | 0 | 12.1628 | 0 | 148.7248 | 737.7801 | 59.8582 | 785.2958 | 0 | 0
LV Network Domestic | 0 | 0 | 0 | 0 | 0 | 0 | 0 | 0 | 63.4634
LV Network Non-Domestic Non-CT | 0 | 0 | 0 | 0 | 0 | 0 | 0 | 0 | 43467.9985
2605. Contributions to aggregate maximum load by network level (kW)
Data sources:
x1 = 2603. Capacity-based contributions to chargeable aggregate maximum load by network level (kW)
x2 = 2604. Unit-based contributions to chargeable aggregate maximum load (kW)
Combine tables = x1 or x2
| GSPs | 132kV | 132kV/EHV | EHV | EHV/HV | 132kV/HV | HV | HV/LV | LV circuits
Domestic Unrestricted | 0 | 0 | 0 | 0 | 0 | 0 | 0 | 0 | 1581732.4826
Domestic Two Rate | 0 | 0 | 0 | 0 | 0 | 0 | 0 | 0 | 793198.9984
Small Non Domestic Unrestricted | 0 | 0 | 0 | 0 | 0 | 0 | 0 | 0 | 348636.6179
Small Non Domestic Two Rate | 0 | 0 | 0 | 0 | 0 | 0 | 0 | 0 | 419024.144
LV Medium Non-Domestic | 0 | 0 | 0 | 0 | 0 | 0 | 0 | 0 | 11480.1035
LV Sub Medium Non-Domestic | 0 | 0 | 0 | 0 | 0 | 0 | 0 | 0.03995 | 0
HV Medium Non-Domestic | 0 | 12.1628 | 0 | 148.7248 | 737.7801 | 59.8582 | 785.2958 | 0 | 0
LV Network Domestic | 0 | 0 | 0 | 0 | 0 | 0 | 0 | 0 | 63.4634
LV Network Non-Domestic Non-CT | 0 | 0 | 0 | 0 | 0 | 0 | 0 | 0 | 43467.9985
LV HH Metered | 0 | 0 | 0 | 0 | 0 | 0 | 410110.9034 | 2019307.9721 | 1963216.084
LV Sub HH Metered | 0 | 0 | 0 | 0 | 0 | 0 | 138178.2839 | 136072.71 | 0
HV HH Metered | 0 | 42506.6032 | 0 | 519763.4109 | 2578394.1305 | 209192.6151 | 2744451.941 | 0 | 0
2606. Forecast chargeable aggregate maximum load (kW)
Data sources:
x1 = 2605. Contributions to aggregate maximum load by network level (kW)
Cell summation =SUM(x1)
| GSPs | 132kV | 132kV/EHV | EHV | EHV/HV | 132kV/HV | HV | HV/LV | LV circuits
Forecast chargeable aggregate maximum load (kW) | 0 | 42518.766 | 0 | 519912.1356 | 2579131.9106 | 209252.4733 | 3293526.4241 | 2155380.7221 | 5160819.8923
2607. Forecast simultaneous load subject to standing charge factors (kW)
Data sources:
x1 = 2505. Contributions of users on each tariff to system simultaneous maximum load by network level (kW)
x2 = 2602. Standing charges factors adapted to use 132kV/HV
Calculation =x1*x2
| GSPs | 132kV | 132kV/EHV | EHV | EHV/HV | 132kV/HV | HV | HV/LV | LV circuits
Domestic Unrestricted | 0 | 0 | 0 | 0 | 0 | 0 | 0 | 0 | 1251705.1552
Domestic Two Rate | 0 | 0 | 0 | 0 | 0 | 0 | 0 | 0 | 636604.3364
Domestic Off Peak (related MPAN) | 0 | 0 | 0 | 0 | 0 | 0 | 0 | 0 | 3851.3159
Small Non Domestic Unrestricted | 0 | 0 | 0 | 0 | 0 | 0 | 0 | 0 | 265755.3341
Small Non Domestic Two Rate | 0 | 0 | 0 | 0 | 0 | 0 | 0 | 0 | 374262.4234
Small Non Domestic Off Peak (related MPAN) | 0 | 0 | 0 | 0 | 0 | 0 | 0 | 0 | 103.5189
LV Medium Non-Domestic | 0 | 0 | 0 | 0 | 0 | 0 | 0 | 0 | 9851.5515
LV Sub Medium Non-Domestic | 0 | 0 | 0 | 0 | 0 | 0 | 0 | 0.034404 | 0
HV Medium Non-Domestic | 0 | 9.8802 | 0 | 121.5261 | 602.8556 | 48.6248 | 641.6817 | 0 | 0
LV Network Domestic | 0 | 0 | 0 | 0 | 0 | 0 | 0 | 0 | 45.1209
LV Network Non-Domestic Non-CT | 0 | 0 | 0 | 0 | 0 | 0 | 0 | 0 | 34778.0769
LV HH Metered | 0 | 0 | 0 | 0 | 0 | 0 | 128449.2252 | 632459.5183 | 614891.1984
LV Sub HH Metered | 0 | 0 | 0 | 0 | 0 | 0 | 38501.2596 | 37914.5737 | 0
HV HH Metered | 0 | 16310.4297 | 0 | 200181.0561 | 993039.6201 | 80270.3857 | 1056994.9259 | 0 | 0
NHH UMS category A | 0 | 0 | 0 | 0 | 0 | 0 | 0 | 0 | 0
NHH UMS category B | 0 | 0 | 0 | 0 | 0 | 0 | 0 | 0 | 0
NHH UMS category C | 0 | 0 | 0 | 0 | 0 | 0 | 0 | 0 | 0
NHH UMS category D | 0 | 0 | 0 | 0 | 0 | 0 | 0 | 0 | 0
LV UMS (Pseudo HH Metered) | 0 | 0 | 0 | 0 | 0 | 0 | 0 | 0 | 0
2608. Forecast simultaneous load replaced by standing charge (kW)
Data sources:
x1 = 2607. Forecast simultaneous load subject to standing charge factors (kW)
Cell summation =SUM(x1)
| GSPs | 132kV | 132kV/EHV | EHV | EHV/HV | 132kV/HV | HV | HV/LV | LV circuits
Forecast simultaneous load replaced by standing charge (kW) | 0 | 16320.3099 | 0 | 200302.5822 | 993642.4758 | 80319.0105 | 1224587.0924 | 670374.1265 | 3191848.0315
2609. Calculated LV diversity allowance
Data sources:
x1 = 2606. Forecast chargeable aggregate maximum load (kW)
x2 = 2608. Forecast simultaneous load replaced by standing charge (kW)
Calculation =x1/x2-1
LV circuits
Calculated LV diversity allowance | 61.69%
2610. Network level mapping for diversity allowances
| GSPs | 132kV | 132kV/EHV | EHV | EHV/HV | 132kV/HV | HV | HV/LV | LV circuits
GSPs | 100% | 0% | 0% | 0% | 0% | 0% | 0% | 0% | 0%
132kV | 0% | 100% | 0% | 0% | 0% | 0% | 0% | 0% | 0%
132kV/EHV | 0% | 0% | 100% | 0% | 0% | 100% | 0% | 0% | 0%
EHV | 0% | 0% | 0% | 100% | 0% | 0% | 0% | 0% | 0%
EHV/HV | 0% | 0% | 0% | 0% | 100% | 0% | 0% | 0% | 0%
HV | 0% | 0% | 0% | 0% | 0% | 0% | 100% | 0% | 0%
HV/LV | 0% | 0% | 0% | 0% | 0% | 0% | 0% | 100% | 0%
LV circuits | 0% | 0% | 0% | 0% | 0% | 0% | 0% | 0% | 100%
2611. Diversity allowances including 132kV/HV
Data sources:
x1 = 2104. Diversity allowance between level exit and GSP Group (in Diversity calculations)
x2 = 2610. Network level mapping for diversity allowances
Sum-product calculation =SUMPRODUCT(x1, x2)
Diversity allowances including 132kV/HV
GSPs | 2.471%
132kV | 7.084%
132kV/EHV | 7.084%
EHV | 15.55%
EHV/HV | 15.55%
132kV/HV | 7.084%
HV | 54.83%
HV/LV | 54.83%
LV circuits | 0%
2612. Diversity allowances (including calculated LV value)
Data sources:
x1 = 2609. Calculated LV diversity allowance
x2 = 2611. Diversity allowances including 132kV/HV
Combine tables = x1 or x2
| GSPs | 132kV | 132kV/EHV | EHV | EHV/HV | 132kV/HV | HV | HV/LV | LV circuits
Diversity allowances (including calculated LV value) | 2.471% | 7.084% | 7.084% | 15.55% | 15.55% | 7.084% | 54.83% | 54.83% | 61.69%
2613. Forecast simultaneous maximum load (kW) adjusted for standing charges
Data sources:
x1 = 2506. Forecast system simultaneous maximum load (kW) from forecast units
x2 = 2608. Forecast simultaneous load replaced by standing charge (kW)
x3 = 2606. Forecast chargeable aggregate maximum load (kW)
x4 = 2612. Diversity allowances (including calculated LV value)
Calculation =x1-x2+x3/(1+x4)
| GSPs | 132kV | 132kV/EHV | EHV | EHV/HV | 132kV/HV | HV | HV/LV | LV circuits
Forecast simultaneous maximum load (kW) adjusted for standing charges | 4569408.2201 | 4531684.5557 | 4145155.2464 | 4333207.4165 | 5289949.134 | 448095.5842 | 5377045.245 | 4087536.8553 | 3243237.3486

## Otex
Other expenditure for WPD East Midlands in April 19 (no data version)
2701. Operating expenditure coded by network level (£/year)
Data sources:
x1 = 1055. Transmission exit charges (£/year)
x2 = Zero for levels other than transmission exit
Combine tables = x1 or x2
| Transmission exit | Operating 132kV | Operating 132kV/EHV | Operating EHV | Operating EHV/HV | Operating 132kV/HV | Operating HV | Operating HV/LV | Operating LV circuits | Operating LV customer | Operating HV customer
Operating expenditure coded by network level (£/year) | 12361557.2931 | 0 | 0 | 0 | 0 | 0 | 0 | 0 | 0 | 0 | 0
2702. Network model assets (£) scaled by load forecast
Data sources:
x1 = 2108. GSP simultaneous maximum load assumed through each network level (MW)
x2 = 2613. Forecast simultaneous maximum load (kW) adjusted for standing charges
x3 = 1020. Gross asset cost by network level (£)
Calculation =IF(x1,x2*x3/x1/1000,0)
| Assets 132kV | Assets 132kV/EHV | Assets EHV | Assets EHV/HV | Assets 132kV/HV | Assets HV | Assets HV/LV | Assets LV circuits
Network model assets (£) scaled by load forecast | 525956049.227 | 265899554.1689 | 340440167.4223 | 680037259.5657 | 59547783.033 | 1540874353.4414 | 537662108.0499 | 853946302.961
2703. Annual consumption by tariff for unmetered users (MWh)
Data sources:
x1 = 2407. All units (MWh)
Copy cells = x1
Annual consumption by tariff for unmetered users (MWh)
NHH UMS category A | 34604.9328
NHH UMS category B | 23009.8219
NHH UMS category C | 339.1014
NHH UMS category D | 7208.5561
LV UMS (Pseudo HH Metered) | 231659.3057
2704. Total unmetered units
Data sources:
x1 = 2703. Annual consumption by tariff for unmetered users (MWh)
Cell summation =SUM(x1)
Total unmetered units
Total unmetered units | 296821.7178
2705. Service model asset data
Data sources:
x1 = 2205. Service model assets by tariff (£)
x2 = 2305. MPANs (in Equivalent volume for each end user)
x3 = 2202. LV unmetered service model assets £/(MWh/year)
x4 = 2704. Total unmetered units
x5 = Service model assets (£) scaled by annual MWh (in Service model asset data)
x6 = Service model assets (£) scaled by user count (in Service model asset data)
x7 = Service model assets (£) scaled by annual MWh (in Service model asset data)
Kind: | Sum-product calculation |  | Calculation | Copy cells |  | Calculation
Formula: | =SUMPRODUCT(x1, x2) |  | =x3*x4 | = x5 |  | =x6+x7
| Service model assets (£) scaled by user count |  |  | Service model assets (£) scaled by annual MWh |  | Service model assets (£)
| Assets LV customer | Assets HV customer | Service model assets (£) scaled by annual MWh | Assets LV customer | Assets HV customer | Assets LV customer | Assets HV customer
Service model asset data | 691050166.6111 | 39401438.4261 | 76134461.5057 | 76134461.5057 |  | 767184628.1168 | 39401438.4261
2706. Data for allocation of operating expenditure
Data sources:
x1 = 2702. Network model assets (£) scaled by load forecast
x2 = 2705. Service model assets (£) (in Service model asset data)
x3 = Model assets (£) scaled by demand forecast (in Data for allocation of operating expenditure)
Kind: | Combine tables | [10 empty] | Cell summation
Formula: | = x1 or x2 | [10 empty] | =SUM(x3)
Model assets (£) scaled by demand forecast
| GSPs | Assets 132kV | Assets 132kV/EHV | Assets EHV | Assets EHV/HV | Assets 132kV/HV | Assets HV | Assets HV/LV | Assets LV circuits | Assets LV customer | Assets HV customer | Denominator for allocation of operating expenditure
Data for allocation of operating expenditure |  | 525956049.227 | 265899554.1689 | 340440167.4223 | 680037259.5657 | 59547783.033 | 1540874353.4414 | 537662108.0499 | 853946302.961 | 767184628.1168 | 39401438.4261 | 5610949644.4122
2707. Amount of expenditure to be allocated according to asset values (£/year)
Data sources:
x1 = 1059. Direct cost (£/year) (in Other expenditure)
x2 = 1059. Network rates (£/year) (in Other expenditure)
x3 = 1059. Indirect cost (£/year) (in Other expenditure)
x4 = 1059. Indirect cost proportion (in Other expenditure)
Calculation =x1+x2+x3*x4
Amount of expenditure to be allocated according to asset values (£/year)
Other expenditure | 143547203.7475
2708. Total operating expenditure by network level (£/year)
Data sources:
x1 = 2701. Operating expenditure coded by network level (£/year)
x2 = 2707. Amount of expenditure to be allocated according to asset values (£/year)
x3 = 2706. Denominator for allocation of operating expenditure (in Data for allocation of operating expenditure)
x4 = 2706. Model assets (£) scaled by demand forecast (in Data for allocation of operating expenditure)
Calculation =x1+x2/x3*x4
| Transmission exit | Operating 132kV | Operating 132kV/EHV | Operating EHV | Operating EHV/HV | Operating 132kV/HV | Operating HV | Operating HV/LV | Operating LV circuits | Operating LV customer | Operating HV customer
Total operating expenditure by network level (£/year) | 12361557.2931 | 13455747.2345 | 6802616.2945 | 8709619.0795 | 17397669.4216 | 1523435.1198 | 39420814.4397 | 13755228.092 | 21846855.1153 | 19627195.9478 | 1008023.0029
2709. Operating expenditure percentage by network level
Data sources:
x1 = 2706. Model assets (£) scaled by demand forecast (in Data for allocation of operating expenditure)
x2 = 2708. Total operating expenditure by network level (£/year)
Calculation =IF(x1="","",IF(x1>0,x2/x1,0))
| Transmission exit | Operating 132kV | Operating 132kV/EHV | Operating EHV | Operating EHV/HV | Operating 132kV/HV | Operating HV | Operating HV/LV | Operating LV circuits | Operating LV customer | Operating HV customer
Operating expenditure percentage by network level |  | 2.558% | 2.558% | 2.558% | 2.558% | 2.558% | 2.558% | 2.558% | 2.558% | 2.558% | 2.558%
2710. Unit operating expenditure based on simultaneous maximum load (£/kW/year)
Data sources:
x1 = 2613. Forecast simultaneous maximum load (kW) adjusted for standing charges
x2 = 2708. Total operating expenditure by network level (£/year)
Calculation =IF(x1>0,x2/x1,0)
| Transmission exit | Operating 132kV | Operating 132kV/EHV | Operating EHV | Operating EHV/HV | Operating 132kV/HV | Operating HV | Operating HV/LV | Operating LV circuits
Unit operating expenditure based on simultaneous maximum load (£/kW/year) | 2.7053 | 2.9693 | 1.6411 | 2.01 | 3.2888 | 3.3998 | 7.3313 | 3.3652 | 6.7361
2711. Operating expenditure for customer assets p/MPAN/day
Data sources:
x1 = 1010. Days in the charging year (in Financial and general assumptions)
x2 = 2709. Operating expenditure percentage by network level
x3 = 2205. Service model assets by tariff (£)
x4 = Operating expenditure p/MPAN/day by level (in Operating expenditure for customer assets p/MPAN/day)
Kind: | Calculation |  | Cell summation
Formula: | =100/x1*x2*x3 |  | =SUM(x4)
Operating expenditure p/MPAN/day by level
| Operating LV customer | Operating HV customer | Operating expenditure for customer assets p/MPAN/day total
Domestic Unrestricted | 1.5229 | 0 | 1.5229
Domestic Two Rate | 1.5229 | 0 | 1.5229
Domestic Off Peak (related MPAN) | 0 | 0 | 0
Small Non Domestic Unrestricted | 4.6437 | 0 | 4.6437
Small Non Domestic Two Rate | 4.6437 | 0 | 4.6437
Small Non Domestic Off Peak (related MPAN) | 0 | 0 | 0
LV Medium Non-Domestic | 5.3708 | 0 | 5.3708
LV Sub Medium Non-Domestic | 3.8977 | 0 | 3.8977
HV Medium Non-Domestic | 0 | 72.4977 | 72.4977
LV Network Domestic | 1.5229 | 0 | 1.5229
LV Network Non-Domestic Non-CT | 4.6437 | 0 | 4.6437
LV HH Metered | 8.5992 | 0 | 8.5992
LV Sub HH Metered | 6.7129 | 0 | 6.7129
HV HH Metered | 0 | 72.4977 | 72.4977
NHH UMS category A | 0 | 0 | 0
NHH UMS category B | 0 | 0 | 0
NHH UMS category C | 0 | 0 | 0
NHH UMS category D | 0 | 0 | 0
LV UMS (Pseudo HH Metered) | 0 | 0 | 0
LV Generation NHH or Aggregate HH | 0 | 0 | 0
LV Sub Generation NHH | 0 | 0 | 0
LV Generation Intermittent | 0 | 0 | 0
LV Generation Intermittent no RP charge | 0 | 0 | 0
LV Generation Non-Intermittent | 0 | 0 | 0
LV Generation Non-Intermittent no RP charge | 0 | 0 | 0
LV Sub Generation Intermittent | 0 | 0 | 0
LV Sub Generation Intermittent no RP charge | 0 | 0 | 0
LV Sub Generation Non-Intermittent | 0 | 0 | 0
LV Sub Generation Non-Intermittent no RP charge | 0 | 0 | 0
HV Generation Intermittent | 0 | 29.8054 | 29.8054
HV Generation Intermittent no RP charge | 0 | 29.8054 | 29.8054
HV Generation Non-Intermittent | 0 | 29.8054 | 29.8054
HV Generation Non-Intermittent no RP charge | 0 | 29.8054 | 29.8054
2712. Operating expenditure for unmetered customer assets (p/kWh)
Data sources:
x1 = 2709. Operating expenditure percentage by network level
x2 = 2202. LV unmetered service model assets £/(MWh/year)
Calculation =0.1*x1*x2
Operating LV customer
NHH UMS category A | 0.65621
NHH UMS category B | 0.65621
NHH UMS category C | 0.65621
NHH UMS category D | 0.65621
LV UMS (Pseudo HH Metered) | 0.65621

## Contrib
Customer contributions for WPD East Midlands in April 19 (no data version)
This sheet calculates factors used to take account of the costs deemed to be covered by connection charges.
2801. Network level of supply (for customer contributions) by tariff
| LV network | LV substation | HV network | HV substation
Domestic Unrestricted | 100% | 0% | 0% | 0%
Domestic Two Rate | 100% | 0% | 0% | 0%
Domestic Off Peak (related MPAN) | 100% | 0% | 0% | 0%
Small Non Domestic Unrestricted | 100% | 0% | 0% | 0%
Small Non Domestic Two Rate | 100% | 0% | 0% | 0%
Small Non Domestic Off Peak (related MPAN) | 100% | 0% | 0% | 0%
LV Medium Non-Domestic | 100% | 0% | 0% | 0%
LV Sub Medium Non-Domestic | 0% | 100% | 0% | 0%
HV Medium Non-Domestic | 0% | 0% | 100% | 0%
LV Network Domestic | 100% | 0% | 0% | 0%
LV Network Non-Domestic Non-CT | 100% | 0% | 0% | 0%
LV HH Metered | 100% | 0% | 0% | 0%
LV Sub HH Metered | 0% | 100% | 0% | 0%
HV HH Metered | 0% | 0% | 100% | 0%
NHH UMS category A | 100% | 0% | 0% | 0%
NHH UMS category B | 100% | 0% | 0% | 0%
NHH UMS category C | 100% | 0% | 0% | 0%
NHH UMS category D | 100% | 0% | 0% | 0%
LV UMS (Pseudo HH Metered) | 100% | 0% | 0% | 0%
LV Generation NHH or Aggregate HH | 100% | 0% | 0% | 0%
LV Sub Generation NHH | 0% | 100% | 0% | 0%
LV Generation Intermittent | 100% | 0% | 0% | 0%
LV Generation Intermittent no RP charge | 100% | 0% | 0% | 0%
LV Generation Non-Intermittent | 100% | 0% | 0% | 0%
LV Generation Non-Intermittent no RP charge | 100% | 0% | 0% | 0%
LV Sub Generation Intermittent | 0% | 100% | 0% | 0%
LV Sub Generation Intermittent no RP charge | 0% | 100% | 0% | 0%
LV Sub Generation Non-Intermittent | 0% | 100% | 0% | 0%
LV Sub Generation Non-Intermittent no RP charge | 0% | 100% | 0% | 0%
HV Generation Intermittent | 0% | 0% | 100% | 0%
HV Generation Intermittent no RP charge | 0% | 0% | 100% | 0%
HV Generation Non-Intermittent | 0% | 0% | 100% | 0%
HV Generation Non-Intermittent no RP charge | 0% | 0% | 100% | 0%
2802. Contribution proportion of asset annuities, by customer type and network level of assets
Data sources:
x1 = 1060. Customer contributions under current connection charging policy
x2 = 1010. Annuity proportion for customer-contributed assets (in Financial and general assumptions)
Calculation =x1*(1-x2)
| LV network | LV substation | HV network | HV substation
Assets 132kV | 0% | 0% | 0% | 0%
Assets 132kV/EHV | 0% | 0% | 0% | 0%
Assets EHV | 0% | 0% | 6.542% | 6.542%
Assets EHV/HV | 0% | 0% | 35.16% | 35.16%
Assets 132kV/HV | 0% | 0% | 35.16% | 0%
Assets HV | 47.91% | 47.91% | 63.78% | 0%
Assets HV/LV | 70.89% | 70.89% | 0% | 0%
Assets LV circuits | 93.87% | 0% | 0% | 0%
2803. Proportion of asset annuities deemed to be covered by customer contributions
Data sources:
x1 = 2801. Network level of supply (for customer contributions) by tariff
x2 = 2802. Contribution proportion of asset annuities, by customer type and network level of assets
Sum-product calculation =SUMPRODUCT(x1, x2)
| Assets 132kV | Assets 132kV/EHV | Assets EHV | Assets EHV/HV | Assets 132kV/HV | Assets HV | Assets HV/LV | Assets LV circuits
Domestic Unrestricted | 0% | 0% | 0% | 0% | 0% | 47.91% | 70.89% | 93.87%
Domestic Two Rate | 0% | 0% | 0% | 0% | 0% | 47.91% | 70.89% | 93.87%
Domestic Off Peak (related MPAN) | 0% | 0% | 0% | 0% | 0% | 47.91% | 70.89% | 93.87%
Small Non Domestic Unrestricted | 0% | 0% | 0% | 0% | 0% | 47.91% | 70.89% | 93.87%
Small Non Domestic Two Rate | 0% | 0% | 0% | 0% | 0% | 47.91% | 70.89% | 93.87%
Small Non Domestic Off Peak (related MPAN) | 0% | 0% | 0% | 0% | 0% | 47.91% | 70.89% | 93.87%
LV Medium Non-Domestic | 0% | 0% | 0% | 0% | 0% | 47.91% | 70.89% | 93.87%
LV Sub Medium Non-Domestic | 0% | 0% | 0% | 0% | 0% | 47.91% | 70.89% | 0%
HV Medium Non-Domestic | 0% | 0% | 6.542% | 35.16% | 35.16% | 63.78% | 0% | 0%
LV Network Domestic | 0% | 0% | 0% | 0% | 0% | 47.91% | 70.89% | 93.87%
LV Network Non-Domestic Non-CT | 0% | 0% | 0% | 0% | 0% | 47.91% | 70.89% | 93.87%
LV HH Metered | 0% | 0% | 0% | 0% | 0% | 47.91% | 70.89% | 93.87%
LV Sub HH Metered | 0% | 0% | 0% | 0% | 0% | 47.91% | 70.89% | 0%
HV HH Metered | 0% | 0% | 6.542% | 35.16% | 35.16% | 63.78% | 0% | 0%
NHH UMS category A | 0% | 0% | 0% | 0% | 0% | 47.91% | 70.89% | 93.87%
NHH UMS category B | 0% | 0% | 0% | 0% | 0% | 47.91% | 70.89% | 93.87%
NHH UMS category C | 0% | 0% | 0% | 0% | 0% | 47.91% | 70.89% | 93.87%
NHH UMS category D | 0% | 0% | 0% | 0% | 0% | 47.91% | 70.89% | 93.87%
LV UMS (Pseudo HH Metered) | 0% | 0% | 0% | 0% | 0% | 47.91% | 70.89% | 93.87%
LV Generation NHH or Aggregate HH | 0% | 0% | 0% | 0% | 0% | 47.91% | 70.89% | 93.87%
LV Sub Generation NHH | 0% | 0% | 0% | 0% | 0% | 47.91% | 70.89% | 0%
LV Generation Intermittent | 0% | 0% | 0% | 0% | 0% | 47.91% | 70.89% | 93.87%
LV Generation Intermittent no RP charge | 0% | 0% | 0% | 0% | 0% | 47.91% | 70.89% | 93.87%
LV Generation Non-Intermittent | 0% | 0% | 0% | 0% | 0% | 47.91% | 70.89% | 93.87%
LV Generation Non-Intermittent no RP charge | 0% | 0% | 0% | 0% | 0% | 47.91% | 70.89% | 93.87%
LV Sub Generation Intermittent | 0% | 0% | 0% | 0% | 0% | 47.91% | 70.89% | 0%
LV Sub Generation Intermittent no RP charge | 0% | 0% | 0% | 0% | 0% | 47.91% | 70.89% | 0%
LV Sub Generation Non-Intermittent | 0% | 0% | 0% | 0% | 0% | 47.91% | 70.89% | 0%
LV Sub Generation Non-Intermittent no RP charge | 0% | 0% | 0% | 0% | 0% | 47.91% | 70.89% | 0%
HV Generation Intermittent | 0% | 0% | 6.542% | 35.16% | 35.16% | 63.78% | 0% | 0%
HV Generation Intermittent no RP charge | 0% | 0% | 6.542% | 35.16% | 35.16% | 63.78% | 0% | 0%
HV Generation Non-Intermittent | 0% | 0% | 6.542% | 35.16% | 35.16% | 63.78% | 0% | 0%
HV Generation Non-Intermittent no RP charge | 0% | 0% | 6.542% | 35.16% | 35.16% | 63.78% | 0% | 0%
2804. Proportion of annual charge covered by contributions (for all charging levels)
Data sources:
x1 = Zero for operating expenditure
x2 = Zero for GSPs level
x3 = 2803. Proportion of asset annuities deemed to be covered by customer contributions
Combine tables = x1 or x2 or x3
| GSPs | Assets 132kV | Assets 132kV/EHV | Assets EHV | Assets EHV/HV | Assets 132kV/HV | Assets HV | Assets HV/LV | Assets LV circuits | Transmission exit | Operating 132kV | Operating 132kV/EHV | Operating EHV | Operating EHV/HV | Operating 132kV/HV | Operating HV | Operating HV/LV | Operating LV circuits
Domestic Unrestricted | 0% | 0% | 0% | 0% | 0% | 0% | 47.91% | 70.89% | 93.87% | 0% | 0% | 0% | 0% | 0% | 0% | 0% | 0% | 0%
Domestic Two Rate | 0% | 0% | 0% | 0% | 0% | 0% | 47.91% | 70.89% | 93.87% | 0% | 0% | 0% | 0% | 0% | 0% | 0% | 0% | 0%
Domestic Off Peak (related MPAN) | 0% | 0% | 0% | 0% | 0% | 0% | 47.91% | 70.89% | 93.87% | 0% | 0% | 0% | 0% | 0% | 0% | 0% | 0% | 0%
Small Non Domestic Unrestricted | 0% | 0% | 0% | 0% | 0% | 0% | 47.91% | 70.89% | 93.87% | 0% | 0% | 0% | 0% | 0% | 0% | 0% | 0% | 0%
Small Non Domestic Two Rate | 0% | 0% | 0% | 0% | 0% | 0% | 47.91% | 70.89% | 93.87% | 0% | 0% | 0% | 0% | 0% | 0% | 0% | 0% | 0%
Small Non Domestic Off Peak (related MPAN) | 0% | 0% | 0% | 0% | 0% | 0% | 47.91% | 70.89% | 93.87% | 0% | 0% | 0% | 0% | 0% | 0% | 0% | 0% | 0%
LV Medium Non-Domestic | 0% | 0% | 0% | 0% | 0% | 0% | 47.91% | 70.89% | 93.87% | 0% | 0% | 0% | 0% | 0% | 0% | 0% | 0% | 0%
LV Sub Medium Non-Domestic | 0% | 0% | 0% | 0% | 0% | 0% | 47.91% | 70.89% | 0% | 0% | 0% | 0% | 0% | 0% | 0% | 0% | 0% | 0%
HV Medium Non-Domestic | 0% | 0% | 0% | 6.542% | 35.16% | 35.16% | 63.78% | 0% | 0% | 0% | 0% | 0% | 0% | 0% | 0% | 0% | 0% | 0%
LV Network Domestic | 0% | 0% | 0% | 0% | 0% | 0% | 47.91% | 70.89% | 93.87% | 0% | 0% | 0% | 0% | 0% | 0% | 0% | 0% | 0%
LV Network Non-Domestic Non-CT | 0% | 0% | 0% | 0% | 0% | 0% | 47.91% | 70.89% | 93.87% | 0% | 0% | 0% | 0% | 0% | 0% | 0% | 0% | 0%
LV HH Metered | 0% | 0% | 0% | 0% | 0% | 0% | 47.91% | 70.89% | 93.87% | 0% | 0% | 0% | 0% | 0% | 0% | 0% | 0% | 0%
LV Sub HH Metered | 0% | 0% | 0% | 0% | 0% | 0% | 47.91% | 70.89% | 0% | 0% | 0% | 0% | 0% | 0% | 0% | 0% | 0% | 0%
HV HH Metered | 0% | 0% | 0% | 6.542% | 35.16% | 35.16% | 63.78% | 0% | 0% | 0% | 0% | 0% | 0% | 0% | 0% | 0% | 0% | 0%
NHH UMS category A | 0% | 0% | 0% | 0% | 0% | 0% | 47.91% | 70.89% | 93.87% | 0% | 0% | 0% | 0% | 0% | 0% | 0% | 0% | 0%
NHH UMS category B | 0% | 0% | 0% | 0% | 0% | 0% | 47.91% | 70.89% | 93.87% | 0% | 0% | 0% | 0% | 0% | 0% | 0% | 0% | 0%
NHH UMS category C | 0% | 0% | 0% | 0% | 0% | 0% | 47.91% | 70.89% | 93.87% | 0% | 0% | 0% | 0% | 0% | 0% | 0% | 0% | 0%
NHH UMS category D | 0% | 0% | 0% | 0% | 0% | 0% | 47.91% | 70.89% | 93.87% | 0% | 0% | 0% | 0% | 0% | 0% | 0% | 0% | 0%
LV UMS (Pseudo HH Metered) | 0% | 0% | 0% | 0% | 0% | 0% | 47.91% | 70.89% | 93.87% | 0% | 0% | 0% | 0% | 0% | 0% | 0% | 0% | 0%
LV Generation NHH or Aggregate HH | 0% | 0% | 0% | 0% | 0% | 0% | 47.91% | 70.89% | 93.87% | 0% | 0% | 0% | 0% | 0% | 0% | 0% | 0% | 0%
LV Sub Generation NHH | 0% | 0% | 0% | 0% | 0% | 0% | 47.91% | 70.89% | 0% | 0% | 0% | 0% | 0% | 0% | 0% | 0% | 0% | 0%
LV Generation Intermittent | 0% | 0% | 0% | 0% | 0% | 0% | 47.91% | 70.89% | 93.87% | 0% | 0% | 0% | 0% | 0% | 0% | 0% | 0% | 0%
LV Generation Intermittent no RP charge | 0% | 0% | 0% | 0% | 0% | 0% | 47.91% | 70.89% | 93.87% | 0% | 0% | 0% | 0% | 0% | 0% | 0% | 0% | 0%
LV Generation Non-Intermittent | 0% | 0% | 0% | 0% | 0% | 0% | 47.91% | 70.89% | 93.87% | 0% | 0% | 0% | 0% | 0% | 0% | 0% | 0% | 0%
LV Generation Non-Intermittent no RP charge | 0% | 0% | 0% | 0% | 0% | 0% | 47.91% | 70.89% | 93.87% | 0% | 0% | 0% | 0% | 0% | 0% | 0% | 0% | 0%
LV Sub Generation Intermittent | 0% | 0% | 0% | 0% | 0% | 0% | 47.91% | 70.89% | 0% | 0% | 0% | 0% | 0% | 0% | 0% | 0% | 0% | 0%
LV Sub Generation Intermittent no RP charge | 0% | 0% | 0% | 0% | 0% | 0% | 47.91% | 70.89% | 0% | 0% | 0% | 0% | 0% | 0% | 0% | 0% | 0% | 0%
LV Sub Generation Non-Intermittent | 0% | 0% | 0% | 0% | 0% | 0% | 47.91% | 70.89% | 0% | 0% | 0% | 0% | 0% | 0% | 0% | 0% | 0% | 0%
LV Sub Generation Non-Intermittent no RP charge | 0% | 0% | 0% | 0% | 0% | 0% | 47.91% | 70.89% | 0% | 0% | 0% | 0% | 0% | 0% | 0% | 0% | 0% | 0%
HV Generation Intermittent | 0% | 0% | 0% | 6.542% | 35.16% | 35.16% | 63.78% | 0% | 0% | 0% | 0% | 0% | 0% | 0% | 0% | 0% | 0% | 0%
HV Generation Intermittent no RP charge | 0% | 0% | 0% | 6.542% | 35.16% | 35.16% | 63.78% | 0% | 0% | 0% | 0% | 0% | 0% | 0% | 0% | 0% | 0% | 0%
HV Generation Non-Intermittent | 0% | 0% | 0% | 6.542% | 35.16% | 35.16% | 63.78% | 0% | 0% | 0% | 0% | 0% | 0% | 0% | 0% | 0% | 0% | 0%
HV Generation Non-Intermittent no RP charge | 0% | 0% | 0% | 6.542% | 35.16% | 35.16% | 63.78% | 0% | 0% | 0% | 0% | 0% | 0% | 0% | 0% | 0% | 0% | 0%

## Yard
Yardsticks for WPD East Midlands in April 19 (no data version)
This sheet calculates average p/kWh and p/kW/day charges that would apply if no costs were recovered through capacity or fixed charges.
2901. Unit cost at each level, £/kW/year (relative to system simultaneous maximum load)
Data sources:
x1 = 2109. Network model annuity by simultaneous maximum load for each network level (£/kW/year)
x2 = 2710. Unit operating expenditure based on simultaneous maximum load (£/kW/year)
Combine tables = x1 or x2
| GSPs | Assets 132kV | Assets 132kV/EHV | Assets EHV | Assets EHV/HV | Assets 132kV/HV | Assets HV | Assets HV/LV | Assets LV circuits | Transmission exit | Operating 132kV | Operating 132kV/EHV | Operating EHV | Operating EHV/HV | Operating 132kV/HV | Operating HV | Operating HV/LV | Operating LV circuits
Unit cost at each level, £/kW/year (relative to system simultaneous maximum load) |  | 5.9338 | 3.2796 | 4.0168 | 6.5725 | 6.7942 | 14.6511 | 6.725 | 13.4616 | 2.7053 | 2.9693 | 1.6411 | 2.01 | 3.2888 | 3.3998 | 7.3313 | 3.3652 | 6.7361
2902. Pay-as-you-go yardstick unit costs by charging level (p/kWh)
Data sources:
x1 = 2901. Unit cost at each level, £/kW/year (relative to system simultaneous maximum load)
x2 = 2302. Load coefficient
x3 = 2012. Loss adjustment factors between end user meter reading and each network level, scaled by network use
x4 = 2804. Proportion of annual charge covered by contributions (for all charging levels)
x5 = 1010. Days in the charging year (in Financial and general assumptions)
Calculation =x1*x2*x3*(1-x4)/(24*x5)*100
| GSPs | Assets 132kV | Assets 132kV/EHV | Assets EHV | Assets EHV/HV | Assets 132kV/HV | Assets HV | Assets HV/LV | Assets LV circuits | Transmission exit | Operating 132kV | Operating 132kV/EHV | Operating EHV | Operating EHV/HV | Operating 132kV/HV | Operating HV | Operating HV/LV | Operating LV circuits
Domestic Unrestricted | 0 | 0.15086 | 0.076663 | 0.093709 | 0.15213 | 0.012759 | 0.18801 | 0.047491 | 0.01946 | 0.068915 | 0.075489 | 0.038362 | 0.046891 | 0.076123 | 0.0063845 | 0.18062 | 0.081643 | 0.15889
Domestic Two Rate | 0 | 0.12459 | 0.063312 | 0.077389 | 0.12563 | 0.010537 | 0.15527 | 0.039221 | 0.016071 | 0.056913 | 0.062342 | 0.031681 | 0.038725 | 0.062866 | 0.0052726 | 0.14916 | 0.067425 | 0.13122
Domestic Off Peak (related MPAN) | 0 | 0 | 0 | 0 | 0 | 0 | 0 | 0 | 0 | 0 | 0 | 0 | 0 | 0 | 0 | 0 | 0 | 0
Small Non Domestic Unrestricted | 0 | 0.14031 | 0.071301 | 0.087154 | 0.14149 | 0.011866 | 0.17486 | 0.04417 | 0.018099 | 0.064095 | 0.070209 | 0.035678 | 0.043611 | 0.070798 | 0.0059379 | 0.16799 | 0.075933 | 0.14777
Small Non Domestic Two Rate | 0 | 0.11754 | 0.05973 | 0.07301 | 0.11852 | 0.0099407 | 0.14648 | 0.037001 | 0.015161 | 0.053693 | 0.058815 | 0.029888 | 0.036534 | 0.059309 | 0.0049743 | 0.14072 | 0.06361 | 0.12379
Small Non Domestic Off Peak (related MPAN) | 0 | 0 | 0 | 0 | 0 | 0 | 0 | 0 | 0 | 0 | 0 | 0 | 0 | 0 | 0 | 0 | 0 | 0
LV Medium Non-Domestic | 0 | 0.1163 | 0.0591 | 0.07224 | 0.11727 | 0.0098359 | 0.14494 | 0.036611 | 0.015002 | 0.053127 | 0.058194 | 0.029573 | 0.036148 | 0.058683 | 0.0049218 | 0.13924 | 0.062939 | 0.12249
LV Sub Medium Non-Domestic | 0 | 0.11307 | 0.057458 | 0.070233 | 0.11402 | 0.0095626 | 0.14091 | 0.035594 | 0 | 0.051651 | 0.056578 | 0.028752 | 0.035144 | 0.057053 | 0.0047851 | 0.13537 | 0.06119 | 0
HV Medium Non-Domestic | 0 | 0.11177 | 0.056801 | 0.064888 | 0.073079 | 0.0061292 | 0.096855 | 0 | 0 | 0.05106 | 0.055931 | 0.028423 | 0.034742 | 0.0564 | 0.0047303 | 0.13382 | 0 | 0
LV Network Domestic | 0 | 0.14136 | 0.071833 | 0.087805 | 0.14254 | 0.011955 | 0.17616 | 0.044499 | 0.018234 | 0.064574 | 0.070733 | 0.035945 | 0.043937 | 0.071327 | 0.0059823 | 0.16924 | 0.0765 | 0.14888
LV Network Non-Domestic Non-CT | 0 | 0.12802 | 0.065059 | 0.079524 | 0.1291 | 0.010828 | 0.15955 | 0.040303 | 0.016514 | 0.058484 | 0.064062 | 0.032555 | 0.039793 | 0.0646 | 0.0054181 | 0.15328 | 0.069285 | 0.13484
LV HH Metered | 0 | 0.10703 | 0.05439 | 0.066483 | 0.10793 | 0.0090521 | 0.13339 | 0.033694 | 0.013806 | 0.048893 | 0.053557 | 0.027216 | 0.033268 | 0.054007 | 0.0045296 | 0.12814 | 0.057923 | 0.11273
LV Sub HH Metered | 0 | 0.10272 | 0.052199 | 0.063805 | 0.10358 | 0.0086874 | 0.12801 | 0.032336 | 0 | 0.046924 | 0.0514 | 0.02612 | 0.031928 | 0.051831 | 0.0043471 | 0.12298 | 0.05559 | 0
HV HH Metered | 0 | 0.082742 | 0.042047 | 0.048034 | 0.054098 | 0.0045372 | 0.071698 | 0 | 0 | 0.037798 | 0.041403 | 0.02104 | 0.025718 | 0.041751 | 0.0035017 | 0.099064 | 0 | 0
NHH UMS category A | 0 | 0.072811 | 0.037001 | 0.045228 | 0.073423 | 0.006158 | 0.090742 | 0.022921 | 0.0093922 | 0.033262 | 0.036434 | 0.018515 | 0.022632 | 0.03674 | 0.0030814 | 0.087175 | 0.039405 | 0.076686
NHH UMS category B | 0 | 0.15403 | 0.078275 | 0.095679 | 0.15532 | 0.013027 | 0.19196 | 0.04849 | 0.019869 | 0.070364 | 0.077076 | 0.039168 | 0.047877 | 0.077723 | 0.0065187 | 0.18442 | 0.08336 | 0.16223
NHH UMS category C | 0 | 0.29915 | 0.15202 | 0.18582 | 0.30166 | 0.025301 | 0.37282 | 0.094175 | 0.038588 | 0.13666 | 0.14969 | 0.076071 | 0.092985 | 0.15095 | 0.01266 | 0.35817 | 0.1619 | 0.31507
NHH UMS category D | 0 | 0.00076316 | 0.00038782 | 0.00047405 | 0.00076957 | 6.4544e-05 | 0.00095109 | 0.00024025 | 9.8442e-05 | 0.00034863 | 0.00038188 | 0.00019406 | 0.00023721 | 0.00038509 | 3.2298e-05 | 0.00091371 | 0.00041301 | 0.00080377
LV UMS (Pseudo HH Metered) | 0 | 0.15677 | 0.079664 | 0.097377 | 0.15808 | 0.013258 | 0.19537 | 0.049351 | 0.020222 | 0.071613 | 0.078444 | 0.039864 | 0.048727 | 0.079103 | 0.0066344 | 0.18769 | 0.084839 | 0.16511
LV Generation NHH or Aggregate HH | 0 | -0.072811 | -0.037001 | -0.045228 | -0.073423 | -0.006158 | -0.090742 | -0.022921 | 0 | -0.033262 | -0.036434 | -0.018515 | -0.022632 | -0.03674 | -0.0030814 | -0.087175 | -0.039405 | 0
LV Sub Generation NHH | 0 | -0.070789 | -0.035973 | -0.043972 | -0.071383 | -0.005987 | -0.088221 | 0 | 0 | -0.032338 | -0.035422 | -0.018001 | -0.022003 | -0.03572 | -0.0029959 | -0.084754 | 0 | 0
LV Generation Intermittent | 0 | -0.072811 | -0.037001 | -0.045228 | -0.073423 | -0.006158 | -0.090742 | -0.022921 | 0 | -0.033262 | -0.036434 | -0.018515 | -0.022632 | -0.03674 | -0.0030814 | -0.087175 | -0.039405 | 0
LV Generation Intermittent no RP charge | 0 | -0.072811 | -0.037001 | -0.045228 | -0.073423 | -0.006158 | -0.090742 | -0.022921 | 0 | -0.033262 | -0.036434 | -0.018515 | -0.022632 | -0.03674 | -0.0030814 | -0.087175 | -0.039405 | 0
LV Generation Non-Intermittent | 0 | -0.072811 | -0.037001 | -0.045228 | -0.073423 | -0.006158 | -0.090742 | -0.022921 | 0 | -0.033262 | -0.036434 | -0.018515 | -0.022632 | -0.03674 | -0.0030814 | -0.087175 | -0.039405 | 0
LV Generation Non-Intermittent no RP charge | 0 | -0.072811 | -0.037001 | -0.045228 | -0.073423 | -0.006158 | -0.090742 | -0.022921 | 0 | -0.033262 | -0.036434 | -0.018515 | -0.022632 | -0.03674 | -0.0030814 | -0.087175 | -0.039405 | 0
LV Sub Generation Intermittent | 0 | -0.070789 | -0.035973 | -0.043972 | -0.071383 | -0.005987 | -0.088221 | 0 | 0 | -0.032338 | -0.035422 | -0.018001 | -0.022003 | -0.03572 | -0.0029959 | -0.084754 | 0 | 0
LV Sub Generation Intermittent no RP charge | 0 | -0.070789 | -0.035973 | -0.043972 | -0.071383 | -0.005987 | -0.088221 | 0 | 0 | -0.032338 | -0.035422 | -0.018001 | -0.022003 | -0.03572 | -0.0029959 | -0.084754 | 0 | 0
LV Sub Generation Non-Intermittent | 0 | -0.070789 | -0.035973 | -0.043972 | -0.071383 | -0.005987 | -0.088221 | 0 | 0 | -0.032338 | -0.035422 | -0.018001 | -0.022003 | -0.03572 | -0.0029959 | -0.084754 | 0 | 0
LV Sub Generation Non-Intermittent no RP charge | 0 | -0.070789 | -0.035973 | -0.043972 | -0.071383 | -0.005987 | -0.088221 | 0 | 0 | -0.032338 | -0.035422 | -0.018001 | -0.022003 | -0.03572 | -0.0029959 | -0.084754 | 0 | 0
HV Generation Intermittent | 0 | -0.06971 | -0.035425 | -0.040469 | -0.045578 | -0.0038226 | 0 | 0 | 0 | -0.031845 | -0.034883 | -0.017727 | -0.021668 | -0.035176 | -0.0029502 | 0 | 0 | 0
HV Generation Intermittent no RP charge | 0 | -0.06971 | -0.035425 | -0.040469 | -0.045578 | -0.0038226 | 0 | 0 | 0 | -0.031845 | -0.034883 | -0.017727 | -0.021668 | -0.035176 | -0.0029502 | 0 | 0 | 0
HV Generation Non-Intermittent | 0 | -0.06971 | -0.035425 | -0.040469 | -0.045578 | -0.0038226 | 0 | 0 | 0 | -0.031845 | -0.034883 | -0.017727 | -0.021668 | -0.035176 | -0.0029502 | 0 | 0 | 0
HV Generation Non-Intermittent no RP charge | 0 | -0.06971 | -0.035425 | -0.040469 | -0.045578 | -0.0038226 | 0 | 0 | 0 | -0.031845 | -0.034883 | -0.017727 | -0.021668 | -0.035176 | -0.0029502 | 0 | 0 | 0
2903. Contributions to pay-as-you-go unit rate 1 (p/kWh)
Data sources:
x1 = 2460. Unit rate 1 pseudo load coefficient by network level (combined)
x2 = 2901. Unit cost at each level, £/kW/year (relative to system simultaneous maximum load)
x3 = 2012. Loss adjustment factors between end user meter reading and each network level, scaled by network use
x4 = 2804. Proportion of annual charge covered by contributions (for all charging levels)
x5 = 1010. Days in the charging year (in Financial and general assumptions)
Calculation =x1*x2*x3*(1-x4)*100/(24*x5)
| GSPs | Assets 132kV | Assets 132kV/EHV | Assets EHV | Assets EHV/HV | Assets 132kV/HV | Assets HV | Assets HV/LV | Assets LV circuits | Transmission exit | Operating 132kV | Operating 132kV/EHV | Operating EHV | Operating EHV/HV | Operating 132kV/HV | Operating HV | Operating HV/LV | Operating LV circuits
Domestic Unrestricted | 0 | 0.14343 | 0.07289 | 0.085988 | 0.13959 | 0.012131 | 0.17252 | 0.043578 | 0.017856 | 0.068916 | 0.071774 | 0.036474 | 0.043028 | 0.069851 | 0.0060703 | 0.16574 | 0.074916 | 0.1458
Domestic Two Rate | 0 | 0.17108 | 0.08694 | 0.10239 | 0.16623 | 0.014469 | 0.20543 | 0.051893 | 0.021263 | 0.082233 | 0.085608 | 0.043504 | 0.051237 | 0.083178 | 0.0072403 | 0.19736 | 0.08921 | 0.17361
Domestic Off Peak (related MPAN) | 0 | 0.045044 | 0.022891 | 0.030857 | 0.050093 | 0.0038096 | 0.061909 | 0.015638 | 0.0064078 | 0.016659 | 0.02254 | 0.011454 | 0.015441 | 0.025066 | 0.0019063 | 0.059476 | 0.026884 | 0.05232
Small Non Domestic Unrestricted | 0 | 0.14698 | 0.074693 | 0.091856 | 0.14912 | 0.012431 | 0.18429 | 0.046553 | 0.019075 | 0.064126 | 0.073549 | 0.037376 | 0.045964 | 0.074618 | 0.0062204 | 0.17705 | 0.080029 | 0.15575
Small Non Domestic Two Rate | 0 | 0.15634 | 0.079449 | 0.096848 | 0.15722 | 0.013223 | 0.19431 | 0.049082 | 0.020112 | 0.069717 | 0.078232 | 0.039756 | 0.048462 | 0.078673 | 0.0066165 | 0.18667 | 0.084378 | 0.16421
Small Non Domestic Off Peak (related MPAN) | 0 | 0.020646 | 0.010492 | 0.01592 | 0.025844 | 0.0017461 | 0.03194 | 0.008068 | 0.0033059 | 0.0061968 | 0.010331 | 0.00525 | 0.0079661 | 0.012932 | 0.00087375 | 0.030684 | 0.01387 | 0.026992
LV Medium Non-Domestic | 0 | 0.15087 | 0.076669 | 0.093013 | 0.151 | 0.01276 | 0.18661 | 0.047139 | 0.019315 | 0.067847 | 0.075495 | 0.038365 | 0.046543 | 0.075558 | 0.006385 | 0.17928 | 0.081037 | 0.15771
LV Sub Medium Non-Domestic | 0 | 0.14865 | 0.075543 | 0.091741 | 0.14893 | 0.012572 | 0.18406 | 0.046494 | 0 | 0.066733 | 0.074386 | 0.037801 | 0.045906 | 0.074524 | 0.0062912 | 0.17683 | 0.079928 | 0
HV Medium Non-Domestic | 0 | 0.14939 | 0.075916 | 0.086439 | 0.097351 | 0.0081918 | 0.12902 | 0 | 0 | 0.066516 | 0.074753 | 0.037988 | 0.046281 | 0.075133 | 0.0063222 | 0.17827 | 0 | 0
LV Network Domestic | 0 | 0.85462 | 0.4343 | 0.451 | 0.73214 | 0.07228 | 0.90484 | 0.22856 | 0.093655 | 0.49999 | 0.42765 | 0.21732 | 0.22568 | 0.36636 | 0.036168 | 0.86928 | 0.39293 | 0.76468
LV Network Non-Domestic Non-CT | 0 | 0.90968 | 0.46228 | 0.47994 | 0.77914 | 0.076937 | 0.96292 | 0.24323 | 0.099666 | 0.53234 | 0.4552 | 0.23132 | 0.24016 | 0.38988 | 0.038499 | 0.92507 | 0.41815 | 0.81377
LV HH Metered | 0 | 0.77355 | 0.3931 | 0.40813 | 0.66255 | 0.065424 | 0.81883 | 0.20684 | 0.084752 | 0.45256 | 0.38708 | 0.19671 | 0.20422 | 0.33154 | 0.032738 | 0.78664 | 0.35558 | 0.692
LV Sub HH Metered | 0 | 0.74865 | 0.38044 | 0.39498 | 0.64121 | 0.063317 | 0.79246 | 0.20018 | 0 | 0.43799 | 0.37462 | 0.19037 | 0.19765 | 0.32086 | 0.031683 | 0.76131 | 0.34413 | 0
HV HH Metered | 0 | 0.66325 | 0.33705 | 0.32704 | 0.36832 | 0.03637 | 0.48815 | 0 | 0 | 0.38802 | 0.33188 | 0.16866 | 0.1751 | 0.28426 | 0.028069 | 0.67447 | 0 | 0
NHH UMS category A | 0 | 0.086732 | 0.044075 | 0.053886 | 0.087478 | 0.0073354 | 0.10811 | 0.027309 | 0.01119 | 0.039607 | 0.0434 | 0.022055 | 0.026964 | 0.043773 | 0.0036706 | 0.10386 | 0.046948 | 0.091365
NHH UMS category B | 0 | 0.12055 | 0.061263 | 0.067516 | 0.10961 | 0.010196 | 0.13546 | 0.034217 | 0.014021 | 0.068148 | 0.060324 | 0.030655 | 0.033785 | 0.054846 | 0.0051019 | 0.13013 | 0.058823 | 0.11448
NHH UMS category C | 0 | 0.22801 | 0.11587 | 0.12522 | 0.20328 | 0.019284 | 0.25122 | 0.063459 | 0.026003 | 0.12997 | 0.1141 | 0.057981 | 0.062658 | 0.10172 | 0.0096498 | 0.24135 | 0.10909 | 0.21231
NHH UMS category D | 0 | 0.053344 | 0.027108 | 0.04018 | 0.065229 | 0.0045116 | 0.080615 | 0.020363 | 0.008344 | 0.011932 | 0.026693 | 0.013565 | 0.020106 | 0.03264 | 0.0022576 | 0.077446 | 0.035007 | 0.068128
LV UMS (Pseudo HH Metered) | 0 | 2.2707 | 1.1539 | 1.199 | 1.9465 | 0.19204 | 2.4056 | 0.60766 | 0.24899 | 1.3513 | 1.1362 | 0.57741 | 0.59998 | 0.974 | 0.096097 | 2.3111 | 1.0446 | 2.033
LV Generation Non-Intermittent | 0 | -0.63537 | -0.32288 | -0.33522 | -0.5442 | -0.053737 | -0.67256 | -0.16989 | 0 | -0.37172 | -0.31794 | -0.16157 | -0.16774 | -0.27231 | -0.02689 | -0.64613 | -0.29206 | 0
LV Generation Non-Intermittent no RP charge | 0 | -0.63537 | -0.32288 | -0.33522 | -0.5442 | -0.053737 | -0.67256 | -0.16989 | 0 | -0.37172 | -0.31794 | -0.16157 | -0.16774 | -0.27231 | -0.02689 | -0.64613 | -0.29206 | 0
LV Sub Generation Non-Intermittent | 0 | -0.61773 | -0.31391 | -0.32591 | -0.52908 | -0.052244 | -0.65388 | 0 | 0 | -0.36139 | -0.30911 | -0.15708 | -0.16308 | -0.26475 | -0.026143 | -0.62818 | 0 | 0
LV Sub Generation Non-Intermittent no RP charge | 0 | -0.61773 | -0.31391 | -0.32591 | -0.52908 | -0.052244 | -0.65388 | 0 | 0 | -0.36139 | -0.30911 | -0.15708 | -0.16308 | -0.26475 | -0.026143 | -0.62818 | 0 | 0
HV Generation Non-Intermittent | 0 | -0.60831 | -0.30913 | -0.29995 | -0.33781 | -0.033357 | 0 | 0 | 0 | -0.35589 | -0.3044 | -0.15469 | -0.1606 | -0.26071 | -0.025744 | 0 | 0 | 0
HV Generation Non-Intermittent no RP charge | 0 | -0.60831 | -0.30913 | -0.29995 | -0.33781 | -0.033357 | 0 | 0 | 0 | -0.35589 | -0.3044 | -0.15469 | -0.1606 | -0.26071 | -0.025744 | 0 | 0 | 0
2904. Contributions to pay-as-you-go unit rate 2 (p/kWh)
Data sources:
x1 = 2461. Unit rate 2 pseudo load coefficient by network level (combined)
x2 = 2901. Unit cost at each level, £/kW/year (relative to system simultaneous maximum load)
x3 = 2012. Loss adjustment factors between end user meter reading and each network level, scaled by network use
x4 = 2804. Proportion of annual charge covered by contributions (for all charging levels)
x5 = 1010. Days in the charging year (in Financial and general assumptions)
Calculation =x1*x2*x3*(1-x4)*100/(24*x5)
| GSPs | Assets 132kV | Assets 132kV/EHV | Assets EHV | Assets EHV/HV | Assets 132kV/HV | Assets HV | Assets HV/LV | Assets LV circuits | Transmission exit | Operating 132kV | Operating 132kV/EHV | Operating EHV | Operating EHV/HV | Operating 132kV/HV | Operating HV | Operating HV/LV | Operating LV circuits
Domestic Two Rate | 0 | 0.0019806 | 0.0010065 | 0.0043046 | 0.006988 | 0.00016751 | 0.0086364 | 0.0021816 | 0.0008939 | 0 | 0.00099107 | 0.00050364 | 0.002154 | 0.0034968 | 8.382e-05 | 0.0082969 | 0.0037503 | 0.0072986
Small Non Domestic Two Rate | 0 | 0.001988 | 0.0010103 | 0.0043207 | 0.0070142 | 0.00016814 | 0.0086687 | 0.0021897 | 0.00089725 | 0 | 0.00099479 | 0.00050553 | 0.0021621 | 0.0035099 | 8.4134e-05 | 0.008328 | 0.0037644 | 0.007326
LV Medium Non-Domestic | 0 | 0.0018223 | 0.00092604 | 0.0039605 | 0.0064295 | 0.00015412 | 0.0079461 | 0.0020072 | 0.00082245 | 0 | 0.00091185 | 0.00046338 | 0.0019818 | 0.0032173 | 7.712e-05 | 0.0076337 | 0.0034506 | 0.0067153
LV Sub Medium Non-Domestic | 0 | 0.0018167 | 0.0009232 | 0.0039484 | 0.0064098 | 0.00015365 | 0.0079217 | 0.002001 | 0 | 0 | 0.00090906 | 0.00046196 | 0.0019758 | 0.0032074 | 7.6884e-05 | 0.0076104 | 0.00344 | 0
HV Medium Non-Domestic | 0 | 0.0018183 | 0.00092404 | 0.0036934 | 0.0041597 | 9.971e-05 | 0.005513 | 0 | 0 | 0 | 0.00090988 | 0.00046238 | 0.0019775 | 0.0032103 | 7.6954e-05 | 0.0076172 | 0 | 0
LV Network Domestic | 0 | 0.065057 | 0.03306 | 0.057873 | 0.093951 | 0.0055022 | 0.11611 | 0.02933 | 0.012018 | 0 | 0.032554 | 0.016543 | 0.028959 | 0.047012 | 0.0027533 | 0.11155 | 0.050422 | 0.098126
LV Network Non-Domestic Non-CT | 0 | 0.069249 | 0.035191 | 0.061588 | 0.099981 | 0.0058567 | 0.12356 | 0.031212 | 0.012789 | 0 | 0.034652 | 0.017609 | 0.030818 | 0.05003 | 0.0029307 | 0.11871 | 0.053658 | 0.10442
LV HH Metered | 0 | 0.058886 | 0.029925 | 0.052372 | 0.08502 | 0.0049803 | 0.10507 | 0.026542 | 0.010876 | 0 | 0.029466 | 0.014974 | 0.026207 | 0.042544 | 0.0024921 | 0.10094 | 0.045629 | 0.088799
LV Sub HH Metered | 0 | 0.05699 | 0.028961 | 0.050685 | 0.082282 | 0.0048199 | 0.10169 | 0.025687 | 0 | 0 | 0.028517 | 0.014492 | 0.025363 | 0.041174 | 0.0024119 | 0.097694 | 0.044159 | 0
HV HH Metered | 0 | 0.050489 | 0.025657 | 0.041966 | 0.047264 | 0.0027686 | 0.062641 | 0 | 0 | 0 | 0.025264 | 0.012839 | 0.02247 | 0.036477 | 0.0021367 | 0.08655 | 0 | 0
LV UMS (Pseudo HH Metered) | 0 | 0.05149 | 0.026166 | 0.044604 | 0.07241 | 0.0043548 | 0.08949 | 0.022605 | 0.0092626 | 0 | 0.025765 | 0.013093 | 0.02232 | 0.036233 | 0.0021791 | 0.085972 | 0.038861 | 0.075628
LV Generation Non-Intermittent | 0 | -0.048367 | -0.024579 | -0.043017 | -0.069833 | -0.0040907 | -0.086305 | -0.021801 | 0 | 0 | -0.024203 | -0.012299 | -0.021525 | -0.034944 | -0.0020469 | -0.082913 | -0.037478 | 0
LV Generation Non-Intermittent no RP charge | 0 | -0.048367 | -0.024579 | -0.043017 | -0.069833 | -0.0040907 | -0.086305 | -0.021801 | 0 | 0 | -0.024203 | -0.012299 | -0.021525 | -0.034944 | -0.0020469 | -0.082913 | -0.037478 | 0
LV Sub Generation Non-Intermittent | 0 | -0.047024 | -0.023896 | -0.041822 | -0.067893 | -0.003977 | -0.083908 | 0 | 0 | 0 | -0.02353 | -0.011958 | -0.020927 | -0.033973 | -0.0019901 | -0.08061 | 0 | 0
LV Sub Generation Non-Intermittent no RP charge | 0 | -0.047024 | -0.023896 | -0.041822 | -0.067893 | -0.003977 | -0.083908 | 0 | 0 | 0 | -0.02353 | -0.011958 | -0.020927 | -0.033973 | -0.0019901 | -0.08061 | 0 | 0
HV Generation Non-Intermittent | 0 | -0.046307 | -0.023532 | -0.03849 | -0.043349 | -0.0025393 | 0 | 0 | 0 | 0 | -0.023172 | -0.011775 | -0.020608 | -0.033456 | -0.0019598 | 0 | 0 | 0
HV Generation Non-Intermittent no RP charge | 0 | -0.046307 | -0.023532 | -0.03849 | -0.043349 | -0.0025393 | 0 | 0 | 0 | 0 | -0.023172 | -0.011775 | -0.020608 | -0.033456 | -0.0019598 | 0 | 0 | 0
2905. Contributions to pay-as-you-go unit rate 3 (p/kWh)
Data sources:
x1 = 2462. Unit rate 3 pseudo load coefficient by network level (combined)
x2 = 2901. Unit cost at each level, £/kW/year (relative to system simultaneous maximum load)
x3 = 2012. Loss adjustment factors between end user meter reading and each network level, scaled by network use
x4 = 2804. Proportion of annual charge covered by contributions (for all charging levels)
x5 = 1010. Days in the charging year (in Financial and general assumptions)
Calculation =x1*x2*x3*(1-x4)*100/(24*x5)
| GSPs | Assets 132kV | Assets 132kV/EHV | Assets EHV | Assets EHV/HV | Assets 132kV/HV | Assets HV | Assets HV/LV | Assets LV circuits | Transmission exit | Operating 132kV | Operating 132kV/EHV | Operating EHV | Operating EHV/HV | Operating 132kV/HV | Operating HV | Operating HV/LV | Operating LV circuits
LV Network Domestic | 0 | 0.0018235 | 0.00092665 | 0.003964 | 0.0064352 | 0.00015422 | 0.0079531 | 0.002009 | 0.00082318 | 0 | 0.00091245 | 0.00046369 | 0.0019836 | 0.0032201 | 7.7171e-05 | 0.0076405 | 0.0034536 | 0.0067212
LV Network Non-Domestic Non-CT | 0 | 0.001941 | 0.00098635 | 0.0042185 | 0.0068482 | 0.00016416 | 0.0084636 | 0.0021379 | 0.00087601 | 0 | 0.00097125 | 0.00049356 | 0.0021109 | 0.0034268 | 8.2143e-05 | 0.0081309 | 0.0036753 | 0.0071526
LV HH Metered | 0 | 0.0016505 | 0.00083875 | 0.0035872 | 0.0058235 | 0.00013959 | 0.0071971 | 0.001818 | 0.00074493 | 0 | 0.0008259 | 0.00041971 | 0.001795 | 0.002914 | 6.9851e-05 | 0.0069142 | 0.0031253 | 0.0060823
LV Sub HH Metered | 0 | 0.0015974 | 0.00081174 | 0.0034717 | 0.0056359 | 0.0001351 | 0.0069653 | 0.0017595 | 0 | 0 | 0.00079931 | 0.00040619 | 0.0017372 | 0.0028202 | 6.7602e-05 | 0.0066916 | 0.0030247 | 0
HV HH Metered | 0 | 0.0014151 | 0.00071915 | 0.0028745 | 0.0032373 | 7.7601e-05 | 0.0042906 | 0 | 0 | 0 | 0.00070813 | 0.00035986 | 0.0015391 | 0.0024985 | 5.989e-05 | 0.0059282 | 0 | 0
LV UMS (Pseudo HH Metered) | 0 | 0.0016176 | 0.00082205 | 0.0035158 | 0.0057075 | 0.00013681 | 0.0070537 | 0.0017818 | 0.00073009 | 0 | 0.00080945 | 0.00041135 | 0.0017593 | 0.002856 | 6.846e-05 | 0.0067765 | 0.0030631 | 0.0059611
LV Generation Non-Intermittent | 0 | -0.0013557 | -0.00068893 | -0.0029464 | -0.0047832 | -0.00011466 | -0.0059115 | -0.0014932 | 0 | 0 | -0.00067837 | -0.00034473 | -0.0014744 | -0.0023935 | -5.7374e-05 | -0.0056791 | -0.0025671 | 0
LV Generation Non-Intermittent no RP charge | 0 | -0.0013557 | -0.00068893 | -0.0029464 | -0.0047832 | -0.00011466 | -0.0059115 | -0.0014932 | 0 | 0 | -0.00067837 | -0.00034473 | -0.0014744 | -0.0023935 | -5.7374e-05 | -0.0056791 | -0.0025671 | 0
LV Sub Generation Non-Intermittent | 0 | -0.001318 | -0.00066979 | -0.0028646 | -0.0046504 | -0.00011147 | -0.0057473 | 0 | 0 | 0 | -0.00065953 | -0.00033516 | -0.0014334 | -0.002327 | -5.578e-05 | -0.0055214 | 0 | 0
LV Sub Generation Non-Intermittent no RP charge | 0 | -0.001318 | -0.00066979 | -0.0028646 | -0.0046504 | -0.00011147 | -0.0057473 | 0 | 0 | 0 | -0.00065953 | -0.00033516 | -0.0014334 | -0.002327 | -5.578e-05 | -0.0055214 | 0 | 0
HV Generation Non-Intermittent | 0 | -0.0012979 | -0.00065958 | -0.0026364 | -0.0029692 | -7.1174e-05 | 0 | 0 | 0 | 0 | -0.00064948 | -0.00033005 | -0.0014116 | -0.0022915 | -5.493e-05 | 0 | 0 | 0
HV Generation Non-Intermittent no RP charge | 0 | -0.0012979 | -0.00065958 | -0.0026364 | -0.0029692 | -7.1174e-05 | 0 | 0 | 0 | 0 | -0.00064948 | -0.00033005 | -0.0014116 | -0.0022915 | -5.493e-05 | 0 | 0 | 0

## Standing
Allocation to standing charges for WPD East Midlands in April 19 (no data version)
This sheet reallocates some costs from unit charges to fixed or capacity charges, for demand users only.
3001. Costs based on aggregate maximum load (£/kW/year)
Data sources:
x1 = 2901. Unit cost at each level, £/kW/year (relative to system simultaneous maximum load)
x2 = 2612. Diversity allowances (including calculated LV value)
Calculation =x1/(1+x2)
| GSPs | Assets 132kV | Assets 132kV/EHV | Assets EHV | Assets EHV/HV | Assets 132kV/HV | Assets HV | Assets HV/LV | Assets LV circuits | Transmission exit | Operating 132kV | Operating 132kV/EHV | Operating EHV | Operating EHV/HV | Operating 132kV/HV | Operating HV | Operating HV/LV | Operating LV circuits
Costs based on aggregate maximum load (£/kW/year) | 0 | 5.5413 | 3.0627 | 3.4764 | 5.6882 | 6.3448 | 9.4626 | 4.3435 | 8.3257 | 2.64 | 2.7728 | 1.5325 | 1.7395 | 2.8463 | 3.1749 | 4.735 | 2.1734 | 4.1661
3002. Capacity elements p/kVA/day
This calculation uses aggregate maximum load and no coincidence factor.
Data sources:
x1 = 2602. Standing charges factors adapted to use 132kV/HV
x2 = 2012. Loss adjustment factors between end user meter reading and each network level, scaled by network use
x3 = 3001. Costs based on aggregate maximum load (£/kW/year)
x4 = 1010. Power factor for all flows in the network model (in Financial and general assumptions)
x5 = 1010. Days in the charging year (in Financial and general assumptions)
x6 = 2804. Proportion of annual charge covered by contributions (for all charging levels)
Calculation =100*x1*x2*x3*x4/x5*(1-x6)
| GSPs | Assets 132kV | Assets 132kV/EHV | Assets EHV | Assets EHV/HV | Assets 132kV/HV | Assets HV | Assets HV/LV | Assets LV circuits | Transmission exit | Operating 132kV | Operating 132kV/EHV | Operating EHV | Operating EHV/HV | Operating 132kV/HV | Operating HV | Operating HV/LV | Operating LV circuits
Domestic Unrestricted | 0 | 0 | 0 | 0 | 0 | 0 | 0 | 0 | 0.13244 | 0 | 0 | 0 | 0 | 0 | 0 | 0 | 0 | 1.0814
Domestic Two Rate | 0 | 0 | 0 | 0 | 0 | 0 | 0 | 0 | 0.13244 | 0 | 0 | 0 | 0 | 0 | 0 | 0 | 0 | 1.0814
Domestic Off Peak (related MPAN) | 0 | 0 | 0 | 0 | 0 | 0 | 0 | 0 | 0.13244 | 0 | 0 | 0 | 0 | 0 | 0 | 0 | 0 | 1.0814
Small Non Domestic Unrestricted | 0 | 0 | 0 | 0 | 0 | 0 | 0 | 0 | 0.13244 | 0 | 0 | 0 | 0 | 0 | 0 | 0 | 0 | 1.0814
Small Non Domestic Two Rate | 0 | 0 | 0 | 0 | 0 | 0 | 0 | 0 | 0.13244 | 0 | 0 | 0 | 0 | 0 | 0 | 0 | 0 | 1.0814
Small Non Domestic Off Peak (related MPAN) | 0 | 0 | 0 | 0 | 0 | 0 | 0 | 0 | 0.13244 | 0 | 0 | 0 | 0 | 0 | 0 | 0 | 0 | 1.0814
LV Medium Non-Domestic | 0 | 0 | 0 | 0 | 0 | 0 | 0 | 0 | 0.13244 | 0 | 0 | 0 | 0 | 0 | 0 | 0 | 0 | 1.0814
LV Sub Medium Non-Domestic | 0 | 0 | 0 | 0 | 0 | 0 | 0 | 0.32816 | 0 | 0 | 0 | 0 | 0 | 0 | 0 | 0 | 0.56415 | 0
HV Medium Non-Domestic | 0 | 0.022277 | 0 | 0.15971 | 0.89936 | 0.08139 | 0.88952 | 0 | 0 | 0 | 0.011147 | 0 | 0.085512 | 0.6941 | 0.062815 | 1.229 | 0 | 0
LV Network Domestic | 0 | 0 | 0 | 0 | 0 | 0 | 0 | 0 | 0.13244 | 0 | 0 | 0 | 0 | 0 | 0 | 0 | 0 | 1.0814
LV Network Non-Domestic Non-CT | 0 | 0 | 0 | 0 | 0 | 0 | 0 | 0 | 0.13244 | 0 | 0 | 0 | 0 | 0 | 0 | 0 | 0 | 1.0814
LV HH Metered | 0 | 0 | 0 | 0 | 0 | 0 | 0.26725 | 0.33754 | 0.13244 | 0 | 0 | 0 | 0 | 0 | 0 | 0.25674 | 0.58026 | 1.0814
LV Sub HH Metered | 0 | 0 | 0 | 0 | 0 | 0 | 1.2991 | 0.32816 | 0 | 0 | 0 | 0 | 0 | 0 | 0 | 1.2481 | 0.56415 | 0
HV HH Metered | 0 | 0.022277 | 0 | 0.15971 | 0.89936 | 0.08139 | 0.88952 | 0 | 0 | 0 | 0.011147 | 0 | 0.085512 | 0.6941 | 0.062815 | 1.229 | 0 | 0
NHH UMS category A | 0 | 0 | 0 | 0 | 0 | 0 | 0 | 0 | 0 | 0 | 0 | 0 | 0 | 0 | 0 | 0 | 0 | 0
NHH UMS category B | 0 | 0 | 0 | 0 | 0 | 0 | 0 | 0 | 0 | 0 | 0 | 0 | 0 | 0 | 0 | 0 | 0 | 0
NHH UMS category C | 0 | 0 | 0 | 0 | 0 | 0 | 0 | 0 | 0 | 0 | 0 | 0 | 0 | 0 | 0 | 0 | 0 | 0
NHH UMS category D | 0 | 0 | 0 | 0 | 0 | 0 | 0 | 0 | 0 | 0 | 0 | 0 | 0 | 0 | 0 | 0 | 0 | 0
LV UMS (Pseudo HH Metered) | 0 | 0 | 0 | 0 | 0 | 0 | 0 | 0 | 0 | 0 | 0 | 0 | 0 | 0 | 0 | 0 | 0 | 0
3003. Yardstick components p/kWh (taking account of standing charges)
Data sources:
x1 = 2602. Standing charges factors adapted to use 132kV/HV
x2 = 2902. Pay-as-you-go yardstick unit costs by charging level (p/kWh)
Calculation =(1-x1)*x2
| GSPs | Assets 132kV | Assets 132kV/EHV | Assets EHV | Assets EHV/HV | Assets 132kV/HV | Assets HV | Assets HV/LV | Assets LV circuits | Transmission exit | Operating 132kV | Operating 132kV/EHV | Operating EHV | Operating EHV/HV | Operating 132kV/HV | Operating HV | Operating HV/LV | Operating LV circuits
Domestic Unrestricted | 0 | 0.15086 | 0.076663 | 0.093709 | 0.15213 | 0.012759 | 0.18801 | 0.047491 | 0 | 0.068915 | 0.075489 | 0.038362 | 0.046891 | 0.076123 | 0.0063845 | 0.18062 | 0.081643 | 0
Domestic Two Rate | 0 | 0.12459 | 0.063312 | 0.077389 | 0.12563 | 0.010537 | 0.15527 | 0.039221 | 0 | 0.056913 | 0.062342 | 0.031681 | 0.038725 | 0.062866 | 0.0052726 | 0.14916 | 0.067425 | 0
Domestic Off Peak (related MPAN) | 0 | 0 | 0 | 0 | 0 | 0 | 0 | 0 | 0 | 0 | 0 | 0 | 0 | 0 | 0 | 0 | 0 | 0
Small Non Domestic Unrestricted | 0 | 0.14031 | 0.071301 | 0.087154 | 0.14149 | 0.011866 | 0.17486 | 0.04417 | 0 | 0.064095 | 0.070209 | 0.035678 | 0.043611 | 0.070798 | 0.0059379 | 0.16799 | 0.075933 | 0
Small Non Domestic Two Rate | 0 | 0.11754 | 0.05973 | 0.07301 | 0.11852 | 0.0099407 | 0.14648 | 0.037001 | 0 | 0.053693 | 0.058815 | 0.029888 | 0.036534 | 0.059309 | 0.0049743 | 0.14072 | 0.06361 | 0
Small Non Domestic Off Peak (related MPAN) | 0 | 0 | 0 | 0 | 0 | 0 | 0 | 0 | 0 | 0 | 0 | 0 | 0 | 0 | 0 | 0 | 0 | 0
LV Medium Non-Domestic | 0 | 0.1163 | 0.0591 | 0.07224 | 0.11727 | 0.0098359 | 0.14494 | 0.036611 | 0 | 0.053127 | 0.058194 | 0.029573 | 0.036148 | 0.058683 | 0.0049218 | 0.13924 | 0.062939 | 0
LV Sub Medium Non-Domestic | 0 | 0.11307 | 0.057458 | 0.070233 | 0.11402 | 0.0095626 | 0.14091 | 0 | 0 | 0.051651 | 0.056578 | 0.028752 | 0.035144 | 0.057053 | 0.0047851 | 0.13537 | 0 | 0
HV Medium Non-Domestic | 0 | 0.1101 | 0.056801 | 0.05191 | 0 | 0 | 0 | 0 | 0 | 0.05106 | 0.055091 | 0.028423 | 0.027794 | 0 | 0 | 0 | 0 | 0
LV Network Domestic | 0 | 0.14136 | 0.071833 | 0.087805 | 0.14254 | 0.011955 | 0.17616 | 0.044499 | 0 | 0.064574 | 0.070733 | 0.035945 | 0.043937 | 0.071327 | 0.0059823 | 0.16924 | 0.0765 | 0
LV Network Non-Domestic Non-CT | 0 | 0.12802 | 0.065059 | 0.079524 | 0.1291 | 0.010828 | 0.15955 | 0.040303 | 0 | 0.058484 | 0.064062 | 0.032555 | 0.039793 | 0.0646 | 0.0054181 | 0.15328 | 0.069285 | 0
LV HH Metered | 0 | 0.10703 | 0.05439 | 0.066483 | 0.10793 | 0.0090521 | 0.10671 | 0 | 0 | 0.048893 | 0.053557 | 0.027216 | 0.033268 | 0.054007 | 0.0045296 | 0.10251 | 0 | 0
LV Sub HH Metered | 0 | 0.10272 | 0.052199 | 0.063805 | 0.10358 | 0.0086874 | 0 | 0 | 0 | 0.046924 | 0.0514 | 0.02612 | 0.031928 | 0.051831 | 0.0043471 | 0 | 0 | 0
HV HH Metered | 0 | 0.0815 | 0.042047 | 0.038427 | 0 | 0 | 0 | 0 | 0 | 0.037798 | 0.040782 | 0.02104 | 0.020575 | 0 | 0 | 0 | 0 | 0
NHH UMS category A | 0 | 0.072811 | 0.037001 | 0.045228 | 0.073423 | 0.006158 | 0.090742 | 0.022921 | 0.0093922 | 0.033262 | 0.036434 | 0.018515 | 0.022632 | 0.03674 | 0.0030814 | 0.087175 | 0.039405 | 0.076686
NHH UMS category B | 0 | 0.15403 | 0.078275 | 0.095679 | 0.15532 | 0.013027 | 0.19196 | 0.04849 | 0.019869 | 0.070364 | 0.077076 | 0.039168 | 0.047877 | 0.077723 | 0.0065187 | 0.18442 | 0.08336 | 0.16223
NHH UMS category C | 0 | 0.29915 | 0.15202 | 0.18582 | 0.30166 | 0.025301 | 0.37282 | 0.094175 | 0.038588 | 0.13666 | 0.14969 | 0.076071 | 0.092985 | 0.15095 | 0.01266 | 0.35817 | 0.1619 | 0.31507
NHH UMS category D | 0 | 0.00076316 | 0.00038782 | 0.00047405 | 0.00076957 | 6.4544e-05 | 0.00095109 | 0.00024025 | 9.8442e-05 | 0.00034863 | 0.00038188 | 0.00019406 | 0.00023721 | 0.00038509 | 3.2298e-05 | 0.00091371 | 0.00041301 | 0.00080377
LV UMS (Pseudo HH Metered) | 0 | 0.15677 | 0.079664 | 0.097377 | 0.15808 | 0.013258 | 0.19537 | 0.049351 | 0.020222 | 0.071613 | 0.078444 | 0.039864 | 0.048727 | 0.079103 | 0.0066344 | 0.18769 | 0.084839 | 0.16511
3004. Contributions to unit rate 1 p/kWh by network level (taking account of standing charges)
Data sources:
x1 = 2602. Standing charges factors adapted to use 132kV/HV
x2 = 2903. Contributions to pay-as-you-go unit rate 1 (p/kWh)
Calculation =(1-x1)*x2
| GSPs | Assets 132kV | Assets 132kV/EHV | Assets EHV | Assets EHV/HV | Assets 132kV/HV | Assets HV | Assets HV/LV | Assets LV circuits | Transmission exit | Operating 132kV | Operating 132kV/EHV | Operating EHV | Operating EHV/HV | Operating 132kV/HV | Operating HV | Operating HV/LV | Operating LV circuits
Domestic Unrestricted | 0 | 0.14343 | 0.07289 | 0.085988 | 0.13959 | 0.012131 | 0.17252 | 0.043578 | 0 | 0.068916 | 0.071774 | 0.036474 | 0.043028 | 0.069851 | 0.0060703 | 0.16574 | 0.074916 | 0
Domestic Two Rate | 0 | 0.17108 | 0.08694 | 0.10239 | 0.16623 | 0.014469 | 0.20543 | 0.051893 | 0 | 0.082233 | 0.085608 | 0.043504 | 0.051237 | 0.083178 | 0.0072403 | 0.19736 | 0.08921 | 0
Domestic Off Peak (related MPAN) | 0 | 0.045044 | 0.022891 | 0.030857 | 0.050093 | 0.0038096 | 0.061909 | 0.015638 | 0 | 0.016659 | 0.02254 | 0.011454 | 0.015441 | 0.025066 | 0.0019063 | 0.059476 | 0.026884 | 0
Small Non Domestic Unrestricted | 0 | 0.14698 | 0.074693 | 0.091856 | 0.14912 | 0.012431 | 0.18429 | 0.046553 | 0 | 0.064126 | 0.073549 | 0.037376 | 0.045964 | 0.074618 | 0.0062204 | 0.17705 | 0.080029 | 0
Small Non Domestic Two Rate | 0 | 0.15634 | 0.079449 | 0.096848 | 0.15722 | 0.013223 | 0.19431 | 0.049082 | 0 | 0.069717 | 0.078232 | 0.039756 | 0.048462 | 0.078673 | 0.0066165 | 0.18667 | 0.084378 | 0
Small Non Domestic Off Peak (related MPAN) | 0 | 0.020646 | 0.010492 | 0.01592 | 0.025844 | 0.0017461 | 0.03194 | 0.008068 | 0 | 0.0061968 | 0.010331 | 0.00525 | 0.0079661 | 0.012932 | 0.00087375 | 0.030684 | 0.01387 | 0
LV Medium Non-Domestic | 0 | 0.15087 | 0.076669 | 0.093013 | 0.151 | 0.01276 | 0.18661 | 0.047139 | 0 | 0.067847 | 0.075495 | 0.038365 | 0.046543 | 0.075558 | 0.006385 | 0.17928 | 0.081037 | 0
LV Sub Medium Non-Domestic | 0 | 0.14865 | 0.075543 | 0.091741 | 0.14893 | 0.012572 | 0.18406 | 0 | 0 | 0.066733 | 0.074386 | 0.037801 | 0.045906 | 0.074524 | 0.0062912 | 0.17683 | 0 | 0
HV Medium Non-Domestic | 0 | 0.14715 | 0.075916 | 0.069151 | 0 | 0 | 0 | 0 | 0 | 0.066516 | 0.073631 | 0.037988 | 0.037025 | 0 | 0 | 0 | 0 | 0
LV Network Domestic | 0 | 0.85462 | 0.4343 | 0.451 | 0.73214 | 0.07228 | 0.90484 | 0.22856 | 0 | 0.49999 | 0.42765 | 0.21732 | 0.22568 | 0.36636 | 0.036168 | 0.86928 | 0.39293 | 0
LV Network Non-Domestic Non-CT | 0 | 0.90968 | 0.46228 | 0.47994 | 0.77914 | 0.076937 | 0.96292 | 0.24323 | 0 | 0.53234 | 0.4552 | 0.23132 | 0.24016 | 0.38988 | 0.038499 | 0.92507 | 0.41815 | 0
LV HH Metered | 0 | 0.77355 | 0.3931 | 0.40813 | 0.66255 | 0.065424 | 0.65506 | 0 | 0 | 0.45256 | 0.38708 | 0.19671 | 0.20422 | 0.33154 | 0.032738 | 0.62932 | 0 | 0
LV Sub HH Metered | 0 | 0.74865 | 0.38044 | 0.39498 | 0.64121 | 0.063317 | 0 | 0 | 0 | 0.43799 | 0.37462 | 0.19037 | 0.19765 | 0.32086 | 0.031683 | 0 | 0 | 0
HV HH Metered | 0 | 0.65329 | 0.33705 | 0.26163 | 0 | 0 | 0 | 0 | 0 | 0.38802 | 0.3269 | 0.16866 | 0.14008 | 0 | 0 | 0 | 0 | 0
NHH UMS category A | 0 | 0.086732 | 0.044075 | 0.053886 | 0.087478 | 0.0073354 | 0.10811 | 0.027309 | 0.01119 | 0.039607 | 0.0434 | 0.022055 | 0.026964 | 0.043773 | 0.0036706 | 0.10386 | 0.046948 | 0.091365
NHH UMS category B | 0 | 0.12055 | 0.061263 | 0.067516 | 0.10961 | 0.010196 | 0.13546 | 0.034217 | 0.014021 | 0.068148 | 0.060324 | 0.030655 | 0.033785 | 0.054846 | 0.0051019 | 0.13013 | 0.058823 | 0.11448
NHH UMS category C | 0 | 0.22801 | 0.11587 | 0.12522 | 0.20328 | 0.019284 | 0.25122 | 0.063459 | 0.026003 | 0.12997 | 0.1141 | 0.057981 | 0.062658 | 0.10172 | 0.0096498 | 0.24135 | 0.10909 | 0.21231
NHH UMS category D | 0 | 0.053344 | 0.027108 | 0.04018 | 0.065229 | 0.0045116 | 0.080615 | 0.020363 | 0.008344 | 0.011932 | 0.026693 | 0.013565 | 0.020106 | 0.03264 | 0.0022576 | 0.077446 | 0.035007 | 0.068128
LV UMS (Pseudo HH Metered) | 0 | 2.2707 | 1.1539 | 1.199 | 1.9465 | 0.19204 | 2.4056 | 0.60766 | 0.24899 | 1.3513 | 1.1362 | 0.57741 | 0.59998 | 0.974 | 0.096097 | 2.3111 | 1.0446 | 2.033
3005. Contributions to unit rate 2 p/kWh by network level (taking account of standing charges)
Data sources:
x1 = 2602. Standing charges factors adapted to use 132kV/HV
x2 = 2904. Contributions to pay-as-you-go unit rate 2 (p/kWh)
Calculation =(1-x1)*x2
| GSPs | Assets 132kV | Assets 132kV/EHV | Assets EHV | Assets EHV/HV | Assets 132kV/HV | Assets HV | Assets HV/LV | Assets LV circuits | Transmission exit | Operating 132kV | Operating 132kV/EHV | Operating EHV | Operating EHV/HV | Operating 132kV/HV | Operating HV | Operating HV/LV | Operating LV circuits
Domestic Two Rate | 0 | 0.0019806 | 0.0010065 | 0.0043046 | 0.006988 | 0.00016751 | 0.0086364 | 0.0021816 | 0 | 0 | 0.00099107 | 0.00050364 | 0.002154 | 0.0034968 | 8.382e-05 | 0.0082969 | 0.0037503 | 0
Small Non Domestic Two Rate | 0 | 0.001988 | 0.0010103 | 0.0043207 | 0.0070142 | 0.00016814 | 0.0086687 | 0.0021897 | 0 | 0 | 0.00099479 | 0.00050553 | 0.0021621 | 0.0035099 | 8.4134e-05 | 0.008328 | 0.0037644 | 0
LV Medium Non-Domestic | 0 | 0.0018223 | 0.00092604 | 0.0039605 | 0.0064295 | 0.00015412 | 0.0079461 | 0.0020072 | 0 | 0 | 0.00091185 | 0.00046338 | 0.0019818 | 0.0032173 | 7.712e-05 | 0.0076337 | 0.0034506 | 0
LV Sub Medium Non-Domestic | 0 | 0.0018167 | 0.0009232 | 0.0039484 | 0.0064098 | 0.00015365 | 0.0079217 | 0 | 0 | 0 | 0.00090906 | 0.00046196 | 0.0019758 | 0.0032074 | 7.6884e-05 | 0.0076104 | 0 | 0
HV Medium Non-Domestic | 0 | 0.001791 | 0.00092404 | 0.0029547 | 0 | 0 | 0 | 0 | 0 | 0 | 0.00089623 | 0.00046238 | 0.001582 | 0 | 0 | 0 | 0 | 0
LV Network Domestic | 0 | 0.065057 | 0.03306 | 0.057873 | 0.093951 | 0.0055022 | 0.11611 | 0.02933 | 0 | 0 | 0.032554 | 0.016543 | 0.028959 | 0.047012 | 0.0027533 | 0.11155 | 0.050422 | 0
LV Network Non-Domestic Non-CT | 0 | 0.069249 | 0.035191 | 0.061588 | 0.099981 | 0.0058567 | 0.12356 | 0.031212 | 0 | 0 | 0.034652 | 0.017609 | 0.030818 | 0.05003 | 0.0029307 | 0.11871 | 0.053658 | 0
LV HH Metered | 0 | 0.058886 | 0.029925 | 0.052372 | 0.08502 | 0.0049803 | 0.084059 | 0 | 0 | 0 | 0.029466 | 0.014974 | 0.026207 | 0.042544 | 0.0024921 | 0.080755 | 0 | 0
LV Sub HH Metered | 0 | 0.05699 | 0.028961 | 0.050685 | 0.082282 | 0.0048199 | 0 | 0 | 0 | 0 | 0.028517 | 0.014492 | 0.025363 | 0.041174 | 0.0024119 | 0 | 0 | 0
HV HH Metered | 0 | 0.049731 | 0.025657 | 0.033573 | 0 | 0 | 0 | 0 | 0 | 0 | 0.024885 | 0.012839 | 0.017976 | 0 | 0 | 0 | 0 | 0
LV UMS (Pseudo HH Metered) | 0 | 0.05149 | 0.026166 | 0.044604 | 0.07241 | 0.0043548 | 0.08949 | 0.022605 | 0.0092626 | 0 | 0.025765 | 0.013093 | 0.02232 | 0.036233 | 0.0021791 | 0.085972 | 0.038861 | 0.075628
3006. Contributions to unit rate 3 p/kWh by network level (taking account of standing charges)
Data sources:
x1 = 2602. Standing charges factors adapted to use 132kV/HV
x2 = 2905. Contributions to pay-as-you-go unit rate 3 (p/kWh)
Calculation =(1-x1)*x2
| GSPs | Assets 132kV | Assets 132kV/EHV | Assets EHV | Assets EHV/HV | Assets 132kV/HV | Assets HV | Assets HV/LV | Assets LV circuits | Transmission exit | Operating 132kV | Operating 132kV/EHV | Operating EHV | Operating EHV/HV | Operating 132kV/HV | Operating HV | Operating HV/LV | Operating LV circuits
LV Network Domestic | 0 | 0.0018235 | 0.00092665 | 0.003964 | 0.0064352 | 0.00015422 | 0.0079531 | 0.002009 | 0 | 0 | 0.00091245 | 0.00046369 | 0.0019836 | 0.0032201 | 7.7171e-05 | 0.0076405 | 0.0034536 | 0
LV Network Non-Domestic Non-CT | 0 | 0.001941 | 0.00098635 | 0.0042185 | 0.0068482 | 0.00016416 | 0.0084636 | 0.0021379 | 0 | 0 | 0.00097125 | 0.00049356 | 0.0021109 | 0.0034268 | 8.2143e-05 | 0.0081309 | 0.0036753 | 0
LV HH Metered | 0 | 0.0016505 | 0.00083875 | 0.0035872 | 0.0058235 | 0.00013959 | 0.0057577 | 0 | 0 | 0 | 0.0008259 | 0.00041971 | 0.001795 | 0.002914 | 6.9851e-05 | 0.0055314 | 0 | 0
LV Sub HH Metered | 0 | 0.0015974 | 0.00081174 | 0.0034717 | 0.0056359 | 0.0001351 | 0 | 0 | 0 | 0 | 0.00079931 | 0.00040619 | 0.0017372 | 0.0028202 | 6.7602e-05 | 0 | 0 | 0
HV HH Metered | 0 | 0.0013939 | 0.00071915 | 0.0022996 | 0 | 0 | 0 | 0 | 0 | 0 | 0.0006975 | 0.00035986 | 0.0012312 | 0 | 0 | 0 | 0 | 0
LV UMS (Pseudo HH Metered) | 0 | 0.0016176 | 0.00082205 | 0.0035158 | 0.0057075 | 0.00013681 | 0.0070537 | 0.0017818 | 0.00073009 | 0 | 0.00080945 | 0.00041135 | 0.0017593 | 0.002856 | 6.846e-05 | 0.0067765 | 0.0030631 | 0.0059611
3007. Exceeded capacity charge elements p/kVA/day
Data sources:
x1 = 2602. Standing charges factors adapted to use 132kV/HV
x2 = 2012. Loss adjustment factors between end user meter reading and each network level, scaled by network use
x3 = 3001. Costs based on aggregate maximum load (£/kW/year)
x4 = 1010. Power factor for all flows in the network model (in Financial and general assumptions)
x5 = 1010. Days in the charging year (in Financial and general assumptions)
Calculation =100*x1*x2*x3*x4/x5
| GSPs | Assets 132kV | Assets 132kV/EHV | Assets EHV | Assets EHV/HV | Assets 132kV/HV | Assets HV | Assets HV/LV | Assets LV circuits | Transmission exit | Operating 132kV | Operating 132kV/EHV | Operating EHV | Operating EHV/HV | Operating 132kV/HV | Operating HV | Operating HV/LV | Operating LV circuits
Domestic Unrestricted | 0 | 0 | 0 | 0 | 0 | 0 | 0 | 0 | 2.161 | 0 | 0 | 0 | 0 | 0 | 0 | 0 | 0 | 1.0814
Domestic Two Rate | 0 | 0 | 0 | 0 | 0 | 0 | 0 | 0 | 2.161 | 0 | 0 | 0 | 0 | 0 | 0 | 0 | 0 | 1.0814
Domestic Off Peak (related MPAN) | 0 | 0 | 0 | 0 | 0 | 0 | 0 | 0 | 2.161 | 0 | 0 | 0 | 0 | 0 | 0 | 0 | 0 | 1.0814
Small Non Domestic Unrestricted | 0 | 0 | 0 | 0 | 0 | 0 | 0 | 0 | 2.161 | 0 | 0 | 0 | 0 | 0 | 0 | 0 | 0 | 1.0814
Small Non Domestic Two Rate | 0 | 0 | 0 | 0 | 0 | 0 | 0 | 0 | 2.161 | 0 | 0 | 0 | 0 | 0 | 0 | 0 | 0 | 1.0814
Small Non Domestic Off Peak (related MPAN) | 0 | 0 | 0 | 0 | 0 | 0 | 0 | 0 | 2.161 | 0 | 0 | 0 | 0 | 0 | 0 | 0 | 0 | 1.0814
LV Medium Non-Domestic | 0 | 0 | 0 | 0 | 0 | 0 | 0 | 0 | 2.161 | 0 | 0 | 0 | 0 | 0 | 0 | 0 | 0 | 1.0814
LV Sub Medium Non-Domestic | 0 | 0 | 0 | 0 | 0 | 0 | 0 | 1.1274 | 0 | 0 | 0 | 0 | 0 | 0 | 0 | 0 | 0.56415 | 0
HV Medium Non-Domestic | 0 | 0.022277 | 0 | 0.17089 | 1.3871 | 0.12553 | 2.4561 | 0 | 0 | 0 | 0.011147 | 0 | 0.085512 | 0.6941 | 0.062815 | 1.229 | 0 | 0
LV Network Domestic | 0 | 0 | 0 | 0 | 0 | 0 | 0 | 0 | 2.161 | 0 | 0 | 0 | 0 | 0 | 0 | 0 | 0 | 1.0814
LV Network Non-Domestic Non-CT | 0 | 0 | 0 | 0 | 0 | 0 | 0 | 0 | 2.161 | 0 | 0 | 0 | 0 | 0 | 0 | 0 | 0 | 1.0814
LV HH Metered | 0 | 0 | 0 | 0 | 0 | 0 | 0.51308 | 1.1596 | 2.161 | 0 | 0 | 0 | 0 | 0 | 0 | 0.25674 | 0.58026 | 1.0814
LV Sub HH Metered | 0 | 0 | 0 | 0 | 0 | 0 | 2.4942 | 1.1274 | 0 | 0 | 0 | 0 | 0 | 0 | 0 | 1.2481 | 0.56415 | 0
HV HH Metered | 0 | 0.022277 | 0 | 0.17089 | 1.3871 | 0.12553 | 2.4561 | 0 | 0 | 0 | 0.011147 | 0 | 0.085512 | 0.6941 | 0.062815 | 1.229 | 0 | 0
NHH UMS category A | 0 | 0 | 0 | 0 | 0 | 0 | 0 | 0 | 0 | 0 | 0 | 0 | 0 | 0 | 0 | 0 | 0 | 0
NHH UMS category B | 0 | 0 | 0 | 0 | 0 | 0 | 0 | 0 | 0 | 0 | 0 | 0 | 0 | 0 | 0 | 0 | 0 | 0
NHH UMS category C | 0 | 0 | 0 | 0 | 0 | 0 | 0 | 0 | 0 | 0 | 0 | 0 | 0 | 0 | 0 | 0 | 0 | 0
NHH UMS category D | 0 | 0 | 0 | 0 | 0 | 0 | 0 | 0 | 0 | 0 | 0 | 0 | 0 | 0 | 0 | 0 | 0 | 0
LV UMS (Pseudo HH Metered) | 0 | 0 | 0 | 0 | 0 | 0 | 0 | 0 | 0 | 0 | 0 | 0 | 0 | 0 | 0 | 0 | 0 | 0

## AggCap
Standing charges as fixed charges for WPD East Midlands in April 19 (no data version)
This sheet allocates standing charges to fixed charges for non half hourly settled demand users.
3101. Mapping of tariffs to tariff groups
| LV domestic and small non-domestic tariffs | LV medium non-domestic tariffs | LV substation aggregated tariffs | HV network aggregated tariffs
Domestic Unrestricted | 1 | 0 | 0 | 0
Domestic Two Rate | 1 | 0 | 0 | 0
Small Non Domestic Unrestricted | 1 | 0 | 0 | 0
Small Non Domestic Two Rate | 1 | 0 | 0 | 0
LV Medium Non-Domestic | 0 | 1 | 0 | 0
LV Sub Medium Non-Domestic | 0 | 0 | 1 | 0
HV Medium Non-Domestic | 0 | 0 | 0 | 1
LV Network Domestic | 1 | 0 | 0 | 0
LV Network Non-Domestic Non-CT | 1 | 0 | 0 | 0
3102. Capacity use for tariffs charged for capacity on an exit point basis
Data sources:
x1 = 2407. All units (MWh)
x2 = 1041. Load factor for each type of demand user (in Load profile data for demand users)
x3 = 1010. Days in the charging year (in Financial and general assumptions)
x4 = 2305. MPANs (in Equivalent volume for each end user)
Kind: | Calculation | Copy cells
Formula: | =x1/x2/(24*x3)*1000 | = x4
| Unit-based contributions to aggregate maximum load (kW) | MPANs
Domestic Unrestricted | 1581732.4826 | 1726129.2667
Domestic Two Rate | 793198.9984 | 795197.6772
Small Non Domestic Unrestricted | 348636.6179 | 96657.6615
Small Non Domestic Two Rate | 419024.144 | 82461.2094
LV Medium Non-Domestic | 11480.1035 | 1226.513
LV Sub Medium Non-Domestic | 0.03995 | 0.0031678
HV Medium Non-Domestic | 785.2958 | 44
LV Network Domestic | 63.4634 | 76.1188
LV Network Non-Domestic Non-CT | 43467.9985 | 2522.7585
3103. Aggregate capacity (kW)
Data sources:
x1 = 3101. Mapping of tariffs to tariff groups
x2 = 3102. Unit-based contributions to aggregate maximum load (kW) (in Capacity use for tariffs charged for capacity on an exit point basis)
Sum-product calculation =SUMPRODUCT(x1, x2)
| LV domestic and small non-domestic tariffs | LV medium non-domestic tariffs | LV substation aggregated tariffs | HV network aggregated tariffs
Aggregate capacity (kW) | 3186123.7049 | 11480.1035 | 0.03995 | 785.2958
3104. Aggregate number of users charged for capacity on an exit point basis
Data sources:
x1 = 3101. Mapping of tariffs to tariff groups
x2 = 3102. MPANs (in Equivalent volume for each end user) (in Capacity use for tariffs charged for capacity on an exit point basis)
Sum-product calculation =SUMPRODUCT(x1, x2)
| LV domestic and small non-domestic tariffs | LV medium non-domestic tariffs | LV substation aggregated tariffs | HV network aggregated tariffs
Aggregate number of users charged for capacity on an exit point basis | 2703044.6922 | 1226.513 | 0.0031678 | 44
3105. Average maximum kVA by exit point
Data sources:
x1 = 3104. Aggregate number of users charged for capacity on an exit point basis
x2 = 3103. Aggregate capacity (kW)
x3 = 1010. Power factor for all flows in the network model (in Financial and general assumptions)
Calculation =IF(x1,x2/x1/x3,0)
| LV domestic and small non-domestic tariffs | LV medium non-domestic tariffs | LV substation aggregated tariffs | HV network aggregated tariffs
Average maximum kVA by exit point | 1.2408 | 9.8526 | 13.2749 | 18.787
3106. Deemed average maximum kVA for each tariff
Data sources:
x1 = 3101. Mapping of tariffs to tariff groups
x2 = 3105. Average maximum kVA by exit point
Sum-product calculation =SUMPRODUCT(x1, x2)
Deemed average maximum kVA for each tariff
Domestic Unrestricted | 1.2408
Domestic Two Rate | 1.2408
Small Non Domestic Unrestricted | 1.2408
Small Non Domestic Two Rate | 1.2408
LV Medium Non-Domestic | 9.8526
LV Sub Medium Non-Domestic | 13.2749
HV Medium Non-Domestic | 18.787
LV Network Domestic | 1.2408
LV Network Non-Domestic Non-CT | 1.2408
3107. Capacity-driven fixed charge elements from standing charges factors p/MPAN/day
Data sources:
x1 = 3002. Capacity elements p/kVA/day
x2 = 3106. Deemed average maximum kVA for each tariff
Calculation =x1*x2
| GSPs | Assets 132kV | Assets 132kV/EHV | Assets EHV | Assets EHV/HV | Assets 132kV/HV | Assets HV | Assets HV/LV | Assets LV circuits | Transmission exit | Operating 132kV | Operating 132kV/EHV | Operating EHV | Operating EHV/HV | Operating 132kV/HV | Operating HV | Operating HV/LV | Operating LV circuits
Domestic Unrestricted | 0 | 0 | 0 | 0 | 0 | 0 | 0 | 0 | 0.16433 | 0 | 0 | 0 | 0 | 0 | 0 | 0 | 0 | 1.3417
Domestic Two Rate | 0 | 0 | 0 | 0 | 0 | 0 | 0 | 0 | 0.16433 | 0 | 0 | 0 | 0 | 0 | 0 | 0 | 0 | 1.3417
Small Non Domestic Unrestricted | 0 | 0 | 0 | 0 | 0 | 0 | 0 | 0 | 0.16433 | 0 | 0 | 0 | 0 | 0 | 0 | 0 | 0 | 1.3417
Small Non Domestic Two Rate | 0 | 0 | 0 | 0 | 0 | 0 | 0 | 0 | 0.16433 | 0 | 0 | 0 | 0 | 0 | 0 | 0 | 0 | 1.3417
LV Medium Non-Domestic | 0 | 0 | 0 | 0 | 0 | 0 | 0 | 0 | 1.3049 | 0 | 0 | 0 | 0 | 0 | 0 | 0 | 0 | 10.6543
LV Sub Medium Non-Domestic | 0 | 0 | 0 | 0 | 0 | 0 | 0 | 4.3563 | 0 | 0 | 0 | 0 | 0 | 0 | 0 | 0 | 7.489 | 0
HV Medium Non-Domestic | 0 | 0.41852 | 0 | 3.0005 | 16.8963 | 1.5291 | 16.7114 | 0 | 0 | 0 | 0.20942 | 0 | 1.6065 | 13.0401 | 1.1801 | 23.09 | 0 | 0
LV Network Domestic | 0 | 0 | 0 | 0 | 0 | 0 | 0 | 0 | 0.16433 | 0 | 0 | 0 | 0 | 0 | 0 | 0 | 0 | 1.3417
LV Network Non-Domestic Non-CT | 0 | 0 | 0 | 0 | 0 | 0 | 0 | 0 | 0.16433 | 0 | 0 | 0 | 0 | 0 | 0 | 0 | 0 | 1.3417

## Reactive
Reactive power unit charges for WPD East Midlands in April 19 (no data version)
3201. Network use factors for generator reactive unit charges
These factors differ from the network use factors for active power charges/credits in the case of generators, who do not qualify
for active power credits at the voltage of connection but are charged reactive unit charges for costs caused at that voltage.
| GSPs | 132kV | 132kV/EHV | EHV | EHV/HV | 132kV/HV | HV | HV/LV | LV circuits
LV Generation Intermittent | 1 | 1 | 1 | 1 | 1 | 1 | 1 | 1 | 1
LV Generation Non-Intermittent | 1 | 1 | 1 | 1 | 1 | 1 | 1 | 1 | 1
LV Sub Generation Intermittent | 1 | 1 | 1 | 1 | 1 | 1 | 1 | 1 | 0
LV Sub Generation Non-Intermittent | 1 | 1 | 1 | 1 | 1 | 1 | 1 | 1 | 0
HV Generation Intermittent | 1 | 1 | 1 | 1 | 1 | 1 | 1 | 0 | 0
HV Generation Non-Intermittent | 1 | 1 | 1 | 1 | 1 | 1 | 1 | 0 | 0
3202. Standard components p/kWh for reactive power (absolute value)
Data sources:
x1 = 3003. Yardstick components p/kWh (taking account of standing charges)
Calculation =ABS(x1)
| GSPs | Assets 132kV | Assets 132kV/EHV | Assets EHV | Assets EHV/HV | Assets 132kV/HV | Assets HV | Assets HV/LV | Assets LV circuits | Transmission exit | Operating 132kV | Operating 132kV/EHV | Operating EHV | Operating EHV/HV | Operating 132kV/HV | Operating HV | Operating HV/LV | Operating LV circuits
LV HH Metered | 0 | 0.10703 | 0.05439 | 0.066483 | 0.10793 | 0.0090521 | 0.10671 | 0 | 0 | 0.048893 | 0.053557 | 0.027216 | 0.033268 | 0.054007 | 0.0045296 | 0.10251 | 0 | 0
LV Sub HH Metered | 0 | 0.10272 | 0.052199 | 0.063805 | 0.10358 | 0.0086874 | 0 | 0 | 0 | 0.046924 | 0.0514 | 0.02612 | 0.031928 | 0.051831 | 0.0043471 | 0 | 0 | 0
HV HH Metered | 0 | 0.0815 | 0.042047 | 0.038427 | 0 | 0 | 0 | 0 | 0 | 0.037798 | 0.040782 | 0.02104 | 0.020575 | 0 | 0 | 0 | 0 | 0
3203. Standard reactive p/kVArh
Data sources:
x1 = 3202. Standard components p/kWh for reactive power (absolute value)
x2 = 1092. Average kVAr by kVA, by network level
x3 = 1010. Power factor for all flows in the network model (in Financial and general assumptions)
Calculation =x1*x2*x3
| GSPs | Assets 132kV | Assets 132kV/EHV | Assets EHV | Assets EHV/HV | Assets 132kV/HV | Assets HV | Assets HV/LV | Assets LV circuits | Transmission exit | Operating 132kV | Operating 132kV/EHV | Operating EHV | Operating EHV/HV | Operating 132kV/HV | Operating HV | Operating HV/LV | Operating LV circuits
LV HH Metered | 0 | 0.017782 | 0.0090367 | 0.011046 | 0.017932 | 0.001504 | 0.017729 | 0 | 0 | 0.0081234 | 0.0088982 | 0.0045219 | 0.0055273 | 0.008973 | 0.00075257 | 0.017032 | 0 | 0
LV Sub HH Metered | 0 | 0.017066 | 0.0086727 | 0.010601 | 0.01721 | 0.0014434 | 0 | 0 | 0 | 0.0077962 | 0.0085398 | 0.0043397 | 0.0053047 | 0.0086115 | 0.00072226 | 0 | 0 | 0
HV HH Metered | 0 | 0.013541 | 0.006986 | 0.0063845 | 0 | 0 | 0 | 0 | 0 | 0.00628 | 0.0067758 | 0.0034957 | 0.0034184 | 0 | 0 | 0 | 0 | 0
3204. Absolute value of load coefficient (kW peak / average kW)
Data sources:
x1 = 2302. Load coefficient
Calculation =ABS(x1)
Absolute load coefficient
LV Generation Intermittent | 1
LV Generation Non-Intermittent | 1
LV Sub Generation Intermittent | 1
LV Sub Generation Non-Intermittent | 1
HV Generation Intermittent | 1
HV Generation Non-Intermittent | 1
3205. Pay-as-you-go components p/kWh for reactive power (absolute value)
Data sources:
x1 = 2901. Unit cost at each level, £/kW/year (relative to system simultaneous maximum load)
x2 = 3204. Absolute value of load coefficient (kW peak / average kW)
x3 = 2001. Loss adjustment factor to transmission (in Loss adjustment factors to transmission)
x4 = 2004. Loss adjustment factor to transmission for each network level
x5 = 2804. Proportion of annual charge covered by contributions (for all charging levels)
x6 = 3201. Network use factors for generator reactive unit charges
x7 = 1010. Days in the charging year (in Financial and general assumptions)
Calculation =x1*x2*x3/x4*(1-x5)*x6/(24*x7)*100
| GSPs | Assets 132kV | Assets 132kV/EHV | Assets EHV | Assets EHV/HV | Assets 132kV/HV | Assets HV | Assets HV/LV | Assets LV circuits | Transmission exit | Operating 132kV | Operating 132kV/EHV | Operating EHV | Operating EHV/HV | Operating 132kV/HV | Operating HV | Operating HV/LV | Operating LV circuits
LV Generation Intermittent | 0 | 0.072811 | 0.040003 | 0.048898 | 0.07938 | 0.082059 | 0.090742 | 0.022921 | 0.0093922 | 0.033262 | 0.036434 | 0.020017 | 0.024468 | 0.039721 | 0.041062 | 0.087175 | 0.039405 | 0.076686
LV Generation Non-Intermittent | 0 | 0.072811 | 0.040003 | 0.048898 | 0.07938 | 0.082059 | 0.090742 | 0.022921 | 0.0093922 | 0.033262 | 0.036434 | 0.020017 | 0.024468 | 0.039721 | 0.041062 | 0.087175 | 0.039405 | 0.076686
LV Sub Generation Intermittent | 0 | 0.070789 | 0.038892 | 0.047539 | 0.077175 | 0.079779 | 0.088221 | 0.022285 | 0 | 0.032338 | 0.035422 | 0.019461 | 0.023788 | 0.038618 | 0.039921 | 0.084754 | 0.03831 | 0
LV Sub Generation Non-Intermittent | 0 | 0.070789 | 0.038892 | 0.047539 | 0.077175 | 0.079779 | 0.088221 | 0.022285 | 0 | 0.032338 | 0.035422 | 0.019461 | 0.023788 | 0.038618 | 0.039921 | 0.084754 | 0.03831 | 0
HV Generation Intermittent | 0 | 0.06971 | 0.038299 | 0.043752 | 0.049276 | 0.050938 | 0.060406 | 0 | 0 | 0.031845 | 0.034883 | 0.019165 | 0.023426 | 0.038029 | 0.039313 | 0.083462 | 0 | 0
HV Generation Non-Intermittent | 0 | 0.06971 | 0.038299 | 0.043752 | 0.049276 | 0.050938 | 0.060406 | 0 | 0 | 0.031845 | 0.034883 | 0.019165 | 0.023426 | 0.038029 | 0.039313 | 0.083462 | 0 | 0
3206. Pay-as-you-go reactive p/kVArh
Data sources:
x1 = 3205. Pay-as-you-go components p/kWh for reactive power (absolute value)
x2 = 1092. Average kVAr by kVA, by network level
x3 = 1010. Power factor for all flows in the network model (in Financial and general assumptions)
Calculation =x1*x2*x3
| GSPs | Assets 132kV | Assets 132kV/EHV | Assets EHV | Assets EHV/HV | Assets 132kV/HV | Assets HV | Assets HV/LV | Assets LV circuits | Transmission exit | Operating 132kV | Operating 132kV/EHV | Operating EHV | Operating EHV/HV | Operating 132kV/HV | Operating HV | Operating HV/LV | Operating LV circuits
LV Generation Intermittent | 0 | 0.012097 | 0.0066463 | 0.0081241 | 0.013189 | 0.013634 | 0.015076 | 0.0038083 | 0.0015605 | 0.0055263 | 0.0060534 | 0.0033258 | 0.0040653 | 0.0065995 | 0.0068222 | 0.014484 | 0.0065469 | 0.012741
LV Generation Non-Intermittent | 0 | 0.012097 | 0.0066463 | 0.0081241 | 0.013189 | 0.013634 | 0.015076 | 0.0038083 | 0.0015605 | 0.0055263 | 0.0060534 | 0.0033258 | 0.0040653 | 0.0065995 | 0.0068222 | 0.014484 | 0.0065469 | 0.012741
LV Sub Generation Intermittent | 0 | 0.011761 | 0.0064617 | 0.0078985 | 0.012822 | 0.013255 | 0.014658 | 0.0037025 | 0 | 0.0053728 | 0.0058853 | 0.0032334 | 0.0039523 | 0.0064162 | 0.0066327 | 0.014081 | 0.0063651 | 0
LV Sub Generation Non-Intermittent | 0 | 0.011761 | 0.0064617 | 0.0078985 | 0.012822 | 0.013255 | 0.014658 | 0.0037025 | 0 | 0.0053728 | 0.0058853 | 0.0032334 | 0.0039523 | 0.0064162 | 0.0066327 | 0.014081 | 0.0063651 | 0
HV Generation Intermittent | 0 | 0.011582 | 0.0063633 | 0.0072693 | 0.0081869 | 0.0084632 | 0.010036 | 0 | 0 | 0.0052909 | 0.0057956 | 0.0031841 | 0.0038921 | 0.0063184 | 0.0065316 | 0.013867 | 0 | 0
HV Generation Non-Intermittent | 0 | 0.011582 | 0.0063633 | 0.0072693 | 0.0081869 | 0.0084632 | 0.010036 | 0 | 0 | 0.0052909 | 0.0057956 | 0.0031841 | 0.0038921 | 0.0063184 | 0.0065316 | 0.013867 | 0 | 0

## Aggreg
Aggregation for WPD East Midlands in April 19 (no data version)
This sheet aggregates elements of tariffs excluding revenue matching and final adjustments and rounding.
3301. Unit rate 1 p/kWh (elements)
Data sources:
x1 = 3004. Unit rate 1 total p/kWh (taking account of standing charges) — for Tariffs with Unit rate 1 p/kWh from Standard 1 kWh
x2 = 2903. Pay-as-you-go unit rate 1 (p/kWh) — for Tariffs with Unit rate 1 p/kWh from PAYG 1 kWh
x3 = 2903. Pay-as-you-go unit rate 1 (p/kWh) — for Tariffs with Unit rate 1 p/kWh from PAYG 1 kWh & customer
x4 = 2902. Pay-as-you-go yardstick unit rate (p/kWh) — for Tariffs with Unit rate 1 p/kWh from PAYG yardstick kWh
x5 = 2203. LV unmetered service model asset charge (p/kWh) — for Tariffs with Unit rate 1 p/kWh from PAYG 1 kWh & customer
x6 = 2712. Operating expenditure for unmetered customer assets (p/kWh) — for Tariffs with Unit rate 1 p/kWh from PAYG 1 kWh & customer
Combine tables = x1 or x2 or x3 or x4 or x5 or x6
| GSPs | Assets 132kV | Assets 132kV/EHV | Assets EHV | Assets EHV/HV | Assets 132kV/HV | Assets HV | Assets HV/LV | Assets LV circuits | Assets LV customer | Assets HV customer | Transmission exit | Operating 132kV | Operating 132kV/EHV | Operating EHV | Operating EHV/HV | Operating 132kV/HV | Operating HV | Operating HV/LV | Operating LV circuits | Operating LV customer | Operating HV customer
Domestic Unrestricted | 0 | 0.14343 | 0.07289 | 0.085988 | 0.13959 | 0.012131 | 0.17252 | 0.043578 | 0 |  |  | 0.068916 | 0.071774 | 0.036474 | 0.043028 | 0.069851 | 0.0060703 | 0.16574 | 0.074916 | 0
Domestic Two Rate | 0 | 0.17108 | 0.08694 | 0.10239 | 0.16623 | 0.014469 | 0.20543 | 0.051893 | 0 |  |  | 0.082233 | 0.085608 | 0.043504 | 0.051237 | 0.083178 | 0.0072403 | 0.19736 | 0.08921 | 0
Domestic Off Peak (related MPAN) | 0 | 0.045044 | 0.022891 | 0.030857 | 0.050093 | 0.0038096 | 0.061909 | 0.015638 | 0 |  |  | 0.016659 | 0.02254 | 0.011454 | 0.015441 | 0.025066 | 0.0019063 | 0.059476 | 0.026884 | 0
Small Non Domestic Unrestricted | 0 | 0.14698 | 0.074693 | 0.091856 | 0.14912 | 0.012431 | 0.18429 | 0.046553 | 0 |  |  | 0.064126 | 0.073549 | 0.037376 | 0.045964 | 0.074618 | 0.0062204 | 0.17705 | 0.080029 | 0
Small Non Domestic Two Rate | 0 | 0.15634 | 0.079449 | 0.096848 | 0.15722 | 0.013223 | 0.19431 | 0.049082 | 0 |  |  | 0.069717 | 0.078232 | 0.039756 | 0.048462 | 0.078673 | 0.0066165 | 0.18667 | 0.084378 | 0
Small Non Domestic Off Peak (related MPAN) | 0 | 0.020646 | 0.010492 | 0.01592 | 0.025844 | 0.0017461 | 0.03194 | 0.008068 | 0 |  |  | 0.0061968 | 0.010331 | 0.00525 | 0.0079661 | 0.012932 | 0.00087375 | 0.030684 | 0.01387 | 0
LV Medium Non-Domestic | 0 | 0.15087 | 0.076669 | 0.093013 | 0.151 | 0.01276 | 0.18661 | 0.047139 | 0 |  |  | 0.067847 | 0.075495 | 0.038365 | 0.046543 | 0.075558 | 0.006385 | 0.17928 | 0.081037 | 0
LV Sub Medium Non-Domestic | 0 | 0.14865 | 0.075543 | 0.091741 | 0.14893 | 0.012572 | 0.18406 | 0 | 0 |  |  | 0.066733 | 0.074386 | 0.037801 | 0.045906 | 0.074524 | 0.0062912 | 0.17683 | 0 | 0
HV Medium Non-Domestic | 0 | 0.14715 | 0.075916 | 0.069151 | 0 | 0 | 0 | 0 | 0 |  |  | 0.066516 | 0.073631 | 0.037988 | 0.037025 | 0 | 0 | 0 | 0 | 0
LV Network Domestic | 0 | 0.85462 | 0.4343 | 0.451 | 0.73214 | 0.07228 | 0.90484 | 0.22856 | 0 |  |  | 0.49999 | 0.42765 | 0.21732 | 0.22568 | 0.36636 | 0.036168 | 0.86928 | 0.39293 | 0
LV Network Non-Domestic Non-CT | 0 | 0.90968 | 0.46228 | 0.47994 | 0.77914 | 0.076937 | 0.96292 | 0.24323 | 0 |  |  | 0.53234 | 0.4552 | 0.23132 | 0.24016 | 0.38988 | 0.038499 | 0.92507 | 0.41815 | 0
LV HH Metered | 0 | 0.77355 | 0.3931 | 0.40813 | 0.66255 | 0.065424 | 0.65506 | 0 | 0 |  |  | 0.45256 | 0.38708 | 0.19671 | 0.20422 | 0.33154 | 0.032738 | 0.62932 | 0 | 0
LV Sub HH Metered | 0 | 0.74865 | 0.38044 | 0.39498 | 0.64121 | 0.063317 | 0 | 0 | 0 |  |  | 0.43799 | 0.37462 | 0.19037 | 0.19765 | 0.32086 | 0.031683 | 0 | 0 | 0
HV HH Metered | 0 | 0.65329 | 0.33705 | 0.26163 | 0 | 0 | 0 | 0 | 0 |  |  | 0.38802 | 0.3269 | 0.16866 | 0.14008 | 0 | 0 | 0 | 0 | 0
NHH UMS category A | 0 | 0.086732 | 0.044075 | 0.053886 | 0.087478 | 0.0073354 | 0.10811 | 0.027309 | 0.01119 |  |  | 0.039607 | 0.0434 | 0.022055 | 0.026964 | 0.043773 | 0.0036706 | 0.10386 | 0.046948 | 0.091365 | 0.65621
NHH UMS category B | 0 | 0.12055 | 0.061263 | 0.067516 | 0.10961 | 0.010196 | 0.13546 | 0.034217 | 0.014021 |  |  | 0.068148 | 0.060324 | 0.030655 | 0.033785 | 0.054846 | 0.0051019 | 0.13013 | 0.058823 | 0.11448 | 0.65621
NHH UMS category C | 0 | 0.22801 | 0.11587 | 0.12522 | 0.20328 | 0.019284 | 0.25122 | 0.063459 | 0.026003 |  |  | 0.12997 | 0.1141 | 0.057981 | 0.062658 | 0.10172 | 0.0096498 | 0.24135 | 0.10909 | 0.21231 | 0.65621
NHH UMS category D | 0 | 0.053344 | 0.027108 | 0.04018 | 0.065229 | 0.0045116 | 0.080615 | 0.020363 | 0.008344 |  |  | 0.011932 | 0.026693 | 0.013565 | 0.020106 | 0.03264 | 0.0022576 | 0.077446 | 0.035007 | 0.068128 | 0.65621
LV UMS (Pseudo HH Metered) | 0 | 2.2707 | 1.1539 | 1.199 | 1.9465 | 0.19204 | 2.4056 | 0.60766 | 0.24899 |  |  | 1.3513 | 1.1362 | 0.57741 | 0.59998 | 0.974 | 0.096097 | 2.3111 | 1.0446 | 2.033 | 0.65621
LV Generation NHH or Aggregate HH | 0 | -0.072811 | -0.037001 | -0.045228 | -0.073423 | -0.006158 | -0.090742 | -0.022921 | 0 |  |  | -0.033262 | -0.036434 | -0.018515 | -0.022632 | -0.03674 | -0.0030814 | -0.087175 | -0.039405 | 0
LV Sub Generation NHH | 0 | -0.070789 | -0.035973 | -0.043972 | -0.071383 | -0.005987 | -0.088221 | 0 | 0 |  |  | -0.032338 | -0.035422 | -0.018001 | -0.022003 | -0.03572 | -0.0029959 | -0.084754 | 0 | 0
LV Generation Intermittent | 0 | -0.072811 | -0.037001 | -0.045228 | -0.073423 | -0.006158 | -0.090742 | -0.022921 | 0 |  |  | -0.033262 | -0.036434 | -0.018515 | -0.022632 | -0.03674 | -0.0030814 | -0.087175 | -0.039405 | 0
LV Generation Intermittent no RP charge | 0 | -0.072811 | -0.037001 | -0.045228 | -0.073423 | -0.006158 | -0.090742 | -0.022921 | 0 |  |  | -0.033262 | -0.036434 | -0.018515 | -0.022632 | -0.03674 | -0.0030814 | -0.087175 | -0.039405 | 0
LV Generation Non-Intermittent | 0 | -0.63537 | -0.32288 | -0.33522 | -0.5442 | -0.053737 | -0.67256 | -0.16989 | 0 |  |  | -0.37172 | -0.31794 | -0.16157 | -0.16774 | -0.27231 | -0.02689 | -0.64613 | -0.29206 | 0
LV Generation Non-Intermittent no RP charge | 0 | -0.63537 | -0.32288 | -0.33522 | -0.5442 | -0.053737 | -0.67256 | -0.16989 | 0 |  |  | -0.37172 | -0.31794 | -0.16157 | -0.16774 | -0.27231 | -0.02689 | -0.64613 | -0.29206 | 0
LV Sub Generation Intermittent | 0 | -0.070789 | -0.035973 | -0.043972 | -0.071383 | -0.005987 | -0.088221 | 0 | 0 |  |  | -0.032338 | -0.035422 | -0.018001 | -0.022003 | -0.03572 | -0.0029959 | -0.084754 | 0 | 0
LV Sub Generation Intermittent no RP charge | 0 | -0.070789 | -0.035973 | -0.043972 | -0.071383 | -0.005987 | -0.088221 | 0 | 0 |  |  | -0.032338 | -0.035422 | -0.018001 | -0.022003 | -0.03572 | -0.0029959 | -0.084754 | 0 | 0
LV Sub Generation Non-Intermittent | 0 | -0.61773 | -0.31391 | -0.32591 | -0.52908 | -0.052244 | -0.65388 | 0 | 0 |  |  | -0.36139 | -0.30911 | -0.15708 | -0.16308 | -0.26475 | -0.026143 | -0.62818 | 0 | 0
LV Sub Generation Non-Intermittent no RP charge | 0 | -0.61773 | -0.31391 | -0.32591 | -0.52908 | -0.052244 | -0.65388 | 0 | 0 |  |  | -0.36139 | -0.30911 | -0.15708 | -0.16308 | -0.26475 | -0.026143 | -0.62818 | 0 | 0
HV Generation Intermittent | 0 | -0.06971 | -0.035425 | -0.040469 | -0.045578 | -0.0038226 | 0 | 0 | 0 |  |  | -0.031845 | -0.034883 | -0.017727 | -0.021668 | -0.035176 | -0.0029502 | 0 | 0 | 0
HV Generation Intermittent no RP charge | 0 | -0.06971 | -0.035425 | -0.040469 | -0.045578 | -0.0038226 | 0 | 0 | 0 |  |  | -0.031845 | -0.034883 | -0.017727 | -0.021668 | -0.035176 | -0.0029502 | 0 | 0 | 0
HV Generation Non-Intermittent | 0 | -0.60831 | -0.30913 | -0.29995 | -0.33781 | -0.033357 | 0 | 0 | 0 |  |  | -0.35589 | -0.3044 | -0.15469 | -0.1606 | -0.26071 | -0.025744 | 0 | 0 | 0
HV Generation Non-Intermittent no RP charge | 0 | -0.60831 | -0.30913 | -0.29995 | -0.33781 | -0.033357 | 0 | 0 | 0 |  |  | -0.35589 | -0.3044 | -0.15469 | -0.1606 | -0.26071 | -0.025744 | 0 | 0 | 0
3302. Unit rate 2 p/kWh (elements)
Data sources:
x1 = 3005. Unit rate 2 total p/kWh (taking account of standing charges) — for Tariffs with Unit rate 2 p/kWh from Standard 2 kWh
x2 = 2904. Pay-as-you-go unit rate 2 (p/kWh) — for Tariffs with Unit rate 2 p/kWh from PAYG 2 kWh
x3 = 2904. Pay-as-you-go unit rate 2 (p/kWh) — for Tariffs with Unit rate 2 p/kWh from PAYG 2 kWh & customer
x4 = 2203. LV unmetered service model asset charge (p/kWh) — for Tariffs with Unit rate 2 p/kWh from PAYG 2 kWh & customer
x5 = 2712. Operating expenditure for unmetered customer assets (p/kWh) — for Tariffs with Unit rate 2 p/kWh from PAYG 2 kWh & customer
Combine tables = x1 or x2 or x3 or x4 or x5
| GSPs | Assets 132kV | Assets 132kV/EHV | Assets EHV | Assets EHV/HV | Assets 132kV/HV | Assets HV | Assets HV/LV | Assets LV circuits | Assets LV customer | Assets HV customer | Transmission exit | Operating 132kV | Operating 132kV/EHV | Operating EHV | Operating EHV/HV | Operating 132kV/HV | Operating HV | Operating HV/LV | Operating LV circuits | Operating LV customer | Operating HV customer
Domestic Unrestricted
Domestic Two Rate | 0 | 0.0019806 | 0.0010065 | 0.0043046 | 0.006988 | 0.00016751 | 0.0086364 | 0.0021816 | 0 |  |  | 0 | 0.00099107 | 0.00050364 | 0.002154 | 0.0034968 | 8.382e-05 | 0.0082969 | 0.0037503 | 0
Domestic Off Peak (related MPAN)
Small Non Domestic Unrestricted
Small Non Domestic Two Rate | 0 | 0.001988 | 0.0010103 | 0.0043207 | 0.0070142 | 0.00016814 | 0.0086687 | 0.0021897 | 0 |  |  | 0 | 0.00099479 | 0.00050553 | 0.0021621 | 0.0035099 | 8.4134e-05 | 0.008328 | 0.0037644 | 0
Small Non Domestic Off Peak (related MPAN)
LV Medium Non-Domestic | 0 | 0.0018223 | 0.00092604 | 0.0039605 | 0.0064295 | 0.00015412 | 0.0079461 | 0.0020072 | 0 |  |  | 0 | 0.00091185 | 0.00046338 | 0.0019818 | 0.0032173 | 7.712e-05 | 0.0076337 | 0.0034506 | 0
LV Sub Medium Non-Domestic | 0 | 0.0018167 | 0.0009232 | 0.0039484 | 0.0064098 | 0.00015365 | 0.0079217 | 0 | 0 |  |  | 0 | 0.00090906 | 0.00046196 | 0.0019758 | 0.0032074 | 7.6884e-05 | 0.0076104 | 0 | 0
HV Medium Non-Domestic | 0 | 0.001791 | 0.00092404 | 0.0029547 | 0 | 0 | 0 | 0 | 0 |  |  | 0 | 0.00089623 | 0.00046238 | 0.001582 | 0 | 0 | 0 | 0 | 0
LV Network Domestic | 0 | 0.065057 | 0.03306 | 0.057873 | 0.093951 | 0.0055022 | 0.11611 | 0.02933 | 0 |  |  | 0 | 0.032554 | 0.016543 | 0.028959 | 0.047012 | 0.0027533 | 0.11155 | 0.050422 | 0
LV Network Non-Domestic Non-CT | 0 | 0.069249 | 0.035191 | 0.061588 | 0.099981 | 0.0058567 | 0.12356 | 0.031212 | 0 |  |  | 0 | 0.034652 | 0.017609 | 0.030818 | 0.05003 | 0.0029307 | 0.11871 | 0.053658 | 0
LV HH Metered | 0 | 0.058886 | 0.029925 | 0.052372 | 0.08502 | 0.0049803 | 0.084059 | 0 | 0 |  |  | 0 | 0.029466 | 0.014974 | 0.026207 | 0.042544 | 0.0024921 | 0.080755 | 0 | 0
LV Sub HH Metered | 0 | 0.05699 | 0.028961 | 0.050685 | 0.082282 | 0.0048199 | 0 | 0 | 0 |  |  | 0 | 0.028517 | 0.014492 | 0.025363 | 0.041174 | 0.0024119 | 0 | 0 | 0
HV HH Metered | 0 | 0.049731 | 0.025657 | 0.033573 | 0 | 0 | 0 | 0 | 0 |  |  | 0 | 0.024885 | 0.012839 | 0.017976 | 0 | 0 | 0 | 0 | 0
NHH UMS category A
NHH UMS category B
NHH UMS category C
NHH UMS category D
LV UMS (Pseudo HH Metered) | 0 | 0.05149 | 0.026166 | 0.044604 | 0.07241 | 0.0043548 | 0.08949 | 0.022605 | 0.0092626 |  |  | 0 | 0.025765 | 0.013093 | 0.02232 | 0.036233 | 0.0021791 | 0.085972 | 0.038861 | 0.075628 | 0.65621
LV Generation NHH or Aggregate HH
LV Sub Generation NHH
LV Generation Intermittent
LV Generation Intermittent no RP charge
LV Generation Non-Intermittent | 0 | -0.048367 | -0.024579 | -0.043017 | -0.069833 | -0.0040907 | -0.086305 | -0.021801 | 0 |  |  | 0 | -0.024203 | -0.012299 | -0.021525 | -0.034944 | -0.0020469 | -0.082913 | -0.037478 | 0
LV Generation Non-Intermittent no RP charge | 0 | -0.048367 | -0.024579 | -0.043017 | -0.069833 | -0.0040907 | -0.086305 | -0.021801 | 0 |  |  | 0 | -0.024203 | -0.012299 | -0.021525 | -0.034944 | -0.0020469 | -0.082913 | -0.037478 | 0
LV Sub Generation Intermittent
LV Sub Generation Intermittent no RP charge
LV Sub Generation Non-Intermittent | 0 | -0.047024 | -0.023896 | -0.041822 | -0.067893 | -0.003977 | -0.083908 | 0 | 0 |  |  | 0 | -0.02353 | -0.011958 | -0.020927 | -0.033973 | -0.0019901 | -0.08061 | 0 | 0
LV Sub Generation Non-Intermittent no RP charge | 0 | -0.047024 | -0.023896 | -0.041822 | -0.067893 | -0.003977 | -0.083908 | 0 | 0 |  |  | 0 | -0.02353 | -0.011958 | -0.020927 | -0.033973 | -0.0019901 | -0.08061 | 0 | 0
HV Generation Intermittent
HV Generation Intermittent no RP charge
HV Generation Non-Intermittent | 0 | -0.046307 | -0.023532 | -0.03849 | -0.043349 | -0.0025393 | 0 | 0 | 0 |  |  | 0 | -0.023172 | -0.011775 | -0.020608 | -0.033456 | -0.0019598 | 0 | 0 | 0
HV Generation Non-Intermittent no RP charge | 0 | -0.046307 | -0.023532 | -0.03849 | -0.043349 | -0.0025393 | 0 | 0 | 0 |  |  | 0 | -0.023172 | -0.011775 | -0.020608 | -0.033456 | -0.0019598 | 0 | 0 | 0
3303. Unit rate 3 p/kWh (elements)
Data sources:
x1 = 3006. Unit rate 3 total p/kWh (taking account of standing charges) — for Tariffs with Unit rate 3 p/kWh from Standard 3 kWh
x2 = 2905. Pay-as-you-go unit rate 3 (p/kWh) — for Tariffs with Unit rate 3 p/kWh from PAYG 3 kWh
x3 = 2905. Pay-as-you-go unit rate 3 (p/kWh) — for Tariffs with Unit rate 3 p/kWh from PAYG 3 kWh & customer
x4 = 2203. LV unmetered service model asset charge (p/kWh) — for Tariffs with Unit rate 3 p/kWh from PAYG 3 kWh & customer
x5 = 2712. Operating expenditure for unmetered customer assets (p/kWh) — for Tariffs with Unit rate 3 p/kWh from PAYG 3 kWh & customer
Combine tables = x1 or x2 or x3 or x4 or x5
| GSPs | Assets 132kV | Assets 132kV/EHV | Assets EHV | Assets EHV/HV | Assets 132kV/HV | Assets HV | Assets HV/LV | Assets LV circuits | Assets LV customer | Assets HV customer | Transmission exit | Operating 132kV | Operating 132kV/EHV | Operating EHV | Operating EHV/HV | Operating 132kV/HV | Operating HV | Operating HV/LV | Operating LV circuits | Operating LV customer | Operating HV customer
Domestic Unrestricted
Domestic Two Rate
Domestic Off Peak (related MPAN)
Small Non Domestic Unrestricted
Small Non Domestic Two Rate
Small Non Domestic Off Peak (related MPAN)
LV Medium Non-Domestic
LV Sub Medium Non-Domestic
HV Medium Non-Domestic
LV Network Domestic | 0 | 0.0018235 | 0.00092665 | 0.003964 | 0.0064352 | 0.00015422 | 0.0079531 | 0.002009 | 0 |  |  | 0 | 0.00091245 | 0.00046369 | 0.0019836 | 0.0032201 | 7.7171e-05 | 0.0076405 | 0.0034536 | 0
LV Network Non-Domestic Non-CT | 0 | 0.001941 | 0.00098635 | 0.0042185 | 0.0068482 | 0.00016416 | 0.0084636 | 0.0021379 | 0 |  |  | 0 | 0.00097125 | 0.00049356 | 0.0021109 | 0.0034268 | 8.2143e-05 | 0.0081309 | 0.0036753 | 0
LV HH Metered | 0 | 0.0016505 | 0.00083875 | 0.0035872 | 0.0058235 | 0.00013959 | 0.0057577 | 0 | 0 |  |  | 0 | 0.0008259 | 0.00041971 | 0.001795 | 0.002914 | 6.9851e-05 | 0.0055314 | 0 | 0
LV Sub HH Metered | 0 | 0.0015974 | 0.00081174 | 0.0034717 | 0.0056359 | 0.0001351 | 0 | 0 | 0 |  |  | 0 | 0.00079931 | 0.00040619 | 0.0017372 | 0.0028202 | 6.7602e-05 | 0 | 0 | 0
HV HH Metered | 0 | 0.0013939 | 0.00071915 | 0.0022996 | 0 | 0 | 0 | 0 | 0 |  |  | 0 | 0.0006975 | 0.00035986 | 0.0012312 | 0 | 0 | 0 | 0 | 0
NHH UMS category A
NHH UMS category B
NHH UMS category C
NHH UMS category D
LV UMS (Pseudo HH Metered) | 0 | 0.0016176 | 0.00082205 | 0.0035158 | 0.0057075 | 0.00013681 | 0.0070537 | 0.0017818 | 0.00073009 |  |  | 0 | 0.00080945 | 0.00041135 | 0.0017593 | 0.002856 | 6.846e-05 | 0.0067765 | 0.0030631 | 0.0059611 | 0.65621
LV Generation NHH or Aggregate HH
LV Sub Generation NHH
LV Generation Intermittent
LV Generation Intermittent no RP charge
LV Generation Non-Intermittent | 0 | -0.0013557 | -0.00068893 | -0.0029464 | -0.0047832 | -0.00011466 | -0.0059115 | -0.0014932 | 0 |  |  | 0 | -0.00067837 | -0.00034473 | -0.0014744 | -0.0023935 | -5.7374e-05 | -0.0056791 | -0.0025671 | 0
LV Generation Non-Intermittent no RP charge | 0 | -0.0013557 | -0.00068893 | -0.0029464 | -0.0047832 | -0.00011466 | -0.0059115 | -0.0014932 | 0 |  |  | 0 | -0.00067837 | -0.00034473 | -0.0014744 | -0.0023935 | -5.7374e-05 | -0.0056791 | -0.0025671 | 0
LV Sub Generation Intermittent
LV Sub Generation Intermittent no RP charge
LV Sub Generation Non-Intermittent | 0 | -0.001318 | -0.00066979 | -0.0028646 | -0.0046504 | -0.00011147 | -0.0057473 | 0 | 0 |  |  | 0 | -0.00065953 | -0.00033516 | -0.0014334 | -0.002327 | -5.578e-05 | -0.0055214 | 0 | 0
LV Sub Generation Non-Intermittent no RP charge | 0 | -0.001318 | -0.00066979 | -0.0028646 | -0.0046504 | -0.00011147 | -0.0057473 | 0 | 0 |  |  | 0 | -0.00065953 | -0.00033516 | -0.0014334 | -0.002327 | -5.578e-05 | -0.0055214 | 0 | 0
HV Generation Intermittent
HV Generation Intermittent no RP charge
HV Generation Non-Intermittent | 0 | -0.0012979 | -0.00065958 | -0.0026364 | -0.0029692 | -7.1174e-05 | 0 | 0 | 0 |  |  | 0 | -0.00064948 | -0.00033005 | -0.0014116 | -0.0022915 | -5.493e-05 | 0 | 0 | 0
HV Generation Non-Intermittent no RP charge | 0 | -0.0012979 | -0.00065958 | -0.0026364 | -0.0029692 | -7.1174e-05 | 0 | 0 | 0 |  |  | 0 | -0.00064948 | -0.00033005 | -0.0014116 | -0.0022915 | -5.493e-05 | 0 | 0 | 0
3304. Fixed charge p/MPAN/day (elements)
Data sources:
x1 = 3107. Fixed charge from standing charges factors p/MPAN/day — for Tariffs with Fixed charge p/MPAN/day from Fixed from network & customer
x2 = 2206. Service model p/MPAN/day (in Replacement annuities for service models) — for Tariffs with Fixed charge p/MPAN/day from Customer
x3 = 2206. Service model p/MPAN/day (in Replacement annuities for service models) — for Tariffs with Fixed charge p/MPAN/day from Fixed from network & customer
x4 = 2711. Operating expenditure for customer assets p/MPAN/day total (in Operating expenditure for customer assets p/MPAN/day) — for Tariffs with Fixed charge p/MPAN/day from Customer
x5 = 2711. Operating expenditure for customer assets p/MPAN/day total (in Operating expenditure for customer assets p/MPAN/day) — for Tariffs with Fixed charge p/MPAN/day from Fixed from network & customer
Combine tables = x1 or x2 or x3 or x4 or x5
| GSPs | Assets 132kV | Assets 132kV/EHV | Assets EHV | Assets EHV/HV | Assets 132kV/HV | Assets HV | Assets HV/LV | Assets LV circuits | Assets LV customer | Assets HV customer | Transmission exit | Operating 132kV | Operating 132kV/EHV | Operating EHV | Operating EHV/HV | Operating 132kV/HV | Operating HV | Operating HV/LV | Operating LV circuits | Operating LV customer | Operating HV customer
Domestic Unrestricted | 0 | 0 | 0 | 0 | 0 | 0 | 0 | 0 | 0.16433 | 0 | 0 | 0 | 0 | 0 | 0 | 0 | 0 | 0 | 0 | 1.3417 | 1.5229 | 0
Domestic Two Rate | 0 | 0 | 0 | 0 | 0 | 0 | 0 | 0 | 0.16433 | 0 | 0 | 0 | 0 | 0 | 0 | 0 | 0 | 0 | 0 | 1.3417 | 1.5229 | 0
Domestic Off Peak (related MPAN)
Small Non Domestic Unrestricted | 0 | 0 | 0 | 0 | 0 | 0 | 0 | 0 | 0.16433 | 0 | 0 | 0 | 0 | 0 | 0 | 0 | 0 | 0 | 0 | 1.3417 | 4.6437 | 0
Small Non Domestic Two Rate | 0 | 0 | 0 | 0 | 0 | 0 | 0 | 0 | 0.16433 | 0 | 0 | 0 | 0 | 0 | 0 | 0 | 0 | 0 | 0 | 1.3417 | 4.6437 | 0
Small Non Domestic Off Peak (related MPAN)
LV Medium Non-Domestic | 0 | 0 | 0 | 0 | 0 | 0 | 0 | 0 | 1.3049 | 0 | 0 | 0 | 0 | 0 | 0 | 0 | 0 | 0 | 0 | 10.6543 | 5.3708 | 0
LV Sub Medium Non-Domestic | 0 | 0 | 0 | 0 | 0 | 0 | 0 | 4.3563 | 0 | 0 | 0 | 0 | 0 | 0 | 0 | 0 | 0 | 0 | 7.489 | 0 | 3.8977 | 0
HV Medium Non-Domestic | 0 | 0.41852 | 0 | 3.0005 | 16.8963 | 1.5291 | 16.7114 | 0 | 0 | 0 | 0 | 0 | 0.20942 | 0 | 1.6065 | 13.0401 | 1.1801 | 23.09 | 0 | 0 | 0 | 72.4977
LV Network Domestic | 0 | 0 | 0 | 0 | 0 | 0 | 0 | 0 | 0.16433 | 0 | 0 | 0 | 0 | 0 | 0 | 0 | 0 | 0 | 0 | 1.3417 | 1.5229 | 0
LV Network Non-Domestic Non-CT | 0 | 0 | 0 | 0 | 0 | 0 | 0 | 0 | 0.16433 | 0 | 0 | 0 | 0 | 0 | 0 | 0 | 0 | 0 | 0 | 1.3417 | 4.6437 | 0
LV HH Metered | [9 empty] | 0 | 0 | [9 empty] | 8.5992 | 0
LV Sub HH Metered | [9 empty] | 0 | 0 | [9 empty] | 6.7129 | 0
HV HH Metered | [9 empty] | 0 | 0 | [9 empty] | 0 | 72.4977
NHH UMS category A
NHH UMS category B
NHH UMS category C
NHH UMS category D
LV UMS (Pseudo HH Metered)
LV Generation NHH or Aggregate HH | [9 empty] | 0 | 0 | [9 empty] | 0 | 0
LV Sub Generation NHH | [9 empty] | 0 | 0 | [9 empty] | 0 | 0
LV Generation Intermittent | [9 empty] | 0 | 0 | [9 empty] | 0 | 0
LV Generation Intermittent no RP charge | [9 empty] | 0 | 0 | [9 empty] | 0 | 0
LV Generation Non-Intermittent | [9 empty] | 0 | 0 | [9 empty] | 0 | 0
LV Generation Non-Intermittent no RP charge | [9 empty] | 0 | 0 | [9 empty] | 0 | 0
LV Sub Generation Intermittent | [9 empty] | 0 | 0 | [9 empty] | 0 | 0
LV Sub Generation Intermittent no RP charge | [9 empty] | 0 | 0 | [9 empty] | 0 | 0
LV Sub Generation Non-Intermittent | [9 empty] | 0 | 0 | [9 empty] | 0 | 0
LV Sub Generation Non-Intermittent no RP charge | [9 empty] | 0 | 0 | [9 empty] | 0 | 0
HV Generation Intermittent | [9 empty] | 0 | 0 | [9 empty] | 0 | 29.8054
HV Generation Intermittent no RP charge | [9 empty] | 0 | 0 | [9 empty] | 0 | 29.8054
HV Generation Non-Intermittent | [9 empty] | 0 | 0 | [9 empty] | 0 | 29.8054
HV Generation Non-Intermittent no RP charge | [9 empty] | 0 | 0 | [9 empty] | 0 | 29.8054
3305. Capacity charge p/kVA/day (elements)
Data sources:
x1 = 3002. Capacity charge p/kVA/day — for Tariffs with Capacity charge p/kVA/day from Capacity
Copy cells = x1
| GSPs | Assets 132kV | Assets 132kV/EHV | Assets EHV | Assets EHV/HV | Assets 132kV/HV | Assets HV | Assets HV/LV | Assets LV circuits | Assets LV customer | Assets HV customer | Transmission exit | Operating 132kV | Operating 132kV/EHV | Operating EHV | Operating EHV/HV | Operating 132kV/HV | Operating HV | Operating HV/LV | Operating LV circuits | Operating LV customer | Operating HV customer
Domestic Unrestricted
Domestic Two Rate
Domestic Off Peak (related MPAN)
Small Non Domestic Unrestricted
Small Non Domestic Two Rate
Small Non Domestic Off Peak (related MPAN)
LV Medium Non-Domestic
LV Sub Medium Non-Domestic
HV Medium Non-Domestic
LV Network Domestic
LV Network Non-Domestic Non-CT
LV HH Metered | 0 | 0 | 0 | 0 | 0 | 0 | 0.26725 | 0.33754 | 0.13244 |  |  | 0 | 0 | 0 | 0 | 0 | 0 | 0.25674 | 0.58026 | 1.0814
LV Sub HH Metered | 0 | 0 | 0 | 0 | 0 | 0 | 1.2991 | 0.32816 | 0 |  |  | 0 | 0 | 0 | 0 | 0 | 0 | 1.2481 | 0.56415 | 0
HV HH Metered | 0 | 0.022277 | 0 | 0.15971 | 0.89936 | 0.08139 | 0.88952 | 0 | 0 |  |  | 0 | 0.011147 | 0 | 0.085512 | 0.6941 | 0.062815 | 1.229 | 0 | 0
NHH UMS category A
NHH UMS category B
NHH UMS category C
NHH UMS category D
LV UMS (Pseudo HH Metered)
LV Generation NHH or Aggregate HH
LV Sub Generation NHH
LV Generation Intermittent
LV Generation Intermittent no RP charge
LV Generation Non-Intermittent
LV Generation Non-Intermittent no RP charge
LV Sub Generation Intermittent
LV Sub Generation Intermittent no RP charge
LV Sub Generation Non-Intermittent
LV Sub Generation Non-Intermittent no RP charge
HV Generation Intermittent
HV Generation Intermittent no RP charge
HV Generation Non-Intermittent
HV Generation Non-Intermittent no RP charge
3306. Exceeded capacity charge p/kVA/day (elements)
Data sources:
x1 = 3007. Exceeded capacity charge p/kVA/day — for Tariffs with Exceeded capacity charge p/kVA/day from Capacity
Copy cells = x1
| GSPs | Assets 132kV | Assets 132kV/EHV | Assets EHV | Assets EHV/HV | Assets 132kV/HV | Assets HV | Assets HV/LV | Assets LV circuits | Assets LV customer | Assets HV customer | Transmission exit | Operating 132kV | Operating 132kV/EHV | Operating EHV | Operating EHV/HV | Operating 132kV/HV | Operating HV | Operating HV/LV | Operating LV circuits | Operating LV customer | Operating HV customer
Domestic Unrestricted
Domestic Two Rate
Domestic Off Peak (related MPAN)
Small Non Domestic Unrestricted
Small Non Domestic Two Rate
Small Non Domestic Off Peak (related MPAN)
LV Medium Non-Domestic
LV Sub Medium Non-Domestic
HV Medium Non-Domestic
LV Network Domestic
LV Network Non-Domestic Non-CT
LV HH Metered | 0 | 0 | 0 | 0 | 0 | 0 | 0.51308 | 1.1596 | 2.161 |  |  | 0 | 0 | 0 | 0 | 0 | 0 | 0.25674 | 0.58026 | 1.0814
LV Sub HH Metered | 0 | 0 | 0 | 0 | 0 | 0 | 2.4942 | 1.1274 | 0 |  |  | 0 | 0 | 0 | 0 | 0 | 0 | 1.2481 | 0.56415 | 0
HV HH Metered | 0 | 0.022277 | 0 | 0.17089 | 1.3871 | 0.12553 | 2.4561 | 0 | 0 |  |  | 0 | 0.011147 | 0 | 0.085512 | 0.6941 | 0.062815 | 1.229 | 0 | 0
NHH UMS category A
NHH UMS category B
NHH UMS category C
NHH UMS category D
LV UMS (Pseudo HH Metered)
LV Generation NHH or Aggregate HH
LV Sub Generation NHH
LV Generation Intermittent
LV Generation Intermittent no RP charge
LV Generation Non-Intermittent
LV Generation Non-Intermittent no RP charge
LV Sub Generation Intermittent
LV Sub Generation Intermittent no RP charge
LV Sub Generation Non-Intermittent
LV Sub Generation Non-Intermittent no RP charge
HV Generation Intermittent
HV Generation Intermittent no RP charge
HV Generation Non-Intermittent
HV Generation Non-Intermittent no RP charge
3307. Reactive power charge p/kVArh (elements)
Data sources:
x1 = 3206. Pay-as-you-go reactive p/kVArh
x2 = 3203. Standard reactive p/kVArh
Combine tables = x1 or x2
| GSPs | Assets 132kV | Assets 132kV/EHV | Assets EHV | Assets EHV/HV | Assets 132kV/HV | Assets HV | Assets HV/LV | Assets LV circuits | Assets LV customer | Assets HV customer | Transmission exit | Operating 132kV | Operating 132kV/EHV | Operating EHV | Operating EHV/HV | Operating 132kV/HV | Operating HV | Operating HV/LV | Operating LV circuits | Operating LV customer | Operating HV customer
Domestic Unrestricted
Domestic Two Rate
Domestic Off Peak (related MPAN)
Small Non Domestic Unrestricted
Small Non Domestic Two Rate
Small Non Domestic Off Peak (related MPAN)
LV Medium Non-Domestic
LV Sub Medium Non-Domestic
HV Medium Non-Domestic
LV Network Domestic
LV Network Non-Domestic Non-CT
LV HH Metered | 0 | 0.017782 | 0.0090367 | 0.011046 | 0.017932 | 0.001504 | 0.017729 | 0 | 0 |  |  | 0.0081234 | 0.0088982 | 0.0045219 | 0.0055273 | 0.008973 | 0.00075257 | 0.017032 | 0 | 0
LV Sub HH Metered | 0 | 0.017066 | 0.0086727 | 0.010601 | 0.01721 | 0.0014434 | 0 | 0 | 0 |  |  | 0.0077962 | 0.0085398 | 0.0043397 | 0.0053047 | 0.0086115 | 0.00072226 | 0 | 0 | 0
HV HH Metered | 0 | 0.013541 | 0.006986 | 0.0063845 | 0 | 0 | 0 | 0 | 0 |  |  | 0.00628 | 0.0067758 | 0.0034957 | 0.0034184 | 0 | 0 | 0 | 0 | 0
NHH UMS category A
NHH UMS category B
NHH UMS category C
NHH UMS category D
LV UMS (Pseudo HH Metered)
LV Generation NHH or Aggregate HH
LV Sub Generation NHH
LV Generation Intermittent | 0 | 0.012097 | 0.0066463 | 0.0081241 | 0.013189 | 0.013634 | 0.015076 | 0.0038083 | 0.0015605 |  |  | 0.0055263 | 0.0060534 | 0.0033258 | 0.0040653 | 0.0065995 | 0.0068222 | 0.014484 | 0.0065469 | 0.012741
LV Generation Intermittent no RP charge
LV Generation Non-Intermittent | 0 | 0.012097 | 0.0066463 | 0.0081241 | 0.013189 | 0.013634 | 0.015076 | 0.0038083 | 0.0015605 |  |  | 0.0055263 | 0.0060534 | 0.0033258 | 0.0040653 | 0.0065995 | 0.0068222 | 0.014484 | 0.0065469 | 0.012741
LV Generation Non-Intermittent no RP charge
LV Sub Generation Intermittent | 0 | 0.011761 | 0.0064617 | 0.0078985 | 0.012822 | 0.013255 | 0.014658 | 0.0037025 | 0 |  |  | 0.0053728 | 0.0058853 | 0.0032334 | 0.0039523 | 0.0064162 | 0.0066327 | 0.014081 | 0.0063651 | 0
LV Sub Generation Intermittent no RP charge
LV Sub Generation Non-Intermittent | 0 | 0.011761 | 0.0064617 | 0.0078985 | 0.012822 | 0.013255 | 0.014658 | 0.0037025 | 0 |  |  | 0.0053728 | 0.0058853 | 0.0032334 | 0.0039523 | 0.0064162 | 0.0066327 | 0.014081 | 0.0063651 | 0
LV Sub Generation Non-Intermittent no RP charge
HV Generation Intermittent | 0 | 0.011582 | 0.0063633 | 0.0072693 | 0.0081869 | 0.0084632 | 0.010036 | 0 | 0 |  |  | 0.0052909 | 0.0057956 | 0.0031841 | 0.0038921 | 0.0063184 | 0.0065316 | 0.013867 | 0 | 0
HV Generation Intermittent no RP charge
HV Generation Non-Intermittent | 0 | 0.011582 | 0.0063633 | 0.0072693 | 0.0081869 | 0.0084632 | 0.010036 | 0 | 0 |  |  | 0.0052909 | 0.0057956 | 0.0031841 | 0.0038921 | 0.0063184 | 0.0065316 | 0.013867 | 0 | 0
HV Generation Non-Intermittent no RP charge
3308. Summary of charges before revenue matching
Data sources:
x1 = 3301. Unit rate 1 p/kWh (elements)
x2 = 3302. Unit rate 2 p/kWh (elements)
x3 = 3303. Unit rate 3 p/kWh (elements)
x4 = 3304. Fixed charge p/MPAN/day (elements)
x5 = 3305. Capacity charge p/kVA/day (elements)
x6 = 3306. Exceeded capacity charge p/kVA/day (elements)
x7 = 3307. Reactive power charge p/kVArh (elements)
Kind: | Cell summation | Cell summation | Cell summation | Cell summation | Cell summation | Cell summation | Cell summation
Formula: | =SUM(x1) | =SUM(x2) | =SUM(x3) | =SUM(x4) | =SUM(x5) | =SUM(x6) | =SUM(x7)
| Unit rate 1 p/kWh (total) | Unit rate 2 p/kWh (total) | Unit rate 3 p/kWh (total) | Fixed charge p/MPAN/day (total) | Capacity charge p/kVA/day (total) | Exceeded capacity charge p/kVA/day (total) | Reactive power charge p/kVArh
Domestic Unrestricted | 1.2069 | 0 | 0 | 3.0289 | 0 | 0 | 0
Domestic Two Rate | 1.438 | 0.044542 | 0 | 3.0289 | 0 | 0 | 0
Domestic Off Peak (related MPAN) | 0.40967 | 0 | 0 | 0 | 0 | 0 | 0
Small Non Domestic Unrestricted | 1.2649 | 0 | 0 | 6.1497 | 0 | 0 | 0
Small Non Domestic Two Rate | 1.339 | 0.044709 | 0 | 6.1497 | 0 | 0 | 0
Small Non Domestic Off Peak (related MPAN) | 0.20276 | 0 | 0 | 0 | 0 | 0 | 0
LV Medium Non-Domestic | 1.2886 | 0.040981 | 0 | 17.33 | 0 | 0 | 0
LV Sub Medium Non-Domestic | 1.144 | 0.035415 | 0 | 15.743 | 0 | 0 | 0
HV Medium Non-Domestic | 0.50737 | 0.0086105 | 0 | 150.1795 | 0 | 0 | 0
LV Network Domestic | 6.7131 | 0.69068 | 0.041017 | 3.0289 | 0 | 0 | 0
LV Network Non-Domestic Non-CT | 7.1447 | 0.73505 | 0.04365 | 6.1497 | 0 | 0 | 0
LV HH Metered | 5.192 | 0.51168 | 0.029353 | 8.5992 | 2.6556 | 5.7521 | 0.12886
LV Sub HH Metered | 3.7818 | 0.3357 | 0.017482 | 6.7129 | 3.4395 | 5.4338 | 0.090307
HV HH Metered | 2.2756 | 0.16466 | 0.0067012 | 72.4977 | 4.1349 | 6.2446 | 0.046881
NHH UMS category A | 1.504 | 0 | 0 | 0 | 0 | 0 | 0
NHH UMS category B | 1.7653 | 0 | 0 | 0 | 0 | 0 | 0
NHH UMS category C | 2.7274 | 0 | 0 | 0 | 0 | 0 | 0
NHH UMS category D | 1.2437 | 0 | 0 | 0 | 0 | 0 | 0
LV UMS (Pseudo HH Metered) | 20.8043 | 1.2766 | 0.69928 | 0 | 0 | 0 | 0
LV Generation NHH or Aggregate HH | -0.62553 | 0 | 0 | 0 | 0 | 0 | 0
LV Sub Generation NHH | -0.54756 | 0 | 0 | 0 | 0 | 0 | 0
LV Generation Intermittent | -0.62553 | 0 | 0 | 0 | 0 | 0 | 0.1403
LV Generation Intermittent no RP charge | -0.62553 | 0 | 0 | 0 | 0 | 0 | 0
LV Generation Non-Intermittent | -4.9902 | -0.5134 | -0.030488 | 0 | 0 | 0 | 0.1403
LV Generation Non-Intermittent no RP charge | -4.9902 | -0.5134 | -0.030488 | 0 | 0 | 0 | 0
LV Sub Generation Intermittent | -0.54756 | 0 | 0 | 0 | 0 | 0 | 0.1225
LV Sub Generation Intermittent no RP charge | -0.54756 | 0 | 0 | 0 | 0 | 0 | 0
LV Sub Generation Non-Intermittent | -4.4025 | -0.44151 | -0.025694 | 0 | 0 | 0 | 0.1225
LV Sub Generation Non-Intermittent no RP charge | -4.4025 | -0.44151 | -0.025694 | 0 | 0 | 0 | 0
HV Generation Intermittent | -0.33925 | 0 | 0 | 29.8054 | 0 | 0 | 0.09678
HV Generation Intermittent no RP charge | -0.33925 | 0 | 0 | 29.8054 | 0 | 0 | 0
HV Generation Non-Intermittent | -2.8506 | -0.24519 | -0.012372 | 29.8054 | 0 | 0 | 0.09678
HV Generation Non-Intermittent no RP charge | -2.8506 | -0.24519 | -0.012372 | 29.8054 | 0 | 0 | 0

## Revenue
Revenue shortfall or surplus for WPD East Midlands in April 19 (no data version)
3401. Net revenues by tariff before matching (£)
Data sources:
x1 = 1010. Days in the charging year (in Financial and general assumptions)
x2 = 3308. Fixed charge p/MPAN/day (total) (in Summary of charges before revenue matching)
x3 = 2305. MPANs (in Equivalent volume for each end user)
x4 = 3308. Capacity charge p/kVA/day (total) (in Summary of charges before revenue matching)
x5 = 2305. Import capacity (kVA) (in Equivalent volume for each end user)
x6 = 3308. Exceeded capacity charge p/kVA/day (total) (in Summary of charges before revenue matching)
x7 = 2305. Exceeded capacity (kVA) (in Equivalent volume for each end user)
x8 = 3308. Unit rate 1 p/kWh (total) (in Summary of charges before revenue matching)
x9 = 2305. Rate 1 units (MWh) (in Equivalent volume for each end user)
x10 = 3308. Unit rate 2 p/kWh (total) (in Summary of charges before revenue matching)
x11 = 2305. Rate 2 units (MWh) (in Equivalent volume for each end user)
x12 = 3308. Unit rate 3 p/kWh (total) (in Summary of charges before revenue matching)
x13 = 2305. Rate 3 units (MWh) (in Equivalent volume for each end user)
x14 = 3308. Reactive power charge p/kVArh (in Summary of charges before revenue matching)
x15 = 2305. Reactive power units (MVArh) (in Equivalent volume for each end user)
Calculation =0.01*x1*(x2*x3+x4*x5+x6*x7)+10*(x8*x9+x10*x11+x12*x13+x14*x15)
Net revenues
Domestic Unrestricted | 88932653.558
Domestic Two Rate | 44162562.5779
Domestic Off Peak (related MPAN) | 203136.2956
Small Non Domestic Unrestricted | 16713931.0869
Small Non Domestic Two Rate | 22345271.9823
Small Non Domestic Off Peak (related MPAN) | 5238.0368
LV Medium Non-Domestic | 618406.6163
LV Sub Medium Non-Domestic | 1.8338
HV Medium Non-Domestic | 37470.9457
LV Network Domestic | 3320.3789
LV Network Non-Domestic Non-CT | 1964412.8425
LV HH Metered | 49986395.5657
LV Sub HH Metered | 3088334.7632
HV HH Metered | 67333678.5525
NHH UMS category A | 520448.7389
NHH UMS category B | 406201.091
NHH UMS category C | 9248.6214
NHH UMS category D | 89651.4544
LV UMS (Pseudo HH Metered) | 4247130.1832
LV Generation NHH or Aggregate HH | -64190.2606
LV Sub Generation NHH | 0
LV Generation Intermittent | -241821.5219
LV Generation Intermittent no RP charge | 0
LV Generation Non-Intermittent | -113543.891
LV Generation Non-Intermittent no RP charge | 0
LV Sub Generation Intermittent | -20588.1363
LV Sub Generation Intermittent no RP charge | 0
LV Sub Generation Non-Intermittent | -30042.7734
LV Sub Generation Non-Intermittent no RP charge | 0
HV Generation Intermittent | -1587856.0563
HV Generation Intermittent no RP charge | 0
HV Generation Non-Intermittent | -3198441.6295
HV Generation Non-Intermittent no RP charge | 0
3402. Target CDCM revenue
Data sources:
x1 = 1001. Value (in CDCM target revenue (£ unless otherwise stated))
x2 = Target CDCM revenue (£/year) (in Target CDCM revenue)
x3 = 1001. Calculations (£/year) (in CDCM target revenue (£ unless otherwise stated))
Kind: | Special calculation | Calculation
Formula: | = derived from x1 | =x2-x3
| Target CDCM revenue (£/year) | Check (should be zero)
Latest forecast of CDCM Revenue | 503871327.1505 | 0
3403. Revenue surplus or shortfall
Data sources:
x1 = 3401. Net revenues by tariff before matching (£)
x2 = 3402. Target CDCM revenue (£/year) (in Target CDCM revenue)
x3 = Total net revenues before matching (£) (in Revenue surplus or shortfall)
Kind: | Cell summation | Calculation
Formula: | =SUM(x1) | =x2-x3
| Total net revenues before matching (£) | Revenue shortfall (surplus) £
Revenue surplus or shortfall | 295411010.8559 | 208460316.2946

## Adder
Adder for WPD East Midlands in April 19 (no data version)
3501. Adder value at which the minimum is breached
Data sources:
x1 = 3308. Unit rate 1 p/kWh (total) (in Summary of charges before revenue matching)
x2 = 3308. Unit rate 2 p/kWh (total) (in Summary of charges before revenue matching)
x3 = 3308. Unit rate 3 p/kWh (total) (in Summary of charges before revenue matching)
Kind: | Calculation | Calculation | Calculation
Formula: | =0-x1 | =0-x2 | =0-x3
| Adder threshold for Unit rate 1 p/kWh | Adder threshold for Unit rate 2 p/kWh | Adder threshold for Unit rate 3 p/kWh
Domestic Unrestricted | -1.2069
Domestic Two Rate | -1.438 | -0.044542
Domestic Off Peak (related MPAN) | -0.40967
Small Non Domestic Unrestricted | -1.2649
Small Non Domestic Two Rate | -1.339 | -0.044709
Small Non Domestic Off Peak (related MPAN) | -0.20276
LV Medium Non-Domestic | -1.2886 | -0.040981
LV Sub Medium Non-Domestic | -1.144 | -0.035415
HV Medium Non-Domestic | -0.50737 | -0.0086105
LV Network Domestic | -6.7131 | -0.69068 | -0.041017
LV Network Non-Domestic Non-CT | -7.1447 | -0.73505 | -0.04365
LV HH Metered | -5.192 | -0.51168 | -0.029353
LV Sub HH Metered | -3.7818 | -0.3357 | -0.017482
HV HH Metered | -2.2756 | -0.16466 | -0.0067012
NHH UMS category A | -1.504
NHH UMS category B | -1.7653
NHH UMS category C | -2.7274
NHH UMS category D | -1.2437
LV UMS (Pseudo HH Metered) | -20.8043 | -1.2766 | -0.69928
LV Generation NHH or Aggregate HH | 0.62553
LV Sub Generation NHH | 0.54756
LV Generation Intermittent | 0.62553
LV Generation Intermittent no RP charge | 0.62553
LV Generation Non-Intermittent | 4.9902 | 0.5134 | 0.030488
LV Generation Non-Intermittent no RP charge | 4.9902 | 0.5134 | 0.030488
LV Sub Generation Intermittent | 0.54756
LV Sub Generation Intermittent no RP charge | 0.54756
LV Sub Generation Non-Intermittent | 4.4025 | 0.44151 | 0.025694
LV Sub Generation Non-Intermittent no RP charge | 4.4025 | 0.44151 | 0.025694
HV Generation Intermittent | 0.33925
HV Generation Intermittent no RP charge | 0.33925
HV Generation Non-Intermittent | 2.8506 | 0.24519 | 0.012372
HV Generation Non-Intermittent no RP charge | 2.8506 | 0.24519 | 0.012372
3502. Marginal revenue effect of adder
Data sources:
x1 = 2302. Load coefficient
x2 = 2305. Rate 1 units (MWh) (in Equivalent volume for each end user)
x3 = 2305. Rate 2 units (MWh) (in Equivalent volume for each end user)
x4 = 2305. Rate 3 units (MWh) (in Equivalent volume for each end user)
Kind: | Calculation | Calculation | Calculation
Formula: | =IF(x1<0,0,x2*10) | =IF(x1<0,0,x3*10) | =IF(x1<0,0,x4*10)
| Effect through Unit rate 1 p/kWh | Effect through Unit rate 2 p/kWh | Effect through Unit rate 3 p/kWh
Domestic Unrestricted | 57831725.8351 | 0 | 0
Domestic Two Rate | 24246431.8704 | 10786630.7264 | 0
Domestic Off Peak (related MPAN) | 495855.9318 | 0 | 0
Small Non Domestic Unrestricted | 11494070.1927 | 0 | 0
Small Non Domestic Two Rate | 15151478.9038 | 4512360.0137 | 0
Small Non Domestic Off Peak (related MPAN) | 25833.8407 | 0 | 0
LV Medium Non-Domestic | 415878.8902 | 115228.5719 | 0
LV Sub Medium Non-Domestic | 1.4305 | 0.41771 | 0
HV Medium Non-Domestic | 26052.1207 | 7886.0544 | 0
LV Network Domestic | 259.1665 | 994.1641 | 1220.8546
LV Network Non-Domestic Non-CT | 186263.5128 | 738080.3809 | 785817.7878
LV HH Metered | 3866724.6693 | 15378503.7412 | 16545448.6106
LV Sub HH Metered | 242296.4914 | 926228.8846 | 1093068.6431
HV HH Metered | 7451472.3175 | 28702748.9964 | 40340650.7489
NHH UMS category A | 346049.3277 | 0 | 0
NHH UMS category B | 230098.2191 | 0 | 0
NHH UMS category C | 3391.0141 | 0 | 0
NHH UMS category D | 72085.5608 | 0 | 0
LV UMS (Pseudo HH Metered) | 120924.2647 | 339470.7157 | 1856198.0763
LV Generation NHH or Aggregate HH | 0 | 0 | 0
LV Sub Generation NHH | 0 | 0 | 0
LV Generation Intermittent | 0 | 0 | 0
LV Generation Intermittent no RP charge | 0 | 0 | 0
LV Generation Non-Intermittent | 0 | 0 | 0
LV Generation Non-Intermittent no RP charge | 0 | 0 | 0
LV Sub Generation Intermittent | 0 | 0 | 0
LV Sub Generation Intermittent no RP charge | 0 | 0 | 0
LV Sub Generation Non-Intermittent | 0 | 0 | 0
LV Sub Generation Non-Intermittent no RP charge | 0 | 0 | 0
HV Generation Intermittent | 0 | 0 | 0
HV Generation Intermittent no RP charge | 0 | 0 | 0
HV Generation Non-Intermittent | 0 | 0 | 0
HV Generation Non-Intermittent no RP charge | 0 | 0 | 0
3503. Constraint-free solution
Data sources:
x1 = 3403. Revenue shortfall (surplus) £ (in Revenue surplus or shortfall)
x2 = 3502. Effect through Unit rate 1 p/kWh (in Marginal revenue effect of adder)
x3 = 3502. Effect through Unit rate 2 p/kWh (in Marginal revenue effect of adder)
x4 = 3502. Effect through Unit rate 3 p/kWh (in Marginal revenue effect of adder)
Calculation =x1/SUM(x2,x3,x4)
Constraint-free solution
Constraint-free solution | 0.85317
3504. Starting point
Data sources:
x1 = 3503. Constraint-free solution
x2 = 3501. Adder threshold for Unit rate 1 p/kWh (in Adder value at which the minimum is breached)
x3 = 3501. Adder threshold for Unit rate 2 p/kWh (in Adder value at which the minimum is breached)
x4 = 3501. Adder threshold for Unit rate 3 p/kWh (in Adder value at which the minimum is breached)
Calculation =MIN(x1,x2,x3,x4)
Starting point
Starting point | -20.8043
3505. Solve for General adder rate (p/kWh)
Data sources:
x1 = 3504. Starting point
x2 = 3501. Adder threshold for Unit rate 1 p/kWh (in Adder value at which the minimum is breached)
x3 = 3501. Adder threshold for Unit rate 2 p/kWh (in Adder value at which the minimum is breached)
x4 = 3501. Adder threshold for Unit rate 3 p/kWh (in Adder value at which the minimum is breached)
x5 = 3502. Effect through Unit rate 1 p/kWh (in Marginal revenue effect of adder)
x6 = 3502. Effect through Unit rate 2 p/kWh (in Marginal revenue effect of adder)
x7 = 3502. Effect through Unit rate 3 p/kWh (in Marginal revenue effect of adder)
x8 = Location (in Solve for General adder rate (p/kWh))
x9 = Kink (in Solve for General adder rate (p/kWh))
x10 = Ranking before tie break (in Solve for General adder rate (p/kWh))
x11 = Counter (in Solve for General adder rate (p/kWh))
x12 = Tie breaker (in Solve for General adder rate (p/kWh))
x13 = Ranking (in Solve for General adder rate (p/kWh))
x14 = Kink reordering (in Solve for General adder rate (p/kWh))
x15 = Starting slope contributions (in Solve for General adder rate (p/kWh))
x16 = New slope (in Solve for General adder rate (p/kWh))
x17 = Location (ordered) (in Solve for General adder rate (p/kWh))
x18 = Starting values (in Solve for General adder rate (p/kWh))
x19 = 3403. Revenue shortfall (surplus) £ (in Revenue surplus or shortfall)
x20 = 3503. Constraint-free solution
x21 = Value (in Solve for General adder rate (p/kWh))
Kind: | Special calculation | Special calculation | Special calculation | Special calculation | Special calculation | Fixed data | Calculation | Special calculation | Special calculation | Special calculation | Special calculation | Special calculation | Special calculation
Formula: | = x1 or x2 or x3 or x4 | Special calculation | =IF(ISERROR(x8),x9,0) | =MAX(x1,x8)*x9 | =RANK(x8,x8,1) |  | =x10*99+x11 | =RANK(x12,x12,1) | =MATCH(x11,x13,0) | =INDEX(x8,x14,1) or =x8 | Special calculation | Special calculation | Special calculation
| Location | Kink | Starting slope contributions | Starting values | Ranking before tie break | Counter | Tie breaker | Ranking | Kink reordering | Location (ordered) | New slope | Value | Root
Starting point | -20.8043 |  |  |  |  | 0 | 0 |  |  | -20.8043 | 0 | -408207217.0134
Kink 1 | -1.2069 | 57831725.8351 | 0 | -69796956.8297 | 16 | 1 | 1585 | 16 | 19 | -20.8043 | 120924.2647 | -408207217.0134
Kink 2 | -1.438 | 24246431.8704 | 0 | -34866626.3605 | 10 | 2 | 992 | 10 | 11 | -7.1447 | 307187.7775 | -406555450.5265
Kink 3 | -0.40967 | 495855.9318 | 0 | -203136.2956 | 23 | 3 | 2280 | 23 | 10 | -6.7131 | 307446.944 | -406422855.8786
Kink 4 | -1.2649 | 11494070.1927 | 0 | -14538359.2013 | 14 | 4 | 1390 | 14 | 12 | -5.192 | 4174171.6132 | -405955189.2005
Kink 5 | -1.339 | 15151478.9038 | 0 | -20287492.7806 | 11 | 5 | 1094 | 11 | 13 | -3.7818 | 4416468.1046 | -400068746.6384
Kink 6 | -0.20276 | 25833.8407 | 0 | -5238.0368 | 25 | 6 | 2481 | 25 | 17 | -2.7274 | 4419859.1187 | -395412110.6561
Kink 7 | -1.2886 | 415878.8902 | 0 | -535889.2343 | 12 | 7 | 1195 | 12 | 14 | -2.2756 | 11871331.4363 | -393415403.8194
Kink 8 | -1.144 | 1.4305 | 0 | -1.6365 | 17 | 8 | 1691 | 17 | 16 | -1.7653 | 12101429.6554 | -387357520.753
Kink 9 | -0.50737 | 26052.1207 | 0 | -13218.1297 | 22 | 9 | 2187 | 22 | 15 | -1.504 | 12447478.9831 | -384194628.9147
Kink 10 | -6.7131 | 259.1665 | 0 | -1739.8124 | 3 | 10 | 307 | 3 | 2 | -1.438 | 36693910.8535 | -383373567.3247
Kink 11 | -7.1447 | 186263.5128 | 0 | -1330805.7396 | 2 | 11 | 209 | 2 | 5 | -1.339 | 51845389.7573 | -379739663.4224
Kink 12 | -5.192 | 3866724.6693 | 0 | -20075946.6027 | 4 | 12 | 408 | 4 | 7 | -1.2886 | 52261268.6475 | -377126276.712
Kink 13 | -3.7818 | 242296.4914 | 0 | -916309.8696 | 5 | 13 | 508 | 5 | 52 | -1.2766 | 52600739.3632 | -376503099.4312
Kink 14 | -2.2756 | 7451472.3175 | 0 | -16956816.2912 | 7 | 14 | 707 | 7 | 4 | -1.2649 | 64094809.5559 | -375883000.0493
Kink 15 | -1.504 | 346049.3277 | 0 | -520448.7389 | 9 | 15 | 906 | 9 | 18 | -1.2437 | 64166895.1168 | -374525716.4195
Kink 16 | -1.7653 | 230098.2191 | 0 | -406201.091 | 8 | 16 | 808 | 8 | 1 | -1.2069 | 121998620.9518 | -372165413.2937
Kink 17 | -2.7274 | 3391.0141 | 0 | -9248.6214 | 6 | 17 | 611 | 6 | 8 | -1.144 | 121998622.3823 | -364488312.6226
Kink 18 | -1.2437 | 72085.5608 | 0 | -89651.4544 | 15 | 18 | 1503 | 15 | 44 | -0.73505 | 122736702.7632 | -314600278.4359
Kink 19 | -20.8043 | 120924.2647 | 0 | -2515739.8066 | 1 | 19 | 118 | 1 | 85 | -0.69928 | 124592900.8396 | -310210674.9246
Kink 20 | 0.62553 | 0 | 0 | 0 | 91 | 20 | 9029 | 91 | 43 | -0.69068 | 124593895.0036 | -309138493.0883
Kink 21 | 0.54756 | 0 | 0 | 0 | 88 | 21 | 8733 | 88 | 45 | -0.51168 | 139972398.7448 | -286836620.961
Kink 22 | 0.62553 | 0 | 0 | 0 | 91 | 22 | 9031 | 92 | 9 | -0.50737 | 139998450.8655 | -286233651.5243
Kink 23 | 0.62553 | 0 | 0 | 0 | 91 | 23 | 9032 | 93 | 3 | -0.40967 | 140494306.7973 | -272555169.1413
Kink 24 | 4.9902 | 0 | 0 | 0 | 98 | 24 | 9726 | 98 | 46 | -0.3357 | 141420535.6819 | -262162531.1506
Kink 25 | 4.9902 | 0 | 0 | 0 | 98 | 25 | 9727 | 99 | 6 | -0.20276 | 141446369.5226 | -243362468.0758
Kink 26 | 0.54756 | 0 | 0 | 0 | 88 | 26 | 8738 | 89 | 47 | -0.16466 | 170149118.519 | -237973700.1246
Kink 27 | 0.54756 | 0 | 0 | 0 | 88 | 27 | 8739 | 90 | 38 | -0.044709 | 174661478.5328 | -217563881.3177
Kink 28 | 4.4025 | 0 | 0 | 0 | 96 | 28 | 9532 | 96 | 35 | -0.044542 | 185448109.2592 | -217534720.9082
Kink 29 | 4.4025 | 0 | 0 | 0 | 96 | 29 | 9533 | 97 | 77 | -0.04365 | 186233927.047 | -217369453.8042
Kink 30 | 0.33925 | 0 | 0 | 0 | 82 | 30 | 8148 | 82 | 76 | -0.041017 | 186235147.9016 | -216878958.3216
Kink 31 | 0.33925 | 0 | 0 | 0 | 82 | 31 | 8149 | 83 | 40 | -0.040981 | 186350376.4735 | -216872400.7626
Kink 32 | 2.8506 | 0 | 0 | 0 | 94 | 32 | 9338 | 94 | 41 | -0.035415 | 186350376.8912 | -215835068.858
Kink 33 | 2.8506 | 0 | 0 | 0 | 94 | 33 | 9339 | 95 | 78 | -0.029353 | 202895825.5018 | -214705439.5842
Kink 34 | 0 | 0 | 0 | 0 | 37 | 34 | 3697 | 37 | 79 | -0.017482 | 203988894.1449 | -212296924.4639
Kink 35 | -0.044542 | 10786630.7264 | 0 | -480454.154 | 28 | 35 | 2807 | 28 | 42 | -0.0086105 | 203996780.1993 | -210487157.9342
Kink 36 | 0 | 0 | 0 | 0 | 37 | 36 | 3699 | 38 | 80 | -0.0067012 | 244337430.9482 | -210097679.8331
Kink 37 | 0 | 0 | 0 | 0 | 37 | 37 | 3700 | 39 | 34 | 0 | 244337430.9482 | -208460316.2946
Kink 38 | -0.044709 | 4512360.0137 | 0 | -201741.2425 | 27 | 38 | 2711 | 27 | 36 | 0 | 244337430.9482 | -208460316.2946
Kink 39 | 0 | 0 | 0 | 0 | 37 | 39 | 3702 | 40 | 37 | 0 | 244337430.9482 | -208460316.2946
Kink 40 | -0.040981 | 115228.5719 | 0 | -4722.238 | 31 | 40 | 3109 | 31 | 39 | 0 | 244337430.9482 | -208460316.2946
Kink 41 | -0.035415 | 0.41771 | 0 | -0.014793 | 32 | 41 | 3209 | 32 | 48 | 0 | 244337430.9482 | -208460316.2946
Kink 42 | -0.0086105 | 7886.0544 | 0 | -67.9027 | 35 | 42 | 3507 | 35 | 49 | 0 | 244337430.9482 | -208460316.2946
Kink 43 | -0.69068 | 994.1641 | 0 | -686.646 | 20 | 43 | 2023 | 20 | 50 | 0 | 244337430.9482 | -208460316.2946
Kink 44 | -0.73505 | 738080.3809 | 0 | -542523.5162 | 18 | 44 | 1826 | 18 | 51 | 0 | 244337430.9482 | -208460316.2946
Kink 45 | -0.51168 | 15378503.7412 | 0 | -7868877.0355 | 21 | 45 | 2124 | 21 | 53 | 0 | 244337430.9482 | -208460316.2946
Kink 46 | -0.3357 | 926228.8846 | 0 | -310931.354 | 24 | 46 | 2422 | 24 | 54 | 0 | 244337430.9482 | -208460316.2946
Kink 47 | -0.16466 | 28702748.9964 | 0 | -4726226.9889 | 26 | 47 | 2621 | 26 | 55 | 0 | 244337430.9482 | -208460316.2946
Kink 48 | 0 | 0 | 0 | 0 | 37 | 48 | 3711 | 41 | 56 | 0 | 244337430.9482 | -208460316.2946
Kink 49 | 0 | 0 | 0 | 0 | 37 | 49 | 3712 | 42 | 59 | 0 | 244337430.9482 | -208460316.2946
Kink 50 | 0 | 0 | 0 | 0 | 37 | 50 | 3713 | 43 | 60 | 0 | 244337430.9482 | -208460316.2946
Kink 51 | 0 | 0 | 0 | 0 | 37 | 51 | 3714 | 44 | 63 | 0 | 244337430.9482 | -208460316.2946
Kink 52 | -1.2766 | 339470.7157 | 0 | -433383.982 | 13 | 52 | 1339 | 13 | 64 | 0 | 244337430.9482 | -208460316.2946
Kink 53 | 0 | 0 | 0 | 0 | 37 | 53 | 3716 | 45 | 67 | 0 | 244337430.9482 | -208460316.2946
Kink 54 | 0 | 0 | 0 | 0 | 37 | 54 | 3717 | 46 | 68 | 0 | 244337430.9482 | -208460316.2946
Kink 55 | 0 | 0 | 0 | 0 | 37 | 55 | 3718 | 47 | 69 | 0 | 244337430.9482 | -208460316.2946
Kink 56 | 0 | 0 | 0 | 0 | 37 | 56 | 3719 | 48 | 70 | 0 | 244337430.9482 | -208460316.2946
Kink 57 | 0.5134 | 0 | 0 | 0 | 86 | 57 | 8571 | 86 | 71 | 0 | 244337430.9482 | -208460316.2946
Kink 58 | 0.5134 | 0 | 0 | 0 | 86 | 58 | 8572 | 87 | 72 | 0 | 244337430.9482 | -208460316.2946
Kink 59 | 0 | 0 | 0 | 0 | 37 | 59 | 3722 | 49 | 73 | 0 | 244337430.9482 | -208460316.2946
Kink 60 | 0 | 0 | 0 | 0 | 37 | 60 | 3723 | 50 | 74 | 0 | 244337430.9482 | -208460316.2946
Kink 61 | 0.44151 | 0 | 0 | 0 | 84 | 61 | 8377 | 84 | 75 | 0 | 244337430.9482 | -208460316.2946
Kink 62 | 0.44151 | 0 | 0 | 0 | 84 | 62 | 8378 | 85 | 81 | 0 | 244337430.9482 | -208460316.2946
Kink 63 | 0 | 0 | 0 | 0 | 37 | 63 | 3726 | 51 | 82 | 0 | 244337430.9482 | -208460316.2946
Kink 64 | 0 | 0 | 0 | 0 | 37 | 64 | 3727 | 52 | 83 | 0 | 244337430.9482 | -208460316.2946
Kink 65 | 0.24519 | 0 | 0 | 0 | 80 | 65 | 7985 | 80 | 84 | 0 | 244337430.9482 | -208460316.2946
Kink 66 | 0.24519 | 0 | 0 | 0 | 80 | 66 | 7986 | 81 | 86 | 0 | 244337430.9482 | -208460316.2946
Kink 67 | 0 | 0 | 0 | 0 | 37 | 67 | 3730 | 53 | 87 | 0 | 244337430.9482 | -208460316.2946
Kink 68 | 0 | 0 | 0 | 0 | 37 | 68 | 3731 | 54 | 88 | 0 | 244337430.9482 | -208460316.2946
Kink 69 | 0 | 0 | 0 | 0 | 37 | 69 | 3732 | 55 | 89 | 0 | 244337430.9482 | -208460316.2946
Kink 70 | 0 | 0 | 0 | 0 | 37 | 70 | 3733 | 56 | 92 | 0 | 244337430.9482 | -208460316.2946
Kink 71 | 0 | 0 | 0 | 0 | 37 | 71 | 3734 | 57 | 93 | 0 | 244337430.9482 | -208460316.2946
Kink 72 | 0 | 0 | 0 | 0 | 37 | 72 | 3735 | 58 | 96 | 0 | 244337430.9482 | -208460316.2946
Kink 73 | 0 | 0 | 0 | 0 | 37 | 73 | 3736 | 59 | 97 | 0 | 244337430.9482 | -208460316.2946
Kink 74 | 0 | 0 | 0 | 0 | 37 | 74 | 3737 | 60 | 98 | 0.012372 | 244337430.9482 | -205437402.4118
Kink 75 | 0 | 0 | 0 | 0 | 37 | 75 | 3738 | 61 | 99 | 0.012372 | 244337430.9482 | -205437402.4118
Kink 76 | -0.041017 | 1220.8546 | 0 | -50.0754 | 30 | 76 | 3046 | 30 | 94 | 0.025694 | 244337430.9482 | -202182371.3988
Kink 77 | -0.04365 | 785817.7878 | 0 | -34301.3052 | 29 | 77 | 2948 | 29 | 95 | 0.025694 | 244337430.9482 | -202182371.3988
Kink 78 | -0.029353 | 16545448.6106 | 0 | -485659.5686 | 33 | 78 | 3345 | 33 | 90 | 0.030488 | 244337430.9482 | -201010916.524
Kink 79 | -0.017482 | 1093068.6431 | 0 | -19109.4229 | 34 | 79 | 3445 | 34 | 91 | 0.030488 | 244337430.9482 | -201010916.524
Kink 80 | -0.0067012 | 40340650.7489 | 0 | -270332.3449 | 36 | 80 | 3644 | 36 | 65 | 0.24519 | 244337430.9482 | -148551404.5678
Kink 81 | 0 | 0 | 0 | 0 | 37 | 81 | 3744 | 62 | 66 | 0.24519 | 244337430.9482 | -148551404.5678
Kink 82 | 0 | 0 | 0 | 0 | 37 | 82 | 3745 | 63 | 30 | 0.33925 | 244337430.9482 | -125568229.84
Kink 83 | 0 | 0 | 0 | 0 | 37 | 83 | 3746 | 64 | 31 | 0.33925 | 244337430.9482 | -125568229.84
Kink 84 | 0 | 0 | 0 | 0 | 37 | 84 | 3747 | 65 | 61 | 0.44151 | 244337430.9482 | -100583358.1076
Kink 85 | -0.69928 | 1856198.0763 | 0 | -1298006.3947 | 19 | 85 | 1966 | 19 | 62 | 0.44151 | 244337430.9482 | -100583358.1076
Kink 86 | 0 | 0 | 0 | 0 | 37 | 86 | 3749 | 66 | 57 | 0.5134 | 244337430.9482 | -83017140.4564
Kink 87 | 0 | 0 | 0 | 0 | 37 | 87 | 3750 | 67 | 58 | 0.5134 | 244337430.9482 | -83017140.4564
Kink 88 | 0 | 0 | 0 | 0 | 37 | 88 | 3751 | 68 | 21 | 0.54756 | 244337430.9482 | -74671092.0848
Kink 89 | 0 | 0 | 0 | 0 | 37 | 89 | 3752 | 69 | 26 | 0.54756 | 244337430.9482 | -74671092.0848
Kink 90 | 0.030488 | 0 | 0 | 0 | 78 | 90 | 7812 | 78 | 27 | 0.54756 | 244337430.9482 | -74671092.0848
Kink 91 | 0.030488 | 0 | 0 | 0 | 78 | 91 | 7813 | 79 | 20 | 0.62553 | 244337430.9482 | -55619915.2526
Kink 92 | 0 | 0 | 0 | 0 | 37 | 92 | 3755 | 70 | 22 | 0.62553 | 244337430.9482 | -55619915.2526
Kink 93 | 0 | 0 | 0 | 0 | 37 | 93 | 3756 | 71 | 23 | 0.62553 | 244337430.9482 | -55619915.2526
Kink 94 | 0.025694 | 0 | 0 | 0 | 76 | 94 | 7618 | 76 | 32 | 2.8506 | 244337430.9482 | 488045335.2501 | 0.85317
Kink 95 | 0.025694 | 0 | 0 | 0 | 76 | 95 | 7619 | 77 | 33 | 2.8506 | 244337430.9482 | 488045335.2501
Kink 96 | 0 | 0 | 0 | 0 | 37 | 96 | 3759 | 72 | 28 | 4.4025 | 244337430.9482 | 867232631.0567
Kink 97 | 0 | 0 | 0 | 0 | 37 | 97 | 3760 | 73 | 29 | 4.4025 | 244337430.9482 | 867232631.0567
Kink 98 | 0.012372 | 0 | 0 | 0 | 74 | 98 | 7424 | 74 | 24 | 4.9902 | 244337430.9482 | 1010838545.5707
Kink 99 | 0.012372 | 0 | 0 | 0 | 74 | 99 | 7425 | 75 | 25 | 4.9902 | 244337430.9482 | 1010838545.5707
3506. General adder rate (p/kWh)
Data sources:
x1 = 3505. Root (in Solve for General adder rate (p/kWh))
Calculation =MIN(x1)
General adder rate (p/kWh)
General adder rate (p/kWh) | 0.85317
3507. Adder
Data sources:
x1 = 2302. Load coefficient
x2 = 3506. General adder rate (p/kWh)
x3 = 3501. Adder threshold for Unit rate 1 p/kWh (in Adder value at which the minimum is breached)
x4 = 3501. Adder threshold for Unit rate 2 p/kWh (in Adder value at which the minimum is breached)
x5 = 3501. Adder threshold for Unit rate 3 p/kWh (in Adder value at which the minimum is breached)
x6 = Adder on Unit rate 1 p/kWh (in Adder)
x7 = 2305. Rate 1 units (MWh) (in Equivalent volume for each end user)
x8 = Adder on Unit rate 2 p/kWh (in Adder)
x9 = 2305. Rate 2 units (MWh) (in Equivalent volume for each end user)
x10 = Adder on Unit rate 3 p/kWh (in Adder)
x11 = 2305. Rate 3 units (MWh) (in Equivalent volume for each end user)
Kind: | Calculation | Calculation | Calculation | Calculation
Formula: | =IF(x1<0,0,MAX(x2,x3)) | =IF(x1<0,0,MAX(x2,x4)) | =IF(x1<0,0,MAX(x2,x5)) | =0+10*(x6*x7+x8*x9+x10*x11)
| Adder on Unit rate 1 p/kWh | Adder on Unit rate 2 p/kWh | Adder on Unit rate 3 p/kWh | Net revenues by tariff from adder
Domestic Unrestricted | 0.85317 |  |  | 49340045.0871
Domestic Two Rate | 0.85317 | 0.85317 |  | 29889007.5146
Domestic Off Peak (related MPAN) | 0.85317 |  |  | 423047.2751
Small Non Domestic Unrestricted | 0.85317 |  |  | 9806346.4881
Small Non Domestic Two Rate | 0.85317 | 0.85317 |  | 16776512.9739
Small Non Domestic Off Peak (related MPAN) | 0.85317 |  |  | 22040.5469
LV Medium Non-Domestic | 0.85317 | 0.85317 |  | 453122.6718
LV Sub Medium Non-Domestic | 0.85317 | 0.85317 |  | 1.5768
HV Medium Non-Domestic | 0.85317 | 0.85317 |  | 28954.8871
LV Network Domestic | 0.85317 | 0.85317 | 0.85317 | 2110.8899
LV Network Non-Domestic Non-CT | 0.85317 | 0.85317 | 0.85317 | 1459051.295
LV HH Metered | 0.85317 | 0.85317 | 0.85317 | 30535378.1582
LV Sub HH Metered | 0.85317 | 0.85317 | 0.85317 | 1929514.4535
HV HH Metered | 0.85317 | 0.85317 | 0.85317 | 65262801.3778
NHH UMS category A | 0.85317 |  |  | 295237.4183
NHH UMS category B | 0.85317 |  |  | 196311.9091
NHH UMS category C | 0.85317 |  |  | 2893.0969
NHH UMS category D | 0.85317 |  |  | 61500.9283
LV UMS (Pseudo HH Metered) | 0.85317 | 0.85317 | 0.85317 | 1976437.7462
LV Generation NHH or Aggregate HH | 0 |  |  | 0
LV Sub Generation NHH | 0 |  |  | 0
LV Generation Intermittent | 0 |  |  | 0
LV Generation Intermittent no RP charge | 0 |  |  | 0
LV Generation Non-Intermittent | 0 | 0 | 0 | 0
LV Generation Non-Intermittent no RP charge | 0 | 0 | 0 | 0
LV Sub Generation Intermittent | 0 |  |  | 0
LV Sub Generation Intermittent no RP charge | 0 |  |  | 0
LV Sub Generation Non-Intermittent | 0 | 0 | 0 | 0
LV Sub Generation Non-Intermittent no RP charge | 0 | 0 | 0 | 0
HV Generation Intermittent | 0 |  |  | 0
HV Generation Intermittent no RP charge | 0 |  |  | 0
HV Generation Non-Intermittent | 0 | 0 | 0 | 0
HV Generation Non-Intermittent no RP charge | 0 | 0 | 0 | 0

## Adjust
Tariff component adjustment and rounding for WPD East Midlands in April 19 (no data version)
3601. Tariffs before rounding
Data sources:
x1 = 3308. Unit rate 1 p/kWh (total) (in Summary of charges before revenue matching)
x2 = 3507. Adder on Unit rate 1 p/kWh (in Adder)
x3 = 3308. Unit rate 2 p/kWh (total) (in Summary of charges before revenue matching)
x4 = 3507. Adder on Unit rate 2 p/kWh (in Adder)
x5 = 3308. Unit rate 3 p/kWh (total) (in Summary of charges before revenue matching)
x6 = 3507. Adder on Unit rate 3 p/kWh (in Adder)
x7 = 3308. Fixed charge p/MPAN/day (total) (in Summary of charges before revenue matching)
x8 = 3308. Capacity charge p/kVA/day (total) (in Summary of charges before revenue matching)
x9 = 3308. Exceeded capacity charge p/kVA/day (total) (in Summary of charges before revenue matching)
x10 = 3308. Reactive power charge p/kVArh (in Summary of charges before revenue matching)
Kind: | Calculation | Calculation | Calculation | Copy cells | Copy cells | Copy cells | Copy cells
Formula: | =x1+x2 | =x3+x4 | =x5+x6 | =x7 | =x8 | =x9 | =x10
| Unit rate 1 p/kWh | Unit rate 2 p/kWh | Unit rate 3 p/kWh | Fixed charge p/MPAN/day | Capacity charge p/kVA/day | Exceeded capacity charge p/kVA/day | Reactive power charge p/kVArh
Domestic Unrestricted | 2.0601 |  |  | 3.0289
Domestic Two Rate | 2.2912 | 0.89771 |  | 3.0289
Domestic Off Peak (related MPAN) | 1.2628
Small Non Domestic Unrestricted | 2.118 |  |  | 6.1497
Small Non Domestic Two Rate | 2.1921 | 0.89787 |  | 6.1497
Small Non Domestic Off Peak (related MPAN) | 1.0559
LV Medium Non-Domestic | 2.1417 | 0.89415 |  | 17.33
LV Sub Medium Non-Domestic | 1.9971 | 0.88858 |  | 15.743
HV Medium Non-Domestic | 1.3605 | 0.86178 |  | 150.1795
LV Network Domestic | 7.5663 | 1.5438 | 0.89418 | 3.0289
LV Network Non-Domestic Non-CT | 7.9979 | 1.5882 | 0.89682 | 6.1497
LV HH Metered | 6.0451 | 1.3648 | 0.88252 | 8.5992 | 2.6556 | 5.7521 | 0.12886
LV Sub HH Metered | 4.6349 | 1.1889 | 0.87065 | 6.7129 | 3.4395 | 5.4338 | 0.090307
HV HH Metered | 3.1288 | 1.0178 | 0.85987 | 72.4977 | 4.1349 | 6.2446 | 0.046881
NHH UMS category A | 2.3571
NHH UMS category B | 2.6185
NHH UMS category C | 3.5806
NHH UMS category D | 2.0968
LV UMS (Pseudo HH Metered) | 21.6574 | 2.1298 | 1.5524
LV Generation NHH or Aggregate HH | -0.62553 |  |  | 0
LV Sub Generation NHH | -0.54756 |  |  | 0
LV Generation Intermittent | -0.62553 |  |  | 0 |  |  | 0.1403
LV Generation Intermittent no RP charge | -0.62553 |  |  | 0
LV Generation Non-Intermittent | -4.9902 | -0.5134 | -0.030488 | 0 |  |  | 0.1403
LV Generation Non-Intermittent no RP charge | -4.9902 | -0.5134 | -0.030488 | 0
LV Sub Generation Intermittent | -0.54756 |  |  | 0 |  |  | 0.1225
LV Sub Generation Intermittent no RP charge | -0.54756 |  |  | 0
LV Sub Generation Non-Intermittent | -4.4025 | -0.44151 | -0.025694 | 0 |  |  | 0.1225
LV Sub Generation Non-Intermittent no RP charge | -4.4025 | -0.44151 | -0.025694 | 0
HV Generation Intermittent | -0.33925 |  |  | 29.8054 |  |  | 0.09678
HV Generation Intermittent no RP charge | -0.33925 |  |  | 29.8054
HV Generation Non-Intermittent | -2.8506 | -0.24519 | -0.012372 | 29.8054 |  |  | 0.09678
HV Generation Non-Intermittent no RP charge | -2.8506 | -0.24519 | -0.012372 | 29.8054
3602. Decimal places
| Unit rate 1 p/kWh | Unit rate 2 p/kWh | Unit rate 3 p/kWh | Fixed charge p/MPAN/day | Capacity charge p/kVA/day | Exceeded capacity charge p/kVA/day | Reactive power charge p/kVArh
Decimal places | 3 | 3 | 3 | 2 | 2 | 2 | 3
3603. Tariff rounding
Data sources:
x1 = 3601. Unit rate 1 p/kWh before rounding (in Tariffs before rounding)
x2 = 3602. Unit rate 1 p/kWh decimal places (in Decimal places)
x3 = 3601. Unit rate 2 p/kWh before rounding (in Tariffs before rounding)
x4 = 3602. Unit rate 2 p/kWh decimal places (in Decimal places)
x5 = 3601. Unit rate 3 p/kWh before rounding (in Tariffs before rounding)
x6 = 3602. Unit rate 3 p/kWh decimal places (in Decimal places)
x7 = 3601. Fixed charge p/MPAN/day before rounding (in Tariffs before rounding)
x8 = 3602. Fixed charge p/MPAN/day decimal places (in Decimal places)
x9 = 3601. Capacity charge p/kVA/day before rounding (in Tariffs before rounding)
x10 = 3602. Capacity charge p/kVA/day decimal places (in Decimal places)
x11 = 3601. Exceeded capacity charge p/kVA/day before rounding (in Tariffs before rounding)
x12 = 3602. Exceeded capacity charge p/kVA/day decimal places (in Decimal places)
x13 = 3601. Reactive power charge p/kVArh before rounding (in Tariffs before rounding)
x14 = 3602. Reactive power charge p/kVArh decimal places (in Decimal places)
Kind: | Calculation | Calculation | Calculation | Calculation | Calculation | Calculation | Calculation
Formula: | =ROUND(x1,x2)-x1 | =ROUND(x3,x4)-x3 | =ROUND(x5,x6)-x5 | =ROUND(x7,x8)-x7 | =ROUND(x9,x10)-x9 | =ROUND(x11,x12)-x11 | =ROUND(x13,x14)-x13
| Unit rate 1 p/kWh | Unit rate 2 p/kWh | Unit rate 3 p/kWh | Fixed charge p/MPAN/day | Capacity charge p/kVA/day | Exceeded capacity charge p/kVA/day | Reactive power charge p/kVArh
Domestic Unrestricted | -6.3057e-05 |  |  | 0.0010655
Domestic Two Rate | -0.00017632 | 0.00029266 |  | 0.0010655
Domestic Off Peak (related MPAN) | 0.00016632
Small Non Domestic Unrestricted | -2.3057e-05 |  |  | 0.00026972
Small Non Domestic Two Rate | -0.00014343 | 0.00012571 |  | 0.00026972
Small Non Domestic Off Peak (related MPAN) | 7.5564e-05
LV Medium Non-Domestic | 0.00026388 | -0.00014719 |  | -2.7291e-05
LV Sub Medium Non-Domestic | -0.00013529 | 0.00041938 |  | -0.0029875
HV Medium Non-Domestic | 0.00046179 | 0.00022382 |  | 0.0004584
LV Network Domestic | -0.00027268 | 0.00015751 | -0.0001824 | 0.0010655
LV Network Non-Domestic Non-CT | 8.6945e-05 | -0.00021236 | 0.00018384 | 0.00026972
LV HH Metered | -0.00014298 | 0.00015402 | 0.00048123 | 0.00077403 | 0.0043925 | -0.0021267 | 0.00014118
LV Sub HH Metered | 6.3193e-05 | 0.00013827 | 0.00035193 | -0.0029138 | 0.00051331 | -0.0037625 | -0.00030694
HV HH Metered | 0.0002013 | 0.00017317 | 0.00013306 | 0.002319 | -0.0048772 | -0.0045743 | 0.00011876
NHH UMS category A | -0.0001384
NHH UMS category B | 0.00049647
NHH UMS category C | 0.00044327
NHH UMS category D | 0.00015313
LV UMS (Pseudo HH Metered) | -0.00042541 | 0.00018815 | -0.00044797
LV Generation NHH or Aggregate HH | -0.00046997 |  |  | 0
LV Sub Generation NHH | -0.00044073 |  |  | 0
LV Generation Intermittent | -0.00046997 |  |  | 0 |  |  | -0.00029944
LV Generation Intermittent no RP charge | -0.00046997 |  |  | 0
LV Generation Non-Intermittent | 0.00022543 | 0.00040139 | 0.00048816 | 0 |  |  | -0.00029944
LV Generation Non-Intermittent no RP charge | 0.00022543 | 0.00040139 | 0.00048816 | 0
LV Sub Generation Intermittent | -0.00044073 |  |  | 0 |  |  | -0.00049794
LV Sub Generation Intermittent no RP charge | -0.00044073 |  |  | 0
LV Sub Generation Non-Intermittent | 0.00048939 | -0.00049189 | -0.00030625 | 0 |  |  | -0.00049794
LV Sub Generation Non-Intermittent no RP charge | 0.00048939 | -0.00049189 | -0.00030625 | 0
HV Generation Intermittent | 0.00025251 |  |  | 0.0046328 |  |  | 0.00021955
HV Generation Intermittent no RP charge | 0.00025251 |  |  | 0.0046328
HV Generation Non-Intermittent | -0.00041076 | 0.00018925 | 0.00037188 | 0.0046328 |  |  | 0.00021955
HV Generation Non-Intermittent no RP charge | -0.00041076 | 0.00018925 | 0.00037188 | 0.0046328
3604. All the way tariffs
Data sources:
x1 = 3601. Unit rate 1 p/kWh before rounding (in Tariffs before rounding)
x2 = 3603. Unit rate 1 p/kWh rounding (in Tariff rounding)
x3 = 3601. Unit rate 2 p/kWh before rounding (in Tariffs before rounding)
x4 = 3603. Unit rate 2 p/kWh rounding (in Tariff rounding)
x5 = 3601. Unit rate 3 p/kWh before rounding (in Tariffs before rounding)
x6 = 3603. Unit rate 3 p/kWh rounding (in Tariff rounding)
x7 = 3601. Fixed charge p/MPAN/day before rounding (in Tariffs before rounding)
x8 = 3603. Fixed charge p/MPAN/day rounding (in Tariff rounding)
x9 = 3601. Capacity charge p/kVA/day before rounding (in Tariffs before rounding)
x10 = 3603. Capacity charge p/kVA/day rounding (in Tariff rounding)
x11 = 3601. Exceeded capacity charge p/kVA/day before rounding (in Tariffs before rounding)
x12 = 3603. Exceeded capacity charge p/kVA/day rounding (in Tariff rounding)
x13 = 3601. Reactive power charge p/kVArh before rounding (in Tariffs before rounding)
x14 = 3603. Reactive power charge p/kVArh rounding (in Tariff rounding)
Kind: | Calculation | Calculation | Calculation | Calculation | Calculation | Calculation | Calculation
Formula: | =x1+x2 | =x3+x4 | =x5+x6 | =x7+x8 | =x9+x10 | =x11+x12 | =x13+x14
| Unit rate 1 p/kWh | Unit rate 2 p/kWh | Unit rate 3 p/kWh | Fixed charge p/MPAN/day | Capacity charge p/kVA/day | Exceeded capacity charge p/kVA/day | Reactive power charge p/kVArh
Domestic Unrestricted | 2.06 |  |  | 3.03
Domestic Two Rate | 2.291 | 0.898 |  | 3.03
Domestic Off Peak (related MPAN) | 1.263
Small Non Domestic Unrestricted | 2.118 |  |  | 6.15
Small Non Domestic Two Rate | 2.192 | 0.898 |  | 6.15
Small Non Domestic Off Peak (related MPAN) | 1.056
LV Medium Non-Domestic | 2.142 | 0.894 |  | 17.33
LV Sub Medium Non-Domestic | 1.997 | 0.889 |  | 15.74
HV Medium Non-Domestic | 1.361 | 0.862 |  | 150.18
LV Network Domestic | 7.566 | 1.544 | 0.894 | 3.03
LV Network Non-Domestic Non-CT | 7.998 | 1.588 | 0.897 | 6.15
LV HH Metered | 6.045 | 1.365 | 0.883 | 8.6 | 2.66 | 5.75 | 0.129
LV Sub HH Metered | 4.635 | 1.189 | 0.871 | 6.71 | 3.44 | 5.43 | 0.09
HV HH Metered | 3.129 | 1.018 | 0.86 | 72.5 | 4.13 | 6.24 | 0.047
NHH UMS category A | 2.357
NHH UMS category B | 2.619
NHH UMS category C | 3.581
NHH UMS category D | 2.097
LV UMS (Pseudo HH Metered) | 21.657 | 2.13 | 1.552
LV Generation NHH or Aggregate HH | -0.626 |  |  | 0
LV Sub Generation NHH | -0.548 |  |  | 0
LV Generation Intermittent | -0.626 |  |  | 0 |  |  | 0.14
LV Generation Intermittent no RP charge | -0.626 |  |  | 0
LV Generation Non-Intermittent | -4.99 | -0.513 | -0.03 | 0 |  |  | 0.14
LV Generation Non-Intermittent no RP charge | -4.99 | -0.513 | -0.03 | 0
LV Sub Generation Intermittent | -0.548 |  |  | 0 |  |  | 0.122
LV Sub Generation Intermittent no RP charge | -0.548 |  |  | 0
LV Sub Generation Non-Intermittent | -4.402 | -0.442 | -0.026 | 0 |  |  | 0.122
LV Sub Generation Non-Intermittent no RP charge | -4.402 | -0.442 | -0.026 | 0
HV Generation Intermittent | -0.339 |  |  | 29.81 |  |  | 0.097
HV Generation Intermittent no RP charge | -0.339 |  |  | 29.81
HV Generation Non-Intermittent | -2.851 | -0.245 | -0.012 | 29.81 |  |  | 0.097
HV Generation Non-Intermittent no RP charge | -2.851 | -0.245 | -0.012 | 29.81
3605. Net revenues by tariff from rounding
Data sources:
x1 = 1010. Days in the charging year (in Financial and general assumptions)
x2 = 3603. Fixed charge p/MPAN/day rounding (in Tariff rounding)
x3 = 2305. MPANs (in Equivalent volume for each end user)
x4 = 3603. Capacity charge p/kVA/day rounding (in Tariff rounding)
x5 = 2305. Import capacity (kVA) (in Equivalent volume for each end user)
x6 = 3603. Exceeded capacity charge p/kVA/day rounding (in Tariff rounding)
x7 = 2305. Exceeded capacity (kVA) (in Equivalent volume for each end user)
x8 = 3603. Unit rate 1 p/kWh rounding (in Tariff rounding)
x9 = 2305. Rate 1 units (MWh) (in Equivalent volume for each end user)
x10 = 3603. Unit rate 2 p/kWh rounding (in Tariff rounding)
x11 = 2305. Rate 2 units (MWh) (in Equivalent volume for each end user)
x12 = 3603. Unit rate 3 p/kWh rounding (in Tariff rounding)
x13 = 2305. Rate 3 units (MWh) (in Equivalent volume for each end user)
x14 = 3603. Reactive power charge p/kVArh rounding (in Tariff rounding)
x15 = 2305. Reactive power units (MVArh) (in Equivalent volume for each end user)
Calculation =0.01*x1*(x2*x3+x4*x5+x6*x7)+10*(x8*x9+x10*x11+x12*x13+x14*x15)
Net revenues by tariff from rounding
Domestic Unrestricted | 3084.9174
Domestic Two Rate | 1982.9156
Domestic Off Peak (related MPAN) | 82.4711
Small Non Domestic Unrestricted | -169.6036
Small Non Domestic Two Rate | -1524.5443
Small Non Domestic Off Peak (related MPAN) | 1.9521
LV Medium Non-Domestic | 92.6595
LV Sub Medium Non-Domestic | -5.2994e-05
HV Medium Non-Domestic | 13.8696
LV Network Domestic | 0.16009
LV Network Non-Domestic Non-CT | 6.4103
LV HH Metered | 42561.0228
LV Sub HH Metered | 706.9525
HV HH Metered | -38970.5367
NHH UMS category A | -47.8918
NHH UMS category B | 114.2358
NHH UMS category C | 1.5031
NHH UMS category D | 11.0384
LV UMS (Pseudo HH Metered) | -819.0903
LV Generation NHH or Aggregate HH | -48.2269
LV Sub Generation NHH | 0
LV Generation Intermittent | -198.9296
LV Generation Intermittent no RP charge | 0
LV Generation Non-Intermittent | 73.2199
LV Generation Non-Intermittent no RP charge | 0
LV Sub Generation Intermittent | -18.7494
LV Sub Generation Intermittent no RP charge | 0
LV Sub Generation Non-Intermittent | -18.8574
LV Sub Generation Non-Intermittent no RP charge | 0
HV Generation Intermittent | 1236.8193
HV Generation Intermittent no RP charge | 0
HV Generation Non-Intermittent | 2012.8025
HV Generation Non-Intermittent no RP charge | 0
3606. Revenue forecast summary
Data sources:
x1 = 3403. Total net revenues before matching (£) (in Revenue surplus or shortfall)
x2 = 3507. Net revenues by tariff from adder (in Adder)
x3 = 3605. Net revenues by tariff from rounding
x4 = Total net revenues before matching (£) (in Revenue forecast summary)
x5 = Total net revenues from adder (£) (in Revenue forecast summary)
x6 = Total net revenues from rounding (£) (in Revenue forecast summary)
x7 = Total net revenues (£) (in Revenue forecast summary)
x8 = 3402. Target CDCM revenue (£/year) (in Target CDCM revenue)
Kind: | Copy cells | Cell summation | Cell summation | Calculation | Calculation
Formula: | =x1 | =SUM(x2) | =SUM(x3) | =x4+x5+x6 | =x7-x8
| Total net revenues before matching (£) | Total net revenues from adder (£) | Total net revenues from rounding (£) | Total net revenues (£) | Deviation from target revenue (£)
Revenue forecast summary | 295411010.8559 | 208460316.2946 | 10166.52 | 503881493.6704 | 10166.52
3607. Tariffs
Data sources:
x1 = 3604. Unit rate 1 p/kWh (in All the way tariffs)
x2 = 2304. Discount for each tariff (except for fixed charges) (in LDNO discounts and volumes adjusted for discount)
x3 = 3604. Unit rate 2 p/kWh (in All the way tariffs)
x4 = 3604. Unit rate 3 p/kWh (in All the way tariffs)
x5 = 3604. Fixed charge p/MPAN/day (in All the way tariffs)
x6 = 2304. Discount for each tariff for fixed charges only (in LDNO discounts and volumes adjusted for discount)
x7 = 3604. Capacity charge p/kVA/day (in All the way tariffs)
x8 = 3604. Exceeded capacity charge p/kVA/day (in All the way tariffs)
x9 = 3604. Reactive power charge p/kVArh (in All the way tariffs)
Kind: | Calculation | Calculation | Calculation | Calculation | Calculation | Calculation | Calculation
Formula: | =ROUND(x1*(1-x2),3) | =ROUND(x3*(1-x2),3) | =ROUND(x4*(1-x2),3) | =ROUND(x5*(1-x6),2) | =ROUND(x7*(1-x2),2) | =ROUND(x8*(1-x2),2) | =ROUND(x9*(1-x2),3)
| Unit rate 1 p/kWh | Unit rate 2 p/kWh | Unit rate 3 p/kWh | Fixed charge p/MPAN/day | Capacity charge p/kVA/day | Exceeded capacity charge p/kVA/day | Reactive power charge p/kVArh
> Domestic Unrestricted
Domestic Unrestricted | 2.06 | 0 | 0 | 3.03 | 0 | 0 | 0
LDNO LV: Domestic Unrestricted | 1.441 | 0 | 0 | 2.12 | 0 | 0 | 0
LDNO HV: Domestic Unrestricted | 1.075 | 0 | 0 | 1.58 | 0 | 0 | 0
> Domestic Two Rate
Domestic Two Rate | 2.291 | 0.898 | 0 | 3.03 | 0 | 0 | 0
LDNO LV: Domestic Two Rate | 1.603 | 0.628 | 0 | 2.12 | 0 | 0 | 0
LDNO HV: Domestic Two Rate | 1.195 | 0.469 | 0 | 1.58 | 0 | 0 | 0
> Domestic Off Peak (related MPAN)
Domestic Off Peak (related MPAN) | 1.263 | 0 | 0 | 0 | 0 | 0 | 0
LDNO LV: Domestic Off Peak (related MPAN) | 0.884 | 0 | 0 | 0 | 0 | 0 | 0
LDNO HV: Domestic Off Peak (related MPAN) | 0.659 | 0 | 0 | 0 | 0 | 0 | 0
> Small Non Domestic Unrestricted
Small Non Domestic Unrestricted | 2.118 | 0 | 0 | 6.15 | 0 | 0 | 0
LDNO LV: Small Non Domestic Unrestricted | 1.482 | 0 | 0 | 4.3 | 0 | 0 | 0
LDNO HV: Small Non Domestic Unrestricted | 1.105 | 0 | 0 | 3.21 | 0 | 0 | 0
> Small Non Domestic Two Rate
Small Non Domestic Two Rate | 2.192 | 0.898 | 0 | 6.15 | 0 | 0 | 0
LDNO LV: Small Non Domestic Two Rate | 1.534 | 0.628 | 0 | 4.3 | 0 | 0 | 0
LDNO HV: Small Non Domestic Two Rate | 1.144 | 0.469 | 0 | 3.21 | 0 | 0 | 0
> Small Non Domestic Off Peak (related MPAN)
Small Non Domestic Off Peak (related MPAN) | 1.056 | 0 | 0 | 0 | 0 | 0 | 0
LDNO LV: Small Non Domestic Off Peak (related MPAN) | 0.739 | 0 | 0 | 0 | 0 | 0 | 0
LDNO HV: Small Non Domestic Off Peak (related MPAN) | 0.551 | 0 | 0 | 0 | 0 | 0 | 0
> LV Medium Non-Domestic
LV Medium Non-Domestic | 2.142 | 0.894 | 0 | 17.33 | 0 | 0 | 0
LDNO LV: LV Medium Non-Domestic | 1.499 | 0.625 | 0 | 12.12 | 0 | 0 | 0
LDNO HV: LV Medium Non-Domestic | 1.118 | 0.467 | 0 | 9.04 | 0 | 0 | 0
> LV Sub Medium Non-Domestic
LV Sub Medium Non-Domestic | 1.997 | 0.889 | 0 | 15.74 | 0 | 0 | 0
> HV Medium Non-Domestic
HV Medium Non-Domestic | 1.361 | 0.862 | 0 | 150.18 | 0 | 0 | 0
> LV Network Domestic
LV Network Domestic | 7.566 | 1.544 | 0.894 | 3.03 | 0 | 0 | 0
LDNO LV: LV Network Domestic | 5.294 | 1.08 | 0.625 | 2.12 | 0 | 0 | 0
LDNO HV: LV Network Domestic | 3.948 | 0.806 | 0.467 | 1.58 | 0 | 0 | 0
> LV Network Non-Domestic Non-CT
LV Network Non-Domestic Non-CT | 7.998 | 1.588 | 0.897 | 6.15 | 0 | 0 | 0
LDNO LV: LV Network Non-Domestic Non-CT | 5.596 | 1.111 | 0.628 | 4.3 | 0 | 0 | 0
LDNO HV: LV Network Non-Domestic Non-CT | 4.174 | 0.829 | 0.468 | 3.21 | 0 | 0 | 0
> LV HH Metered
LV HH Metered | 6.045 | 1.365 | 0.883 | 8.6 | 2.66 | 5.75 | 0.129
LDNO LV: LV HH Metered | 4.229 | 0.955 | 0.618 | 6.02 | 1.86 | 4.02 | 0.09
LDNO HV: LV HH Metered | 3.154 | 0.712 | 0.461 | 4.49 | 1.39 | 3 | 0.067
> LV Sub HH Metered
LV Sub HH Metered | 4.635 | 1.189 | 0.871 | 6.71 | 3.44 | 5.43 | 0.09
LDNO HV: LV Sub HH Metered | 3.506 | 0.899 | 0.659 | 5.08 | 2.6 | 4.11 | 0.068
> HV HH Metered
HV HH Metered | 3.129 | 1.018 | 0.86 | 72.5 | 4.13 | 6.24 | 0.047
LDNO HV: HV HH Metered | 2.683 | 0.873 | 0.737 | 62.17 | 3.54 | 5.35 | 0.04
> NHH UMS category A
NHH UMS category A | 2.357 | 0 | 0 | 0 | 0 | 0 | 0
LDNO LV: NHH UMS category A | 1.649 | 0 | 0 | 0 | 0 | 0 | 0
LDNO HV: NHH UMS category A | 1.23 | 0 | 0 | 0 | 0 | 0 | 0
> NHH UMS category B
NHH UMS category B | 2.619 | 0 | 0 | 0 | 0 | 0 | 0
LDNO LV: NHH UMS category B | 1.832 | 0 | 0 | 0 | 0 | 0 | 0
LDNO HV: NHH UMS category B | 1.367 | 0 | 0 | 0 | 0 | 0 | 0
> NHH UMS category C
NHH UMS category C | 3.581 | 0 | 0 | 0 | 0 | 0 | 0
LDNO LV: NHH UMS category C | 2.505 | 0 | 0 | 0 | 0 | 0 | 0
LDNO HV: NHH UMS category C | 1.869 | 0 | 0 | 0 | 0 | 0 | 0
> NHH UMS category D
NHH UMS category D | 2.097 | 0 | 0 | 0 | 0 | 0 | 0
LDNO LV: NHH UMS category D | 1.467 | 0 | 0 | 0 | 0 | 0 | 0
LDNO HV: NHH UMS category D | 1.094 | 0 | 0 | 0 | 0 | 0 | 0
> LV UMS (Pseudo HH Metered)
LV UMS (Pseudo HH Metered) | 21.657 | 2.13 | 1.552 | 0 | 0 | 0 | 0
LDNO LV: LV UMS (Pseudo HH Metered) | 15.152 | 1.49 | 1.086 | 0 | 0 | 0 | 0
LDNO HV: LV UMS (Pseudo HH Metered) | 11.301 | 1.111 | 0.81 | 0 | 0 | 0 | 0
> LV Generation NHH or Aggregate HH
LV Generation NHH or Aggregate HH | -0.626 | 0 | 0 | 0 | 0 | 0 | 0
LDNO LV: LV Generation NHH or Aggregate HH | -0.626 | 0 | 0 | 0 | 0 | 0 | 0
LDNO HV: LV Generation NHH or Aggregate HH | -0.626 | 0 | 0 | 0 | 0 | 0 | 0
> LV Sub Generation NHH
LV Sub Generation NHH | -0.548 | 0 | 0 | 0 | 0 | 0 | 0
LDNO HV: LV Sub Generation NHH | -0.548 | 0 | 0 | 0 | 0 | 0 | 0
> LV Generation Intermittent
LV Generation Intermittent | -0.626 | 0 | 0 | 0 | 0 | 0 | 0.14
LDNO LV: LV Generation Intermittent | -0.626 | 0 | 0 | 0 | 0 | 0 | 0.14
LDNO HV: LV Generation Intermittent | -0.626 | 0 | 0 | 0 | 0 | 0 | 0.14
> LV Generation Intermittent no RP charge
LV Generation Intermittent no RP charge | -0.626 | 0 | 0 | 0 | 0 | 0 | 0
> LV Generation Non-Intermittent
LV Generation Non-Intermittent | -4.99 | -0.513 | -0.03 | 0 | 0 | 0 | 0.14
LDNO LV: LV Generation Non-Intermittent | -4.99 | -0.513 | -0.03 | 0 | 0 | 0 | 0.14
LDNO HV: LV Generation Non-Intermittent | -4.99 | -0.513 | -0.03 | 0 | 0 | 0 | 0.14
> LV Generation Non-Intermittent no RP charge
LV Generation Non-Intermittent no RP charge | -4.99 | -0.513 | -0.03 | 0 | 0 | 0 | 0
> LV Sub Generation Intermittent
LV Sub Generation Intermittent | -0.548 | 0 | 0 | 0 | 0 | 0 | 0.122
LDNO HV: LV Sub Generation Intermittent | -0.548 | 0 | 0 | 0 | 0 | 0 | 0.122
> LV Sub Generation Intermittent no RP charge
LV Sub Generation Intermittent no RP charge | -0.548 | 0 | 0 | 0 | 0 | 0 | 0
> LV Sub Generation Non-Intermittent
LV Sub Generation Non-Intermittent | -4.402 | -0.442 | -0.026 | 0 | 0 | 0 | 0.122
LDNO HV: LV Sub Generation Non-Intermittent | -4.402 | -0.442 | -0.026 | 0 | 0 | 0 | 0.122
> LV Sub Generation Non-Intermittent no RP charge
LV Sub Generation Non-Intermittent no RP charge | -4.402 | -0.442 | -0.026 | 0 | 0 | 0 | 0
> HV Generation Intermittent
HV Generation Intermittent | -0.339 | 0 | 0 | 29.81 | 0 | 0 | 0.097
LDNO HV: HV Generation Intermittent | -0.339 | 0 | 0 | 0 | 0 | 0 | 0.097
> HV Generation Intermittent no RP charge
HV Generation Intermittent no RP charge | -0.339 | 0 | 0 | 29.81 | 0 | 0 | 0
> HV Generation Non-Intermittent
HV Generation Non-Intermittent | -2.851 | -0.245 | -0.012 | 29.81 | 0 | 0 | 0.097
LDNO HV: HV Generation Non-Intermittent | -2.851 | -0.245 | -0.012 | 0 | 0 | 0 | 0.097
> HV Generation Non-Intermittent no RP charge
HV Generation Non-Intermittent no RP charge | -2.851 | -0.245 | -0.012 | 29.81 | 0 | 0 | 0

## Tariffs
Tariffs for WPD East Midlands in April 19 (no data version)
3701. Tariffs
Data sources:
x1 = 3607. Unit rate 1 p/kWh (in Tariffs)
x2 = 3607. Unit rate 2 p/kWh (in Tariffs)
x3 = 3607. Unit rate 3 p/kWh (in Tariffs)
x4 = 3607. Fixed charge p/MPAN/day (in Tariffs)
x5 = 3607. Capacity charge p/kVA/day (in Tariffs)
x6 = 3607. Exceeded capacity charge p/kVA/day (in Tariffs)
x7 = 3607. Reactive power charge p/kVArh (in Tariffs)
Kind: | Input data | Fixed data | Copy cells | Copy cells | Copy cells | Copy cells | Copy cells | Copy cells | Copy cells | Input data
Formula: |  |  | = x1 | = x2 | = x3 | = x4 | = x5 | = x6 | = x7
| Open LLFCs | PCs | Unit rate 1 p/kWh | Unit rate 2 p/kWh | Unit rate 3 p/kWh | Fixed charge p/MPAN/day | Capacity charge p/kVA/day | Exceeded capacity charge p/kVA/day | Reactive power charge p/kVArh | Closed LLFCs
Domestic Unrestricted | 1 | 1 | 2.06 | 0 | 0 | 3.03 | 0 | 0 | 0 | 2
Domestic Two Rate | 3 | 2 | 2.291 | 0.898 | 0 | 3.03 | 0 | 0 | 0 | 4, 8, 10
Domestic Off Peak (related MPAN) | 11 | 2 | 1.263 | 0 | 0 | 0 | 0 | 0 | 0
Small Non Domestic Unrestricted | 13 | 3 | 2.118 | 0 | 0 | 6.15 | 0 | 0 | 0 | 22, 34, 43
Small Non Domestic Two Rate | 37 | 4 | 2.192 | 0.898 | 0 | 6.15 | 0 | 0 | 0 | 16, 19, 28, 31, 49, 52
Small Non Domestic Off Peak (related MPAN) | 901 | 4 | 1.056 | 0 | 0 | 0 | 0 | 0 | 0
LV Medium Non-Domestic | 81 | 5-8 | 2.142 | 0.894 | 0 | 17.33 | 0 | 0 | 0 | 83, 85
LV Sub Medium Non-Domestic | 80 | 5-8 | 1.997 | 0.889 | 0 | 15.74 | 0 | 0 | 0
HV Medium Non-Domestic | 90 | 5-8 | 1.361 | 0.862 | 0 | 150.18 | 0 | 0 | 0
LV Network Domestic | 246 |  | 7.566 | 1.544 | 0.894 | 3.03 | 0 | 0 | 0
LV Network Non-Domestic Non-CT | 247 |  | 7.998 | 1.588 | 0.897 | 6.15 | 0 | 0 | 0
LV HH Metered | 58, 990 |  | 6.045 | 1.365 | 0.883 | 8.6 | 2.66 | 5.75 | 0.129
LV Sub HH Metered | 59 |  | 4.635 | 1.189 | 0.871 | 6.71 | 3.44 | 5.43 | 0.09
HV HH Metered | 60, 991 |  | 3.129 | 1.018 | 0.86 | 72.5 | 4.13 | 6.24 | 0.047 | 929
NHH UMS category A | 800 | 8 | 2.357 | 0 | 0 | 0 | 0 | 0 | 0
NHH UMS category B | 801 | 1 | 2.619 | 0 | 0 | 0 | 0 | 0 | 0
NHH UMS category C | 802 | 1 | 3.581 | 0 | 0 | 0 | 0 | 0 | 0
NHH UMS category D | 803 | 1 | 2.097 | 0 | 0 | 0 | 0 | 0 | 0
LV UMS (Pseudo HH Metered) | 804 |  | 21.657 | 2.13 | 1.552 | 0 | 0 | 0 | 0
LV Generation NHH or Aggregate HH | 986 | 8&0 | -0.626 | 0 | 0 | 0 | 0 | 0 | 0
LV Sub Generation NHH | 970 | 8 | -0.548 | 0 | 0 | 0 | 0 | 0 | 0
LV Generation Intermittent | 971 |  | -0.626 | 0 | 0 | 0 | 0 | 0 | 0.14
LV Generation Intermittent no RP charge | 141 |  | -0.626 | 0 | 0 | 0 | 0 | 0 | 0
LV Generation Non-Intermittent | 973 |  | -4.99 | -0.513 | -0.03 | 0 | 0 | 0 | 0.14
LV Generation Non-Intermittent no RP charge | 142 |  | -4.99 | -0.513 | -0.03 | 0 | 0 | 0 | 0
LV Sub Generation Intermittent | 972 |  | -0.548 | 0 | 0 | 0 | 0 | 0 | 0.122
LV Sub Generation Intermittent no RP charge | 143 |  | -0.548 | 0 | 0 | 0 | 0 | 0 | 0
LV Sub Generation Non-Intermittent | 974 |  | -4.402 | -0.442 | -0.026 | 0 | 0 | 0 | 0.122
LV Sub Generation Non-Intermittent no RP charge | 144 |  | -4.402 | -0.442 | -0.026 | 0 | 0 | 0 | 0
HV Generation Intermittent | 975 |  | -0.339 | 0 | 0 | 29.81 | 0 | 0 | 0.097
HV Generation Intermittent no RP charge | 145 |  | -0.339 | 0 | 0 | 29.81 | 0 | 0 | 0
HV Generation Non-Intermittent | 977 |  | -2.851 | -0.245 | -0.012 | 29.81 | 0 | 0 | 0.097
HV Generation Non-Intermittent no RP charge | 146 |  | -2.851 | -0.245 | -0.012 | 29.81 | 0 | 0 | 0
LDNO LV: Domestic Unrestricted | 10300 | 1 | 1.441 | 0 | 0 | 2.12 | 0 | 0 | 0
LDNO LV: Domestic Two Rate | 10301 | 2 | 1.603 | 0.628 | 0 | 2.12 | 0 | 0 | 0
LDNO LV: Domestic Off Peak (related MPAN) | 10302 | 2 | 0.884 | 0 | 0 | 0 | 0 | 0 | 0
LDNO LV: Small Non Domestic Unrestricted | 10303 | 3 | 1.482 | 0 | 0 | 4.3 | 0 | 0 | 0
LDNO LV: Small Non Domestic Two Rate | 10304 | 4 | 1.534 | 0.628 | 0 | 4.3 | 0 | 0 | 0
LDNO LV: Small Non Domestic Off Peak (related MPAN) | 10305 | 4 | 0.739 | 0 | 0 | 0 | 0 | 0 | 0
LDNO LV: LV Medium Non-Domestic | 10306 | 5-8 | 1.499 | 0.625 | 0 | 12.12 | 0 | 0 | 0
LDNO LV: LV Network Domestic | 10307 |  | 5.294 | 1.08 | 0.625 | 2.12 | 0 | 0 | 0
LDNO LV: LV Network Non-Domestic Non-CT | 10308 |  | 5.596 | 1.111 | 0.628 | 4.3 | 0 | 0 | 0
LDNO LV: LV HH Metered | 10309 |  | 4.229 | 0.955 | 0.618 | 6.02 | 1.86 | 4.02 | 0.09
LDNO LV: NHH UMS category A | 10310 | 8 | 1.649 | 0 | 0 | 0 | 0 | 0 | 0
LDNO LV: NHH UMS category B | 10311 | 1 | 1.832 | 0 | 0 | 0 | 0 | 0 | 0
LDNO LV: NHH UMS category C | 10312 | 1 | 2.505 | 0 | 0 | 0 | 0 | 0 | 0
LDNO LV: NHH UMS category D | 10313 | 1 | 1.467 | 0 | 0 | 0 | 0 | 0 | 0
LDNO LV: LV UMS (Pseudo HH Metered) | 10314 |  | 15.152 | 1.49 | 1.086 | 0 | 0 | 0 | 0
LDNO LV: LV Generation NHH or Aggregate HH | 10315 | 8&0 | -0.626 | 0 | 0 | 0 | 0 | 0 | 0
LDNO LV: LV Generation Intermittent | 10316 |  | -0.626 | 0 | 0 | 0 | 0 | 0 | 0.14
LDNO LV: LV Generation Non-Intermittent | 10317 |  | -4.99 | -0.513 | -0.03 | 0 | 0 | 0 | 0.14
LDNO HV: Domestic Unrestricted | 10318 | 1 | 1.075 | 0 | 0 | 1.58 | 0 | 0 | 0
LDNO HV: Domestic Two Rate | 10319 | 2 | 1.195 | 0.469 | 0 | 1.58 | 0 | 0 | 0
LDNO HV: Domestic Off Peak (related MPAN) | 10320 | 2 | 0.659 | 0 | 0 | 0 | 0 | 0 | 0
LDNO HV: Small Non Domestic Unrestricted | 10321 | 3 | 1.105 | 0 | 0 | 3.21 | 0 | 0 | 0
LDNO HV: Small Non Domestic Two Rate | 10322 | 4 | 1.144 | 0.469 | 0 | 3.21 | 0 | 0 | 0
LDNO HV: Small Non Domestic Off Peak (related MPAN) | 10323 | 4 | 0.551 | 0 | 0 | 0 | 0 | 0 | 0
LDNO HV: LV Medium Non-Domestic | 10324 | 5-8 | 1.118 | 0.467 | 0 | 9.04 | 0 | 0 | 0
LDNO HV: LV Network Domestic | 10325 |  | 3.948 | 0.806 | 0.467 | 1.58 | 0 | 0 | 0
LDNO HV: LV Network Non-Domestic Non-CT | 10326 |  | 4.174 | 0.829 | 0.468 | 3.21 | 0 | 0 | 0
LDNO HV: LV HH Metered | 10327 |  | 3.154 | 0.712 | 0.461 | 4.49 | 1.39 | 3 | 0.067
LDNO HV: LV Sub HH Metered | 10328 |  | 3.506 | 0.899 | 0.659 | 5.08 | 2.6 | 4.11 | 0.068
LDNO HV: HV HH Metered | 10329 |  | 2.683 | 0.873 | 0.737 | 62.17 | 3.54 | 5.35 | 0.04
LDNO HV: NHH UMS category A | 10330 | 8 | 1.23 | 0 | 0 | 0 | 0 | 0 | 0
LDNO HV: NHH UMS category B | 10331 | 1 | 1.367 | 0 | 0 | 0 | 0 | 0 | 0
LDNO HV: NHH UMS category C | 10332 | 1 | 1.869 | 0 | 0 | 0 | 0 | 0 | 0
LDNO HV: NHH UMS category D | 10333 | 1 | 1.094 | 0 | 0 | 0 | 0 | 0 | 0
LDNO HV: LV UMS (Pseudo HH Metered) | 10334 |  | 11.301 | 1.111 | 0.81 | 0 | 0 | 0 | 0
LDNO HV: LV Generation NHH or Aggregate HH | 10335 | 8&0 | -0.626 | 0 | 0 | 0 | 0 | 0 | 0
LDNO HV: LV Sub Generation NHH | 10336 | 8 | -0.548 | 0 | 0 | 0 | 0 | 0 | 0
LDNO HV: LV Generation Intermittent | 10337 |  | -0.626 | 0 | 0 | 0 | 0 | 0 | 0.14
LDNO HV: LV Generation Non-Intermittent | 10338 |  | -4.99 | -0.513 | -0.03 | 0 | 0 | 0 | 0.14
LDNO HV: LV Sub Generation Intermittent | 10339 |  | -0.548 | 0 | 0 | 0 | 0 | 0 | 0.122
LDNO HV: LV Sub Generation Non-Intermittent | 10340 |  | -4.402 | -0.442 | -0.026 | 0 | 0 | 0 | 0.122
LDNO HV: HV Generation Intermittent | 10341 |  | -0.339 | 0 | 0 | 0 | 0 | 0 | 0.097
LDNO HV: HV Generation Non-Intermittent | 10342 |  | -2.851 | -0.245 | -0.012 | 0 | 0 | 0 | 0.097

## Summary
Summary for WPD East Midlands in April 19 (no data version)
This sheet is for information only. It can be deleted without affecting any calculations elsewhere in the model.
3801. Headline parameters
Data sources:
x1 = 1010. Annuity proportion for customer-contributed assets (in Financial and general assumptions)
x2 = 3606. Total net revenues from adder (£) (in Revenue forecast summary)
x3 = 3606. Deviation from target revenue (£) (in Revenue forecast summary)
x4 = 3402. Target CDCM revenue (£/year) (in Target CDCM revenue)
Kind: | Copy cells | Copy cells | Copy cells | Calculation
Formula: | = x1 | = x2 | = x3 | =x3/x4
| Annuity proportion for customer-contributed assets | Total net revenues from adder (£) | Deviation from target revenue (£) | Over/under recovery
Headline parameters | 0 | 208460316.2946 | 10166.52 | 0.002018%
3802. Revenue summary
Data sources:
x1 = 1053. Rate 1 units (MWh) by tariff (in Volume forecasts for the charging year)
x2 = 1053. Rate 2 units (MWh) by tariff (in Volume forecasts for the charging year)
x3 = 1053. Rate 3 units (MWh) by tariff (in Volume forecasts for the charging year)
x4 = 1053. MPANs by tariff (in Volume forecasts for the charging year)
x5 = 1010. Days in the charging year (in Financial and general assumptions)
x6 = 3607. Fixed charge p/MPAN/day (in Tariffs)
x7 = 3607. Capacity charge p/kVA/day (in Tariffs)
x8 = 1053. Import capacity (kVA) by tariff (in Volume forecasts for the charging year)
x9 = 3607. Exceeded capacity charge p/kVA/day (in Tariffs)
x10 = 1053. Exceeded capacity (kVA) by tariff (in Volume forecasts for the charging year)
x11 = 3607. Unit rate 1 p/kWh (in Tariffs)
x12 = 3607. Unit rate 2 p/kWh (in Tariffs)
x13 = 3607. Unit rate 3 p/kWh (in Tariffs)
x14 = 3607. Reactive power charge p/kVArh (in Tariffs)
x15 = 1053. Reactive power units (MVArh) by tariff (in Volume forecasts for the charging year)
x16 = All units (MWh) (in Revenue summary)
x17 = Net revenues (£) (in Revenue summary)
x18 = MPANs (in Revenue summary)
x19 = Revenues from unit rates (£) (in Revenue summary)
x20 = Net revenues from unit rate 1 (£) (in Revenue summary)
x21 = Net revenues from unit rate 2 (£) (in Revenue summary)
x22 = Net revenues from unit rate 3 (£) (in Revenue summary)
x23 = Revenues from fixed charges (£) (in Revenue summary)
x24 = Revenues from capacity charges (£) (in Revenue summary)
x25 = Revenues from exceeded capacity charges (£) (in Revenue summary)
x26 = Revenues from reactive power charges (£) (in Revenue summary)
Kind: | Calculation | Copy cells | Calculation | Calculation | Calculation | Calculation | Calculation | Calculation | Calculation | Calculation | Calculation | Calculation | Calculation | Calculation | Calculation | Calculation | Calculation | Calculation | Calculation | Calculation | Calculation
Formula: | =x1+x2+x3 | = x4 | =0.01*x5*(x6*x4+x7*x8+x9*x10)+10*(x11*x1+x12*x2+x13*x3+x14*x15) | =10*(x11*x1+x12*x2+x13*x3) | =x6*x5*x4/100 | =x7*x5*x8/100 | =x9*x5*x10/100 | =x14*x15*10 | =IF(x16<>0,0.1*x17/x16,"") | =IF(x18<>0,x17/x18,"") | =IF(x16<>0,0.1*x19/x16,0) | =x11*x1*10 | =x12*x2*10 | =x13*x3*10 | =IF(x19<>0,x20/x19,"") | =IF(x19<>0,x21/x19,"") | =IF(x19<>0,x22/x19,"") | =IF(x17<>0,x23/x17,"") | =IF(x17<>0,x24/x17,"") | =IF(x17<>0,x25/x17,"") | =IF(x17<>0,x26/x17,"")
| All units (MWh) | MPANs | Net revenues (£) | Revenues from unit rates (£) | Revenues from fixed charges (£) | Revenues from capacity charges (£) | Revenues from exceeded capacity charges (£) | Revenues from reactive power charges (£) | Average p/kWh | Average £/MPAN | Average unit rate p/kWh | Net revenues from unit rate 1 (£) | Net revenues from unit rate 2 (£) | Net revenues from unit rate 3 (£) | Rate 1 revenue proportion | Rate 2 revenue proportion | Rate 3 revenue proportion | Fixed charge proportion | Capacity charge proportion | Exceeded capacity charge proportion | Reactive power charge proportion
> Domestic Unrestricted
Domestic Unrestricted | 5635747.395 | 1671267.7755 | 134630421.7144 | 116096396.3376 | 18534025.3768 | 0 | 0 | 0 | 2.3889 | 80.5559 | 2.06 | 116096396.3376 | 0 | 0 | 100% | 0% | 0% | 13.77% | 0% | 0% | 0%
LDNO LV: Domestic Unrestricted | 94982.0428 | 35033.3903 | 1640522.3187 | 1368691.2364 | 271831.0823 | 0 | 0 | 0 | 1.7272 | 46.8274 | 1.441 | 1368691.2364 | 0 | 0 | 100% | 0% | 0% | 16.57% | 0% | 0% | 0%
LDNO HV: Domestic Unrestricted | 155171.2713 | 58162.8809 | 2004435.4742 | 1668091.1663 | 336344.3078 | 0 | 0 | 0 | 1.2918 | 34.4625 | 1.075 | 1668091.1663 | 0 | 0 | 100% | 0% | 0% | 16.78% | 0% | 0% | 0%
> Domestic Two Rate
Domestic Two Rate | 3493725.2242 | 792868.4906 | 73841008.2284 | 65048255.2408 | 8792752.9876 | 0 | 0 | 0 | 2.1135 | 93.1315 | 1.8619 | 55382997.0204 | 9665258.2204 | 0 | 85.14% | 14.86% | 0% | 11.91% | 0% | 0% | 0%
LDNO LV: Domestic Two Rate | 6056.8665 | 1499.2391 | 94812.1417 | 83179.2454 | 11632.8963 | 0 | 0 | 0 | 1.5654 | 63.2402 | 1.3733 | 74218.2818 | 8960.9636 | 0 | 89.23% | 10.77% | 0% | 12.27% | 0% | 0% | 0%
LDNO HV: Domestic Two Rate | 10239.89 | 2453.4348 | 117697.3943 | 103509.6718 | 14187.7226 | 0 | 0 | 0 | 1.1494 | 47.9725 | 1.0108 | 91327.9373 | 12181.7345 | 0 | 88.23% | 11.77% | 0% | 12.05% | 0% | 0% | 0%
> Domestic Off Peak (related MPAN)
Domestic Off Peak (related MPAN) | 49585.5932 | 26805 | 626266.0418 | 626266.0418 | 0 | 0 | 0 | 0 | 1.263 | 23.3638 | 1.263 | 626266.0418 | 0 | 0 | 100% | 0% | 0% | 0% | 0% | 0% | 0%
LDNO LV: Domestic Off Peak (related MPAN) | 0 | 0 | 0 | 0 | 0 | 0 | 0 | 0 |  |  | 0 | 0 | 0 | 0
LDNO HV: Domestic Off Peak (related MPAN) | 0 | 0 | 0 | 0 | 0 | 0 | 0 | 0 |  |  | 0 | 0 | 0 | 0
> Small Non Domestic Unrestricted
Small Non Domestic Unrestricted | 1140613.9739 | 95495.2531 | 26307706.6196 | 24158203.9676 | 2149502.652 | 0 | 0 | 0 | 2.3065 | 275.4871 | 2.118 | 24158203.9676 | 0 | 0 | 100% | 0% | 0% | 8.171% | 0% | 0% | 0%
LDNO LV: Small Non Domestic Unrestricted | 4254.8519 | 714.0845 | 74295.1669 | 63056.9055 | 11238.2614 | 0 | 0 | 0 | 1.7461 | 104.0425 | 1.482 | 63056.9055 | 0 | 0 | 100% | 0% | 0% | 15.13% | 0% | 0% | 0%
LDNO HV: Small Non Domestic Unrestricted | 11145.9222 | 1270.1754 | 138085.2228 | 123162.4406 | 14922.7822 | 0 | 0 | 0 | 1.2389 | 108.7135 | 1.105 | 123162.4406 | 0 | 0 | 100% | 0% | 0% | 10.81% | 0% | 0% | 0%
> Small Non Domestic Two Rate
Small Non Domestic Two Rate | 1965316.6912 | 82427.2447 | 39098762.5047 | 37243407.6541 | 1855354.8506 | 0 | 0 | 0 | 1.9894 | 474.3427 | 1.895 | 33193154.079 | 4050253.575 | 0 | 89.12% | 10.88% | 0% | 4.745% | 0% | 0% | 0%
LDNO LV: Small Non Domestic Two Rate | 482.9182 | 12.9037 | 6882.2694 | 6679.1914 | 203.078 | 0 | 0 | 0 | 1.4251 | 533.3573 | 1.3831 | 6174.0368 | 505.1546 | 0 | 92.44% | 7.563% | 0% | 2.951% | 0% | 0% | 0%
LDNO HV: Small Non Domestic Two Rate | 1397.6661 | 47.7881 | 14620.0143 | 14058.5716 | 561.4427 | 0 | 0 | 0 | 1.046 | 305.9345 | 1.0059 | 12717.0729 | 1341.4987 | 0 | 90.46% | 9.542% | 0% | 3.84% | 0% | 0% | 0%
> Small Non Domestic Off Peak (related MPAN)
Small Non Domestic Off Peak (related MPAN) | 2583.3841 | 517 | 27280.5358 | 27280.5358 | 0 | 0 | 0 | 0 | 1.056 | 52.767 | 1.056 | 27280.5358 | 0 | 0 | 100% | 0% | 0% | 0% | 0% | 0% | 0%
LDNO LV: Small Non Domestic Off Peak (related MPAN) | 0 | 0 | 0 | 0 | 0 | 0 | 0 | 0 |  |  | 0 | 0 | 0 | 0
LDNO HV: Small Non Domestic Off Peak (related MPAN) | 0 | 0 | 0 | 0 | 0 | 0 | 0 | 0 |  |  | 0 | 0 | 0 | 0
> LV Medium Non-Domestic
LV Medium Non-Domestic | 53110.7462 | 1226.513 | 1071621.9476 | 993826.926 | 77795.0215 | 0 | 0 | 0 | 2.0177 | 873.7143 | 1.8712 | 890812.5828 | 103014.3433 | 0 | 89.63% | 10.37% | 0% | 7.26% | 0% | 0% | 0%
LDNO LV: LV Medium Non-Domestic | -4.3656e-14 | 0 | -7.0209e-13 | -7.0209e-13 | 0 | 0 | 0 | 0 | 1.6082 |  | 1.6082 | -7.362e-13 | 3.4106e-14 | 0 | 104.9% | -4.858% | 0% | 0% | 0% | 0% | 0%
LDNO HV: LV Medium Non-Domestic | -2.2919e-13 | 0 | -2.6808e-12 | -2.6808e-12 | 0 | 0 | 0 | 0 | 1.1697 |  | 1.1697 | -2.7657e-12 | 8.4947e-14 | 0 | 103.2% | -3.169% | 0% | 0% | 0% | 0% | 0%
> LV Sub Medium Non-Domestic
LV Sub Medium Non-Domestic | 0.18482 | 0.0031678 | 3.4106 | 3.2281 | 0.18249 | 0 | 0 | 0 | 1.8453 | 1076.6244 | 1.7466 | 2.8567 | 0.37134 | 0 | 88.5% | 11.5% | 0% | 5.351% | 0% | 0% | 0%
> HV Medium Non-Domestic
HV Medium Non-Domestic | 3393.8175 | 44 | 66439.7024 | 42254.7152 | 24184.9872 | 0 | 0 | 0 | 1.9577 | 1509.9932 | 1.245 | 35456.9363 | 6797.7789 | 0 | 83.91% | 16.09% | 0% | 36.4% | 0% | 0% | 0%
> LV Network Domestic
LV Network Domestic | 247.4185 | 76.1188 | 5431.4289 | 4587.287 | 844.1419 | 0 | 0 | 0 | 2.1952 | 71.3547 | 1.8541 | 1960.8537 | 1534.9893 | 1091.444 | 42.75% | 33.46% | 23.79% | 15.54% | 0% | 0% | 0%
LDNO LV: LV Network Domestic | 0 | 0 | 0 | 0 | 0 | 0 | 0 | 0 |  |  | 0 | 0 | 0 | 0
LDNO HV: LV Network Domestic | 0 | 0 | 0 | 0 | 0 | 0 | 0 | 0 |  |  | 0 | 0 | 0 | 0
> LV Network Non-Domestic Non-CT
LV Network Non-Domestic Non-CT | 170406.7471 | 2509.1035 | 3411218.5157 | 3354741.1059 | 56477.4098 | 0 | 0 | 0 | 2.0018 | 1359.5368 | 1.9687 | 1484307.8452 | 1168258.6765 | 702174.5843 | 44.25% | 34.82% | 20.93% | 1.656% | 0% | 0% | 0%
LDNO LV: LV Network Non-Domestic Non-CT | 212.4368 | 4.7184 | 2715.7722 | 2641.5134 | 74.2588 | 0 | 0 | 0 | 1.2784 | 575.566 | 1.2434 | 1077.2125 | 807.5702 | 756.7307 | 40.78% | 30.57% | 28.65% | 2.734% | 0% | 0% | 0%
LDNO HV: LV Network Non-Domestic Non-CT | 883.0467 | 19.8418 | 9538.2814 | 9305.1677 | 233.1137 | 0 | 0 | 0 | 1.0802 | 480.7158 | 1.0538 | 4351.0759 | 3006.646 | 1947.4457 | 46.76% | 32.31% | 20.93% | 2.444% | 0% | 0% | 0%
> LV HH Metered
LV HH Metered | 3499450.3099 | 15832.3321 | 78605476.0063 | 57661824.0468 | 498338.4843 | 19081776 | 889473.5972 | 474063.878 | 2.2462 | 4964.8703 | 1.6477 | 22840166.935 | 20553728.0492 | 14267929.0625 | 39.61% | 35.65% | 24.74% | 0.634% | 24.28% | 1.132% | 0.6031%
LDNO LV: LV HH Metered | 12416.5951 | 61.2299 | 218291.8869 | 144228.7012 | 1349.09 | 71322.6712 | 191.0812 | 1200.3433 | 1.7581 | 3565.1209 | 1.1616 | 59750.2959 | 46688.413 | 37789.9922 | 41.43% | 32.37% | 26.2% | 0.618% | 32.67% | 0.08753% | 0.5499%
LDNO HV: LV HH Metered | 135928.7575 | 382.6217 | 1741217.4533 | 1169533.5949 | 6287.7754 | 552845.8023 | 4899.9518 | 7650.329 | 1.281 | 4550.7546 | 0.8604 | 474369.0158 | 391085.1215 | 304079.4575 | 40.56% | 33.44% | 26% | 0.3611% | 31.75% | 0.2814% | 0.4394%
> LV Sub HH Metered
LV Sub HH Metered | 219158.4445 | 342.8467 | 4890771.6926 | 3082654.102 | 8419.8349 | 1747822.8365 | 35476.7422 | 16398.1771 | 2.2316 | 14265.1854 | 1.4066 | 1091817.8053 | 1073608.9705 | 917227.3261 | 35.42% | 34.83% | 29.75% | 0.1722% | 35.74% | 0.7254% | 0.3353%
LDNO HV: LV Sub HH Metered | 9256.0866 | 4.8959 | 127764.3663 | 93742.6917 | 91.0284 | 32610.5922 | 705.3833 | 614.6707 | 1.3803 | 26096.23 | 1.0128 | 31228.7439 | 27667.4761 | 34846.4716 | 33.31% | 29.51% | 37.17% | 0.07125% | 25.52% | 0.5521% | 0.4811%
> HV HH Metered
HV HH Metered | 7589580.0795 | 3524.9192 | 131223195.6092 | 86539100.538 | 935337.3191 | 42146773.5313 | 1339808.9636 | 262175.2573 | 1.729 | 37227.2914 | 1.1402 | 23120906.828 | 29010065.3181 | 34408128.3919 | 26.72% | 33.52% | 39.76% | 0.7128% | 32.12% | 1.021% | 0.1998%
LDNO HV: HV HH Metered | 69862.2839 | 38.4086 | 1333871.8913 | 688745.2074 | 8739.5763 | 631601.8716 | 3898.25 | 886.9859 | 1.9093 | 34728.4736 | 0.98586 | 194740.8153 | 209347.9846 | 284656.4076 | 28.27% | 30.4% | 41.33% | 0.6552% | 47.35% | 0.2923% | 0.0665%
> NHH UMS category A
NHH UMS category A | 34134.8937 | 1567 | 804559.4446 | 804559.4446 | 0 | 0 | 0 | 0 | 2.357 | 513.4393 | 2.357 | 804559.4446 | 0 | 0 | 100% | 0% | 0% | 0% | 0% | 0% | 0%
LDNO LV: NHH UMS category A | 275.2215 | 0 | 4538.4022 | 4538.4022 | 0 | 0 | 0 | 0 | 1.649 |  | 1.649 | 4538.4022 | 0 | 0 | 100% | 0% | 0% | 0% | 0% | 0% | 0%
LDNO HV: NHH UMS category A | 531.7578 | 0 | 6540.6204 | 6540.6204 | 0 | 0 | 0 | 0 | 1.23 |  | 1.23 | 6540.6204 | 0 | 0 | 100% | 0% | 0% | 0% | 0% | 0% | 0%
> NHH UMS category B
NHH UMS category B | 22466.15 | 1279 | 588388.4678 | 588388.4678 | 0 | 0 | 0 | 0 | 2.619 | 460.0379 | 2.619 | 588388.4678 | 0 | 0 | 100% | 0% | 0% | 0% | 0% | 0% | 0%
LDNO LV: NHH UMS category B | 319.4011 | 0 | 5851.4289 | 5851.4289 | 0 | 0 | 0 | 0 | 1.832 |  | 1.832 | 5851.4289 | 0 | 0 | 100% | 0% | 0% | 0% | 0% | 0% | 0%
LDNO HV: NHH UMS category B | 613.6304 | 0 | 8388.3281 | 8388.3281 | 0 | 0 | 0 | 0 | 1.367 |  | 1.367 | 8388.3281 | 0 | 0 | 100% | 0% | 0% | 0% | 0% | 0% | 0%
> NHH UMS category C
NHH UMS category C | 339.1014 | 194 | 12143.2214 | 12143.2214 | 0 | 0 | 0 | 0 | 3.581 | 62.5939 | 3.581 | 12143.2214 | 0 | 0 | 100% | 0% | 0% | 0% | 0% | 0% | 0%
LDNO LV: NHH UMS category C | 0 | 0 | 0 | 0 | 0 | 0 | 0 | 0 |  |  | 0 | 0 | 0 | 0
LDNO HV: NHH UMS category C | 0 | 0 | 0 | 0 | 0 | 0 | 0 | 0 |  |  | 0 | 0 | 0 | 0
> NHH UMS category D
NHH UMS category D | 7208.5561 | 247 | 151163.4211 | 151163.4211 | 0 | 0 | 0 | 0 | 2.097 | 611.9977 | 2.097 | 151163.4211 | 0 | 0 | 100% | 0% | 0% | 0% | 0% | 0% | 0%
LDNO LV: NHH UMS category D | 0 | 0 | 0 | 0 | 0 | 0 | 0 | 0 |  |  | 0 | 0 | 0 | 0
LDNO HV: NHH UMS category D | 0 | 0 | 0 | 0 | 0 | 0 | 0 | 0 |  |  | 0 | 0 | 0 | 0
> LV UMS (Pseudo HH Metered)
LV UMS (Pseudo HH Metered) | 231659.3057 | 26.8197 | 6222748.8391 | 6222748.8391 | 0 | 0 | 0 | 0 | 2.6862 | 232021.8088 | 2.6862 | 2618856.8001 | 723072.6245 | 2880819.4145 | 42.09% | 11.62% | 46.29% | 0% | 0% | 0% | 0%
LDNO LV: LV UMS (Pseudo HH Metered) | 0 | 0 | 0 | 0 | 0 | 0 | 0 | 0 |  |  | 0 | 0 | 0 | 0
LDNO HV: LV UMS (Pseudo HH Metered) | 0 | 0 | 0 | 0 | 0 | 0 | 0 | 0 |  |  | 0 | 0 | 0 | 0
> LV Generation NHH or Aggregate HH
LV Generation NHH or Aggregate HH | 10233.9538 | 136 | -64064.551 | -64064.551 | 0 | 0 | 0 | 0 | -0.626 | -471.0629 | -0.626 | -64064.551 | 0 | 0 | 100% | 0% | 0% | 0% | 0% | 0% | 0%
LDNO LV: LV Generation NHH or Aggregate HH | 27.7854 | 0 | -173.9365 | -173.9365 | 0 | 0 | 0 | 0 | -0.626 |  | -0.626 | -173.9365 | 0 | 0 | 100% | 0% | 0% | 0% | 0% | 0% | 0%
LDNO HV: LV Generation NHH or Aggregate HH | 0 | 0 | 0 | 0 | 0 | 0 | 0 | 0 |  |  | 0 | 0 | 0 | 0
> LV Sub Generation NHH
LV Sub Generation NHH | 0 | 0 | 0 | 0 | 0 | 0 | 0 | 0 |  |  | 0 | 0 | 0 | 0
LDNO HV: LV Sub Generation NHH | 0 | 0 | 0 | 0 | 0 | 0 | 0 | 0 |  |  | 0 | 0 | 0 | 0
> LV Generation Intermittent
LV Generation Intermittent | 39541.4555 | 697.5742 | -241622.3783 | -247529.5113 | 0 | 0 | 0 | 5907.133 | -0.61106 | -346.3752 | -0.626 | -247529.5113 | 0 | 0 | 100% | 0% | 0% | 0% | 0% | 0% | -2.445%
LDNO LV: LV Generation Intermittent | 0 | 0 | 0 | 0 | 0 | 0 | 0 | 0 |  |  | 0 | 0 | 0 | 0
LDNO HV: LV Generation Intermittent | 72.669 | 4.4201 | -398.0732 | -454.9077 | 0 | 0 | 0 | 56.8345 | -0.54779 | -90.0588 | -0.626 | -454.9077 | 0 | 0 | 100% | 0% | 0% | 0% | 0% | 0% | -14.28%
> LV Generation Intermittent no RP charge
LV Generation Intermittent no RP charge | 0 | 0 | 0 | 0 | 0 | 0 | 0 | 0 |  |  | 0 | 0 | 0 | 0
> LV Generation Non-Intermittent
LV Generation Non-Intermittent | 17375.8895 | 105.727 | -113470.6711 | -114405.352 | 0 | 0 | 0 | 934.6809 | -0.65304 | -1073.2417 | -0.65841 | -79519.9061 | -32023.4723 | -2861.9736 | 69.51% | 27.99% | 2.502% | 0% | 0% | 0% | -0.8237%
LDNO LV: LV Generation Non-Intermittent | 0 | 0 | 0 | 0 | 0 | 0 | 0 | 0 |  |  | 0 | 0 | 0 | 0
LDNO HV: LV Generation Non-Intermittent | 0 | 0 | 0 | 0 | 0 | 0 | 0 | 0 |  |  | 0 | 0 | 0 | 0
> LV Generation Non-Intermittent no RP charge
LV Generation Non-Intermittent no RP charge | 0 | 0 | 0 | 0 | 0 | 0 | 0 | 0 |  |  | 0 | 0 | 0 | 0
> LV Sub Generation Intermittent
LV Sub Generation Intermittent | 3841.6564 | 31.3064 | -20606.8857 | -21052.2771 | 0 | 0 | 0 | 445.3914 | -0.53641 | -658.2325 | -0.548 | -21052.2771 | 0 | 0 | 100% | 0% | 0% | 0% | 0% | 0% | -2.161%
LDNO HV: LV Sub Generation Intermittent | 0 | 0 | 0 | 0 | 0 | 0 | 0 | 0 |  |  | 0 | 0 | 0 | 0
> LV Sub Generation Intermittent no RP charge
LV Sub Generation Intermittent no RP charge | 0 | 0 | 0 | 0 | 0 | 0 | 0 | 0 |  |  | 0 | 0 | 0 | 0
> LV Sub Generation Non-Intermittent
LV Sub Generation Non-Intermittent | 5861.8526 | 6.1368 | -30061.6308 | -30510.8029 | 0 | 0 | 0 | 449.1721 | -0.51283 | -4898.5855 | -0.5205 | -22203.7343 | -7346.2643 | -960.8042 | 72.77% | 24.08% | 3.149% | 0% | 0% | 0% | -1.494%
LDNO HV: LV Sub Generation Non-Intermittent | 0 | 0 | 0 | 0 | 0 | 0 | 0 | 0 |  |  | 0 | 0 | 0 | 0
> LV Sub Generation Non-Intermittent no RP charge
LV Sub Generation Non-Intermittent no RP charge | 0 | 0 | 0 | 0 | 0 | 0 | 0 | 0 |  |  | 0 | 0 | 0 | 0
> HV Generation Intermittent
HV Generation Intermittent | 479000.8297 | 248.1557 | -1586556.1673 | -1623812.8127 | 27074.9253 | 0 | 0 | 10181.72 | -0.33122 | -6393.3907 | -0.339 | -1623812.8127 | 0 | 0 | 100% | 0% | 0% | -1.707% | 0% | 0% | -0.6417%
LDNO HV: HV Generation Intermittent | 18.6307 | 0.62289 | -63.0697 | -63.158 | 0 | 0 | 0 | 0.088348 | -0.33853 | -101.2541 | -0.339 | -63.158 | 0 | 0 | 100% | 0% | 0% | 0% | 0% | 0% | -0.1401%
> HV Generation Intermittent no RP charge
HV Generation Intermittent no RP charge | 0 | 0 | 0 | 0 | 0 | 0 | 0 | 0 |  |  | 0 | 0 | 0 | 0
> HV Generation Non-Intermittent
HV Generation Non-Intermittent | 851558.2376 | 231.2884 | -3196428.827 | -3236217.3146 | 25234.6266 | 0 | 0 | 14553.861 | -0.37536 | -13820.101 | -0.38003 | -2501286.6479 | -676401.5913 | -58529.0754 | 77.29% | 20.9% | 1.809% | -0.7895% | 0% | 0% | -0.4553%
LDNO HV: HV Generation Non-Intermittent | 0 | 0 | 0 | 0 | 0 | 0 | 0 | 0 |  |  | 0 | 0 | 0 | 0
> HV Generation Non-Intermittent no RP charge
HV Generation Non-Intermittent no RP charge | 0 | 0 | 0 | 0 | 0 | 0 | 0 | 0 |  |  | 0 | 0 | 0 | 0
3803. Revenue summary by tariff component
Data sources:
x1 = 3802. All units (MWh) (in Revenue summary)
x2 = 3802. MPANs (in Revenue summary)
x3 = 3802. Net revenues (£) (in Revenue summary)
x4 = 3802. Revenues from unit rates (£) (in Revenue summary)
x5 = 3802. Revenues from fixed charges (£) (in Revenue summary)
x6 = 3802. Revenues from capacity charges (£) (in Revenue summary)
x7 = 3802. Revenues from exceeded capacity charges (£) (in Revenue summary)
x8 = 3802. Revenues from reactive power charges (£) (in Revenue summary)
Kind: | Cell summation | Cell summation | Cell summation | Cell summation | Cell summation | Cell summation | Cell summation | Cell summation
Formula: | =SUM(x1) | =SUM(x2) | =SUM(x3) | =SUM(x4) | =SUM(x5) | =SUM(x6) | =SUM(x7) | =SUM(x8)
| Total units (MWh) | Total MPANs | Total net revenues (£) | Total net revenues from unit rates (£) | Total revenues from fixed charges (£) | Total revenues from capacity charges (£) | Total revenues from exceeded capacity charges (£) | Total revenues from reactive power charges (£)
Revenue summary by tariff component | 26040291.623 | 2797417.2645 | 503881229.5948 | 402883464.5818 | 33663039.216 | 64264753.3052 | 2274453.9692 | 795518.5226

## M-ATW
Tariff matrices for WPD East Midlands in April 19 (no data version)
This sheet provides matrices breaking down each tariff component into its elements.
This sheet is for information only. It can be deleted without affecting any calculations elsewhere in the model.
Domestic Unrestricted
Domestic Two Rate
Domestic Off Peak (related MPAN)
Small Non Domestic Unrestricted
Small Non Domestic Two Rate
Small Non Domestic Off Peak (related MPAN)
LV Medium Non-Domestic
LV Sub Medium Non-Domestic
HV Medium Non-Domestic
LV Network Domestic
LV Network Non-Domestic Non-CT
LV HH Metered
LV Sub HH Metered
HV HH Metered
NHH UMS category A
NHH UMS category B
NHH UMS category C
NHH UMS category D
LV UMS (Pseudo HH Metered)
LV Generation NHH or Aggregate HH
LV Sub Generation NHH
LV Generation Intermittent
LV Generation Intermittent no RP charge
LV Generation Non-Intermittent
LV Generation Non-Intermittent no RP charge
LV Sub Generation Intermittent
LV Sub Generation Intermittent no RP charge
LV Sub Generation Non-Intermittent
LV Sub Generation Non-Intermittent no RP charge
HV Generation Intermittent
HV Generation Intermittent no RP charge
HV Generation Non-Intermittent
HV Generation Non-Intermittent no RP charge
Domestic Unrestricted
| Rate 1 units (MWh) | MPANs | MWh/year | MWh/MPAN/year
Domestic Unrestricted | 5783172.5835 | 1726129.2667 | 5783172.5835 | 3.3504
| Unit rate 1 p/kWh | Fixed charge p/MPAN/day | Revenue (£/year) | Average p/kWh | Average £/MPAN/year
Assets 132kV | 0.14343 | 0 | 8295038.4305 | 0.14343 | 4.8056
Assets 132kV/EHV | 0.07289 | 0 | 4215348.9388 | 0.07289 | 2.4421
Assets EHV | 0.085988 | 0 | 4972824.2879 | 0.085988 | 2.8809
Assets EHV/HV | 0.13959 | 0 | 8072844.8247 | 0.13959 | 4.6768
Assets 132kV/HV | 0.012131 | 0 | 701554.5641 | 0.012131 | 0.40643
Assets HV | 0.17252 | 0 | 9977038.8815 | 0.17252 | 5.78
Assets HV/LV | 0.043578 | 0 | 2520213.5107 | 0.043578 | 1.46
Assets LV circuits | 0 | 0.16433 | 1038160.6723 | 0.017951 | 0.60144
Assets LV customer |  | 0 | 0 | 0 | 0
Assets HV customer |  | 0 | 0 | 0 | 0
Transmission exit | 0.068916 | 0 | 3985517.1802 | 0.068916 | 2.3089
Operating 132kV | 0.071774 | 0 | 4150785.6592 | 0.071774 | 2.4047
Operating 132kV/EHV | 0.036474 | 0 | 2109334.4016 | 0.036474 | 1.222
Operating EHV | 0.043028 | 0 | 2488370.3569 | 0.043028 | 1.4416
Operating EHV/HV | 0.069851 | 0 | 4039601.3603 | 0.069851 | 2.3403
Operating 132kV/HV | 0.0060703 | 0 | 351053.5422 | 0.0060703 | 0.20338
Operating HV | 0.16574 | 0 | 9584890.5804 | 0.16574 | 5.5528
Operating HV/LV | 0.074916 | 0 | 4332540.3108 | 0.074916 | 2.51
Operating LV circuits | 0 | 1.3417 | 8476497.1886 | 0.14657 | 4.9107
Operating LV customer |  | 1.5229 | 9621038.8675 | 0.16636 | 5.5738
Operating HV customer |  | 0 | 0 | 0 | 0
Adder | 0.85317 |  | 49340045.0871 | 0.85317 | 28.5842
Rounding | -6.3057e-05 | 0.0010655 | 3084.9174 | 5.3343e-05 | 0.0017872
Total | 2.06 | 3.03 | 138275783.5625 | 2.391 | 80.1074
Domestic Two Rate
| Rate 1 units (MWh) | Rate 2 units (MWh) | MPANs | MWh/year | MWh/MPAN/year
Domestic Two Rate | 2424643.187 | 1078663.0726 | 795197.6772 | 3503306.2597 | 4.4056
| Unit rate 1 p/kWh | Unit rate 2 p/kWh | Fixed charge p/MPAN/day | Average unit rate (p/kWh) | Revenue (£/year) | Average p/kWh | Average £/MPAN/year
Assets 132kV | 0.17108 | 0.0019806 | 0 | 0.11902 | 4169476.723 | 0.11902 | 5.2433
Assets 132kV/EHV | 0.08694 | 0.0010065 | 0 | 0.060481 | 2118832.773 | 0.060481 | 2.6645
Assets EHV | 0.10239 | 0.0043046 | 0 | 0.072193 | 2529127.1613 | 0.072193 | 3.1805
Assets EHV/HV | 0.16623 | 0.006988 | 0 | 0.1172 | 4105765.644 | 0.1172 | 5.1632
Assets 132kV/HV | 0.014469 | 0.00016751 | 0 | 0.010066 | 352634.3427 | 0.010066 | 0.44345
Assets HV | 0.20543 | 0.0086364 | 0 | 0.14484 | 5074219.1084 | 0.14484 | 6.3811
Assets HV/LV | 0.051893 | 0.0021816 | 0 | 0.036587 | 1281754.6073 | 0.036587 | 1.6119
Assets LV circuits | 0 | 0 | 0.16433 | 0 | 478262.5329 | 0.013652 | 0.60144
Assets LV customer |  |  | 0 | 0 | 0 | 0 | 0
Assets HV customer |  |  | 0 | 0 | 0 | 0 | 0
Transmission exit | 0.082233 | 0 | 0 | 0.056914 | 1993862.1781 | 0.056914 | 2.5074
Operating 132kV | 0.085608 | 0.00099107 | 0 | 0.059555 | 2086380.23 | 0.059555 | 2.6237
Operating 132kV/EHV | 0.043504 | 0.00050364 | 0 | 0.030264 | 1060250.7465 | 0.030264 | 1.3333
Operating EHV | 0.051237 | 0.002154 | 0 | 0.036125 | 1265559.5076 | 0.036125 | 1.5915
Operating EHV/HV | 0.083178 | 0.0034968 | 0 | 0.058645 | 2054499.6021 | 0.058645 | 2.5836
Operating 132kV/HV | 0.0072403 | 8.382e-05 | 0 | 0.0050368 | 176456.0327 | 0.0050368 | 0.2219
Operating HV | 0.19736 | 0.0082969 | 0 | 0.13915 | 4874776.5256 | 0.13915 | 6.1303
Operating HV/LV | 0.08921 | 0.0037503 | 0 | 0.062897 | 2203485.3321 | 0.062897 | 2.771
Operating LV circuits | 0 | 0 | 1.3417 | 0 | 3904974.5608 | 0.11147 | 4.9107
Operating LV customer |  |  | 1.5229 | 0 | 4432244.9698 | 0.12652 | 5.5738
Operating HV customer |  |  | 0 | 0 | 0 | 0 | 0
Adder | 0.85317 | 0.85317 |  | 0.85317 | 29889007.5146 | 0.85317 | 37.5869
Rounding | -0.00017632 | 0.00029266 | 0.0010655 | -3.1919e-05 | 1982.9156 | 5.6601e-05 | 0.0024936
Total | 2.291 | 0.898 | 3.03 | 1.8621 | 74053553.0081 | 2.1138 | 93.126
Domestic Off Peak (related MPAN)
| Rate 1 units (MWh) | MWh/year
Domestic Off Peak (related MPAN) | 49585.5932 | 49585.5932
| Unit rate 1 p/kWh | Revenue (£/year) | Average p/kWh
Assets 132kV | 0.045044 | 22335.5498 | 0.045044
Assets 132kV/EHV | 0.022891 | 11350.4159 | 0.022891
Assets EHV | 0.030857 | 15300.6616 | 0.030857
Assets EHV/HV | 0.050093 | 24838.9768 | 0.050093
Assets 132kV/HV | 0.0038096 | 1889.0337 | 0.0038096
Assets HV | 0.061909 | 30697.9067 | 0.061909
Assets HV/LV | 0.015638 | 7754.3327 | 0.015638
Assets LV circuits | 0 | 0 | 0
Transmission exit | 0.016659 | 8260.361 | 0.016659
Operating 132kV | 0.02254 | 11176.5703 | 0.02254
Operating 132kV/EHV | 0.011454 | 5679.6776 | 0.011454
Operating EHV | 0.015441 | 7656.3559 | 0.015441
Operating EHV/HV | 0.025066 | 12429.2695 | 0.025066
Operating 132kV/HV | 0.0019063 | 945.2607 | 0.0019063
Operating HV | 0.059476 | 29491.323 | 0.059476
Operating HV/LV | 0.026884 | 13330.6004 | 0.026884
Operating LV circuits | 0 | 0 | 0
Adder | 0.85317 | 423047.2751 | 0.85317
Rounding | 0.00016632 | 82.4711 | 0.00016632
Total | 1.263 | 626266.0418 | 1.263
Small Non Domestic Unrestricted
| Rate 1 units (MWh) | MPANs | MWh/year | MWh/MPAN/year
Small Non Domestic Unrestricted | 1149407.0193 | 96657.6615 | 1149407.0193 | 11.8915
| Unit rate 1 p/kWh | Fixed charge p/MPAN/day | Revenue (£/year) | Average p/kWh | Average £/MPAN/year
Assets 132kV | 0.14698 | 0 | 1689418.7456 | 0.14698 | 17.4784
Assets 132kV/EHV | 0.074693 | 0 | 858523.9931 | 0.074693 | 8.8821
Assets EHV | 0.091856 | 0 | 1055803.4169 | 0.091856 | 10.9231
Assets EHV/HV | 0.14912 | 0 | 1713983.1726 | 0.14912 | 17.7325
Assets 132kV/HV | 0.012431 | 0 | 142882.9344 | 0.012431 | 1.4782
Assets HV | 0.18429 | 0 | 2118271.4553 | 0.18429 | 21.9152
Assets HV/LV | 0.046553 | 0 | 535078.2336 | 0.046553 | 5.5358
Assets LV circuits | 0 | 0.16433 | 58133.6432 | 0.0050577 | 0.60144
Assets LV customer |  | 0 | 0 | 0 | 0
Assets HV customer |  | 0 | 0 | 0 | 0
Transmission exit | 0.064126 | 0 | 737066.442 | 0.064126 | 7.6255
Operating 132kV | 0.073549 | 0 | 845374.637 | 0.073549 | 8.7461
Operating 132kV/EHV | 0.037376 | 0 | 429600.0686 | 0.037376 | 4.4446
Operating EHV | 0.045964 | 0 | 528317.4657 | 0.045964 | 5.4659
Operating EHV/HV | 0.074618 | 0 | 857666.5235 | 0.074618 | 8.8732
Operating 132kV/HV | 0.0062204 | 0 | 71497.732 | 0.0062204 | 0.7397
Operating HV | 0.17705 | 0 | 2035012.6285 | 0.17705 | 21.0538
Operating HV/LV | 0.080029 | 0 | 919861.7524 | 0.080029 | 9.5167
Operating LV circuits | 0 | 1.3417 | 474656.4536 | 0.041296 | 4.9107
Operating LV customer |  | 4.6437 | 1642781.7889 | 0.14292 | 16.9959
Operating HV customer |  | 0 | 0 | 0 | 0
Adder | 0.85317 |  | 9806346.4881 | 0.85317 | 101.4544
Rounding | -2.3057e-05 | 0.00026972 | -169.6036 | -1.4756e-05 | -0.0017547
Total | 2.118 | 6.15 | 26520107.9714 | 2.3073 | 274.3715
Small Non Domestic Two Rate
| Rate 1 units (MWh) | Rate 2 units (MWh) | MPANs | MWh/year | MWh/MPAN/year
Small Non Domestic Two Rate | 1515147.8904 | 451236.0014 | 82461.2094 | 1966383.8918 | 23.8462
| Unit rate 1 p/kWh | Unit rate 2 p/kWh | Fixed charge p/MPAN/day | Average unit rate (p/kWh) | Revenue (£/year) | Average p/kWh | Average £/MPAN/year
Assets 132kV | 0.15634 | 0.001988 | 0 | 0.12092 | 2377777.6804 | 0.12092 | 28.8351
Assets 132kV/EHV | 0.079449 | 0.0010103 | 0 | 0.061449 | 1208332.2707 | 0.061449 | 14.6533
Assets EHV | 0.096848 | 0.0043207 | 0 | 0.075615 | 1486884.7197 | 0.075615 | 18.0313
Assets EHV/HV | 0.15722 | 0.0070142 | 0 | 0.12275 | 2413797.2548 | 0.12275 | 29.2719
Assets 132kV/HV | 0.013223 | 0.00016814 | 0 | 0.010227 | 201101.0314 | 0.010227 | 2.4387
Assets HV | 0.19431 | 0.0086687 | 0 | 0.15171 | 2983155.2056 | 0.15171 | 36.1765
Assets HV/LV | 0.049082 | 0.0021897 | 0 | 0.038322 | 753549.0383 | 0.038322 | 9.1382
Assets LV circuits | 0 | 0 | 0.16433 | 0 | 49595.3497 | 0.0025222 | 0.60144
Assets LV customer |  |  | 0 | 0 | 0 | 0 | 0
Assets HV customer |  |  | 0 | 0 | 0 | 0 | 0
Transmission exit | 0.069717 | 0 | 0 | 0.053719 | 1056322.4387 | 0.053719 | 12.8099
Operating 132kV | 0.078232 | 0.00099479 | 0 | 0.060508 | 1189825.1683 | 0.060508 | 14.4289
Operating 132kV/EHV | 0.039756 | 0.00050553 | 0 | 0.030749 | 604641.9559 | 0.030749 | 7.3324
Operating EHV | 0.048462 | 0.0021621 | 0 | 0.037837 | 744027.8696 | 0.037837 | 9.0228
Operating EHV/HV | 0.078673 | 0.0035099 | 0 | 0.061425 | 1207849.1394 | 0.061425 | 14.6475
Operating 132kV/HV | 0.0066165 | 8.4134e-05 | 0 | 0.0051175 | 100629.7059 | 0.0051175 | 1.2203
Operating HV | 0.18667 | 0.008328 | 0 | 0.14574 | 2865902.0547 | 0.14574 | 34.7545
Operating HV/LV | 0.084378 | 0.0037644 | 0 | 0.065879 | 1295438.4898 | 0.065879 | 15.7097
Operating LV circuits | 0 | 0 | 1.3417 | 0 | 404941.9839 | 0.020593 | 4.9107
Operating LV customer |  |  | 4.6437 | 0 | 1401500.6256 | 0.071273 | 16.9959
Operating HV customer |  |  | 0 | 0 | 0 | 0 | 0
Adder | 0.85317 | 0.85317 |  | 0.85317 | 16776512.9739 | 0.85317 | 203.4473
Rounding | -0.00014343 | 0.00012571 | 0.00026972 | -8.167e-05 | -1524.5443 | -7.753e-05 | -0.018488
Total | 2.192 | 0.898 | 6.15 | 1.8951 | 39120260.4119 | 1.9895 | 474.408
Small Non Domestic Off Peak (related MPAN)
| Rate 1 units (MWh) | MWh/year
Small Non Domestic Off Peak (related MPAN) | 2583.3841 | 2583.3841
| Unit rate 1 p/kWh | Revenue (£/year) | Average p/kWh
Assets 132kV | 0.020646 | 533.3633 | 0.020646
Assets 132kV/EHV | 0.010492 | 271.0431 | 0.010492
Assets EHV | 0.01592 | 411.2641 | 0.01592
Assets EHV/HV | 0.025844 | 667.6429 | 0.025844
Assets 132kV/HV | 0.0017461 | 45.1093 | 0.0017461
Assets HV | 0.03194 | 825.1242 | 0.03194
Assets HV/LV | 0.008068 | 208.4275 | 0.008068
Assets LV circuits | 0 | 0 | 0
Transmission exit | 0.0061968 | 160.0879 | 0.0061968
Operating 132kV | 0.010331 | 266.8917 | 0.010331
Operating 132kV/EHV | 0.00525 | 135.6283 | 0.00525
Operating EHV | 0.0079661 | 205.794 | 0.0079661
Operating EHV/HV | 0.012932 | 334.0844 | 0.012932
Operating 132kV/HV | 0.00087375 | 22.5724 | 0.00087375
Operating HV | 0.030684 | 792.6926 | 0.030684
Operating HV/LV | 0.01387 | 358.3111 | 0.01387
Operating LV circuits | 0 | 0 | 0
Adder | 0.85317 | 22040.5469 | 0.85317
Rounding | 7.5564e-05 | 1.9521 | 7.5564e-05
Total | 1.056 | 27280.5358 | 1.056
LV Medium Non-Domestic
| Rate 1 units (MWh) | Rate 2 units (MWh) | MPANs | MWh/year | MWh/MPAN/year
LV Medium Non-Domestic | 41587.889 | 11522.8572 | 1226.513 | 53110.7462 | 43.3022
| Unit rate 1 p/kWh | Unit rate 2 p/kWh | Fixed charge p/MPAN/day | Average unit rate (p/kWh) | Revenue (£/year) | Average p/kWh | Average £/MPAN/year
Assets 132kV | 0.15087 | 0.0018223 | 0 | 0.11853 | 62953.7499 | 0.11853 | 51.3274
Assets 132kV/EHV | 0.076669 | 0.00092604 | 0 | 0.060236 | 31991.6568 | 0.060236 | 26.0834
Assets EHV | 0.093013 | 0.0039605 | 0 | 0.073693 | 39138.6376 | 0.073693 | 31.9105
Assets EHV/HV | 0.151 | 0.0064295 | 0 | 0.11963 | 63537.3641 | 0.11963 | 51.8033
Assets 132kV/HV | 0.01276 | 0.00015412 | 0 | 0.010025 | 5324.3262 | 0.010025 | 4.341
Assets HV | 0.18661 | 0.0079461 | 0 | 0.14785 | 78524.3327 | 0.14785 | 64.0224
Assets HV/LV | 0.047139 | 0.0020072 | 0 | 0.037347 | 19835.3526 | 0.037347 | 16.1722
Assets LV circuits | 0 | 0 | 1.3049 | 0 | 5857.7071 | 0.011029 | 4.7759
Assets LV customer |  |  | 0 | 0 | 0 | 0 | 0
Assets HV customer |  |  | 0 | 0 | 0 | 0 | 0
Transmission exit | 0.067847 | 0 | 0 | 0.053127 | 28216.0616 | 0.053127 | 23.0051
Operating 132kV | 0.075495 | 0.00091185 | 0 | 0.059313 | 31501.665 | 0.059313 | 25.6839
Operating 132kV/EHV | 0.038365 | 0.00046338 | 0 | 0.030142 | 16008.4262 | 0.030142 | 13.052
Operating EHV | 0.046543 | 0.0019818 | 0 | 0.036875 | 19584.7309 | 0.036875 | 15.9678
Operating EHV/HV | 0.075558 | 0.0032173 | 0 | 0.059863 | 31793.702 | 0.059863 | 25.922
Operating 132kV/HV | 0.006385 | 7.712e-05 | 0 | 0.0050164 | 2664.2597 | 0.0050164 | 2.1722
Operating HV | 0.17928 | 0.0076337 | 0 | 0.14204 | 75437.9276 | 0.14204 | 61.506
Operating HV/LV | 0.081037 | 0.0034506 | 0 | 0.064204 | 34099.2794 | 0.064204 | 27.8018
Operating LV circuits | 0 | 0 | 10.6543 | 0 | 47827.7005 | 0.090053 | 38.9949
Operating LV customer |  |  | 5.3708 | 0 | 24109.7365 | 0.045395 | 19.6571
Operating HV customer |  |  | 0 | 0 | 0 | 0 | 0
Adder | 0.85317 | 0.85317 |  | 0.85317 | 453122.6718 | 0.85317 | 369.4398
Rounding | 0.00026388 | -0.00014719 | -2.7291e-05 | 0.0001747 | 92.6595 | 0.00017446 | 0.075547
Total | 2.142 | 0.894 | 17.33 | 1.8712 | 1071621.9476 | 2.0177 | 873.7143
LV Sub Medium Non-Domestic
| Rate 1 units (MWh) | Rate 2 units (MWh) | MPANs | MWh/year | MWh/MPAN/year
LV Sub Medium Non-Domestic | 0.14305 | 0.041771 | 0.0031678 | 0.18482 | 58.3434
| Unit rate 1 p/kWh | Unit rate 2 p/kWh | Fixed charge p/MPAN/day | Average unit rate (p/kWh) | Revenue (£/year) | Average p/kWh | Average £/MPAN/year
Assets 132kV | 0.14865 | 0.0018167 | 0 | 0.11547 | 0.21341 | 0.11547 | 67.3679
Assets 132kV/EHV | 0.075543 | 0.0009232 | 0 | 0.058678 | 0.10845 | 0.058678 | 34.2348
Assets EHV | 0.091741 | 0.0039484 | 0 | 0.071899 | 0.13288 | 0.071899 | 41.9483
Assets EHV/HV | 0.14893 | 0.0064098 | 0 | 0.11672 | 0.21572 | 0.11672 | 68.0985
Assets 132kV/HV | 0.012572 | 0.00015365 | 0 | 0.0097657 | 0.018049 | 0.0097657 | 5.6977
Assets HV | 0.18406 | 0.0079217 | 0 | 0.14425 | 0.26661 | 0.14425 | 84.1613
Assets HV/LV | 0 | 0 | 4.3563 | 0 | 0.050508 | 0.027328 | 15.944
Assets LV circuits | 0 | 0 | 0 | 0 | 0 | 0 | 0
Assets LV customer |  |  | 0 | 0 | 0 | 0 | 0
Assets HV customer |  |  | 0 | 0 | 0 | 0 | 0
Transmission exit | 0.066733 | 0 | 0 | 0.051651 | 0.095462 | 0.051651 | 30.135
Operating 132kV | 0.074386 | 0.00090906 | 0 | 0.057779 | 0.10679 | 0.057779 | 33.7105
Operating 132kV/EHV | 0.037801 | 0.00046196 | 0 | 0.029362 | 0.054268 | 0.029362 | 17.1309
Operating EHV | 0.045906 | 0.0019758 | 0 | 0.035978 | 0.066495 | 0.035978 | 20.9907
Operating EHV/HV | 0.074524 | 0.0032074 | 0 | 0.058406 | 0.10795 | 0.058406 | 34.0761
Operating 132kV/HV | 0.0062912 | 7.6884e-05 | 0 | 0.0048867 | 0.0090317 | 0.0048867 | 2.8511
Operating HV | 0.17683 | 0.0076104 | 0 | 0.13858 | 0.25613 | 0.13858 | 80.8534
Operating HV/LV | 0 | 0 | 7.489 | 0 | 0.086829 | 0.04698 | 27.4096
Operating LV circuits | 0 | 0 | 0 | 0 | 0 | 0 | 0
Operating LV customer |  |  | 3.8977 | 0 | 0.045191 | 0.024451 | 14.2657
Operating HV customer |  |  | 0 | 0 | 0 | 0 | 0
Adder | 0.85317 | 0.85317 |  | 0.85317 | 1.5768 | 0.85317 | 497.7658
Rounding | -0.00013529 | 0.00041938 | -0.0029875 | -9.9316e-06 | -5.2994e-05 | -2.8673e-05 | -0.016729
Total | 1.997 | 0.889 | 15.74 | 1.7466 | 3.4106 | 1.8453 | 1076.6244
HV Medium Non-Domestic
| Rate 1 units (MWh) | Rate 2 units (MWh) | MPANs | MWh/year | MWh/MPAN/year
HV Medium Non-Domestic | 2605.2121 | 788.6054 | 44 | 3393.8175 | 77.1322
| Unit rate 1 p/kWh | Unit rate 2 p/kWh | Fixed charge p/MPAN/day | Average unit rate (p/kWh) | Revenue (£/year) | Average p/kWh | Average £/MPAN/year
Assets 132kV | 0.14715 | 0.001791 | 0.41852 | 0.11337 | 3914.9842 | 0.11536 | 88.9769
Assets 132kV/EHV | 0.075916 | 0.00092404 | 0 | 0.05849 | 1985.0488 | 0.05849 | 45.1147
Assets EHV | 0.069151 | 0.0029547 | 3.0005 | 0.053769 | 2308.0339 | 0.068007 | 52.4553
Assets EHV/HV | 0 | 0 | 16.8963 | 0 | 2720.9765 | 0.080175 | 61.8404
Assets 132kV/HV | 0 | 0 | 1.5291 | 0 | 246.2431 | 0.0072556 | 5.5964
Assets HV | 0 | 0 | 16.7114 | 0 | 2691.2059 | 0.079297 | 61.1638
Assets HV/LV | 0 | 0 | 0 | 0 | 0 | 0 | 0
Assets LV circuits | 0 | 0 | 0 | 0 | 0 | 0 | 0
Assets LV customer |  |  | 0 | 0 | 0 | 0 | 0
Assets HV customer |  |  | 0 | 0 | 0 | 0 | 0
Transmission exit | 0.066516 | 0 | 0 | 0.05106 | 1732.8905 | 0.05106 | 39.3839
Operating 132kV | 0.073631 | 0.00089623 | 0.20942 | 0.05673 | 1959.0338 | 0.057724 | 44.5235
Operating 132kV/EHV | 0.037988 | 0.00046238 | 0 | 0.029268 | 993.3061 | 0.029268 | 22.5751
Operating EHV | 0.037025 | 0.001582 | 1.6065 | 0.028789 | 1235.7699 | 0.036412 | 28.0857
Operating EHV/HV | 0 | 0 | 13.0401 | 0 | 2099.9722 | 0.061876 | 47.7266
Operating 132kV/HV | 0 | 0 | 1.1801 | 0 | 190.0434 | 0.0055997 | 4.3192
Operating HV | 0 | 0 | 23.09 | 0 | 3718.411 | 0.10956 | 84.5093
Operating HV/LV | 0 | 0 | 0 | 0 | 0 | 0 | 0
Operating LV circuits | 0 | 0 | 0 | 0 | 0 | 0 | 0
Operating LV customer |  |  | 0 | 0 | 0 | 0 | 0
Operating HV customer |  |  | 72.4977 | 0 | 11675.0265 | 0.34401 | 265.3415
Adder | 0.85317 | 0.85317 |  | 0.85317 | 28954.8871 | 0.85317 | 658.0656
Rounding | 0.00046179 | 0.00022382 | 0.0004584 | 0.0004065 | 13.8696 | 0.00040867 | 0.31522
Total | 1.361 | 0.862 | 150.18 | 1.245 | 66439.7024 | 1.9577 | 1509.9932
LV Network Domestic
| Rate 1 units (MWh) | Rate 2 units (MWh) | Rate 3 units (MWh) | MPANs | MWh/year | MWh/MPAN/year
LV Network Domestic | 25.9166 | 99.4164 | 122.0855 | 76.1188 | 247.4185 | 3.2504
| Unit rate 1 p/kWh | Unit rate 2 p/kWh | Unit rate 3 p/kWh | Fixed charge p/MPAN/day | Average unit rate (p/kWh) | Revenue (£/year) | Average p/kWh | Average £/MPAN/year
Assets 132kV | 0.85462 | 0.065057 | 0.0018235 | 0 | 0.11656 | 288.392 | 0.11656 | 3.7887
Assets 132kV/EHV | 0.4343 | 0.03306 | 0.00092665 | 0 | 0.059233 | 146.5542 | 0.059233 | 1.9253
Assets EHV | 0.451 | 0.057873 | 0.003964 | 0 | 0.072451 | 179.2581 | 0.072451 | 2.355
Assets EHV/HV | 0.73214 | 0.093951 | 0.0064352 | 0 | 0.11762 | 291.0062 | 0.11762 | 3.8231
Assets 132kV/HV | 0.07228 | 0.0055022 | 0.00015422 | 0 | 0.0098581 | 24.3908 | 0.0098581 | 0.32043
Assets HV | 0.90484 | 0.11611 | 0.0079531 | 0 | 0.14536 | 359.6477 | 0.14536 | 4.7248
Assets HV/LV | 0.22856 | 0.02933 | 0.002009 | 0 | 0.036718 | 90.8475 | 0.036718 | 1.1935
Assets LV circuits | 0 | 0 | 0 | 0.16433 | 0 | 45.7808 | 0.018503 | 0.60144
Assets LV customer |  |  |  | 0 | 0 | 0 | 0 | 0
Assets HV customer |  |  |  | 0 | 0 | 0 | 0 | 0
Transmission exit | 0.49999 | 0 | 0 | 0 | 0.052373 | 129.5815 | 0.052373 | 1.7024
Operating 132kV | 0.42765 | 0.032554 | 0.00091245 | 0 | 0.058326 | 144.3096 | 0.058326 | 1.8958
Operating 132kV/EHV | 0.21732 | 0.016543 | 0.00046369 | 0 | 0.02964 | 73.3348 | 0.02964 | 0.96343
Operating EHV | 0.22568 | 0.028959 | 0.0019836 | 0 | 0.036254 | 89.6996 | 0.036254 | 1.1784
Operating EHV/HV | 0.36636 | 0.047012 | 0.0032201 | 0 | 0.058855 | 145.6177 | 0.058855 | 1.913
Operating 132kV/HV | 0.036168 | 0.0027533 | 7.7171e-05 | 0 | 0.0049329 | 12.205 | 0.0049329 | 0.16034
Operating HV | 0.86928 | 0.11155 | 0.0076405 | 0 | 0.13965 | 345.5117 | 0.13965 | 4.5391
Operating HV/LV | 0.39293 | 0.050422 | 0.0034536 | 0 | 0.063123 | 156.1774 | 0.063123 | 2.0518
Operating LV circuits | 0 | 0 | 0 | 1.3417 | 0 | 373.7962 | 0.15108 | 4.9107
Operating LV customer |  |  |  | 1.5229 | 0 | 424.2681 | 0.17148 | 5.5738
Operating HV customer |  |  |  | 0 | 0 | 0 | 0 | 0
Adder | 0.85317 | 0.85317 | 0.85317 |  | 0.85317 | 2110.8899 | 0.85317 | 27.7315
Rounding | -0.00027268 | 0.00015751 | -0.0001824 | 0.0010655 | -5.5275e-05 | 0.16009 | 6.4704e-05 | 0.0021032
Total | 7.566 | 1.544 | 0.894 | 3.03 | 1.8541 | 5431.4289 | 2.1952 | 71.3547
LV Network Non-Domestic Non-CT
| Rate 1 units (MWh) | Rate 2 units (MWh) | Rate 3 units (MWh) | MPANs | MWh/year | MWh/MPAN/year
LV Network Non-Domestic Non-CT | 18626.3513 | 73808.0381 | 78581.7788 | 2522.7585 | 171016.1682 | 67.7894
| Unit rate 1 p/kWh | Unit rate 2 p/kWh | Unit rate 3 p/kWh | Fixed charge p/MPAN/day | Average unit rate (p/kWh) | Revenue (£/year) | Average p/kWh | Average £/MPAN/year
Assets 132kV | 0.90968 | 0.069249 | 0.001941 | 0 | 0.12986 | 222077.1522 | 0.12986 | 88.0295
Assets 132kV/EHV | 0.46228 | 0.035191 | 0.00098635 | 0 | 0.065991 | 112854.533 | 0.065991 | 44.7346
Assets EHV | 0.47994 | 0.061588 | 0.0042185 | 0 | 0.080792 | 138167.7346 | 0.080792 | 54.7685
Assets EHV/HV | 0.77914 | 0.099981 | 0.0068482 | 0 | 0.13116 | 224300.441 | 0.13116 | 88.9108
Assets 132kV/HV | 0.076937 | 0.0058567 | 0.00016416 | 0 | 0.010983 | 18782.2204 | 0.010983 | 7.4451
Assets HV | 0.96292 | 0.12356 | 0.0084636 | 0 | 0.16209 | 277207.6349 | 0.16209 | 109.8827
Assets HV/LV | 0.24323 | 0.031212 | 0.0021379 | 0 | 0.040945 | 70023.0234 | 0.040945 | 27.7565
Assets LV circuits | 0 | 0 | 0 | 0.16433 | 0 | 1517.2842 | 0.00088722 | 0.60144
Assets LV customer |  |  |  | 0 | 0 | 0 | 0 | 0
Assets HV customer |  |  |  | 0 | 0 | 0 | 0 | 0
Transmission exit | 0.53234 | 0 | 0 | 0 | 0.05798 | 99155.0679 | 0.05798 | 39.3042
Operating 132kV | 0.4552 | 0.034652 | 0.00097125 | 0 | 0.06498 | 111126.0263 | 0.06498 | 44.0494
Operating 132kV/EHV | 0.23132 | 0.017609 | 0.00049356 | 0 | 0.033021 | 56471.7067 | 0.033021 | 22.3849
Operating EHV | 0.24016 | 0.030818 | 0.0021109 | 0 | 0.040428 | 69138.2754 | 0.040428 | 27.4058
Operating EHV/HV | 0.38988 | 0.05003 | 0.0034268 | 0 | 0.06563 | 112238.5462 | 0.06563 | 44.4904
Operating 132kV/HV | 0.038499 | 0.0029307 | 8.2143e-05 | 0 | 0.0054957 | 9398.5063 | 0.0054957 | 3.7255
Operating HV | 0.92507 | 0.11871 | 0.0081309 | 0 | 0.15572 | 266311.967 | 0.15572 | 105.5638
Operating HV/LV | 0.41815 | 0.053658 | 0.0036753 | 0 | 0.07039 | 120377.726 | 0.07039 | 47.7167
Operating LV circuits | 0 | 0 | 0 | 1.3417 | 0 | 12388.5019 | 0.0072441 | 4.9107
Operating LV customer |  |  |  | 4.6437 | 0 | 42876.4954 | 0.025072 | 16.9959
Operating HV customer |  |  |  | 0 | 0 | 0 | 0 | 0
Adder | 0.85317 | 0.85317 | 0.85317 |  | 0.85317 | 1459051.295 | 0.85317 | 578.3555
Rounding | 8.6945e-05 | -0.00021236 | 0.00018384 | 0.00026972 | 2.2921e-06 | 6.4103 | 3.7483e-06 | 0.002541
Total | 7.998 | 1.588 | 0.897 | 6.15 | 1.9686 | 3423470.5478 | 2.0018 | 1357.0346
LV HH Metered
| Rate 1 units (MWh) | Rate 2 units (MWh) | Rate 3 units (MWh) | MPANs | Import capacity (kVA) | Exceeded capacity (kVA) | Reactive power units (MVArh) | MWh/year | MWh/MPAN/year
LV HH Metered | 386672.4669 | 1537850.3741 | 1654544.8611 | 16074.8305 | 2024035.9753 | 42507.271 | 374382.8426 | 3579067.7021 | 222.6504
| Unit rate 1 p/kWh | Unit rate 2 p/kWh | Unit rate 3 p/kWh | Fixed charge p/MPAN/day | Capacity charge p/kVA/day | Exceeded capacity charge p/kVA/day | Reactive power charge p/kVArh | Average unit rate (p/kWh) | Revenue (£/year) | Average p/kWh | Average £/MPAN/year | Average p/kVA/day
Assets 132kV | 0.77355 | 0.058886 | 0.0016505 |  | 0 | 0 | 0.017782 | 0.1115 | 3990584.2208 | 0.1115 | 248.2505 | 0.53869
Assets 132kV/EHV | 0.3931 | 0.029925 | 0.00083875 |  | 0 | 0 | 0.0090367 | 0.056661 | 2027923.6921 | 0.056661 | 126.1552 | 0.27375
Assets EHV | 0.40813 | 0.052372 | 0.0035872 |  | 0 | 0 | 0.011046 | 0.06941 | 2484218.3095 | 0.06941 | 154.5409 | 0.33534
Assets EHV/HV | 0.66255 | 0.08502 | 0.0058235 |  | 0 | 0 | 0.017932 | 0.11268 | 4032860.9584 | 0.11268 | 250.8805 | 0.54439
Assets 132kV/HV | 0.065424 | 0.0049803 | 0.00013959 |  | 0 | 0 | 0.001504 | 0.00943 | 337504.4729 | 0.00943 | 20.9958 | 0.04556
Assets HV | 0.65506 | 0.084059 | 0.0057577 |  | 0.26725 | 0.51308 | 0.017729 | 0.11141 | 6046883.1713 | 0.16895 | 376.1709 | 0.81627
Assets HV/LV | 0 | 0 | 0 |  | 0.33754 | 1.1596 | 0 | 0 | 2680865.4479 | 0.074904 | 166.7741 | 0.36189
Assets LV circuits | 0 | 0 | 0 |  | 0.13244 | 2.161 | 0 | 0 | 1317331.9574 | 0.036807 | 81.95 | 0.17783
Assets LV customer |  |  |  | 0 |  |  |  | 0 | 0 | 0 | 0 | 0
Assets HV customer |  |  |  | 0 |  |  |  | 0 | 0 | 0 | 0 | 0
Transmission exit | 0.45256 | 0 | 0 |  | 0 | 0 | 0.0081234 | 0.049743 | 1780334.0653 | 0.049743 | 110.7529 | 0.24033
Operating 132kV | 0.38708 | 0.029466 | 0.0008259 |  | 0 | 0 | 0.0088982 | 0.055793 | 1996863.5341 | 0.055793 | 124.223 | 0.26956
Operating 132kV/EHV | 0.19671 | 0.014974 | 0.00041971 |  | 0 | 0 | 0.0045219 | 0.028353 | 1014760.4077 | 0.028353 | 63.1273 | 0.13698
Operating EHV | 0.20422 | 0.026207 | 0.001795 |  | 0 | 0 | 0.0055273 | 0.034732 | 1243087.3974 | 0.034732 | 77.3313 | 0.1678
Operating EHV/HV | 0.33154 | 0.042544 | 0.002914 |  | 0 | 0 | 0.008973 | 0.056384 | 2018018.5507 | 0.056384 | 125.539 | 0.27241
Operating 132kV/HV | 0.032738 | 0.0024921 | 6.9851e-05 |  | 0 | 0 | 0.00075257 | 0.0047187 | 168885.1399 | 0.0047187 | 10.5062 | 0.022798
Operating HV | 0.62932 | 0.080755 | 0.0055314 |  | 0.25674 | 0.25674 | 0.017032 | 0.10703 | 5772466.9781 | 0.16128 | 359.0997 | 0.77922
Operating HV/LV | 0 | 0 | 0 |  | 0.58026 | 0.58026 | 0 | 0 | 4388851.4161 | 0.12263 | 273.0263 | 0.59245
Operating LV circuits | 0 | 0 | 0 |  | 1.0814 | 1.0814 | 0 | 0 | 8179030.0202 | 0.22852 | 508.8097 | 1.1041
Operating LV customer |  |  |  | 8.5992 |  |  |  | 0 | 505925.8258 | 0.014136 | 31.4732 | 0.068295
Operating HV customer |  |  |  | 0 |  |  |  | 0 | 0 | 0 | 0 | 0
Adder | 0.85317 | 0.85317 | 0.85317 |  |  |  |  | 0.85317 | 30535378.1582 | 0.85317 | 1899.577 | 4.122
Rounding | -0.00014298 | 0.00015402 | 0.00048123 | 0.00077403 | 0.0043925 | -0.0021267 | 0.00014118 | 0.00028797 | 42561.0228 | 0.0011892 | 2.6477 | 0.0057453
Total | 6.045 | 1.365 | 0.883 | 8.6 | 2.66 | 5.75 | 0.129 | 1.6613 | 80564334.7467 | 2.251 | 5011.8311 | 10.8754
LV Sub HH Metered
| Rate 1 units (MWh) | Rate 2 units (MWh) | Rate 3 units (MWh) | MPANs | Import capacity (kVA) | Exceeded capacity (kVA) | Reactive power units (MVArh) | MWh/year | MWh/MPAN/year
LV Sub HH Metered | 24229.6491 | 92622.8885 | 109306.8643 | 346.5498 | 141413.8629 | 1820.5687 | 18903.8937 | 226159.4019 | 652.603
| Unit rate 1 p/kWh | Unit rate 2 p/kWh | Unit rate 3 p/kWh | Fixed charge p/MPAN/day | Capacity charge p/kVA/day | Exceeded capacity charge p/kVA/day | Reactive power charge p/kVArh | Average unit rate (p/kWh) | Revenue (£/year) | Average p/kWh | Average £/MPAN/year | Average p/kVA/day
Assets 132kV | 0.74865 | 0.05699 | 0.0015974 |  | 0 | 0 | 0.017066 | 0.10574 | 239152.0052 | 0.10574 | 690.0943 | 0.46206
Assets 132kV/EHV | 0.38044 | 0.028961 | 0.00081174 |  | 0 | 0 | 0.0086727 | 0.053737 | 121531.583 | 0.053737 | 350.6901 | 0.23481
Assets EHV | 0.39498 | 0.050685 | 0.0034717 |  | 0 | 0 | 0.010601 | 0.065639 | 148448.405 | 0.065639 | 428.361 | 0.28682
Assets EHV/HV | 0.64121 | 0.082282 | 0.0056359 |  | 0 | 0 | 0.01721 | 0.10656 | 240990.0026 | 0.10656 | 695.398 | 0.46561
Assets 132kV/HV | 0.063317 | 0.0048199 | 0.0001351 |  | 0 | 0 | 0.0014434 | 0.0089434 | 20226.3295 | 0.0089434 | 58.3649 | 0.039079
Assets HV | 0 | 0 | 0 |  | 1.2991 | 2.4942 | 0 | 0 | 689011.9153 | 0.30466 | 1988.2048 | 1.3312
Assets HV/LV | 0 | 0 | 0 |  | 0.32816 | 1.1274 | 0 | 0 | 177359.4934 | 0.078422 | 511.7865 | 0.34267
Assets LV circuits | 0 | 0 | 0 |  | 0 | 0 | 0 | 0 | 0 | 0 | 0 | 0
Assets LV customer |  |  |  | 0 |  |  |  | 0 | 0 | 0 | 0 | 0
Assets HV customer |  |  |  | 0 |  |  |  | 0 | 0 | 0 | 0 | 0
Transmission exit | 0.43799 | 0 | 0 |  | 0 | 0 | 0.0077962 | 0.047575 | 107596.3373 | 0.047575 | 310.4787 | 0.20789
Operating 132kV | 0.37462 | 0.028517 | 0.00079931 |  | 0 | 0 | 0.0085398 | 0.052914 | 119670.1766 | 0.052914 | 345.3189 | 0.23121
Operating 132kV/EHV | 0.19037 | 0.014492 | 0.00040619 |  | 0 | 0 | 0.0043397 | 0.02689 | 60813.6486 | 0.02689 | 175.4832 | 0.1175
Operating EHV | 0.19765 | 0.025363 | 0.0017372 |  | 0 | 0 | 0.0053047 | 0.032845 | 74282.659 | 0.032845 | 214.3492 | 0.14352
Operating EHV/HV | 0.32086 | 0.041174 | 0.0028202 |  | 0 | 0 | 0.0086115 | 0.053321 | 120589.8991 | 0.053321 | 347.9728 | 0.23299
Operating 132kV/HV | 0.031683 | 0.0024119 | 6.7602e-05 |  | 0 | 0 | 0.00072226 | 0.0044752 | 10121.1295 | 0.0044752 | 29.2054 | 0.019555
Operating HV | 0 | 0 | 0 |  | 1.2481 | 1.2481 | 0 | 0 | 654280.3839 | 0.2893 | 1887.9839 | 1.2641
Operating HV/LV | 0 | 0 | 0 |  | 0.56415 | 0.56415 | 0 | 0 | 295746.3222 | 0.13077 | 853.4022 | 0.57141
Operating LV circuits | 0 | 0 | 0 |  | 0 | 0 | 0 | 0 | 0 | 0 | 0 | 0
Operating LV customer |  |  |  | 6.7129 |  |  |  | 0 | 8514.4729 | 0.0037648 | 24.5693 | 0.016451
Operating HV customer |  |  |  | 0 |  |  |  | 0 | 0 | 0 | 0 | 0
Adder | 0.85317 | 0.85317 | 0.85317 |  |  |  |  | 0.85317 | 1929514.4535 | 0.85317 | 5567.7846 | 3.728
Rounding | 6.3193e-05 | 0.00013827 | 0.00035193 | -0.0029138 | 0.00051331 | -0.0037625 | -0.00030694 | 0.00020784 | 706.9525 | 0.00031259 | 2.04 | 0.0013659
Total | 4.635 | 1.189 | 0.871 | 6.71 | 3.44 | 5.43 | 0.09 | 1.412 | 5018556.1692 | 2.219 | 14481.4877 | 9.6963
HV HH Metered
| Rate 1 units (MWh) | Rate 2 units (MWh) | Rate 3 units (MWh) | MPANs | Import capacity (kVA) | Exceeded capacity (kVA) | Reactive power units (MVArh) | MWh/year | MWh/MPAN/year
HV HH Metered | 745147.2318 | 2870274.8996 | 4034065.0749 | 3557.8547 | 2830061.3182 | 58835.4618 | 559721.1793 | 7649487.2063 | 2150.028
| Unit rate 1 p/kWh | Unit rate 2 p/kWh | Unit rate 3 p/kWh | Fixed charge p/MPAN/day | Capacity charge p/kVA/day | Exceeded capacity charge p/kVA/day | Reactive power charge p/kVArh | Average unit rate (p/kWh) | Revenue (£/year) | Average p/kWh | Average £/MPAN/year | Average p/kVA/day
Assets 132kV | 0.65329 | 0.049731 | 0.0013939 |  | 0.022277 | 0.022277 | 0.013541 | 0.084024 | 6662974.8473 | 0.087104 | 1872.7507 | 0.64327
Assets 132kV/EHV | 0.33705 | 0.025657 | 0.00071915 |  | 0 | 0 | 0.006986 | 0.04335 | 3316044.5906 | 0.04335 | 932.0348 | 0.32014
Assets EHV | 0.26163 | 0.033573 | 0.0022996 |  | 0.15971 | 0.17089 | 0.0063845 | 0.039763 | 4732739.8389 | 0.06187 | 1330.2229 | 0.45692
Assets EHV/HV | 0 | 0 | 0 |  | 0.89936 | 1.3871 | 0 | 0 | 9614300.0039 | 0.12569 | 2702.2745 | 0.9282
Assets 132kV/HV | 0 | 0 | 0 |  | 0.08139 | 0.12553 | 0 | 0 | 870075.583 | 0.011374 | 244.5506 | 0.084
Assets HV | 0 | 0 | 0 |  | 0.88952 | 2.4561 | 0 | 0 | 9742581.1038 | 0.12736 | 2738.3302 | 0.94058
Assets HV/LV | 0 | 0 | 0 |  | 0 | 0 | 0 | 0 | 0 | 0 | 0 | 0
Assets LV circuits | 0 | 0 | 0 |  | 0 | 0 | 0 | 0 | 0 | 0 | 0 | 0
Assets LV customer |  |  |  | 0 |  |  |  | 0 | 0 | 0 | 0 | 0
Assets HV customer |  |  |  | 0 |  |  |  | 0 | 0 | 0 | 0 | 0
Transmission exit | 0.38802 | 0 | 0 |  | 0 | 0 | 0.00628 | 0.038258 | 2926507.0548 | 0.038258 | 822.5482 | 0.28254
Operating 132kV | 0.3269 | 0.024885 | 0.0006975 |  | 0.011147 | 0.011147 | 0.0067758 | 0.042045 | 3334111.189 | 0.043586 | 937.1128 | 0.32189
Operating 132kV/EHV | 0.16866 | 0.012839 | 0.00035986 |  | 0 | 0 | 0.0034957 | 0.021692 | 1659328.0968 | 0.021692 | 466.3844 | 0.1602
Operating EHV | 0.14008 | 0.017976 | 0.0012312 |  | 0.085512 | 0.085512 | 0.0034184 | 0.02129 | 2532719.5833 | 0.03311 | 711.8671 | 0.24452
Operating EHV/HV | 0 | 0 | 0 |  | 0.6941 | 0.6941 | 0 | 0 | 7338983.0395 | 0.095941 | 2062.7551 | 0.70853
Operating 132kV/HV | 0 | 0 | 0 |  | 0.062815 | 0.062815 | 0 | 0 | 664163.7919 | 0.0086825 | 186.6754 | 0.064121
Operating HV | 0 | 0 | 0 |  | 1.229 | 1.229 | 0 | 0 | 12995103.2758 | 0.16988 | 3652.5109 | 1.2546
Operating HV/LV | 0 | 0 | 0 |  | 0 | 0 | 0 | 0 | 0 | 0 | 0 | 0
Operating LV circuits | 0 | 0 | 0 |  | 0 | 0 | 0 | 0 | 0 | 0 | 0 | 0
Operating LV customer |  |  |  | 0 |  |  |  | 0 | 0 | 0 | 0 | 0
Operating HV customer |  |  |  | 72.4977 |  |  |  | 0 | 944046.5539 | 0.012341 | 265.3415 | 0.091142
Adder | 0.85317 | 0.85317 | 0.85317 |  |  |  |  | 0.85317 | 65262801.3778 | 0.85317 | 18343.3013 | 6.3007
Rounding | 0.0002013 | 0.00017317 | 0.00013306 | 0.002319 | -0.0048772 | -0.0045743 | 0.00011876 | 0.00016345 | -38970.5367 | -0.00050945 | -10.9534 | -0.0037624
Total | 3.129 | 1.018 | 0.86 | 72.5 | 4.13 | 6.24 | 0.047 | 1.1438 | 132557509.3936 | 1.7329 | 37257.7071 | 12.7976
NHH UMS category A
| Rate 1 units (MWh) | MWh/year
NHH UMS category A | 34604.9328 | 34604.9328
| Unit rate 1 p/kWh | Revenue (£/year) | Average p/kWh
Assets 132kV | 0.086732 | 30013.5043 | 0.086732
Assets 132kV/EHV | 0.044075 | 15252.1769 | 0.044075
Assets EHV | 0.053886 | 18647.0871 | 0.053886
Assets EHV/HV | 0.087478 | 30271.5383 | 0.087478
Assets 132kV/HV | 0.0073354 | 2538.3982 | 0.0073354
Assets HV | 0.10811 | 37411.8815 | 0.10811
Assets HV/LV | 0.027309 | 9450.2919 | 0.027309
Assets LV circuits | 0.01119 | 3872.2936 | 0.01119
Assets LV customer |  | 0 | 0
Transmission exit | 0.039607 | 13705.9911 | 0.039607
Operating 132kV | 0.0434 | 15018.5709 | 0.0434
Operating 132kV/EHV | 0.022055 | 7632.0945 | 0.022055
Operating EHV | 0.026964 | 9330.8865 | 0.026964
Operating EHV/HV | 0.043773 | 15147.6895 | 0.043773
Operating 132kV/HV | 0.0036706 | 1270.1987 | 0.0036706
Operating HV | 0.10386 | 35941.4046 | 0.10386
Operating HV/LV | 0.046948 | 16246.1515 | 0.046948
Operating LV circuits | 0.091365 | 31616.9609 | 0.091365
Operating LV customer | 0.65621 | 227081.6189 | 0.65621
Adder | 0.85317 | 295237.4183 | 0.85317
Rounding | -0.0001384 | -47.8918 | -0.0001384
Total | 2.357 | 815638.2653 | 2.357
NHH UMS category B
| Rate 1 units (MWh) | MWh/year
NHH UMS category B | 23009.8219 | 23009.8219
| Unit rate 1 p/kWh | Revenue (£/year) | Average p/kWh
Assets 132kV | 0.12055 | 27739.2121 | 0.12055
Assets 132kV/EHV | 0.061263 | 14096.4336 | 0.061263
Assets EHV | 0.067516 | 15535.3931 | 0.067516
Assets EHV/HV | 0.10961 | 25220.0381 | 0.10961
Assets 132kV/HV | 0.010196 | 2346.0495 | 0.010196
Assets HV | 0.13546 | 31168.8514 | 0.13546
Assets HV/LV | 0.034217 | 7873.294 | 0.034217
Assets LV circuits | 0.014021 | 3226.1126 | 0.014021
Assets LV customer |  | 0 | 0
Transmission exit | 0.068148 | 15680.74 | 0.068148
Operating 132kV | 0.060324 | 13880.5293 | 0.060324
Operating 132kV/EHV | 0.030655 | 7053.7677 | 0.030655
Operating EHV | 0.033785 | 7773.8141 | 0.033785
Operating EHV/HV | 0.054846 | 12619.9503 | 0.054846
Operating 132kV/HV | 0.0051019 | 1173.9486 | 0.0051019
Operating HV | 0.13013 | 29943.7572 | 0.13013
Operating HV/LV | 0.058823 | 13535.1086 | 0.058823
Operating LV circuits | 0.11448 | 26340.9461 | 0.11448
Operating LV customer | 0.65621 | 150993.1444 | 0.65621
Adder | 0.85317 | 196311.9091 | 0.85317
Rounding | 0.00049647 | 114.2358 | 0.00049647
Total | 2.619 | 602627.2359 | 2.619
NHH UMS category C
| Rate 1 units (MWh) | MWh/year
NHH UMS category C | 339.1014 | 339.1014
| Unit rate 1 p/kWh | Revenue (£/year) | Average p/kWh
Assets 132kV | 0.22801 | 773.2002 | 0.22801
Assets 132kV/EHV | 0.11587 | 392.9227 | 0.11587
Assets EHV | 0.12522 | 424.6117 | 0.12522
Assets EHV/HV | 0.20328 | 689.3114 | 0.20328
Assets 132kV/HV | 0.019284 | 65.3936 | 0.019284
Assets HV | 0.25122 | 851.9037 | 0.25122
Assets HV/LV | 0.063459 | 215.192 | 0.063459
Assets LV circuits | 0.026003 | 88.1758 | 0.026003
Assets LV customer |  | 0 | 0
Transmission exit | 0.12997 | 440.7361 | 0.12997
Operating 132kV | 0.1141 | 386.9046 | 0.1141
Operating 132kV/EHV | 0.057981 | 196.6161 | 0.057981
Operating EHV | 0.062658 | 212.4731 | 0.062658
Operating EHV/HV | 0.10172 | 344.9271 | 0.10172
Operating 132kV/HV | 0.0096498 | 32.7225 | 0.0096498
Operating HV | 0.24135 | 818.4196 | 0.24135
Operating HV/LV | 0.10909 | 369.9401 | 0.10909
Operating LV circuits | 0.21231 | 719.9479 | 0.21231
Operating LV customer | 0.65621 | 2225.2231 | 0.65621
Adder | 0.85317 | 2893.0969 | 0.85317
Rounding | 0.00044327 | 1.5031 | 0.00044327
Total | 3.581 | 12143.2214 | 3.581
NHH UMS category D
| Rate 1 units (MWh) | MWh/year
NHH UMS category D | 7208.5561 | 7208.5561
| Unit rate 1 p/kWh | Revenue (£/year) | Average p/kWh
Assets 132kV | 0.053344 | 3845.3352 | 0.053344
Assets 132kV/EHV | 0.027108 | 1954.1115 | 0.027108
Assets EHV | 0.04018 | 2896.4314 | 0.04018
Assets EHV/HV | 0.065229 | 4702.0445 | 0.065229
Assets 132kV/HV | 0.0045116 | 325.22 | 0.0045116
Assets HV | 0.080615 | 5811.1461 | 0.080615
Assets HV/LV | 0.020363 | 1467.9034 | 0.020363
Assets LV circuits | 0.008344 | 601.4791 | 0.008344
Assets LV customer |  | 0 | 0
Transmission exit | 0.011932 | 860.1567 | 0.011932
Operating 132kV | 0.026693 | 1924.1818 | 0.026693
Operating 132kV/EHV | 0.013565 | 977.8252 | 0.013565
Operating EHV | 0.020106 | 1449.3563 | 0.020106
Operating EHV/HV | 0.03264 | 2352.8738 | 0.03264
Operating 132kV/HV | 0.0022576 | 162.7381 | 0.0022576
Operating HV | 0.077446 | 5582.7385 | 0.077446
Operating HV/LV | 0.035007 | 2523.4967 | 0.035007
Operating LV circuits | 0.068128 | 4911.0275 | 0.068128
Operating LV customer | 0.65621 | 47303.3887 | 0.65621
Adder | 0.85317 | 61500.9283 | 0.85317
Rounding | 0.00015313 | 11.0384 | 0.00015313
Total | 2.097 | 151163.4211 | 2.097
LV UMS (Pseudo HH Metered)
| Rate 1 units (MWh) | Rate 2 units (MWh) | Rate 3 units (MWh) | MWh/year
LV UMS (Pseudo HH Metered) | 12092.4265 | 33947.0716 | 185619.8076 | 231659.3057
| Unit rate 1 p/kWh | Unit rate 2 p/kWh | Unit rate 3 p/kWh | Average unit rate (p/kWh) | Revenue (£/year) | Average p/kWh
Assets 132kV | 2.2707 | 0.05149 | 0.0016176 | 0.12737 | 295062.777 | 0.12737
Assets 132kV/EHV | 1.1539 | 0.026166 | 0.00082205 | 0.064726 | 149944.1593 | 0.064726
Assets EHV | 1.199 | 0.044604 | 0.0035158 | 0.071941 | 166658.0102 | 0.071941
Assets EHV/HV | 1.9465 | 0.07241 | 0.0057075 | 0.11679 | 270551.3361 | 0.11679
Assets 132kV/HV | 0.19204 | 0.0043548 | 0.00013681 | 0.010772 | 24954.9944 | 0.010772
Assets HV | 2.4056 | 0.08949 | 0.0070537 | 0.14434 | 334368.0274 | 0.14434
Assets HV/LV | 0.60766 | 0.022605 | 0.0017818 | 0.036459 | 84461.8158 | 0.036459
Assets LV circuits | 0.24899 | 0.0092626 | 0.00073009 | 0.014939 | 34608.5549 | 0.014939
Assets LV customer |  |  |  | 0 | 0 | 0
Transmission exit | 1.3513 | 0 | 0 | 0.070535 | 163400.7807 | 0.070535
Operating 132kV | 1.1362 | 0.025765 | 0.00080945 | 0.063735 | 147647.5791 | 0.063735
Operating 132kV/EHV | 0.57741 | 0.013093 | 0.00041135 | 0.032389 | 75031.1251 | 0.032389
Operating EHV | 0.59998 | 0.02232 | 0.0017593 | 0.035999 | 83394.6322 | 0.035999
Operating EHV/HV | 0.974 | 0.036233 | 0.002856 | 0.05844 | 135382.2065 | 0.05844
Operating 132kV/HV | 0.096097 | 0.0021791 | 6.846e-05 | 0.0053904 | 12487.3241 | 0.0053904
Operating HV | 2.3111 | 0.085972 | 0.0067765 | 0.13866 | 321225.6657 | 0.13866
Operating HV/LV | 1.0446 | 0.038861 | 0.0030631 | 0.062678 | 145199.6905 | 0.062678
Operating LV circuits | 2.033 | 0.075628 | 0.0059611 | 0.12198 | 282576.0273 | 0.12198
Operating LV customer | 0.65621 | 0.65621 | 0.65621 | 0.65621 | 1520175.477 | 0.65621
Adder | 0.85317 | 0.85317 | 0.85317 | 0.85317 | 1976437.7462 | 0.85317
Rounding | -0.00042541 | 0.00018815 | -0.00044797 | -0.00035358 | -819.0903 | -0.00035358
Total | 21.657 | 2.13 | 1.552 | 2.6862 | 6222748.8391 | 2.6862
LV Generation NHH or Aggregate HH
| Rate 1 units (MWh) | MPANs | MWh/year | MWh/MPAN/year
LV Generation NHH or Aggregate HH | 10261.7392 | 136 | 10261.7392 | 75.454
| Unit rate 1 p/kWh | Fixed charge p/MPAN/day | Revenue (£/year) | Average p/kWh | Average £/MPAN/year
Assets 132kV | -0.072811 |  | -7471.7258 | -0.072811 | -54.9392
Assets 132kV/EHV | -0.037001 |  | -3796.9603 | -0.037001 | -27.9188
Assets EHV | -0.045228 |  | -4641.194 | -0.045228 | -34.1264
Assets EHV/HV | -0.073423 |  | -7534.4787 | -0.073423 | -55.4006
Assets 132kV/HV | -0.006158 |  | -631.9227 | -0.006158 | -4.6465
Assets HV | -0.090742 |  | -9311.6849 | -0.090742 | -68.4683
Assets HV/LV | -0.022921 |  | -2352.1442 | -0.022921 | -17.2952
Assets LV circuits | 0 |  | 0 | 0 | 0
Assets LV customer |  | 0 | 0 | 0 | 0
Assets HV customer |  | 0 | 0 | 0 | 0
Transmission exit | -0.033262 |  | -3413.2306 | -0.033262 | -25.0973
Operating 132kV | -0.036434 |  | -3738.8051 | -0.036434 | -27.4912
Operating 132kV/EHV | -0.018515 |  | -1899.9753 | -0.018515 | -13.9704
Operating EHV | -0.022632 |  | -2322.4246 | -0.022632 | -17.0767
Operating EHV/HV | -0.03674 |  | -3770.2063 | -0.03674 | -27.7221
Operating 132kV/HV | -0.0030814 |  | -316.2102 | -0.0030814 | -2.3251
Operating HV | -0.087175 |  | -8945.6884 | -0.087175 | -65.7771
Operating HV/LV | -0.039405 |  | -4043.6096 | -0.039405 | -29.7324
Operating LV circuits | 0 |  | 0 | 0 | 0
Operating LV customer |  | 0 | 0 | 0 | 0
Operating HV customer |  | 0 | 0 | 0 | 0
Adder | 0 |  | 0 | 0 | 0
Rounding | -0.00046997 | 0 | -48.2269 | -0.00046997 | -0.35461
Total | -0.626 | 0 | -64238.4875 | -0.626 | -472.3418
LV Sub Generation NHH
| Rate 1 units (MWh) | MPANs | MWh/year | MWh/MPAN/year
LV Sub Generation NHH | 0 | 0 | 0
| Unit rate 1 p/kWh | Fixed charge p/MPAN/day | Revenue (£/year) | Average p/kWh | Average £/MPAN/year
Assets 132kV | -0.070789 |  | 0
Assets 132kV/EHV | -0.035973 |  | 0
Assets EHV | -0.043972 |  | 0
Assets EHV/HV | -0.071383 |  | 0
Assets 132kV/HV | -0.005987 |  | 0
Assets HV | -0.088221 |  | 0
Assets HV/LV | 0 |  | 0
Assets LV circuits | 0 |  | 0
Assets LV customer |  | 0 | 0
Assets HV customer |  | 0 | 0
Transmission exit | -0.032338 |  | 0
Operating 132kV | -0.035422 |  | 0
Operating 132kV/EHV | -0.018001 |  | 0
Operating EHV | -0.022003 |  | 0
Operating EHV/HV | -0.03572 |  | 0
Operating 132kV/HV | -0.0029959 |  | 0
Operating HV | -0.084754 |  | 0
Operating HV/LV | 0 |  | 0
Operating LV circuits | 0 |  | 0
Operating LV customer |  | 0 | 0
Operating HV customer |  | 0 | 0
Adder | 0 |  | 0
Rounding | -0.00044073 | 0 | 0
Total | -0.548 | 0 | 0 | 0 | 0
LV Generation Intermittent
| Rate 1 units (MWh) | MPANs | Reactive power units (MVArh) | MWh/year | MWh/MPAN/year
LV Generation Intermittent | 39614.1244 | 697.5742 | 4259.9768 | 39614.1244 | 56.7884
| Unit rate 1 p/kWh | Fixed charge p/MPAN/day | Reactive power charge p/kVArh | Revenue (£/year) | Average p/kWh | Average £/MPAN/year
Assets 132kV | -0.072811 |  | 0.012097 | -28328.2942 | -0.071511 | -40.6097
Assets 132kV/EHV | -0.037001 |  | 0.0066463 | -14374.5441 | -0.036286 | -20.6065
Assets EHV | -0.045228 |  | 0.0081241 | -17570.6467 | -0.044354 | -25.1882
Assets EHV/HV | -0.073423 |  | 0.013189 | -28524.0532 | -0.072005 | -40.8904
Assets 132kV/HV | -0.006158 |  | 0.013634 | -1858.6642 | -0.0046919 | -2.6645
Assets HV | -0.090742 |  | 0.015076 | -35304.3134 | -0.089121 | -50.6101
Assets HV/LV | -0.022921 |  | 0.0038083 | -8917.9173 | -0.022512 | -12.7842
Assets LV circuits | 0 |  | 0.0015605 | 66.4755 | 0.00016781 | 0.095295
Assets LV customer |  | 0 |  | 0 | 0 | 0
Assets HV customer |  | 0 |  | 0 | 0 | 0
Transmission exit | -0.033262 |  | 0.0055263 | -12940.9193 | -0.032667 | -18.5513
Operating 132kV | -0.036434 |  | 0.0060534 | -14175.3023 | -0.035783 | -20.3209
Operating 132kV/EHV | -0.018515 |  | 0.0033258 | -7192.9325 | -0.018157 | -10.3114
Operating EHV | -0.022632 |  | 0.0040653 | -8792.2424 | -0.022195 | -12.604
Operating EHV/HV | -0.03674 |  | 0.0065995 | -14273.2589 | -0.036031 | -20.4613
Operating 132kV/HV | -0.0030814 |  | 0.0068222 | -930.064 | -0.0023478 | -1.3333
Operating HV | -0.087175 |  | 0.014484 | -33916.6746 | -0.085618 | -48.6209
Operating HV/LV | -0.039405 |  | 0.0065469 | -15330.9376 | -0.038701 | -21.9775
Operating LV circuits | 0 |  | 0.012741 | 542.7673 | 0.0013701 | 0.77808
Operating LV customer |  | 0 |  | 0 | 0 | 0
Operating HV customer |  | 0 |  | 0 | 0 | 0
Adder | 0 |  |  | 0 | 0 | 0
Rounding | -0.00046997 | 0 | -0.00029944 | -198.9296 | -0.00050217 | -0.28517
Total | -0.626 | 0 | 0.14 | -242020.4515 | -0.61094 | -346.9458
LV Generation Intermittent no RP charge
| Rate 1 units (MWh) | MPANs | MWh/year | MWh/MPAN/year
LV Generation Intermittent no RP charge | 0 | 0 | 0
| Unit rate 1 p/kWh | Fixed charge p/MPAN/day | Revenue (£/year) | Average p/kWh | Average £/MPAN/year
Assets 132kV | -0.072811 |  | 0
Assets 132kV/EHV | -0.037001 |  | 0
Assets EHV | -0.045228 |  | 0
Assets EHV/HV | -0.073423 |  | 0
Assets 132kV/HV | -0.006158 |  | 0
Assets HV | -0.090742 |  | 0
Assets HV/LV | -0.022921 |  | 0
Assets LV circuits | 0 |  | 0
Assets LV customer |  | 0 | 0
Assets HV customer |  | 0 | 0
Transmission exit | -0.033262 |  | 0
Operating 132kV | -0.036434 |  | 0
Operating 132kV/EHV | -0.018515 |  | 0
Operating EHV | -0.022632 |  | 0
Operating EHV/HV | -0.03674 |  | 0
Operating 132kV/HV | -0.0030814 |  | 0
Operating HV | -0.087175 |  | 0
Operating HV/LV | -0.039405 |  | 0
Operating LV circuits | 0 |  | 0
Operating LV customer |  | 0 | 0
Operating HV customer |  | 0 | 0
Adder | 0 |  | 0
Rounding | -0.00046997 | 0 | 0
Total | -0.626 | 0 | 0 | 0 | 0
LV Generation Non-Intermittent
| Rate 1 units (MWh) | Rate 2 units (MWh) | Rate 3 units (MWh) | MPANs | Reactive power units (MVArh) | MWh/year | MWh/MPAN/year
LV Generation Non-Intermittent | 1593.5853 | 6242.3923 | 9539.912 | 105.727 | 667.6292 | 17375.8895 | 164.3467
| Unit rate 1 p/kWh | Unit rate 2 p/kWh | Unit rate 3 p/kWh | Fixed charge p/MPAN/day | Reactive power charge p/kVArh | Average unit rate (p/kWh) | Revenue (£/year) | Average p/kWh | Average £/MPAN/year
Assets 132kV | -0.63537 | -0.048367 | -0.0013557 |  | 0.012097 | -0.075928 | -13193.0793 | -0.075928 | -124.7843
Assets 132kV/EHV | -0.32288 | -0.024579 | -0.00068893 |  | 0.0066463 | -0.038565 | -6701.0914 | -0.038565 | -63.3811
Assets EHV | -0.33522 | -0.043017 | -0.0029464 |  | 0.0081241 | -0.047504 | -8254.1805 | -0.047504 | -78.0707
Assets EHV/HV | -0.5442 | -0.069833 | -0.0047832 |  | 0.013189 | -0.077117 | -13399.7733 | -0.077117 | -126.7393
Assets 132kV/HV | -0.053737 | -0.0040907 | -0.00011466 |  | 0.013634 | -0.0059371 | -1031.6156 | -0.0059371 | -9.7573
Assets HV | -0.67256 | -0.086305 | -0.0059115 |  | 0.015076 | -0.095354 | -16568.6308 | -0.095354 | -156.7114
Assets HV/LV | -0.16989 | -0.021801 | -0.0014932 |  | 0.0038083 | -0.024087 | -4185.2585 | -0.024087 | -39.5855
Assets LV circuits | 0 | 0 | 0 |  | 0.0015605 | 5.9957e-05 | 10.4181 | 5.9957e-05 | 0.098538
Assets LV customer |  |  |  | 0 |  | 0 | 0 | 0 | 0
Assets HV customer |  |  |  | 0 |  | 0 | 0 | 0 | 0
Transmission exit | -0.37172 | 0 | 0 |  | 0.0055263 | -0.033879 | -5886.7598 | -0.033879 | -55.6788
Operating 132kV | -0.31794 | -0.024203 | -0.00067837 |  | 0.0060534 | -0.037994 | -6601.7348 | -0.037994 | -62.4413
Operating 132kV/EHV | -0.16157 | -0.012299 | -0.00034473 |  | 0.0033258 | -0.019298 | -3353.1845 | -0.019298 | -31.7155
Operating EHV | -0.16774 | -0.021525 | -0.0014744 |  | 0.0040653 | -0.023771 | -4130.3406 | -0.023771 | -39.0661
Operating EHV/HV | -0.27231 | -0.034944 | -0.0023935 |  | 0.0065995 | -0.038589 | -6705.1633 | -0.038589 | -63.4196
Operating 132kV/HV | -0.02689 | -0.0020469 | -5.7374e-05 |  | 0.0068222 | -0.0029709 | -516.214 | -0.0029709 | -4.8825
Operating HV | -0.64613 | -0.082913 | -0.0056791 |  | 0.014484 | -0.091606 | -15917.3994 | -0.091606 | -150.5518
Operating HV/LV | -0.29206 | -0.037478 | -0.0025671 |  | 0.0065469 | -0.041408 | -7194.9465 | -0.041408 | -68.0521
Operating LV circuits | 0 | 0 | 0 |  | 0.012741 | 0.00048955 | 85.0632 | 0.00048955 | 0.80455
Operating LV customer |  |  |  | 0 |  | 0 | 0 | 0 | 0
Operating HV customer |  |  |  | 0 |  | 0 | 0 | 0 | 0
Adder | 0 | 0 | 0 |  |  | 0 | 0 | 0 | 0
Rounding | 0.00022543 | 0.00040139 | 0.00048816 | 0 | -0.00029944 | 0.00042139 | 73.2199 | 0.00042139 | 0.69254
Total | -4.99 | -0.513 | -0.03 | 0 | 0.14 | -0.65304 | -113470.6711 | -0.65304 | -1073.2417
LV Generation Non-Intermittent no RP charge
| Rate 1 units (MWh) | Rate 2 units (MWh) | Rate 3 units (MWh) | MPANs | MWh/year | MWh/MPAN/year
LV Generation Non-Intermittent no RP charge | 0 | 0 | 0 | 0 | 0
| Unit rate 1 p/kWh | Unit rate 2 p/kWh | Unit rate 3 p/kWh | Fixed charge p/MPAN/day | Average unit rate (p/kWh) | Revenue (£/year) | Average p/kWh | Average £/MPAN/year
Assets 132kV | -0.63537 | -0.048367 | -0.0013557 |  | 0 | 0
Assets 132kV/EHV | -0.32288 | -0.024579 | -0.00068893 |  | 0 | 0
Assets EHV | -0.33522 | -0.043017 | -0.0029464 |  | 0 | 0
Assets EHV/HV | -0.5442 | -0.069833 | -0.0047832 |  | 0 | 0
Assets 132kV/HV | -0.053737 | -0.0040907 | -0.00011466 |  | 0 | 0
Assets HV | -0.67256 | -0.086305 | -0.0059115 |  | 0 | 0
Assets HV/LV | -0.16989 | -0.021801 | -0.0014932 |  | 0 | 0
Assets LV circuits | 0 | 0 | 0 |  | 0 | 0
Assets LV customer |  |  |  | 0 | 0 | 0
Assets HV customer |  |  |  | 0 | 0 | 0
Transmission exit | -0.37172 | 0 | 0 |  | 0 | 0
Operating 132kV | -0.31794 | -0.024203 | -0.00067837 |  | 0 | 0
Operating 132kV/EHV | -0.16157 | -0.012299 | -0.00034473 |  | 0 | 0
Operating EHV | -0.16774 | -0.021525 | -0.0014744 |  | 0 | 0
Operating EHV/HV | -0.27231 | -0.034944 | -0.0023935 |  | 0 | 0
Operating 132kV/HV | -0.02689 | -0.0020469 | -5.7374e-05 |  | 0 | 0
Operating HV | -0.64613 | -0.082913 | -0.0056791 |  | 0 | 0
Operating HV/LV | -0.29206 | -0.037478 | -0.0025671 |  | 0 | 0
Operating LV circuits | 0 | 0 | 0 |  | 0 | 0
Operating LV customer |  |  |  | 0 | 0 | 0
Operating HV customer |  |  |  | 0 | 0 | 0
Adder | 0 | 0 | 0 |  | 0 | 0
Rounding | 0.00022543 | 0.00040139 | 0.00048816 | 0 | 0 | 0
Total | -4.99 | -0.513 | -0.03 | 0 | 0 | 0 | 0 | 0
LV Sub Generation Intermittent
| Rate 1 units (MWh) | MPANs | Reactive power units (MVArh) | MWh/year | MWh/MPAN/year
LV Sub Generation Intermittent | 3841.6564 | 31.3064 | 365.0749 | 3841.6564 | 122.7116
| Unit rate 1 p/kWh | Fixed charge p/MPAN/day | Reactive power charge p/kVArh | Revenue (£/year) | Average p/kWh | Average £/MPAN/year
Assets 132kV | -0.070789 |  | 0.011761 | -2676.5309 | -0.069671 | -85.4947
Assets 132kV/EHV | -0.035973 |  | 0.0064617 | -1358.3815 | -0.035359 | -43.3899
Assets EHV | -0.043972 |  | 0.0078985 | -1660.4104 | -0.043221 | -53.0374
Assets EHV/HV | -0.071383 |  | 0.012822 | -2695.4975 | -0.070165 | -86.1005
Assets 132kV/HV | -0.005987 |  | 0.013255 | -181.609 | -0.0047274 | -5.801
Assets HV | -0.088221 |  | 0.014658 | -3335.6434 | -0.086828 | -106.5483
Assets HV/LV | 0 |  | 0.0037025 | 13.517 | 0.00035185 | 0.43176
Assets LV circuits | 0 |  | 0 | 0 | 0 | 0
Assets LV customer |  | 0 |  | 0 | 0 | 0
Assets HV customer |  | 0 |  | 0 | 0 | 0
Transmission exit | -0.032338 |  | 0.0053728 | -1222.6917 | -0.031827 | -39.0557
Operating 132kV | -0.035422 |  | 0.0058853 | -1339.3194 | -0.034863 | -42.781
Operating 132kV/EHV | -0.018001 |  | 0.0032334 | -679.7257 | -0.017694 | -21.712
Operating EHV | -0.022003 |  | 0.0039523 | -830.859 | -0.021628 | -26.5396
Operating EHV/HV | -0.03572 |  | 0.0064162 | -1348.8102 | -0.03511 | -43.0842
Operating 132kV/HV | -0.0029959 |  | 0.0066327 | -90.876 | -0.0023655 | -2.9028
Operating HV | -0.084754 |  | 0.014081 | -3204.5357 | -0.083415 | -102.3604
Operating HV/LV | 0 |  | 0.0063651 | 23.2372 | 0.00060488 | 0.74225
Operating LV circuits | 0 |  | 0 | 0 | 0 | 0
Operating LV customer |  | 0 |  | 0 | 0 | 0
Operating HV customer |  | 0 |  | 0 | 0 | 0
Adder | 0 |  |  | 0 | 0 | 0
Rounding | -0.00044073 | 0 | -0.00049794 | -18.7494 | -0.00048805 | -0.5989
Total | -0.548 | 0 | 0.122 | -20606.8857 | -0.53641 | -658.2325
LV Sub Generation Intermittent no RP charge
| Rate 1 units (MWh) | MPANs | MWh/year | MWh/MPAN/year
LV Sub Generation Intermittent no RP charge | 0 | 0 | 0
| Unit rate 1 p/kWh | Fixed charge p/MPAN/day | Revenue (£/year) | Average p/kWh | Average £/MPAN/year
Assets 132kV | -0.070789 |  | 0
Assets 132kV/EHV | -0.035973 |  | 0
Assets EHV | -0.043972 |  | 0
Assets EHV/HV | -0.071383 |  | 0
Assets 132kV/HV | -0.005987 |  | 0
Assets HV | -0.088221 |  | 0
Assets HV/LV | 0 |  | 0
Assets LV circuits | 0 |  | 0
Assets LV customer |  | 0 | 0
Assets HV customer |  | 0 | 0
Transmission exit | -0.032338 |  | 0
Operating 132kV | -0.035422 |  | 0
Operating 132kV/EHV | -0.018001 |  | 0
Operating EHV | -0.022003 |  | 0
Operating EHV/HV | -0.03572 |  | 0
Operating 132kV/HV | -0.0029959 |  | 0
Operating HV | -0.084754 |  | 0
Operating HV/LV | 0 |  | 0
Operating LV circuits | 0 |  | 0
Operating LV customer |  | 0 | 0
Operating HV customer |  | 0 | 0
Adder | 0 |  | 0
Rounding | -0.00044073 | 0 | 0
Total | -0.548 | 0 | 0 | 0 | 0
LV Sub Generation Non-Intermittent
| Rate 1 units (MWh) | Rate 2 units (MWh) | Rate 3 units (MWh) | MPANs | Reactive power units (MVArh) | MWh/year | MWh/MPAN/year
LV Sub Generation Non-Intermittent | 504.4011 | 1662.0508 | 3695.4008 | 6.1368 | 368.1739 | 5861.8526 | 955.1972
| Unit rate 1 p/kWh | Unit rate 2 p/kWh | Unit rate 3 p/kWh | Fixed charge p/MPAN/day | Reactive power charge p/kVArh | Average unit rate (p/kWh) | Revenue (£/year) | Average p/kWh | Average £/MPAN/year
Assets 132kV | -0.61773 | -0.047024 | -0.001318 |  | 0.011761 | -0.066579 | -3902.7763 | -0.066579 | -635.963
Assets 132kV/EHV | -0.31391 | -0.023896 | -0.00066979 |  | 0.0064617 | -0.033804 | -1981.5164 | -0.033804 | -322.8909
Assets EHV | -0.32591 | -0.041822 | -0.0028646 |  | 0.0078985 | -0.041212 | -2415.7762 | -0.041212 | -393.6542
Assets EHV/HV | -0.52908 | -0.067893 | -0.0046504 |  | 0.012822 | -0.066903 | -3921.7525 | -0.066903 | -639.0552
Assets 132kV/HV | -0.052244 | -0.003977 | -0.00011147 |  | 0.013255 | -0.0048609 | -284.939 | -0.0048609 | -46.4312
Assets HV | -0.65388 | -0.083908 | -0.0057473 |  | 0.014658 | -0.082758 | -4851.18 | -0.082758 | -790.5067
Assets HV/LV | 0 | 0 | 0 |  | 0.0037025 | 0.00023255 | 13.6317 | 0.00023255 | 2.2213
Assets LV circuits | 0 | 0 | 0 |  | 0 | 0 | 0 | 0 | 0
Assets LV customer |  |  |  | 0 |  | 0 | 0 | 0 | 0
Assets HV customer |  |  |  | 0 |  | 0 | 0 | 0 | 0
Transmission exit | -0.36139 | 0 | 0 |  | 0.0053728 | -0.03076 | -1803.09 | -0.03076 | -293.8161
Operating 132kV | -0.30911 | -0.02353 | -0.00065953 |  | 0.0058853 | -0.033316 | -1952.925 | -0.033316 | -318.2319
Operating 132kV/EHV | -0.15708 | -0.011958 | -0.00033516 |  | 0.0032334 | -0.016915 | -991.5385 | -0.016915 | -161.5726
Operating EHV | -0.16308 | -0.020927 | -0.0014334 |  | 0.0039523 | -0.020622 | -1208.8394 | -0.020622 | -196.9821
Operating EHV/HV | -0.26475 | -0.033973 | -0.002327 |  | 0.0064162 | -0.033478 | -1962.4206 | -0.033478 | -319.7792
Operating 132kV/HV | -0.026143 | -0.0019901 | -5.578e-05 |  | 0.0066327 | -0.0024324 | -142.5817 | -0.0024324 | -23.2339
Operating HV | -0.62818 | -0.08061 | -0.0055214 |  | 0.014081 | -0.079506 | -4660.504 | -0.079506 | -759.4358
Operating HV/LV | 0 | 0 | 0 |  | 0.0063651 | 0.00039978 | 23.4345 | 0.00039978 | 3.8187
Operating LV circuits | 0 | 0 | 0 |  | 0 | 0 | 0 | 0 | 0
Operating LV customer |  |  |  | 0 |  | 0 | 0 | 0 | 0
Operating HV customer |  |  |  | 0 |  | 0 | 0 | 0 | 0
Adder | 0 | 0 | 0 |  |  | 0 | 0 | 0 | 0
Rounding | 0.00048939 | -0.00049189 | -0.00030625 | 0 | -0.00049794 | -0.0003217 | -18.8574 | -0.0003217 | -3.0728
Total | -4.402 | -0.442 | -0.026 | 0 | 0.122 | -0.51283 | -30061.6308 | -0.51283 | -4898.5855
LV Sub Generation Non-Intermittent no RP charge
| Rate 1 units (MWh) | Rate 2 units (MWh) | Rate 3 units (MWh) | MPANs | MWh/year | MWh/MPAN/year
LV Sub Generation Non-Intermittent no RP charge | 0 | 0 | 0 | 0 | 0
| Unit rate 1 p/kWh | Unit rate 2 p/kWh | Unit rate 3 p/kWh | Fixed charge p/MPAN/day | Average unit rate (p/kWh) | Revenue (£/year) | Average p/kWh | Average £/MPAN/year
Assets 132kV | -0.61773 | -0.047024 | -0.001318 |  | 0 | 0
Assets 132kV/EHV | -0.31391 | -0.023896 | -0.00066979 |  | 0 | 0
Assets EHV | -0.32591 | -0.041822 | -0.0028646 |  | 0 | 0
Assets EHV/HV | -0.52908 | -0.067893 | -0.0046504 |  | 0 | 0
Assets 132kV/HV | -0.052244 | -0.003977 | -0.00011147 |  | 0 | 0
Assets HV | -0.65388 | -0.083908 | -0.0057473 |  | 0 | 0
Assets HV/LV | 0 | 0 | 0 |  | 0 | 0
Assets LV circuits | 0 | 0 | 0 |  | 0 | 0
Assets LV customer |  |  |  | 0 | 0 | 0
Assets HV customer |  |  |  | 0 | 0 | 0
Transmission exit | -0.36139 | 0 | 0 |  | 0 | 0
Operating 132kV | -0.30911 | -0.02353 | -0.00065953 |  | 0 | 0
Operating 132kV/EHV | -0.15708 | -0.011958 | -0.00033516 |  | 0 | 0
Operating EHV | -0.16308 | -0.020927 | -0.0014334 |  | 0 | 0
Operating EHV/HV | -0.26475 | -0.033973 | -0.002327 |  | 0 | 0
Operating 132kV/HV | -0.026143 | -0.0019901 | -5.578e-05 |  | 0 | 0
Operating HV | -0.62818 | -0.08061 | -0.0055214 |  | 0 | 0
Operating HV/LV | 0 | 0 | 0 |  | 0 | 0
Operating LV circuits | 0 | 0 | 0 |  | 0 | 0
Operating LV customer |  |  |  | 0 | 0 | 0
Operating HV customer |  |  |  | 0 | 0 | 0
Adder | 0 | 0 | 0 |  | 0 | 0
Rounding | 0.00048939 | -0.00049189 | -0.00030625 | 0 | 0 | 0
Total | -4.402 | -0.442 | -0.026 | 0 | 0 | 0 | 0 | 0
HV Generation Intermittent
| Rate 1 units (MWh) | MPANs | Reactive power units (MVArh) | MWh/year | MWh/MPAN/year
HV Generation Intermittent | 479019.4604 | 248.1557 | 10496.7097 | 479019.4604 | 1930.3184
| Unit rate 1 p/kWh | Fixed charge p/MPAN/day | Reactive power charge p/kVArh | Revenue (£/year) | Average p/kWh | Average £/MPAN/year
Assets 132kV | -0.06971 |  | 0.011582 | -332710.0015 | -0.069456 | -1340.731
Assets 132kV/EHV | -0.035425 |  | 0.0063633 | -169025.4938 | -0.035286 | -681.1269
Assets EHV | -0.040469 |  | 0.0072693 | -193091.1373 | -0.04031 | -778.1049
Assets EHV/HV | -0.045578 |  | 0.0081869 | -217466.5857 | -0.045398 | -876.3313
Assets 132kV/HV | -0.0038226 |  | 0.0084632 | -17422.8152 | -0.0036372 | -70.2092
Assets HV | 0 |  | 0.010036 | 1053.4668 | 0.00021992 | 4.2452
Assets HV/LV | 0 |  | 0 | 0 | 0 | 0
Assets LV circuits | 0 |  | 0 | 0 | 0 | 0
Assets LV customer |  | 0 |  | 0 | 0 | 0
Assets HV customer |  | 0 |  | 0 | 0 | 0
Transmission exit | -0.031845 |  | 0.0052909 | -151988.4415 | -0.031729 | -612.4722
Operating 132kV | -0.034883 |  | 0.0057956 | -166486.0163 | -0.034756 | -670.8935
Operating 132kV/EHV | -0.017727 |  | 0.0031841 | -84579.3062 | -0.017657 | -340.8316
Operating EHV | -0.021668 |  | 0.0038921 | -103385.0604 | -0.021583 | -416.6137
Operating EHV/HV | -0.035176 |  | 0.0063184 | -167834.5145 | -0.035037 | -676.3275
Operating 132kV/HV | -0.0029502 |  | 0.0065316 | -13446.4323 | -0.0028071 | -54.1855
Operating HV | 0 |  | 0.013867 | 1455.564 | 0.00030386 | 5.8655
Operating HV/LV | 0 |  | 0 | 0 | 0 | 0
Operating LV circuits | 0 |  | 0 | 0 | 0 | 0
Operating LV customer |  | 0 |  | 0 | 0 | 0
Operating HV customer |  | 29.8054 |  | 27070.7176 | 0.0056513 | 109.0876
Adder | 0 |  |  | 0 | 0 | 0
Rounding | 0.00025251 | 0.0046328 | 0.00021955 | 1236.8193 | 0.0002582 | 4.984
Total | -0.339 | 29.81 | 0.097 | -1586619.237 | -0.33122 | -6393.6449
HV Generation Intermittent no RP charge
| Rate 1 units (MWh) | MPANs | MWh/year | MWh/MPAN/year
HV Generation Intermittent no RP charge | 0 | 0 | 0
| Unit rate 1 p/kWh | Fixed charge p/MPAN/day | Revenue (£/year) | Average p/kWh | Average £/MPAN/year
Assets 132kV | -0.06971 |  | 0
Assets 132kV/EHV | -0.035425 |  | 0
Assets EHV | -0.040469 |  | 0
Assets EHV/HV | -0.045578 |  | 0
Assets 132kV/HV | -0.0038226 |  | 0
Assets HV | 0 |  | 0
Assets HV/LV | 0 |  | 0
Assets LV circuits | 0 |  | 0
Assets LV customer |  | 0 | 0
Assets HV customer |  | 0 | 0
Transmission exit | -0.031845 |  | 0
Operating 132kV | -0.034883 |  | 0
Operating 132kV/EHV | -0.017727 |  | 0
Operating EHV | -0.021668 |  | 0
Operating EHV/HV | -0.035176 |  | 0
Operating 132kV/HV | -0.0029502 |  | 0
Operating HV | 0 |  | 0
Operating HV/LV | 0 |  | 0
Operating LV circuits | 0 |  | 0
Operating LV customer |  | 0 | 0
Operating HV customer |  | 29.8054 | 0
Adder | 0 |  | 0
Rounding | 0.00025251 | 0.0046328 | 0
Total | -0.339 | 29.81 | 0 | 0 | 0
HV Generation Non-Intermittent
| Rate 1 units (MWh) | Rate 2 units (MWh) | Rate 3 units (MWh) | MPANs | Reactive power units (MVArh) | MWh/year | MWh/MPAN/year
HV Generation Non-Intermittent | 87733.66 | 276082.2822 | 487742.2954 | 231.2884 | 15003.9804 | 851558.2376 | 3681.8029
| Unit rate 1 p/kWh | Unit rate 2 p/kWh | Unit rate 3 p/kWh | Fixed charge p/MPAN/day | Reactive power charge p/kVArh | Average unit rate (p/kWh) | Revenue (£/year) | Average p/kWh | Average £/MPAN/year
Assets 132kV | -0.60831 | -0.046307 | -0.0012979 |  | 0.011582 | -0.078225 | -666133.5651 | -0.078225 | -2880.0995
Assets 132kV/EHV | -0.30913 | -0.023532 | -0.00065958 |  | 0.0063633 | -0.039744 | -338442.2047 | -0.039744 | -1463.291
Assets EHV | -0.29995 | -0.03849 | -0.0026364 |  | 0.0072693 | -0.044764 | -381188.6376 | -0.044764 | -1648.1097
Assets EHV/HV | -0.33781 | -0.043349 | -0.0029692 |  | 0.0081869 | -0.050415 | -429309.1473 | -0.050415 | -1856.1639
Assets 132kV/HV | -0.033357 | -0.0025393 | -7.1174e-05 |  | 0.0084632 | -0.0041516 | -35353.6165 | -0.0041516 | -152.8551
Assets HV | 0 | 0 | 0 |  | 0.010036 | 0.00017683 | 1505.8238 | 0.00017683 | 6.5106
Assets HV/LV | 0 | 0 | 0 |  | 0 | 0 | 0 | 0 | 0
Assets LV circuits | 0 | 0 | 0 |  | 0 | 0 | 0 | 0 | 0
Assets LV customer |  |  |  | 0 |  | 0 | 0 | 0 | 0
Assets HV customer |  |  |  | 0 |  | 0 | 0 | 0 | 0
Transmission exit | -0.35589 | 0 | 0 |  | 0.0052909 | -0.036573 | -311438.1944 | -0.036573 | -1346.5363
Operating 132kV | -0.3044 | -0.023172 | -0.00064948 |  | 0.0057956 | -0.039143 | -333329.0945 | -0.039143 | -1441.1839
Operating 132kV/EHV | -0.15469 | -0.011775 | -0.00033005 |  | 0.0031841 | -0.019888 | -169354.3751 | -0.019888 | -732.2217
Operating EHV | -0.1606 | -0.020608 | -0.0014116 |  | 0.0038921 | -0.023967 | -204096.4224 | -0.023967 | -882.4327
Operating EHV/HV | -0.26071 | -0.033456 | -0.0022915 |  | 0.0063184 | -0.038909 | -331328.5675 | -0.038909 | -1432.5344
Operating 132kV/HV | -0.025744 | -0.0019598 | -5.493e-05 |  | 0.0065316 | -0.0032041 | -27284.9139 | -0.0032041 | -117.9692
Operating HV | 0 | 0 | 0 |  | 0.013867 | 0.00024433 | 2080.5809 | 0.00024433 | 8.9956
Operating HV/LV | 0 | 0 | 0 |  | 0 | 0 | 0 | 0 | 0
Operating LV circuits | 0 | 0 | 0 |  | 0 | 0 | 0 | 0 | 0
Operating LV customer |  |  |  | 0 |  | 0 | 0 | 0 | 0
Operating HV customer |  |  |  | 29.8054 |  | 0 | 25230.7049 | 0.0029629 | 109.0876
Adder | 0 | 0 | 0 |  |  | 0 | 0 | 0 | 0
Rounding | -0.00041076 | 0.00018925 | 0.00037188 | 0.0046328 | 0.00021955 | 0.00023591 | 2012.8025 | 0.00023637 | 8.7026
Total | -2.851 | -0.245 | -0.012 | 29.81 | 0.097 | -0.37833 | -3196428.827 | -0.37536 | -13820.101
HV Generation Non-Intermittent no RP charge
| Rate 1 units (MWh) | Rate 2 units (MWh) | Rate 3 units (MWh) | MPANs | MWh/year | MWh/MPAN/year
HV Generation Non-Intermittent no RP charge | 0 | 0 | 0 | 0 | 0
| Unit rate 1 p/kWh | Unit rate 2 p/kWh | Unit rate 3 p/kWh | Fixed charge p/MPAN/day | Average unit rate (p/kWh) | Revenue (£/year) | Average p/kWh | Average £/MPAN/year
Assets 132kV | -0.60831 | -0.046307 | -0.0012979 |  | 0 | 0
Assets 132kV/EHV | -0.30913 | -0.023532 | -0.00065958 |  | 0 | 0
Assets EHV | -0.29995 | -0.03849 | -0.0026364 |  | 0 | 0
Assets EHV/HV | -0.33781 | -0.043349 | -0.0029692 |  | 0 | 0
Assets 132kV/HV | -0.033357 | -0.0025393 | -7.1174e-05 |  | 0 | 0
Assets HV | 0 | 0 | 0 |  | 0 | 0
Assets HV/LV | 0 | 0 | 0 |  | 0 | 0
Assets LV circuits | 0 | 0 | 0 |  | 0 | 0
Assets LV customer |  |  |  | 0 | 0 | 0
Assets HV customer |  |  |  | 0 | 0 | 0
Transmission exit | -0.35589 | 0 | 0 |  | 0 | 0
Operating 132kV | -0.3044 | -0.023172 | -0.00064948 |  | 0 | 0
Operating 132kV/EHV | -0.15469 | -0.011775 | -0.00033005 |  | 0 | 0
Operating EHV | -0.1606 | -0.020608 | -0.0014116 |  | 0 | 0
Operating EHV/HV | -0.26071 | -0.033456 | -0.0022915 |  | 0 | 0
Operating 132kV/HV | -0.025744 | -0.0019598 | -5.493e-05 |  | 0 | 0
Operating HV | 0 | 0 | 0 |  | 0 | 0
Operating HV/LV | 0 | 0 | 0 |  | 0 | 0
Operating LV circuits | 0 | 0 | 0 |  | 0 | 0
Operating LV customer |  |  |  | 0 | 0 | 0
Operating HV customer |  |  |  | 29.8054 | 0 | 0
Adder | 0 | 0 | 0 |  | 0 | 0
Rounding | -0.00041076 | 0.00018925 | 0.00037188 | 0.0046328 | 0 | 0
Total | -2.851 | -0.245 | -0.012 | 29.81 | 0 | 0 | 0 | 0

## M-Rev
Revenue matrix for WPD East Midlands in April 19 (no data version)
This sheet is for information only. It can be deleted without affecting any calculations elsewhere in the model.
3901. Revenue matrix by tariff
Revenue matrix by tariff, charging element and network level
| Assets 132kV | Assets 132kV/EHV | Assets EHV | Assets EHV/HV | Assets 132kV/HV | Assets HV | Assets HV/LV | Assets LV circuits | Assets LV customer | Assets HV customer | Transmission exit | Operating 132kV | Operating 132kV/EHV | Operating EHV | Operating EHV/HV | Operating 132kV/HV | Operating HV | Operating HV/LV | Operating LV circuits | Operating LV customer | Operating HV customer | Adder | Rounding | Total net revenue by tariff (£/year)
Domestic Unrestricted | 8295038.4305 | 4215348.9388 | 4972824.2879 | 8072844.8247 | 701554.5641 | 9977038.8815 | 2520213.5107 | 1038160.6723 | 0 | 0 | 3985517.1802 | 4150785.6592 | 2109334.4016 | 2488370.3569 | 4039601.3603 | 351053.5422 | 9584890.5804 | 4332540.3108 | 8476497.1886 | 9621038.8675 | 0 | 49340045.0871 | 3084.9174 | 138275783.5625
Domestic Two Rate | 4169476.723 | 2118832.773 | 2529127.1613 | 4105765.644 | 352634.3427 | 5074219.1084 | 1281754.6073 | 478262.5329 | 0 | 0 | 1993862.1781 | 2086380.23 | 1060250.7465 | 1265559.5076 | 2054499.6021 | 176456.0327 | 4874776.5256 | 2203485.3321 | 3904974.5608 | 4432244.9698 | 0 | 29889007.5146 | 1982.9156 | 74053553.0081
Domestic Off Peak (related MPAN) | 22335.5498 | 11350.4159 | 15300.6616 | 24838.9768 | 1889.0337 | 30697.9067 | 7754.3327 | 0 |  |  | 8260.361 | 11176.5703 | 5679.6776 | 7656.3559 | 12429.2695 | 945.2607 | 29491.323 | 13330.6004 | 0 |  |  | 423047.2751 | 82.4711 | 626266.0418
Small Non Domestic Unrestricted | 1689418.7456 | 858523.9931 | 1055803.4169 | 1713983.1726 | 142882.9344 | 2118271.4553 | 535078.2336 | 58133.6432 | 0 | 0 | 737066.442 | 845374.637 | 429600.0686 | 528317.4657 | 857666.5235 | 71497.732 | 2035012.6285 | 919861.7524 | 474656.4536 | 1642781.7889 | 0 | 9806346.4881 | -169.6036 | 26520107.9714
Small Non Domestic Two Rate | 2377777.6804 | 1208332.2707 | 1486884.7197 | 2413797.2548 | 201101.0314 | 2983155.2056 | 753549.0383 | 49595.3497 | 0 | 0 | 1056322.4387 | 1189825.1683 | 604641.9559 | 744027.8696 | 1207849.1394 | 100629.7059 | 2865902.0547 | 1295438.4898 | 404941.9839 | 1401500.6256 | 0 | 16776512.9739 | -1524.5443 | 39120260.4119
Small Non Domestic Off Peak (related MPAN) | 533.3633 | 271.0431 | 411.2641 | 667.6429 | 45.1093 | 825.1242 | 208.4275 | 0 |  |  | 160.0879 | 266.8917 | 135.6283 | 205.794 | 334.0844 | 22.5724 | 792.6926 | 358.3111 | 0 |  |  | 22040.5469 | 1.9521 | 27280.5358
LV Medium Non-Domestic | 62953.7499 | 31991.6568 | 39138.6376 | 63537.3641 | 5324.3262 | 78524.3327 | 19835.3526 | 5857.7071 | 0 | 0 | 28216.0616 | 31501.665 | 16008.4262 | 19584.7309 | 31793.702 | 2664.2597 | 75437.9276 | 34099.2794 | 47827.7005 | 24109.7365 | 0 | 453122.6718 | 92.6595 | 1071621.9476
LV Sub Medium Non-Domestic | 0.21341 | 0.10845 | 0.13288 | 0.21572 | 0.018049 | 0.26661 | 0.050508 | 0 | 0 | 0 | 0.095462 | 0.10679 | 0.054268 | 0.066495 | 0.10795 | 0.0090317 | 0.25613 | 0.086829 | 0 | 0.045191 | 0 | 1.5768 | -5.2994e-05 | 3.4106
HV Medium Non-Domestic | 3914.9842 | 1985.0488 | 2308.0339 | 2720.9765 | 246.2431 | 2691.2059 | 0 | 0 | 0 | 0 | 1732.8905 | 1959.0338 | 993.3061 | 1235.7699 | 2099.9722 | 190.0434 | 3718.411 | 0 | 0 | 0 | 11675.0265 | 28954.8871 | 13.8696 | 66439.7024
LV Network Domestic | 288.392 | 146.5542 | 179.2581 | 291.0062 | 24.3908 | 359.6477 | 90.8475 | 45.7808 | 0 | 0 | 129.5815 | 144.3096 | 73.3348 | 89.6996 | 145.6177 | 12.205 | 345.5117 | 156.1774 | 373.7962 | 424.2681 | 0 | 2110.8899 | 0.16009 | 5431.4289
LV Network Non-Domestic Non-CT | 222077.1522 | 112854.533 | 138167.7346 | 224300.441 | 18782.2204 | 277207.6349 | 70023.0234 | 1517.2842 | 0 | 0 | 99155.0679 | 111126.0263 | 56471.7067 | 69138.2754 | 112238.5462 | 9398.5063 | 266311.967 | 120377.726 | 12388.5019 | 42876.4954 | 0 | 1459051.295 | 6.4103 | 3423470.5478
LV HH Metered | 3990584.2208 | 2027923.6921 | 2484218.3095 | 4032860.9584 | 337504.4729 | 6046883.1713 | 2680865.4479 | 1317331.9574 | 0 | 0 | 1780334.0653 | 1996863.5341 | 1014760.4077 | 1243087.3974 | 2018018.5507 | 168885.1399 | 5772466.9781 | 4388851.4161 | 8179030.0202 | 505925.8258 | 0 | 30535378.1582 | 42561.0228 | 80564334.7467
LV Sub HH Metered | 239152.0052 | 121531.583 | 148448.405 | 240990.0026 | 20226.3295 | 689011.9153 | 177359.4934 | 0 | 0 | 0 | 107596.3373 | 119670.1766 | 60813.6486 | 74282.659 | 120589.8991 | 10121.1295 | 654280.3839 | 295746.3222 | 0 | 8514.4729 | 0 | 1929514.4535 | 706.9525 | 5018556.1692
HV HH Metered | 6662974.8473 | 3316044.5906 | 4732739.8389 | 9614300.0039 | 870075.583 | 9742581.1038 | 0 | 0 | 0 | 0 | 2926507.0548 | 3334111.189 | 1659328.0968 | 2532719.5833 | 7338983.0395 | 664163.7919 | 12995103.2758 | 0 | 0 | 0 | 944046.5539 | 65262801.3778 | -38970.5367 | 132557509.3936
NHH UMS category A | 30013.5043 | 15252.1769 | 18647.0871 | 30271.5383 | 2538.3982 | 37411.8815 | 9450.2919 | 3872.2936 | 0 |  | 13705.9911 | 15018.5709 | 7632.0945 | 9330.8865 | 15147.6895 | 1270.1987 | 35941.4046 | 16246.1515 | 31616.9609 | 227081.6189 |  | 295237.4183 | -47.8918 | 815638.2653
NHH UMS category B | 27739.2121 | 14096.4336 | 15535.3931 | 25220.0381 | 2346.0495 | 31168.8514 | 7873.294 | 3226.1126 | 0 |  | 15680.74 | 13880.5293 | 7053.7677 | 7773.8141 | 12619.9503 | 1173.9486 | 29943.7572 | 13535.1086 | 26340.9461 | 150993.1444 |  | 196311.9091 | 114.2358 | 602627.2359
NHH UMS category C | 773.2002 | 392.9227 | 424.6117 | 689.3114 | 65.3936 | 851.9037 | 215.192 | 88.1758 | 0 |  | 440.7361 | 386.9046 | 196.6161 | 212.4731 | 344.9271 | 32.7225 | 818.4196 | 369.9401 | 719.9479 | 2225.2231 |  | 2893.0969 | 1.5031 | 12143.2214
NHH UMS category D | 3845.3352 | 1954.1115 | 2896.4314 | 4702.0445 | 325.22 | 5811.1461 | 1467.9034 | 601.4791 | 0 |  | 860.1567 | 1924.1818 | 977.8252 | 1449.3563 | 2352.8738 | 162.7381 | 5582.7385 | 2523.4967 | 4911.0275 | 47303.3887 |  | 61500.9283 | 11.0384 | 151163.4211
LV UMS (Pseudo HH Metered) | 295062.777 | 149944.1593 | 166658.0102 | 270551.3361 | 24954.9944 | 334368.0274 | 84461.8158 | 34608.5549 | 0 |  | 163400.7807 | 147647.5791 | 75031.1251 | 83394.6322 | 135382.2065 | 12487.3241 | 321225.6657 | 145199.6905 | 282576.0273 | 1520175.477 |  | 1976437.7462 | -819.0903 | 6222748.8391
LV Generation NHH or Aggregate HH | -7471.7258 | -3796.9603 | -4641.194 | -7534.4787 | -631.9227 | -9311.6849 | -2352.1442 | 0 | 0 | 0 | -3413.2306 | -3738.8051 | -1899.9753 | -2322.4246 | -3770.2063 | -316.2102 | -8945.6884 | -4043.6096 | 0 | 0 | 0 | 0 | -48.2269 | -64238.4875
LV Sub Generation NHH | 0 | 0 | 0 | 0 | 0 | 0 | 0 | 0 | 0 | 0 | 0 | 0 | 0 | 0 | 0 | 0 | 0 | 0 | 0 | 0 | 0 | 0 | 0 | 0
LV Generation Intermittent | -28328.2942 | -14374.5441 | -17570.6467 | -28524.0532 | -1858.6642 | -35304.3134 | -8917.9173 | 66.4755 | 0 | 0 | -12940.9193 | -14175.3023 | -7192.9325 | -8792.2424 | -14273.2589 | -930.064 | -33916.6746 | -15330.9376 | 542.7673 | 0 | 0 | 0 | -198.9296 | -242020.4515
LV Generation Intermittent no RP charge | 0 | 0 | 0 | 0 | 0 | 0 | 0 | 0 | 0 | 0 | 0 | 0 | 0 | 0 | 0 | 0 | 0 | 0 | 0 | 0 | 0 | 0 | 0 | 0
LV Generation Non-Intermittent | -13193.0793 | -6701.0914 | -8254.1805 | -13399.7733 | -1031.6156 | -16568.6308 | -4185.2585 | 10.4181 | 0 | 0 | -5886.7598 | -6601.7348 | -3353.1845 | -4130.3406 | -6705.1633 | -516.214 | -15917.3994 | -7194.9465 | 85.0632 | 0 | 0 | 0 | 73.2199 | -113470.6711
LV Generation Non-Intermittent no RP charge | 0 | 0 | 0 | 0 | 0 | 0 | 0 | 0 | 0 | 0 | 0 | 0 | 0 | 0 | 0 | 0 | 0 | 0 | 0 | 0 | 0 | 0 | 0 | 0
LV Sub Generation Intermittent | -2676.5309 | -1358.3815 | -1660.4104 | -2695.4975 | -181.609 | -3335.6434 | 13.517 | 0 | 0 | 0 | -1222.6917 | -1339.3194 | -679.7257 | -830.859 | -1348.8102 | -90.876 | -3204.5357 | 23.2372 | 0 | 0 | 0 | 0 | -18.7494 | -20606.8857
LV Sub Generation Intermittent no RP charge | 0 | 0 | 0 | 0 | 0 | 0 | 0 | 0 | 0 | 0 | 0 | 0 | 0 | 0 | 0 | 0 | 0 | 0 | 0 | 0 | 0 | 0 | 0 | 0
LV Sub Generation Non-Intermittent | -3902.7763 | -1981.5164 | -2415.7762 | -3921.7525 | -284.939 | -4851.18 | 13.6317 | 0 | 0 | 0 | -1803.09 | -1952.925 | -991.5385 | -1208.8394 | -1962.4206 | -142.5817 | -4660.504 | 23.4345 | 0 | 0 | 0 | 0 | -18.8574 | -30061.6308
LV Sub Generation Non-Intermittent no RP charge | 0 | 0 | 0 | 0 | 0 | 0 | 0 | 0 | 0 | 0 | 0 | 0 | 0 | 0 | 0 | 0 | 0 | 0 | 0 | 0 | 0 | 0 | 0 | 0
HV Generation Intermittent | -332710.0015 | -169025.4938 | -193091.1373 | -217466.5857 | -17422.8152 | 1053.4668 | 0 | 0 | 0 | 0 | -151988.4415 | -166486.0163 | -84579.3062 | -103385.0604 | -167834.5145 | -13446.4323 | 1455.564 | 0 | 0 | 0 | 27070.7176 | 0 | 1236.8193 | -1586619.237
HV Generation Intermittent no RP charge | 0 | 0 | 0 | 0 | 0 | 0 | 0 | 0 | 0 | 0 | 0 | 0 | 0 | 0 | 0 | 0 | 0 | 0 | 0 | 0 | 0 | 0 | 0 | 0
HV Generation Non-Intermittent | -666133.5651 | -338442.2047 | -381188.6376 | -429309.1473 | -35353.6165 | 1505.8238 | 0 | 0 | 0 | 0 | -311438.1944 | -333329.0945 | -169354.3751 | -204096.4224 | -331328.5675 | -27284.9139 | 2080.5809 | 0 | 0 | 0 | 25230.7049 | 0 | 2012.8025 | -3196428.827
HV Generation Non-Intermittent no RP charge | 0 | 0 | 0 | 0 | 0 | 0 | 0 | 0 | 0 | 0 | 0 | 0 | 0 | 0 | 0 | 0 | 0 | 0 | 0 | 0 | 0 | 0 | 0 | 0
3902. Revenues by charging element and network level
Total net revenue by charging element and network level (£/year)
| Assets 132kV | Assets 132kV/EHV | Assets EHV | Assets EHV/HV | Assets 132kV/HV | Assets HV | Assets HV/LV | Assets LV circuits | Assets LV customer | Assets HV customer | Transmission exit | Operating 132kV | Operating 132kV/EHV | Operating EHV | Operating EHV/HV | Operating 132kV/HV | Operating HV | Operating HV/LV | Operating LV circuits | Operating LV customer | Operating HV customer | Adder | Rounding | Total net revenue (£/year)
Revenues by charging element and network level | 27039544.1134 | 13671096.8132 | 17200891.4128 | 30139481.4644 | 2625755.4733 | 37364266.6082 | 8134772.691 | 2991378.437 | 0 | 0 | 12430254.9196 | 13530419.7657 | 6840931.8502 | 8751670.5049 | 17434874.1205 | 1528439.5706 | 39488933.8445 | 13755597.3699 | 21847482.9457 | 19627195.9478 | 1008023.0029 | 208460316.2946 | 10166.52 | 503881493.6704

## CData
Additional calculations for tariff comparisons for WPD East Midlands in April 19 (no data version)
This sheet is for information only. It can be deleted without affecting any calculations elsewhere in the model.
4001. Revenues under current tariffs (£)
Data sources:
x1 = 1201. Current revenues if known (£) (in Current tariff information)
x2 = 1010. Days in the charging year (in Financial and general assumptions)
x3 = 1201. Current Fixed charge p/MPAN/day (in Current tariff information)
x4 = 1053. MPANs by tariff (in Volume forecasts for the charging year)
x5 = 1201. Current Capacity charge p/kVA/day (in Current tariff information)
x6 = 1053. Import capacity (kVA) by tariff (in Volume forecasts for the charging year)
x7 = 1201. Current Exceeded capacity charge p/kVA/day (in Current tariff information)
x8 = 1053. Exceeded capacity (kVA) by tariff (in Volume forecasts for the charging year)
x9 = 1201. Current Unit rate 1 p/kWh (in Current tariff information)
x10 = 1053. Rate 1 units (MWh) by tariff (in Volume forecasts for the charging year)
x11 = 1201. Current Unit rate 2 p/kWh (in Current tariff information)
x12 = 1053. Rate 2 units (MWh) by tariff (in Volume forecasts for the charging year)
x13 = 1201. Current Unit rate 3 p/kWh (in Current tariff information)
x14 = 1053. Rate 3 units (MWh) by tariff (in Volume forecasts for the charging year)
x15 = 1201. Current Reactive power charge p/kVArh (in Current tariff information)
x16 = 1053. Reactive power units (MVArh) by tariff (in Volume forecasts for the charging year)
Calculation =IF(x1,x1,0.01*x2*(x3*x4+x5*x6+x7*x8)+10*(x9*x10+x11*x12+x13*x14+x15*x16))
Revenues under current tariffs (£)
Domestic Unrestricted | 130048969.9092
Domestic Two Rate | 70879485.6327
Domestic Off Peak (related MPAN) | 579159.7283
Small Non Domestic Unrestricted | 24207342.1299
Small Non Domestic Two Rate | 36360162.3011
Small Non Domestic Off Peak (related MPAN) | 24852.1548
LV Medium Non-Domestic | 1084735.8066
LV Sub Medium Non-Domestic | 3.316
HV Medium Non-Domestic | 74853.215
LV Network Domestic | 5130.0047
LV Network Non-Domestic Non-CT | 3127208.5855
LV HH Metered | 75298096.0264
LV Sub HH Metered | 4717286.5066
HV HH Metered | 124690401.6713
NHH UMS category A | 732876.1678
NHH UMS category B | 541209.5529
NHH UMS category C | 11244.6027
NHH UMS category D | 135881.2822
LV UMS (Pseudo HH Metered) | 5748988.8348
4002. All-the-way volumes
Data sources:
x1 = 1053. Rate 1 units (MWh) by tariff (in Volume forecasts for the charging year)
x2 = 1053. Rate 2 units (MWh) by tariff (in Volume forecasts for the charging year)
x3 = 1053. Rate 3 units (MWh) by tariff (in Volume forecasts for the charging year)
x4 = 1053. MPANs by tariff (in Volume forecasts for the charging year)
x5 = 1053. Import capacity (kVA) by tariff (in Volume forecasts for the charging year)
x6 = 1053. Exceeded capacity (kVA) by tariff (in Volume forecasts for the charging year)
x7 = 1053. Reactive power units (MVArh) by tariff (in Volume forecasts for the charging year)
x8 = 3802. All units (MWh) (in Revenue summary)
Kind: | Copy cells | Copy cells | Copy cells | Copy cells | Copy cells | Copy cells | Copy cells | Copy cells
Formula: | = x1 | = x2 | = x3 | = x4 | = x5 | = x6 | = x7 | = x8
| Rate 1 units (MWh) | Rate 2 units (MWh) | Rate 3 units (MWh) | MPANs | Import capacity (kVA) | Exceeded capacity (kVA) | Reactive power units (MVArh) | All units (MWh)
Domestic Unrestricted | 5635747.395 | 0 | 0 | 1671267.7755 | 0 | 0 | 0 | 5635747.395
Domestic Two Rate | 2417415.8455 | 1076309.3787 | 0 | 792868.4906 | 0 | 0 | 0 | 3493725.2242
Domestic Off Peak (related MPAN) | 49585.5932 | 0 | 0 | 26805 | 0 | 0 | 0 | 49585.5932
Small Non Domestic Unrestricted | 1140613.9739 | 0 | 0 | 95495.2531 | 0 | 0 | 0 | 1140613.9739
Small Non Domestic Two Rate | 1514286.2262 | 451030.4649 | 0 | 82427.2447 | 0 | 0 | 0 | 1965316.6912
Small Non Domestic Off Peak (related MPAN) | 2583.3841 | 0 | 0 | 517 | 0 | 0 | 0 | 2583.3841
LV Medium Non-Domestic | 41587.889 | 11522.8572 | 0 | 1226.513 | 0 | 0 | 0 | 53110.7462
LV Sub Medium Non-Domestic | 0.14305 | 0.041771 | 0 | 0.0031678 | 0 | 0 | 0 | 0.18482
HV Medium Non-Domestic | 2605.2121 | 788.6054 | 0 | 44 | 0 | 0 | 0 | 3393.8175
LV Network Domestic | 25.9166 | 99.4164 | 122.0855 | 76.1188 | 0 | 0 | 0 | 247.4185
LV Network Non-Domestic Non-CT | 18558.4877 | 73567.9267 | 78280.3327 | 2509.1035 | 0 | 0 | 0 | 170406.7471
LV HH Metered | 377835.6813 | 1505767.6227 | 1615847.006 | 15832.3321 | 1960000 | 42265.317 | 367491.3783 | 3499450.3099
LV Sub HH Metered | 23555.9397 | 90295.1195 | 105307.3853 | 342.8467 | 138821.8672 | 1785.1011 | 18220.1968 | 219158.4445
HV HH Metered | 738923.1968 | 2849711.7208 | 4000945.1618 | 3524.9192 | 2788259.5385 | 58664.7472 | 557819.6963 | 7589580.0795
NHH UMS category A | 34134.8937 | 0 | 0 | 1567 | 0 | 0 | 0 | 34134.8937
NHH UMS category B | 22466.15 | 0 | 0 | 1279 | 0 | 0 | 0 | 22466.15
NHH UMS category C | 339.1014 | 0 | 0 | 194 | 0 | 0 | 0 | 339.1014
NHH UMS category D | 7208.5561 | 0 | 0 | 247 | 0 | 0 | 0 | 7208.5561
LV UMS (Pseudo HH Metered) | 12092.4265 | 33947.0716 | 185619.8076 | 26.8197 | 0 | 0 | 0 | 231659.3057
LV Generation NHH or Aggregate HH | 10233.9538 | 0 | 0 | 136 | 0 | 0 | 0 | 10233.9538
LV Sub Generation NHH | 0 | 0 | 0 | 0 | 0 | 0 | 0 | 0
LV Generation Intermittent | 39541.4555 | 0 | 0 | 697.5742 | 0 | 0 | 4219.3807 | 39541.4555
LV Generation Intermittent no RP charge | 0 | 0 | 0 | 0 | 0 | 0 | 0 | 0
LV Generation Non-Intermittent | 1593.5853 | 6242.3923 | 9539.912 | 105.727 | 0 | 0 | 667.6292 | 17375.8895
LV Generation Non-Intermittent no RP charge | 0 | 0 | 0 | 0 | 0 | 0 | 0 | 0
LV Sub Generation Intermittent | 3841.6564 | 0 | 0 | 31.3064 | 0 | 0 | 365.0749 | 3841.6564
LV Sub Generation Intermittent no RP charge | 0 | 0 | 0 | 0 | 0 | 0 | 0 | 0
LV Sub Generation Non-Intermittent | 504.4011 | 1662.0508 | 3695.4008 | 6.1368 | 0 | 0 | 368.1739 | 5861.8526
LV Sub Generation Non-Intermittent no RP charge | 0 | 0 | 0 | 0 | 0 | 0 | 0 | 0
HV Generation Intermittent | 479000.8297 | 0 | 0 | 248.1557 | 0 | 0 | 10496.6186 | 479000.8297
HV Generation Intermittent no RP charge | 0 | 0 | 0 | 0 | 0 | 0 | 0 | 0
HV Generation Non-Intermittent | 87733.66 | 276082.2822 | 487742.2954 | 231.2884 | 0 | 0 | 15003.9804 | 851558.2376
HV Generation Non-Intermittent no RP charge | 0 | 0 | 0 | 0 | 0 | 0 | 0 | 0
4003. Normalised to
Normalised to
Domestic Unrestricted | MPAN
Domestic Two Rate | MPAN
Domestic Off Peak (related MPAN) | MPAN
Small Non Domestic Unrestricted | MPAN
Small Non Domestic Two Rate | MPAN
Small Non Domestic Off Peak (related MPAN) | MPAN
LV Medium Non-Domestic | MPAN
LV Sub Medium Non-Domestic | MPAN
HV Medium Non-Domestic | MPAN
LV Network Domestic | MPAN
LV Network Non-Domestic Non-CT | MPAN
LV HH Metered | kVA
LV Sub HH Metered | kVA
HV HH Metered | kVA
NHH UMS category A | MWh
NHH UMS category B | MWh
NHH UMS category C | MWh
NHH UMS category D | MWh
LV UMS (Pseudo HH Metered) | MWh
LV Generation NHH or Aggregate HH | MWh
LV Sub Generation NHH | MWh
LV Generation Intermittent | MWh
LV Generation Intermittent no RP charge | MWh
LV Generation Non-Intermittent | MWh
LV Generation Non-Intermittent no RP charge | MWh
LV Sub Generation Intermittent | MWh
LV Sub Generation Intermittent no RP charge | MWh
LV Sub Generation Non-Intermittent | MWh
LV Sub Generation Non-Intermittent no RP charge | MWh
HV Generation Intermittent | MWh
HV Generation Intermittent no RP charge | MWh
HV Generation Non-Intermittent | MWh
HV Generation Non-Intermittent no RP charge | MWh
4004. Normalised volumes for comparisons
Data sources:
x1 = 4002. Rate 1 units (MWh) by tariff (in Volume forecasts for the charging year) (in All-the-way volumes)
x2 = 4003. Normalised to
x3 = 4002. Import capacity (kVA) by tariff (in Volume forecasts for the charging year) (in All-the-way volumes)
x4 = 4002. MPANs by tariff (in Volume forecasts for the charging year) (in All-the-way volumes)
x5 = 4002. All units (MWh) (in Revenue summary) (in All-the-way volumes)
x6 = 4002. Rate 2 units (MWh) by tariff (in Volume forecasts for the charging year) (in All-the-way volumes)
x7 = 4002. Rate 3 units (MWh) by tariff (in Volume forecasts for the charging year) (in All-the-way volumes)
x8 = 4002. Exceeded capacity (kVA) by tariff (in Volume forecasts for the charging year) (in All-the-way volumes)
x9 = 4002. Reactive power units (MVArh) by tariff (in Volume forecasts for the charging year) (in All-the-way volumes)
x10 = 1010. Days in the charging year (in Financial and general assumptions)
x11 = 3607. Fixed charge p/MPAN/day (in Tariffs)
x12 = Normalised MPANs (in Normalised volumes for comparisons)
x13 = 3607. Capacity charge p/kVA/day (in Tariffs)
x14 = Normalised Import capacity (kVA) (in Normalised volumes for comparisons)
x15 = 3607. Exceeded capacity charge p/kVA/day (in Tariffs)
x16 = Normalised Exceeded capacity (kVA) (in Normalised volumes for comparisons)
x17 = 3607. Unit rate 1 p/kWh (in Tariffs)
x18 = Normalised Rate 1 units (MWh) (in Normalised volumes for comparisons)
x19 = 3607. Unit rate 2 p/kWh (in Tariffs)
x20 = Normalised Rate 2 units (MWh) (in Normalised volumes for comparisons)
x21 = 3607. Unit rate 3 p/kWh (in Tariffs)
x22 = Normalised Rate 3 units (MWh) (in Normalised volumes for comparisons)
x23 = 3607. Reactive power charge p/kVArh (in Tariffs)
x24 = Normalised Reactive power units (MVArh) (in Normalised volumes for comparisons)
Kind: | Calculation | Calculation | Calculation | Calculation | Calculation | Calculation | Calculation | Calculation
Formula: | =x1/IF(x2="kVA",IF(x3,x3,1),IF(x2="MPAN",IF(x4,x4,1),IF(x5,x5,1))) | =x6/IF(x2="kVA",IF(x3,x3,1),IF(x2="MPAN",IF(x4,x4,1),IF(x5,x5,1))) | =x7/IF(x2="kVA",IF(x3,x3,1),IF(x2="MPAN",IF(x4,x4,1),IF(x5,x5,1))) | =x4/IF(x2="kVA",IF(x3,x3,1),IF(x2="MPAN",IF(x4,x4,1),IF(x5,x5,1))) | =x3/IF(x2="kVA",IF(x3,x3,1),IF(x2="MPAN",IF(x4,x4,1),IF(x5,x5,1))) | =x8/IF(x2="kVA",IF(x3,x3,1),IF(x2="MPAN",IF(x4,x4,1),IF(x5,x5,1))) | =x9/IF(x2="kVA",IF(x3,x3,1),IF(x2="MPAN",IF(x4,x4,1),IF(x5,x5,1))) | =0.01*x10*(x11*x12+x13*x14+x15*x16)+10*(x17*x18+x19*x20+x21*x22+x23*x24)
| Normalised Rate 1 units (MWh) | Normalised Rate 2 units (MWh) | Normalised Rate 3 units (MWh) | Normalised MPANs | Normalised Import capacity (kVA) | Normalised Exceeded capacity (kVA) | Normalised Reactive power units (MVArh) | Normalised revenues (£)
Domestic Unrestricted
Domestic Unrestricted | 3.3721 | 0 | 0 | 1 | 0 | 0 | 0 | 80.5559
LDNO LV: Domestic Unrestricted | 3.3721 | 0 | 0 | 1 | 0 | 0 | 0 | 56.3517
LDNO HV: Domestic Unrestricted | 3.3721 | 0 | 0 | 1 | 0 | 0 | 0 | 42.0333
Domestic Two Rate
Domestic Two Rate | 3.0489 | 1.3575 | 0 | 1 | 0 | 0 | 0 | 93.1315
LDNO LV: Domestic Two Rate | 3.0489 | 1.3575 | 0 | 1 | 0 | 0 | 0 | 65.1589
LDNO HV: Domestic Two Rate | 3.0489 | 1.3575 | 0 | 1 | 0 | 0 | 0 | 48.5844
Domestic Off Peak (related MPAN)
Domestic Off Peak (related MPAN) | 1.8499 | 0 | 0 | 1 | 0 | 0 | 0 | 23.3638
LDNO LV: Domestic Off Peak (related MPAN) | 1.8499 | 0 | 0 | 1 | 0 | 0 | 0 | 16.3528
LDNO HV: Domestic Off Peak (related MPAN) | 1.8499 | 0 | 0 | 1 | 0 | 0 | 0 | 12.1906
Small Non Domestic Unrestricted
Small Non Domestic Unrestricted | 11.9442 | 0 | 0 | 1 | 0 | 0 | 0 | 275.4871
LDNO LV: Small Non Domestic Unrestricted | 11.9442 | 0 | 0 | 1 | 0 | 0 | 0 | 192.751
LDNO HV: Small Non Domestic Unrestricted | 11.9442 | 0 | 0 | 1 | 0 | 0 | 0 | 143.732
Small Non Domestic Two Rate
Small Non Domestic Two Rate | 18.3712 | 5.4719 | 0 | 1 | 0 | 0 | 0 | 474.3427
LDNO LV: Small Non Domestic Two Rate | 18.3712 | 5.4719 | 0 | 1 | 0 | 0 | 0 | 331.9153
LDNO HV: Small Non Domestic Two Rate | 18.3712 | 5.4719 | 0 | 1 | 0 | 0 | 0 | 247.578
Small Non Domestic Off Peak (related MPAN)
Small Non Domestic Off Peak (related MPAN) | 4.9969 | 0 | 0 | 1 | 0 | 0 | 0 | 52.767
LDNO LV: Small Non Domestic Off Peak (related MPAN) | 4.9969 | 0 | 0 | 1 | 0 | 0 | 0 | 36.9269
LDNO HV: Small Non Domestic Off Peak (related MPAN) | 4.9969 | 0 | 0 | 1 | 0 | 0 | 0 | 27.5328
LV Medium Non-Domestic
LV Medium Non-Domestic | 33.9074 | 9.3948 | 0 | 1 | 0 | 0 | 0 | 873.7143
LDNO LV: LV Medium Non-Domestic | 33.9074 | 9.3948 | 0 | 1 | 0 | 0 | 0 | 611.349
LDNO HV: LV Medium Non-Domestic | 33.9074 | 9.3948 | 0 | 1 | 0 | 0 | 0 | 456.0451
LV Sub Medium Non-Domestic
LV Sub Medium Non-Domestic | 45.1573 | 13.1861 | 0 | 1 | 0 | 0 | 0 | 1076.6244
HV Medium Non-Domestic
HV Medium Non-Domestic | 59.2094 | 17.9229 | 0 | 1 | 0 | 0 | 0 | 1509.9932
LV Network Domestic
LV Network Domestic | 0.34048 | 1.3061 | 1.6039 | 1 | 0 | 0 | 0 | 71.3547
LDNO LV: LV Network Domestic | 0.34048 | 1.3061 | 1.6039 | 1 | 0 | 0 | 0 | 49.9138
LDNO HV: LV Network Domestic | 0.34048 | 1.3061 | 1.6039 | 1 | 0 | 0 | 0 | 37.2419
LV Network Non-Domestic Non-CT
LV Network Non-Domestic Non-CT | 7.3965 | 29.3204 | 31.1985 | 1 | 0 | 0 | 0 | 1359.5368
LDNO LV: LV Network Non-Domestic Non-CT | 7.3965 | 29.3204 | 31.1985 | 1 | 0 | 0 | 0 | 951.3204
LDNO HV: LV Network Non-Domestic Non-CT | 7.3965 | 29.3204 | 31.1985 | 1 | 0 | 0 | 0 | 709.5522
LV HH Metered
LV HH Metered | 0.19277 | 0.76825 | 0.82441 | 0.0080777 | 1 | 0.021564 | 0.1875 | 40.1048
LDNO LV: LV HH Metered | 0.19277 | 0.76825 | 0.82441 | 0.0080777 | 1 | 0.021564 | 0.1875 | 28.0556
LDNO HV: LV HH Metered | 0.19277 | 0.76825 | 0.82441 | 0.0080777 | 1 | 0.021564 | 0.1875 | 20.9331
LV Sub HH Metered
LV Sub HH Metered | 0.16968 | 0.65044 | 0.75858 | 0.0024697 | 1 | 0.012859 | 0.13125 | 35.2306
LDNO HV: LV Sub HH Metered | 0.16968 | 0.65044 | 0.75858 | 0.0024697 | 1 | 0.012859 | 0.13125 | 26.6402
HV HH Metered
HV HH Metered | 0.26501 | 1.022 | 1.4349 | 0.0012642 | 1 | 0.02104 | 0.20006 | 47.0628
LDNO HV: HV HH Metered | 0.26501 | 1.022 | 1.4349 | 0.0012642 | 1 | 0.02104 | 0.20006 | 40.3442
NHH UMS category A
NHH UMS category A | 1 | 0 | 0 | 0.045906 | 0 | 0 | 0 | 23.57
LDNO LV: NHH UMS category A | 1 | 0 | 0 | 0.045906 | 0 | 0 | 0 | 16.49
LDNO HV: NHH UMS category A | 1 | 0 | 0 | 0.045906 | 0 | 0 | 0 | 12.3
NHH UMS category B
NHH UMS category B | 1 | 0 | 0 | 0.05693 | 0 | 0 | 0 | 26.19
LDNO LV: NHH UMS category B | 1 | 0 | 0 | 0.05693 | 0 | 0 | 0 | 18.32
LDNO HV: NHH UMS category B | 1 | 0 | 0 | 0.05693 | 0 | 0 | 0 | 13.67
NHH UMS category C
NHH UMS category C | 1 | 0 | 0 | 0.5721 | 0 | 0 | 0 | 35.81
LDNO LV: NHH UMS category C | 1 | 0 | 0 | 0.5721 | 0 | 0 | 0 | 25.05
LDNO HV: NHH UMS category C | 1 | 0 | 0 | 0.5721 | 0 | 0 | 0 | 18.69
NHH UMS category D
NHH UMS category D | 1 | 0 | 0 | 0.034265 | 0 | 0 | 0 | 20.97
LDNO LV: NHH UMS category D | 1 | 0 | 0 | 0.034265 | 0 | 0 | 0 | 14.67
LDNO HV: NHH UMS category D | 1 | 0 | 0 | 0.034265 | 0 | 0 | 0 | 10.94
LV UMS (Pseudo HH Metered)
LV UMS (Pseudo HH Metered) | 0.052199 | 0.14654 | 0.80126 | 0.00011577 | 0 | 0 | 0 | 26.8616
LDNO LV: LV UMS (Pseudo HH Metered) | 0.052199 | 0.14654 | 0.80126 | 0.00011577 | 0 | 0 | 0 | 18.7944
LDNO HV: LV UMS (Pseudo HH Metered) | 0.052199 | 0.14654 | 0.80126 | 0.00011577 | 0 | 0 | 0 | 14.0173
LV Generation NHH or Aggregate HH
LV Generation NHH or Aggregate HH | 1 | 0 | 0 | 0.013289 | 0 | 0 | 0 | -6.26
LDNO LV: LV Generation NHH or Aggregate HH | 1 | 0 | 0 | 0.013289 | 0 | 0 | 0 | -6.26
LDNO HV: LV Generation NHH or Aggregate HH | 1 | 0 | 0 | 0.013289 | 0 | 0 | 0 | -6.26
LV Sub Generation NHH
LV Sub Generation NHH | 0 | 0 | 0 | 0 | 0 | 0 | 0 | 0
LDNO HV: LV Sub Generation NHH | 0 | 0 | 0 | 0 | 0 | 0 | 0 | 0
LV Generation Intermittent
LV Generation Intermittent | 1 | 0 | 0 | 0.017642 | 0 | 0 | 0.10671 | -6.1106
LDNO LV: LV Generation Intermittent | 1 | 0 | 0 | 0.017642 | 0 | 0 | 0.10671 | -6.1106
LDNO HV: LV Generation Intermittent | 1 | 0 | 0 | 0.017642 | 0 | 0 | 0.10671 | -6.1106
LV Generation Intermittent no RP charge
LV Generation Intermittent no RP charge | 0 | 0 | 0 | 0 | 0 | 0 | 0 | 0
LV Generation Non-Intermittent
LV Generation Non-Intermittent | 0.091712 | 0.35926 | 0.54903 | 0.0060847 | 0 | 0 | 0.038423 | -6.5304
LDNO LV: LV Generation Non-Intermittent | 0.091712 | 0.35926 | 0.54903 | 0.0060847 | 0 | 0 | 0.038423 | -6.5304
LDNO HV: LV Generation Non-Intermittent | 0.091712 | 0.35926 | 0.54903 | 0.0060847 | 0 | 0 | 0.038423 | -6.5304
LV Generation Non-Intermittent no RP charge
LV Generation Non-Intermittent no RP charge | 0 | 0 | 0 | 0 | 0 | 0 | 0 | 0
LV Sub Generation Intermittent
LV Sub Generation Intermittent | 1 | 0 | 0 | 0.0081492 | 0 | 0 | 0.095031 | -5.3641
LDNO HV: LV Sub Generation Intermittent | 1 | 0 | 0 | 0.0081492 | 0 | 0 | 0.095031 | -5.3641
LV Sub Generation Intermittent no RP charge
LV Sub Generation Intermittent no RP charge | 0 | 0 | 0 | 0 | 0 | 0 | 0 | 0
LV Sub Generation Non-Intermittent
LV Sub Generation Non-Intermittent | 0.086048 | 0.28354 | 0.63042 | 0.0010469 | 0 | 0 | 0.062808 | -5.1283
LDNO HV: LV Sub Generation Non-Intermittent | 0.086048 | 0.28354 | 0.63042 | 0.0010469 | 0 | 0 | 0.062808 | -5.1283
LV Sub Generation Non-Intermittent no RP charge
LV Sub Generation Non-Intermittent no RP charge | 0 | 0 | 0 | 0 | 0 | 0 | 0 | 0
HV Generation Intermittent
HV Generation Intermittent | 1 | 0 | 0 | 0.00051807 | 0 | 0 | 0.021914 | -3.3122
LDNO HV: HV Generation Intermittent | 1 | 0 | 0 | 0.00051807 | 0 | 0 | 0.021914 | -3.3687
HV Generation Intermittent no RP charge
HV Generation Intermittent no RP charge | 0 | 0 | 0 | 0 | 0 | 0 | 0 | 0
HV Generation Non-Intermittent
HV Generation Non-Intermittent | 0.10303 | 0.32421 | 0.57276 | 0.00027161 | 0 | 0 | 0.017619 | -3.7536
LDNO HV: HV Generation Non-Intermittent | 0.10303 | 0.32421 | 0.57276 | 0.00027161 | 0 | 0 | 0.017619 | -3.7833
HV Generation Non-Intermittent no RP charge
HV Generation Non-Intermittent no RP charge | 0 | 0 | 0 | 0 | 0 | 0 | 0 | 0
4005. LDNO LV charges (normalised £)
Data sources:
x1 = 4004. Normalised revenues (£) (in Normalised volumes for comparisons)
Copy cells = x1
LDNO LV charges (normalised £)
LDNO LV: Domestic Unrestricted | 56.3517
LDNO LV: Domestic Two Rate | 65.1589
LDNO LV: Domestic Off Peak (related MPAN) | 16.3528
LDNO LV: Small Non Domestic Unrestricted | 192.751
LDNO LV: Small Non Domestic Two Rate | 331.9153
LDNO LV: Small Non Domestic Off Peak (related MPAN) | 36.9269
LDNO LV: LV Medium Non-Domestic | 611.349
LDNO LV: LV Network Domestic | 49.9138
LDNO LV: LV Network Non-Domestic Non-CT | 951.3204
LDNO LV: LV HH Metered | 28.0556
N/A
N/A
LDNO LV: NHH UMS category A | 16.49
LDNO LV: NHH UMS category B | 18.32
LDNO LV: NHH UMS category C | 25.05
LDNO LV: NHH UMS category D | 14.67
LDNO LV: LV UMS (Pseudo HH Metered) | 18.7944
LDNO LV: LV Generation NHH or Aggregate HH | -6.26
N/A
LDNO LV: LV Generation Intermittent | -6.1106
LDNO LV: LV Generation Non-Intermittent | -6.5304
N/A
N/A
N/A
N/A
4006. LDNO HV charges (normalised £)
Data sources:
x1 = 4004. Normalised revenues (£) (in Normalised volumes for comparisons)
Copy cells = x1
LDNO HV charges (normalised £)
LDNO HV: Domestic Unrestricted | 42.0333
LDNO HV: Domestic Two Rate | 48.5844
LDNO HV: Domestic Off Peak (related MPAN) | 12.1906
LDNO HV: Small Non Domestic Unrestricted | 143.732
LDNO HV: Small Non Domestic Two Rate | 247.578
LDNO HV: Small Non Domestic Off Peak (related MPAN) | 27.5328
LDNO HV: LV Medium Non-Domestic | 456.0451
LDNO HV: LV Network Domestic | 37.2419
LDNO HV: LV Network Non-Domestic Non-CT | 709.5522
LDNO HV: LV HH Metered | 20.9331
LDNO HV: LV Sub HH Metered | 26.6402
LDNO HV: HV HH Metered | 40.3442
LDNO HV: NHH UMS category A | 12.3
LDNO HV: NHH UMS category B | 13.67
LDNO HV: NHH UMS category C | 18.69
LDNO HV: NHH UMS category D | 10.94
LDNO HV: LV UMS (Pseudo HH Metered) | 14.0173
LDNO HV: LV Generation NHH or Aggregate HH | -6.26
LDNO HV: LV Sub Generation NHH | 0
LDNO HV: LV Generation Intermittent | -6.1106
LDNO HV: LV Generation Non-Intermittent | -6.5304
LDNO HV: LV Sub Generation Intermittent | -5.3641
LDNO HV: LV Sub Generation Non-Intermittent | -5.1283
LDNO HV: HV Generation Intermittent | -3.3687
LDNO HV: HV Generation Non-Intermittent | -3.7833

## CTables
Tariff comparisons for WPD East Midlands in April 19 (no data version)
This sheet is for information only. It can be deleted without affecting any calculations elsewhere in the model.
4101. Comparison with current all-the-way demand tariffs
Data sources:
x1 = 4001. Revenues under current tariffs (£)
x2 = 3802. Net revenues (£) (in Revenue summary)
x3 = 3802. All units (MWh) (in Revenue summary)
x4 = 1053. MPANs by tariff (in Volume forecasts for the charging year)
Kind: | Calculation | Calculation | Copy cells
Formula: | =IF(x1,x2/x1-1,"") | =(x2-x1)/IF(x3,x3,1)/10 | = x4
| Change | Absolute change (average p/kWh) | MPANs
Domestic Unrestricted | 3.523% | 0.081293 | 1671267.7755
Domestic Two Rate | 4.178% | 0.084767 | 792868.4906
Domestic Off Peak (related MPAN) | 8.134% | 0.095 | 26805
Small Non Domestic Unrestricted | 8.677% | 0.18414 | 95495.2531
Small Non Domestic Two Rate | 7.532% | 0.13935 | 82427.2447
Small Non Domestic Off Peak (related MPAN) | 9.771% | 0.094 | 517
LV Medium Non-Domestic | -1.209% | -0.024692 | 1226.513
LV Sub Medium Non-Domestic | 2.851% | 0.051146 | 0.0031678
HV Medium Non-Domestic | -11.24% | -0.24791 | 44
LV Network Domestic | 5.876% | 0.12183 | 76.1188
LV Network Non-Domestic Non-CT | 9.082% | 0.16667 | 2509.1035
LV HH Metered | 4.392% | 0.094511 | 15832.3321
LV Sub HH Metered | 3.678% | 0.07916 | 342.8467
HV HH Metered | 5.239% | 0.086076 | 3524.9192
NHH UMS category A | 9.781% | 0.21 | 1567
NHH UMS category B | 8.717% | 0.21 | 1279
NHH UMS category C | 7.992% | 0.265 | 194
NHH UMS category D | 11.25% | 0.212 | 247
LV UMS (Pseudo HH Metered) | 8.241% | 0.20451 | 26.8197
4102. LDNO margins in use of system charges
Data sources:
x1 = 4003. Normalised to
x2 = 4004. Normalised revenues (£) (in Normalised volumes for comparisons)
x3 = 4005. LDNO LV charges (normalised £)
x4 = All-the-way charges (normalised £) (in LDNO margins in use of system charges)
x5 = 4006. LDNO HV charges (normalised £)
Kind: | Copy cells | Copy cells | Calculation | Calculation
Formula: | = x1 | = x2 | =IF(x3,x4-x3,"") | =IF(x5,x4-x5,"")
| Normalised to | All-the-way charges (normalised £) | LDNO LV margin (normalised £) | LDNO HV margin (normalised £)
Domestic Unrestricted | MPAN | 80.5559 | 24.2041 | 38.5226
Domestic Two Rate | MPAN | 93.1315 | 27.9726 | 44.5471
Domestic Off Peak (related MPAN) | MPAN | 23.3638 | 7.011 | 11.1732
Small Non Domestic Unrestricted | MPAN | 275.4871 | 82.7361 | 131.7551
Small Non Domestic Two Rate | MPAN | 474.3427 | 142.4274 | 226.7647
Small Non Domestic Off Peak (related MPAN) | MPAN | 52.767 | 15.8401 | 25.2342
LV Medium Non-Domestic | MPAN | 873.7143 | 262.3653 | 417.6692
LV Network Domestic | MPAN | 71.3547 | 21.4408 | 34.1128
LV Network Non-Domestic Non-CT | MPAN | 1359.5368 | 408.2164 | 649.9846
LV HH Metered | kVA | 40.1048 | 12.0492 | 19.1718
LV Sub HH Metered | kVA | 35.2306 |  | 8.5903
HV HH Metered | kVA | 47.0628 |  | 6.7186
NHH UMS category A | MWh | 23.57 | 7.08 | 11.27
NHH UMS category B | MWh | 26.19 | 7.87 | 12.52
NHH UMS category C | MWh | 35.81 | 10.76 | 17.12
NHH UMS category D | MWh | 20.97 | 6.3 | 10.03
LV UMS (Pseudo HH Metered) | MWh | 26.8616 | 8.0673 | 12.8443
LV Generation NHH or Aggregate HH | MWh | -6.26 | 0 | 0
LV Sub Generation NHH | MWh | 0
LV Generation Intermittent | MWh | -6.1106 | 0 | 0
LV Generation Non-Intermittent | MWh | -6.5304 | 0 | 0
LV Sub Generation Intermittent | MWh | -5.3641 |  | 0
LV Sub Generation Non-Intermittent | MWh | -5.1283 |  | 0
HV Generation Intermittent | MWh | -3.3122 |  | 0.056524
HV Generation Non-Intermittent | MWh | -3.7536 |  | 0.029633