## Index
Index for WPD West Midlands in April 19 ()
This document, model or dataset has been prepared by or for Reckon LLP on the instructions of the DCUSA Panel or one of its working
groups. Only the DCUSA Panel and its working groups have authority to approve this material as meeting their requirements.
Reckon LLP makes no representation about the suitability of this material for the purposes of complying with any licence
conditions or furthering any relevant objective.
UNLESS STATED OTHERWISE, THIS WORKBOOK IS ONLY A PROTOTYPE FOR TESTING PURPOSES AND ALL THE DATA IN THIS MODEL ARE FOR ILLUSTRATION ONLY.
This workbook is structured as a sequential series of named and numbered tables. There is a list of
tables below, with hyperlinks. Above each calculation table, there is a description of the calculations
and hyperlinks to tables from which data are used. Hyperlinks point to the first relevant table column
heading in the relevant table. Scrolling up or down is usually required after clicking a hyperlink in
order to bring the relevant data and/or headings into view. Some versions of Microsoft Excel can
display a "Back" button, which can be useful when using hyperlinks to navigate around the workbook.
Copyright 2009-2011 Energy Networks Association Limited and others. Copyright 2011-2016 Franck Latrémolière, Reckon LLP and others.
The code used to generate this spreadsheet includes open-source software published at https://github.com/f20/power-models.
Use and distribution of the source code is subject to the conditions stated therein. |  | Colour coding
Any redistribution of this software must retain the following disclaimer: |  | Input data
THIS SOFTWARE IS PROVIDED BY AUTHORS AND CONTRIBUTORS "AS IS" AND ANY EXPRESS OR IMPLIED WARRANTIES, INCLUDING, BUT NOT LIMITED |  | Constant value
TO, THE IMPLIED WARRANTIES OF MERCHANTABILITY AND FITNESS FOR A PARTICULAR PURPOSE ARE DISCLAIMED. IN NO EVENT SHALL AUTHORS OR |  | Formula: calculation
CONTRIBUTORS BE LIABLE FOR ANY DIRECT, INDIRECT, INCIDENTAL, SPECIAL, EXEMPLARY, OR CONSEQUENTIAL DAMAGES (INCLUDING, BUT NOT |  | Formula: copy
LIMITED TO, PROCUREMENT OF SUBSTITUTE GOODS OR SERVICES; LOSS OF USE, DATA, OR PROFITS; OR BUSINESS INTERRUPTION) HOWEVER CAUSED |  | Unused cell in input data table
AND ON ANY THEORY OF LIABILITY, WHETHER IN CONTRACT, STRICT LIABILITY, OR TORT (INCLUDING NEGLIGENCE OR OTHERWISE) ARISING IN |  | Unused cell in other table
ANY WAY OUT OF THE USE OF THIS SOFTWARE, EVEN IF ADVISED OF THE POSSIBILITY OF SUCH DAMAGE. |  | Unlocked cell for notes
Worksheet | Table | Type of table
Input | 1000. Company, charging year, data version | Input data
Input | 1001. CDCM target revenue (£ unless otherwise stated) | Composite
Input | 1010. Financial and general assumptions | Composite
Input | 1017. Diversity allowance between top and bottom of network level | Input data
Input | 1018. Proportion of relevant load going through 132kV/HV direct transformation | Input data
Input | 1019. Network model GSP peak demand (MW) | Input data
Input | 1020. Gross asset cost by network level (£) | Input data
Input | 1022. LV service model asset cost (£) | Input data
Input | 1023. HV service model asset cost (£) | Input data
Input | 1025. Matrix of applicability of LV service models to tariffs with fixed charges | Input data
Input | 1026. Matrix of applicability of LV service models to unmetered tariffs | Input data
Input | 1028. Matrix of applicability of HV service models to tariffs with fixed charges | Input data
Input | 1032. Loss adjustment factors to transmission | Input data
Input | 1037. Embedded network (LDNO) discounts | Input data
Input | 1041. Load profile data for demand users | Input data
Input | 1053. Volume forecasts for the charging year | Input data
Input | 1055. Transmission exit charges (£/year) | Input data
Input | 1059. Other expenditure | Input data
Input | 1060. Customer contributions under current connection charging policy | Input data
Input | 1061. Average split of rate 1 units by distribution time band | Input data
Input | 1062. Average split of rate 2 units by distribution time band | Input data
Input | 1064. Average split of rate 1 units by special distribution time band | Input data
Input | 1066. Typical annual hours by special distribution time band | Input data
Input | 1068. Typical annual hours by distribution time band | Input data
Input | 1069. Peaking probabilities by network level | Input data
Input | 1092. Average kVAr by kVA, by network level | Input data
Input | 1201. Current tariff information | Input data
LAFs | 2001. Loss adjustment factors to transmission | Composite
LAFs | 2002. Mapping of DRM network levels to core network levels | Fixed data
LAFs | 2003. Loss adjustment factor to transmission for each DRM network level | Sum-product calculation
LAFs | 2004. Loss adjustment factor to transmission for each network level | Combine tables
LAFs | 2005. Network use factors | Fixed data
LAFs | 2006. Proportion going through 132kV/EHV | Calculation
LAFs | 2007. Proportion going through EHV | Calculation
LAFs | 2008. Proportion going through EHV/HV | Calculation
LAFs | 2009. Rerouteing matrix for all network levels | Combine tables
LAFs | 2010. Network use factors: interim step in calculations before adjustments | Sum-product calculation
LAFs | 2011. Network use factors for all tariffs | Combine tables
LAFs | 2012. Loss adjustment factors between end user meter reading and each network level, scaled by network use | Calculation
DRM | 2101. Annuity rate | Calculation
DRM | 2102. Loss adjustment factor to transmission for each core level | Combine tables
DRM | 2103. Loss adjustment factors | Composite
DRM | 2104. Diversity calculations | Special calculation
DRM | 2105. Network model total maximum demand at substation (MW) | Calculation
DRM | 2106. Network model contribution to system maximum load measured at network level exit (MW) | Calculation
DRM | 2107. Rerouteing matrix for DRM network levels | Combine tables
DRM | 2108. GSP simultaneous maximum load assumed through each network level (MW) | Sum-product calculation
DRM | 2109. Network model annuity by simultaneous maximum load for each network level (£/kW/year) | Calculation
SM | 2201. Asset £/customer from LV service models | Sum-product calculation
SM | 2202. LV unmetered service model assets £/(MWh/year) | Sum-product calculation
SM | 2203. LV unmetered service model asset charge (p/kWh) | Calculation
SM | 2204. Asset £/customer from HV service models | Sum-product calculation
SM | 2205. Service model assets by tariff (£) | Combine tables
SM | 2206. Replacement annuities for service models | Composite
Loads | 2301. Demand coefficient (load at time of system maximum load divided by average load) | Calculation
Loads | 2302. Load coefficient | Combine tables
Loads | 2303. Discount map | Fixed data
Loads | 2304. LDNO discounts and volumes adjusted for discount | Composite
Loads | 2305. Equivalent volume for each end user | Cell summation
Multi | 2401. Adjust annual hours by distribution time band to match days in year | Composite
Multi | 2402. Normalisation of split of rate 1 units by time band | Composite
Multi | 2403. Split of rate 1 units between distribution time bands | Combine tables
Multi | 2404. Normalisation of split of rate 2 units by time band | Composite
Multi | 2405. Split of rate 2 units between distribution time bands | Combine tables
Multi | 2406. Split of rate 3 units between distribution time bands (default) | Fixed data
Multi | 2407. All units (MWh) | Calculation
Multi | 2408. Calculation of implied load coefficients for one-rate users | Calculation
Multi | 2409. Calculation of implied load coefficients for two-rate users | Calculation
Multi | 2410. Calculation of implied load coefficients for three-rate users | Calculation
Multi | 2411. Calculation of adjusted time band load coefficients | Composite
Multi | 2412. Normalisation of peaking probabilities | Composite
Multi | 2413. Peaking probabilities by network level (reshaped) | Reshape table
Multi | 2414. Pseudo load coefficient by time band and network level | Calculation
Multi | 2415. Single rate non half hourly pseudo timeband load coefficients | Copy cells
Multi | 2416. Single rate non half hourly units (MWh) | Copy cells
Multi | 2417. Single rate non half hourly timeband use | Copy cells
Multi | 2418. Single rate non half hourly tariff pseudo load coefficient | Sum-product calculation
Multi | 2419. Multi rate non half hourly units (MWh) | Copy cells
Multi | 2420. Multi rate non half hourly pseudo timeband load coefficients | Copy cells
Multi | 2421. Multi rate non half hourly timeband use | Copy cells
Multi | 2422. Multi rate non half hourly tariff pseudo load coefficient | Sum-product calculation
Multi | 2423. Off-peak non half hourly units (MWh) | Copy cells
Multi | 2424. Off-peak non half hourly pseudo timeband load coefficients | Copy cells
Multi | 2425. Off-peak non half hourly timeband use | Copy cells
Multi | 2426. Off-peak non half hourly tariff pseudo load coefficient | Sum-product calculation
Multi | 2427. Aggregated half hourly units (MWh) | Copy cells
Multi | 2428. Aggregated half hourly pseudo timeband load coefficients | Copy cells
Multi | 2429. Aggregated half hourly timeband use | Copy cells
Multi | 2430. Aggregated half hourly tariff pseudo load coefficient | Sum-product calculation
Multi | 2431. Average non half hourly tariff pseudo load coefficient | Calculation
Multi | 2432. Average non half hourly timeband use | Calculation
Multi | 2433. Aggregated half hourly tariff pseudo load coefficient using average non half hourly unit mix | Sum-product calculation
Multi | 2434. Relative correction factor for aggregated half hourly tariff | Calculation
Multi | 2435. Correction factor for non half hourly tariffs | Calculation
Multi | 2436. Single rate non half hourly corrected pseudo timeband load coefficient | Calculation
Multi | 2437. Multi rate non half hourly corrected pseudo timeband load coefficient | Calculation
Multi | 2438. Off-peak non half hourly corrected pseudo timeband load coefficient | Calculation
Multi | 2439. Aggregated half hourly corrected pseudo timeband load coefficient | Calculation
Multi | 2440. Pseudo load coefficient by time band and network level (equalised) | Combine tables
Multi | 2441. Unit rate 1 pseudo load coefficient by network level | Sum-product calculation
Multi | 2442. Unit rate 2 pseudo load coefficient by network level | Sum-product calculation
Multi | 2443. Unit rate 3 pseudo load coefficient by network level | Sum-product calculation
Multi | 2444. Adjust annual hours by special distribution time band to match days in year | Composite
Multi | 2445. Normalisation of split of rate 1 units by special time band | Composite
Multi | 2446. Split of rate 1 units between special distribution time bands | Combine tables
Multi | 2447. Split of rate 2 units between special distribution time bands (default) | Fixed data
Multi | 2448. Split of rate 3 units between special distribution time bands (default) | Fixed data
Multi | 2449. Calculation of implied special load coefficients for one-rate users | Calculation
Multi | 2450. Calculation of implied special load coefficients for three-rate users | Calculation
Multi | 2451. Estimated contributions to peak demand | Composite
Multi | 2452. Load coefficient correction factor for the group | Calculation
Multi | 2453. Calculation of special peaking probabilities | Composite
Multi | 2454. Special peaking probabilities by network level | Combine tables
Multi | 2455. Special peaking probabilities by network level (reshaped) | Reshape table
Multi | 2456. Pseudo load coefficient by special time band and network level | Calculation
Multi | 2457. Unit rate 1 pseudo load coefficient by network level (special) | Sum-product calculation
Multi | 2458. Unit rate 2 pseudo load coefficient by network level (special) | Sum-product calculation
Multi | 2459. Unit rate 3 pseudo load coefficient by network level (special) | Sum-product calculation
Multi | 2460. Unit rate 1 pseudo load coefficient by network level (combined) | Combine tables
Multi | 2461. Unit rate 2 pseudo load coefficient by network level (combined) | Combine tables
Multi | 2462. Unit rate 3 pseudo load coefficient by network level (combined) | Combine tables
SMD | 2501. Contributions of users on one-rate multi tariffs to system simultaneous maximum load by network level (kW) | Calculation
SMD | 2502. Contributions of users on two-rate multi tariffs to system simultaneous maximum load by network level (kW) | Calculation
SMD | 2503. Contributions of users on three-rate multi tariffs to system simultaneous maximum load by network level (kW) | Calculation
SMD | 2504. Estimated contributions of users on each tariff to system simultaneous maximum load by network level (kW) | Calculation
SMD | 2505. Contributions of users on each tariff to system simultaneous maximum load by network level (kW) | Combine tables
SMD | 2506. Forecast system simultaneous maximum load (kW) from forecast units | Cell summation
AMD | 2601. Pre-processing of data for standing charge factors | Composite
AMD | 2602. Standing charges factors adapted to use 132kV/HV | Combine tables
AMD | 2603. Capacity-based contributions to chargeable aggregate maximum load by network level (kW) | Calculation
AMD | 2604. Unit-based contributions to chargeable aggregate maximum load (kW) | Calculation
AMD | 2605. Contributions to aggregate maximum load by network level (kW) | Combine tables
AMD | 2606. Forecast chargeable aggregate maximum load (kW) | Cell summation
AMD | 2607. Forecast simultaneous load subject to standing charge factors (kW) | Calculation
AMD | 2608. Forecast simultaneous load replaced by standing charge (kW) | Cell summation
AMD | 2609. Calculated LV diversity allowance | Calculation
AMD | 2610. Network level mapping for diversity allowances | Fixed data
AMD | 2611. Diversity allowances including 132kV/HV | Sum-product calculation
AMD | 2612. Diversity allowances (including calculated LV value) | Combine tables
AMD | 2613. Forecast simultaneous maximum load (kW) adjusted for standing charges | Calculation
Otex | 2701. Operating expenditure coded by network level (£/year) | Combine tables
Otex | 2702. Network model assets (£) scaled by load forecast | Calculation
Otex | 2703. Annual consumption by tariff for unmetered users (MWh) | Copy cells
Otex | 2704. Total unmetered units | Cell summation
Otex | 2705. Service model asset data | Composite
Otex | 2706. Data for allocation of operating expenditure | Composite
Otex | 2707. Amount of expenditure to be allocated according to asset values (£/year) | Calculation
Otex | 2708. Total operating expenditure by network level (£/year) | Calculation
Otex | 2709. Operating expenditure percentage by network level | Calculation
Otex | 2710. Unit operating expenditure based on simultaneous maximum load (£/kW/year) | Calculation
Otex | 2711. Operating expenditure for customer assets p/MPAN/day | Composite
Otex | 2712. Operating expenditure for unmetered customer assets (p/kWh) | Calculation
Contrib | 2801. Network level of supply (for customer contributions) by tariff | Fixed data
Contrib | 2802. Contribution proportion of asset annuities, by customer type and network level of assets | Calculation
Contrib | 2803. Proportion of asset annuities deemed to be covered by customer contributions | Sum-product calculation
Contrib | 2804. Proportion of annual charge covered by contributions (for all charging levels) | Combine tables
Yard | 2901. Unit cost at each level, £/kW/year (relative to system simultaneous maximum load) | Combine tables
Yard | 2902. Pay-as-you-go yardstick unit costs by charging level (p/kWh) | Calculation
Yard | 2903. Contributions to pay-as-you-go unit rate 1 (p/kWh) | Calculation
Yard | 2904. Contributions to pay-as-you-go unit rate 2 (p/kWh) | Calculation
Yard | 2905. Contributions to pay-as-you-go unit rate 3 (p/kWh) | Calculation
Standing | 3001. Costs based on aggregate maximum load (£/kW/year) | Calculation
Standing | 3002. Capacity elements p/kVA/day | Calculation
Standing | 3003. Yardstick components p/kWh (taking account of standing charges) | Calculation
Standing | 3004. Contributions to unit rate 1 p/kWh by network level (taking account of standing charges) | Calculation
Standing | 3005. Contributions to unit rate 2 p/kWh by network level (taking account of standing charges) | Calculation
Standing | 3006. Contributions to unit rate 3 p/kWh by network level (taking account of standing charges) | Calculation
Standing | 3007. Exceeded capacity charge elements p/kVA/day | Calculation
AggCap | 3101. Mapping of tariffs to tariff groups | Fixed data
AggCap | 3102. Capacity use for tariffs charged for capacity on an exit point basis | Composite
AggCap | 3103. Aggregate capacity (kW) | Sum-product calculation
AggCap | 3104. Aggregate number of users charged for capacity on an exit point basis | Sum-product calculation
AggCap | 3105. Average maximum kVA by exit point | Calculation
AggCap | 3106. Deemed average maximum kVA for each tariff | Sum-product calculation
AggCap | 3107. Capacity-driven fixed charge elements from standing charges factors p/MPAN/day | Calculation
Reactive | 3201. Network use factors for generator reactive unit charges | Fixed data
Reactive | 3202. Standard components p/kWh for reactive power (absolute value) | Calculation
Reactive | 3203. Standard reactive p/kVArh | Calculation
Reactive | 3204. Absolute value of load coefficient (kW peak / average kW) | Calculation
Reactive | 3205. Pay-as-you-go components p/kWh for reactive power (absolute value) | Calculation
Reactive | 3206. Pay-as-you-go reactive p/kVArh | Calculation
Aggreg | 3301. Unit rate 1 p/kWh (elements) | Combine tables
Aggreg | 3302. Unit rate 2 p/kWh (elements) | Combine tables
Aggreg | 3303. Unit rate 3 p/kWh (elements) | Combine tables
Aggreg | 3304. Fixed charge p/MPAN/day (elements) | Combine tables
Aggreg | 3305. Capacity charge p/kVA/day (elements) | Copy cells
Aggreg | 3306. Exceeded capacity charge p/kVA/day (elements) | Copy cells
Aggreg | 3307. Reactive power charge p/kVArh (elements) | Combine tables
Aggreg | 3308. Summary of charges before revenue matching | Cell summation
Revenue | 3401. Net revenues by tariff before matching (£) | Calculation
Revenue | 3402. Target CDCM revenue | Composite
Revenue | 3403. Revenue surplus or shortfall | Composite
Adder | 3501. Adder value at which the minimum is breached | Calculation
Adder | 3502. Marginal revenue effect of adder | Calculation
Adder | 3503. Constraint-free solution | Calculation
Adder | 3504. Starting point | Calculation
Adder | 3505. Solve for General adder rate (p/kWh) | Composite
Adder | 3506. General adder rate (p/kWh) | Calculation
Adder | 3507. Adder | Calculation
Adjust | 3601. Tariffs before rounding | Composite
Adjust | 3602. Decimal places | Fixed data
Adjust | 3603. Tariff rounding | Calculation
Adjust | 3604. All the way tariffs | Calculation
Adjust | 3605. Net revenues by tariff from rounding | Calculation
Adjust | 3606. Revenue forecast summary | Composite
Adjust | 3607. Tariffs | Calculation
Tariffs | 3701. Tariffs | Composite
Summary | 3801. Headline parameters | Composite
Summary | 3802. Revenue summary | Composite
Summary | 3803. Revenue summary by tariff component | Cell summation
M-Rev | 3901. Revenue matrix by tariff | Composite
M-Rev | 3902. Revenues by charging element and network level | Cell summation
CData | 4001. Revenues under current tariffs (£) | Calculation
CData | 4002. All-the-way volumes | Copy cells
CData | 4003. Normalised to | Fixed data
CData | 4004. Normalised volumes for comparisons | Calculation
CData | 4005. LDNO LV charges (normalised £) | Copy cells
CData | 4006. LDNO HV charges (normalised £) | Copy cells
CTables | 4101. Comparison with current all-the-way demand tariffs | Composite
CTables | 4102. LDNO margins in use of system charges | Composite
M-ATW | Tariff matrices | Notes
Technical model rules and version control
---
PerlModule: CDCM
agghhequalisation: rag
alwaysUseRAG: 1
blackPeakingProbabilityRequired: 1
coincidenceAdj: groupums
colour: orange
drm: top500gsp
extraLevels: 1
fixedCap: 1-4
matrices: big
noReplacement: blanket
pcd: 1
portfolio: 1
protect: 1
revisionText: r7414
scaler: adderppugeneralminzeronogen
standing: sub132
summary: consultation
targetRevenue: dcp249
tariffs: commongensubdcp130dcp163pc12hhpc34hhgennoreact
template: '%-model228+'
timeOfDay: timeOfDay179
unauth: dayotex
validation: lenientnomsg
'~codeValidation':
CDCM/AML.pm: 456e00943a159e7b87cf01c5c4710e6a140ca47c
CDCM/Aggregation.pm: 372b53e6dba1fe9433020bbd13328009851a036a
CDCM/Contributions.pm: 27ad354dcefbc9a811f3db79dc8efe0f1833e5f3
CDCM/Discounts.pm: a7364da2114ba741a77c0d6cb86d8234e52f9f27
CDCM/Loads.pm: 8318fd13017faf9e8cc117bc2b5f75e978e6365b
CDCM/Master.pm: b888dfe95c5c84cdb82428a1727d2a974bc5a157
CDCM/Matching.pm: 01f6510e0d600acd5eaf457dc0ce7510a9e57a57
CDCM/NetworkSizer.pm: 50def4231b67757f2bd222cc1579fa342876afd0
CDCM/Operating.pm: c8ee43d2a1898e7c0e12aa50754522a86c4077c3
CDCM/Reactive.pm: e2318e6ee9559bf7cd3cfcfff58c399eb12c866a
CDCM/Revenue.pm: 6c445ed34c255f9ddc0b221c97478f1622f96850
CDCM/Routeing.pm: 9b718b597245d1b0721d2c7a64c50c2a706295b5
CDCM/SML.pm: aac911646d7138ef11303d19e73c7fb180fadeeb
CDCM/ServiceModels.pm: 962bc7cb35ba1dba1d76a82ebf31da562bb15636
CDCM/Setup.pm: fa9ab9e9febf3f6681cdfa8c05e2700627cf0251
CDCM/Sheets.pm: 9fd822bebed6e0c93722fe67a01c586d855391af
CDCM/Standing.pm: 0677863cc8c69940e82611a34f6a4cf6e6c938f6
CDCM/Summary.pm: 591dbcc9c325ebe7d3bb65b6fdd6fdc8c2b0d03b
CDCM/Table1001_2016.pm: 5f546f87942091a84a5cb5d655bf1d971cac11e6
CDCM/TariffList.pm: 64ad6df9569e545ee8cb15b755bb503f11a8d027
CDCM/Tariffs.pm: 76356ecc3a24bb7e0d1b998ff54ed84d4c66815d
CDCM/TimeOfDay179.pm: bcfbb0b849f3d51df08034f15d98c106a1026464
CDCM/Yardsticks.pm: 14fa4ca8c5e1b83888203f2a0a27b027b0e1be67
SpreadsheetModel/Arithmetic.pm: b1367f0a9de6b5af11373f288c79c34dcf1cd6d7
SpreadsheetModel/Book/FrontSheet.pm: 46ce018576f7ecdfeeb07df5d5468405cb06839c
SpreadsheetModel/Book/Manufacturing.pm: c9328f8ce467db0f50b8d1d3b6064a439a158536
SpreadsheetModel/Book/Validation.pm: ed2ab0782db26c535a153fdc187c4ac85d37bf0b
SpreadsheetModel/Book/WorkbookCreate.pm: a02f9620ecfc3c847594ec6a7f5d50a9a30b2168
SpreadsheetModel/Book/WorkbookFormats.pm: b659dd128e9de6350e6f389cbe5ac3c7e01ff09d
SpreadsheetModel/Columnset.pm: 672a86ec91518b1756e619af3caf5fd13a83fe72
SpreadsheetModel/Custom.pm: 64258a1a23160d1b05311a838e34f4078f7516be
SpreadsheetModel/Dataset.pm: 0d4dd59d0e133cd7ac0d1f5f60d67b42da63633e
SpreadsheetModel/FormatLegend.pm: 6542b2c1f994e4aa10f155c435cabafa7a9f5778
SpreadsheetModel/GroupBy.pm: a05f4878f468a3191257c58c4711fc115bde7e7d
SpreadsheetModel/Label.pm: 053d8801da63a168d467ae3cf12c6c32325befe3
SpreadsheetModel/Labelset.pm: 9869da1561c537b93ee2cbbfe04c5047c6144169
SpreadsheetModel/Logger.pm: 833fe1cc3c01cd760064f51dd812b9db75a8b221
SpreadsheetModel/Notes.pm: deac2cc524c26b5965f89ee6ab62979a9443d683
SpreadsheetModel/Object.pm: ad87af5906c5d614f2ee9535b691ad91f03c7c38
SpreadsheetModel/Reshape.pm: 44d60329c15bdfdf839a71781406c921808898b4
SpreadsheetModel/SegmentRoot.pm: b9c3f399e76a3369cc6271bc475efeffbc75e604
SpreadsheetModel/Shortcuts.pm: 862755d9f7270e4db643182f2a94f4d19dff749b
SpreadsheetModel/Stack.pm: 05a927d320fe0b49a01b5d253723cf04175915ac
SpreadsheetModel/SumProduct.pm: c5a66046bc650db92cb5b588c8b0b207eb91f4d4
'~datasetName': Blank
'~datasetSource': Empty dataset
Generated on Sun 20 Nov 2016 12:44:11 by www.dcmf.co.uk

## Input
Input data for WPD West Midlands in April 19 ()
This sheet contains all the input data (except LLFCs which might be entered directly into the Tariff sheet).
1000. Company, charging year, data version
| Company | Year | Version
Company, charging year, data version | WPD West Midlands | April 19
1001. CDCM target revenue (£ unless otherwise stated)
| Further description | Term | CRC | Value | Calculations (£/year)
Base Demand Revenue before inflation | A1 | PU | CRC2A | 417400000 |  | 417.4
Annual Iteration adjustment before inflation | A2 | MOD | CRC2A | -11765852.9038 |  | -11.7659
RPI True-up before inflation | A3 | TRU | CRC2A | 300293.1012 |  | 0.30029
Price index adjustment (RPI index) | A4 | RPIF | CRC2A | 1.196 |  | 1.196
Base demand revenue | A = (A1 + A2 + A3) * A4 | BR | CRC2A |  | 485497590.4761
Pass-Through Licence Fees | B1 | LF | CRC2B | 372153.9653 |  | 0.37215
Pass-Through Business Rates | B2 | RB | CRC2B | -3785652.4493 |  | -3.7857
Pass-Through Transmission Connection Point Charges | B3 | TB | CRC2B | -2439031.001 |  | -2.439
Pass-through Smart Meter Communication Licence Costs | B4 | SMC | CRC2B | 633811.7643 |  | 0.63381
Pass-through Smart Meter IT Costs | B5 | SMIT | CRC2B | 246305.7736 |  | 0.24631
Pass-through Ring Fence Costs | B6 | RF | CRC2B | 31407.0668 |  | 0.031407
Pass-Through Others | B7 | HB, SEC, UNC | CRC2B | 0
Allowed Pass-Through Items | B = Sum of B1 to B7 | PT | CRC2B |  | -4941004.8804
Broad Measure of Customer Service incentive | C1 | BM | CRC2C | 5634980.4158 |  | 5.635
Quality of Service incentive | C2 | IQ | CRC2D | 22715293.9355 |  | 22.7153
Connections Engagement incentive | C3 | ICE | CRC2E | 0 |  | 0
Time to Connect incentive | C4 | TTC | CRC2F | 1794808.3883 |  | 1.7948
Losses Discretionary Reward incentive | C5 | LDR | CRC2G | 47840 |  | 0.04784
Network Innovation Allowance | C6 | NIA | CRC2H | 1556944.5286 |  | 1.5569
Low Carbon Network Fund - Tier 1 unrecoverable | C7 | LCN1 | CRC2J | 0 |  | 0
Low Carbon Network Fund - Tier 2 & Discretionary Funding | C7 | LCN2 | CRC2J | 260832.9672 |  | 0.26083
Connection Guaranteed Standards Systems & Processes penalty | C8 | AUM, CGSRA | CRC2K-L | 0 |  | 0
Residual Losses and Growth Incentive - Losses | C9 | PPL | CRC2M | 0 |  | 0
Residual Losses and Growth Incentive - Growth | C9 | GTA | CRC2M | 0 |  | 0
Incentive Revenue and Other Adjustments | C = Sum of C1 to C9 |  |  |  | 32010700.2354
Correction Factor | D | -K | CRC2A | 2242417.2044 |  | -2.2424
Total allowed Revenue | E = A + B + C + D | AR | CRC2A |  | 514809703.0354
Other 1. Excluded services - Top-up, standby, and enhanced system security | F1 (see note 1) | DRS4 | CRC5C | 0
Other 2. Excluded services - Revenue protection services | F2 (see note 1) | DRS5 | CRC5C | 0
Other 3. Excluded services - Miscellaneous | F3 (see note 1) | DRS9 | CRC5C | 0
Other 4. Please describe if used | F4 | Please describe | if used | 0
Other 5. Please describe if used | F5 | Please describe | if used | 0
Total other revenue recovered by Use of System Charges | F = Sum of F1 to F5 |  |  |  | 0
Total Revenue for Use of System Charges | G = E + F |  |  |  | 514809703.0354
1. Revenue raised outside CDCM - EDCM and Certain Interconnector Revenue | H1 |  |  | 5065237.6268 |  | 5.2145
2. Revenue raised outside CDCM - Voluntary under-recovery | H2 |  |  | 0
3. Revenue raised outside CDCM - Please describe if used | H3 | Please describe | if used | 0
4. Revenue raised outside CDCM - Please describe if used | H4 | Please describe | if used | 0
Total Revenue to be raised outside the CDCM | H = Sum of H1 to H4 |  |  |  | 5065237.6268
Latest forecast of CDCM Revenue | I = G - H |  |  |  | 509744465.4086
Note 1: Cost categories associated with excluded services should only be populated if the Company recovers the costs of providing these services from Use of System Charges
1010. Financial and general assumptions
Sources: financial assumptions; calendar; network model.
These financial assumptions determine the annuity rate applied to convert the asset values of the network model into an annual charge.
| Rate of return | Annualisation period (years) | Annuity proportion for customer-contributed assets | Power factor | Days in the charging year
Financial and general assumptions | 4.08% | 40 | 0 | 0.95 | 366
1017. Diversity allowance between top and bottom of network level
Source: operational data analysis and/or network model.
The diversity figure against GSP is the diversity between GSP Group (the whole system) and individual GSPs.
The diversity figure against 132kV is the diversity between GSPs (the top of the 132kV network) and 132kV/EHV bulk supply points (the bottom of the 132kV network).
The diversity figure against EHV is the diversity between 132kV/EHV bulk supply points (the top of the EHV network) and EHV/HV primary substations (the bottom of the EHV network).
The diversity figure against HV is the diversity between EHV/HV primary substations (the top of the HV network) and HV/LV substations (the bottom of the HV network).
Diversity allowance between top and bottom of network level
GSPs | 5.649%
132kV | 2.557%
132kV/EHV
EHV | 2.663%
EHV/HV
HV | 34%
HV/LV
LV circuits
1018. Proportion of relevant load going through 132kV/HV direct transformation
132kV/HV
EHV/HV | 69.26%
1019. Network model GSP peak demand (MW)
Network model GSP peak demand (MW)
Network model GSP peak demand (MW) | 500
1020. Gross asset cost by network level (£)
Gross assets £
132kV | 49984607.1218
132kV/EHV | 11488534.2825
EHV | 11073302.0007
EHV/HV | 22472903.6044
132kV/HV | 23900256.4717
HV | 147734792.4047
HV/LV | 70625398.5418
LV circuits | 159278367.4898
1022. LV service model asset cost (£)
| LV service model 1 | LV service model 2 | LV service model 3 | LV service model 4 | LV service model 5 | LV service model 6 | LV service model 7 | LV service model 8
LV service model asset cost (£) | 4357.3283 | 664.3321 | 768.355 | 557.6139 | 1230.218 | 960.3594 | 0 | 525.6126
1023. HV service model asset cost (£)
| HV service model 1 | HV service model 2 | HV service model 3 | HV service model 4 | HV service model 5
HV service model asset cost (£) | 10371.6257 | 4264 | 0 | 0 | 0
1025. Matrix of applicability of LV service models to tariffs with fixed charges
| LV service model 1 | LV service model 2 | LV service model 3 | LV service model 4 | LV service model 5 | LV service model 6 | LV service model 7 | LV service model 8
Domestic Unrestricted | 5% | 0% | 0% | 0% | 0% | 0% | 0% | 0%
Domestic Two Rate | 5% | 0% | 0% | 0% | 0% | 0% | 0% | 0%
Small Non Domestic Unrestricted | 0% | 100% | 0% | 0% | 0% | 0% | 0% | 0%
Small Non Domestic Two Rate | 0% | 100% | 0% | 0% | 0% | 0% | 0% | 0%
LV Medium Non-Domestic | 0% | 0% | 100% | 0% | 0% | 0% | 0% | 0%
LV Sub Medium Non-Domestic | 0% | 0% | 0% | 100% | 0% | 0% | 0% | 0%
LV Network Domestic | 5%
LV Network Non-Domestic Non-CT |  | 100%
LV HH Metered | 0% | 0% | 0% | 0% | 100% | 0% | 0% | 0%
LV Sub HH Metered | 0% | 0% | 0% | 0% | 0% | 100% | 0% | 0%
LV Generation NHH or Aggregate HH | 0% | 0% | 0% | 0% | 0% | 0% | 100% | 0%
LV Sub Generation NHH | 0% | 0% | 0% | 0% | 0% | 0% | 100% | 0%
LV Generation Intermittent | 0% | 0% | 0% | 0% | 0% | 0% | 100% | 0%
LV Generation Intermittent no RP charge | 0% | 0% | 0% | 0% | 0% | 0% | 100% | 0%
LV Generation Non-Intermittent | 0% | 0% | 0% | 0% | 0% | 0% | 0% | 0%
LV Generation Non-Intermittent no RP charge | 0% | 0% | 0% | 0% | 0% | 0% | 0% | 0%
LV Sub Generation Intermittent | 0% | 0% | 0% | 0% | 0% | 0% | 0% | 0%
LV Sub Generation Intermittent no RP charge | 0% | 0% | 0% | 0% | 0% | 0% | 0% | 0%
LV Sub Generation Non-Intermittent | 0% | 0% | 0% | 0% | 0% | 0% | 0% | 0%
LV Sub Generation Non-Intermittent no RP charge | 0% | 0% | 0% | 0% | 0% | 0% | 0% | 0%
1026. Matrix of applicability of LV service models to unmetered tariffs
Source: service models
Proportion of service model involved in connecting load of 1 MWh/year
| LV service model 1 | LV service model 2 | LV service model 3 | LV service model 4 | LV service model 5 | LV service model 6 | LV service model 7 | LV service model 8
All LV unmetered tariffs | [7 empty] | 0.488
1028. Matrix of applicability of HV service models to tariffs with fixed charges
| HV service model 1 | HV service model 2 | HV service model 3 | HV service model 4 | HV service model 5
HV Medium Non-Domestic | 100%
HV HH Metered | 100%
HV Generation Intermittent |  | 100%
HV Generation Intermittent no RP charge |  | 100%
HV Generation Non-Intermittent |  | 100%
HV Generation Non-Intermittent no RP charge |  | 100%
1032. Loss adjustment factors to transmission
Source: losses model or loss adjustment factors at time of system peak.
| 132kV | 132kV/EHV | EHV | EHV/HV | HV | HV/LV | LV circuits
Loss adjustment factor | 1.002 | 1.007 | 1.015 | 1.022 | 1.048 | 1.066 | 1.083
1037. Embedded network (LDNO) discounts
Source: separate price control disaggregation model.
| No discount | LDNO LV: LV user | LDNO HV: LV user | LDNO HV: LV sub user | LDNO HV: HV user
LDNO discount |  | 33.2% | 50.95% | 24.83% | 13.8%
1041. Load profile data for demand users
Source: load data analysis.
| Coincidence factor | Load factor
Domestic Unrestricted | 0.92298 | 0.42635
Domestic Two Rate | 0.45626 | 0.30682
Domestic Off Peak (related MPAN) |  | 0.17728
Small Non Domestic Unrestricted | 0.64118 | 0.39092
Small Non Domestic Two Rate | 0.76614 | 0.52761
Small Non Domestic Off Peak (related MPAN) |  | 0.21389
LV Medium Non-Domestic | 0.82605 | 0.53552
LV Sub Medium Non-Domestic | 0.82605 | 0.53552
HV Medium Non-Domestic | 0.68412 | 0.47999
LV Network Domestic | 0.86029 | 0.40923
LV Network Non-Domestic Non-CT | 0.66569 | 0.41667
LV HH Metered | 0.75449 | 0.53628
LV Sub HH Metered | 0.80272 | 0.50518
HV HH Metered | 0.77361 | 0.66523
NHH UMS category A | 1 | 1
NHH UMS category B | 1 | 0.4688
NHH UMS category C | 1 | 0.25803
NHH UMS category D | 0.0012868 | 0.51625
LV UMS (Pseudo HH Metered) | 0.97683 | 0.47121
1053. Volume forecasts for the charging year
Source: forecast.
Please include MPAN counts for tariffs with no fixed charge (e.g. off-peak tariffs), but exclude MPANs on tariffs with a fixed
charge that are not subject to a fixed charge due to a site grouping arrangement.
| Rate 1 units (MWh) | Rate 2 units (MWh) | Rate 3 units (MWh) | MPANs | Import capacity (kVA) | Exceeded capacity (kVA) | Reactive power units (MVArh)
> Domestic Unrestricted
Domestic Unrestricted | 7011938.3334 | 0 | 0 | 2020063.3135 | 0 | 0 | 0
LDNO LV: Domestic Unrestricted | 62258.1323 | 0 | 0 | 22099.3673 | 0 | 0 | 0
LDNO HV: Domestic Unrestricted | 126932.121 | 0 | 0 | 45341.7429 | 0 | 0 | 0
> Domestic Two Rate | 0 | 0 | 0 | 0 | 0 | 0 | 0
Domestic Two Rate | 843534.52 | 602163.9032 | 0 | 270511.3767 | 0 | 0 | 0
LDNO LV: Domestic Two Rate | 3827.6412 | 1381.8104 | 0 | 1296.5854 | 0 | 0 | 0
LDNO HV: Domestic Two Rate | 6240.3958 | 2642.1345 | 0 | 1985.4499 | 0 | 0 | 0
> Domestic Off Peak (related MPAN) | 0 | 0 | 0 | 0 | 0 | 0 | 0
Domestic Off Peak (related MPAN) | 22610.7795 |  | 0 | 8980 | 0 | 0 | 0
LDNO LV: Domestic Off Peak (related MPAN) | 0 | 0 | 0 | 0 | 0 | 0 | 0
LDNO HV: Domestic Off Peak (related MPAN) | 0 | 0 | 0 | 0 | 0 | 0 | 0
> Small Non Domestic Unrestricted | 0 | 0 | 0 | 0 | 0 | 0 | 0
Small Non Domestic Unrestricted | 1589899.3263 | 0 | 0 | 131912.2778 | 0 | 0 | 0
LDNO LV: Small Non Domestic Unrestricted | 3147.381 | 0 | 0 | 405.2091 | 0 | 0 | 0
LDNO HV: Small Non Domestic Unrestricted | 21885.5418 | 0 | 0 | 1432.6293 | 0 | 0 | 0
> Small Non Domestic Two Rate | 0 | 0 | 0 | 0 | 0 | 0 | 0
Small Non Domestic Two Rate | 541326.1644 | 192170.1167 | 0 | 36898.2674 | 0 | 0 | 0
LDNO LV: Small Non Domestic Two Rate | 771.1358 | 236.7248 | 0 | 18.6544 | 0 | 0 | 0
LDNO HV: Small Non Domestic Two Rate | 4923.4002 | 1887.3151 | 0 | 101.9841 | 0 | 0 | 0
> Small Non Domestic Off Peak (related MPAN) | 0 | 0 | 0 | 0 | 0 | 0 | 0
Small Non Domestic Off Peak (related MPAN) | 5399.3137 |  | 0 | 813 | 0 | 0 | 0
LDNO LV: Small Non Domestic Off Peak (related MPAN) | 0 | 0 | 0 | 0 | 0 | 0 | 0
LDNO HV: Small Non Domestic Off Peak (related MPAN) | 0 | 0 | 0 | 0 | 0 | 0 | 0
> LV Medium Non-Domestic | 0 | 0 | 0 | 0 | 0 | 0 | 0
LV Medium Non-Domestic | 74366.5877 | 19060.9284 | 0 | 2818.5227 | 0 | 0 | 0
LDNO LV: LV Medium Non-Domestic | -1.6371e-14 | 0 | 0 | 0 | 0 | 0 | 0
LDNO HV: LV Medium Non-Domestic | -1.1642e-13 | 4.3656e-14 | 0 | 0 | 0 | 0 | 0
> LV Sub Medium Non-Domestic | 0 | 0 | 0 | 0 | 0 | 0 | 0
LV Sub Medium Non-Domestic | 0.28774 | 0.09201 | 0 | 0.005486 | 0 | 0 | 0
> HV Medium Non-Domestic | 0 | 0 | 0 | 0 | 0 | 0 | 0
HV Medium Non-Domestic | 6170.7908 | 1672.9171 | 0 | 92.1797 | 0 | 0 | 0
> LV Network Domestic | 0 | 0 | 0 | 0 | 0 | 0 | 0
LV Network Domestic | 44.6352 | 176.9806 | 209.8094 | 130.7879 | 0 | 0 | 0
LDNO LV: LV Network Domestic | 0 | 0 | 0 | 0 | 0 | 0 | 0
LDNO HV: LV Network Domestic | 0.13307 | 0.54899 | 1.288 | 0.48624 | 0 | 0 | 0
> LV Network Non-Domestic Non-CT | 0 | 0 | 0 | 0 | 0 | 0 | 0
LV Network Non-Domestic Non-CT | 61294.5241 | 234652.0306 | 263262.5058 | 8895.0299 | 0 | 0 | 0
LDNO LV: LV Network Non-Domestic Non-CT | 81.109 | 322.2982 | 442.5528 | 18.3807 | 0 | 0 | 0
LDNO HV: LV Network Non-Domestic Non-CT | 800.8959 | 2972.7951 | 2937.4981 | 140.5385 | 0 | 0 | 0
> LV HH Metered | 0 | 0 | 0 | 0 | 0 | 0 | 0
LV HH Metered | 277323.0391 | 1107962.1053 | 1164082.5753 | 14470.4403 | 1460000 | 40527.9838 | 248190.7303
LDNO LV: LV HH Metered | 536.099 | 2142.9332 | 2587.1112 | 45.579 | 4881.9103 | 124.4988 | 1249.9577
LDNO HV: LV HH Metered | 19592.8522 | 70561.761 | 82432.5109 | 562.8139 | 122165.5343 | 1016.2329 | 6145.7757
> LV Sub HH Metered | 0 | 0 | 0 | 0 | 0 | 0 | 0
LV Sub HH Metered | 15557.9449 | 60104.0066 | 67536.7473 | 256.0775 | 98964.1881 | 576.0909 | 9742.455
LDNO HV: LV Sub HH Metered | 811.1594 | 2946.2254 | 4662.4509 | 11.5226 | 7994.0645 | 0 | 1266.5693
> HV HH Metered | 0 | 0 | 0 | 0 | 0 | 0 | 0
HV HH Metered | 730891.5958 | 2905064.9125 | 3833448.3866 | 4424.0438 | 3009073.7902 | 43746.0038 | 811215.7904
LDNO HV: HV HH Metered | 7431.0396 | 27049.4608 | 33330.3798 | 46.5209 | 57610.3407 | 293.0507 | 1230.0439
> NHH UMS category A | 0 | 0 | 0 | 0 | 0 | 0 | 0
NHH UMS category A | 33050.5275 | 0 | 0 | 995 | 0 | 0 | 0
LDNO LV: NHH UMS category A | 250.5438 | 0 | 0 |  | 0 | 0 | 0
LDNO HV: NHH UMS category A | 361.8785 | 0 | 0 | 0 | 0 | 0 | 0
> NHH UMS category B | 0 | 0 | 0 | 0 | 0 | 0 | 0
NHH UMS category B | 14987.9537 | 0 | 0 | 730 | 0 | 0 | 0
LDNO LV: NHH UMS category B | 431.0182 | 0 | 0 | 0 | 0 | 0 | 0
LDNO HV: NHH UMS category B | 490.4066 | 0 | 0 | 0 | 0 | 0 | 0
> NHH UMS category C | 0 | 0 | 0 | 0 | 0 | 0 | 0
NHH UMS category C | 566.4925 | 0 | 0 | 136 | 0 | 0 | 0
LDNO LV: NHH UMS category C | 0 | 0 | 0 | 0 | 0 | 0 | 0
LDNO HV: NHH UMS category C | 30.664 | 0 | 0 | 0 | 0 | 0 | 0
> NHH UMS category D | 0 | 0 | 0 | 0 | 0 | 0 | 0
NHH UMS category D | 3921.1677 | 0 | 0 | 42 | 0 | 0 | 0
LDNO LV: NHH UMS category D | 0 | 0 | 0 | 0 | 0 | 0 | 0
LDNO HV: NHH UMS category D | 0 | 0 | 0 | 0 | 0 | 0 | 0
> LV UMS (Pseudo HH Metered) | 0 | 0 | 0 | 0 | 0 | 0 | 0
LV UMS (Pseudo HH Metered) | 12272.6818 | 36841.0687 | 211317.2928 | 27.3962 | 0 | 0 | 0
LDNO LV: LV UMS (Pseudo HH Metered) | 0 | 0 | 0 | 0 | 0 | 0 | 0
LDNO HV: LV UMS (Pseudo HH Metered) | 0 | 0 | 0 | 0 | 0 | 0 | 0
> LV Generation NHH or Aggregate HH | 0 | 0 | 0 | 0 | 0 | 0 | 0
LV Generation NHH or Aggregate HH | 3220.4738 | 0 | 0 | 143 | 0 | 0 | 0
LDNO LV: LV Generation NHH or Aggregate HH | 0 | 0 | 0 | 0 | 0 | 0 | 0
LDNO HV: LV Generation NHH or Aggregate HH | 0 | 0 | 0 | 0 | 0 | 0 | 0
> LV Sub Generation NHH | 0 | 0 | 0 | 0 | 0 | 0 | 0
LV Sub Generation NHH | 0 | 0 | 0 | 0 | 0 | 0 | 0
LDNO HV: LV Sub Generation NHH | 0 | 0 | 0 | 0 | 0 | 0 | 0
> LV Generation Intermittent | 0 | 0 | 0 | 0 | 0 | 0 | 0
LV Generation Intermittent | 46729.954 | 0 | 0 | 658.3 |  |  | 6028.341
LDNO LV: LV Generation Intermittent | 0 | 0 | 0 | 0 |  |  | 0
LDNO HV: LV Generation Intermittent | 311.8171 |  |  | 2.944 |  |  | 38.6902
> LV Generation Intermittent no RP charge | 0 | 0 | 0 | 0 |  |  | 0
LV Generation Intermittent no RP charge | 0 | 0 | 0 | 0 |  |  | 0
> LV Generation Non-Intermittent | 0 | 0 | 0 | 0 |  |  | 0
LV Generation Non-Intermittent | 1218.1648 | 5004.5626 | 7657.2865 | 110.2012 |  |  | 486.0229
LDNO LV: LV Generation Non-Intermittent | 0 | 0 | 0 | 0 |  |  | 0
LDNO HV: LV Generation Non-Intermittent | 0.02076 | 0.84649 | 1.2059 | 0.97015 |  |  | 0.90463
> LV Generation Non-Intermittent no RP charge | 0 | 0 | 0 | 0 |  |  | 0
LV Generation Non-Intermittent no RP charge | 0 | 0 | 0 | 0 |  |  | 0
> LV Sub Generation Intermittent | 0 | 0 | 0 | 0 |  |  | 0
LV Sub Generation Intermittent | 1891.6481 | 0 | 0 | 22.7606 |  |  | 169.3573
LDNO HV: LV Sub Generation Intermittent | 0 | 0 | 0 | 0 |  |  | 0
> LV Sub Generation Intermittent no RP charge | 0 | 0 | 0 | 0 |  |  | 0
LV Sub Generation Intermittent no RP charge | 0 | 0 | 0 | 0 |  |  | 0
> LV Sub Generation Non-Intermittent | 0 | 0 | 0 | 0 |  |  | 0
LV Sub Generation Non-Intermittent | 849.2742 | 3003.1645 | 5755.6304 | 6.6283 |  |  | 17.0344
LDNO HV: LV Sub Generation Non-Intermittent | 0 | 0 | 0 | 0 |  |  | 0
> LV Sub Generation Non-Intermittent no RP charge | 0 | 0 | 0 | 0 |  |  | 0
LV Sub Generation Non-Intermittent no RP charge | 0 | 0 | 0 | 0 |  |  | 0
> HV Generation Intermittent | 0 | 0 | 0 | 0 |  |  | 0
HV Generation Intermittent | 236978.1449 | 0 | 0 | 184.9652 |  |  | 6076.8328
LDNO HV: HV Generation Intermittent | 0 |  |  | 0 |  |  | 0
> HV Generation Intermittent no RP charge | 0 | 0 | 0 | 0 |  |  | 0
HV Generation Intermittent no RP charge | 0 | 0 | 0 | 0 |  |  | 0
> HV Generation Non-Intermittent | 0 | 0 | 0 | 0 |  |  | 0
HV Generation Non-Intermittent | 67241.8738 | 221961.9789 | 408136.2374 | 166.7756 |  |  | 16845.1939
LDNO HV: HV Generation Non-Intermittent | 0 | 0 | 0 | 0 |  |  | 0
> HV Generation Non-Intermittent no RP charge | 0 | 0 | 0 | 0 |  |  | 0
HV Generation Non-Intermittent no RP charge | 0 | 0 | 0 | 0 |  |  | 0
1055. Transmission exit charges (£/year)
Source: forecast.
Transmission exit
Transmission exit charges (£/year) | 13920819.2232
1059. Other expenditure
| Direct cost (£/year) | Indirect cost (£/year) | Indirect cost proportion | Network rates (£/year)
Other expenditure | 39064546.6533 | 126286186.267 | 60% | 31272661.2527
1060. Customer contributions under current connection charging policy
Source: analysis of expenditure data and/or survey of capital expenditure schemes.
Customer contribution percentages by network level of supply and by asset network level.
These proportions should reflect the current connection charging method, not necessarily the method that was in place when the connection was built.
| Assets 132kV | Assets 132kV/EHV | Assets EHV | Assets EHV/HV | Assets 132kV/HV | Assets HV | Assets HV/LV | Assets LV circuits
LV network | 0% | 0% | 0% | 0% | 0% | 38.68% | 64.12% | 89.56%
LV substation | 0% | 0% | 0% | 0% | 0% | 38.68% | 64.12%
HV network | 0% | 0% | 0% | 25.76% | 25.76% | 51.53%
HV substation | 0% | 0% | 0% | 25.76%
1061. Average split of rate 1 units by distribution time band
| Red | Amber | Green
Domestic Unrestricted | 14.32% | 39.68% | 46%
Domestic Two Rate | 14.99% | 42.12% | 42.89%
Domestic Off Peak (related MPAN) | 0.3313% | 21.6% | 78.07%
Small Non Domestic Unrestricted | 12.43% | 54.65% | 32.93%
Small Non Domestic Two Rate | 13.28% | 53.31% | 33.42%
Small Non Domestic Off Peak (related MPAN) | 2.064% | 16.99% | 80.94%
LV Medium Non-Domestic | 13.78% | 52.49% | 33.73%
LV Sub Medium Non-Domestic | 13.13% | 55.46% | 31.41%
HV Medium Non-Domestic | 13.12% | 54.82% | 32.06%
1062. Average split of rate 2 units by distribution time band
| Red | Amber | Green
Domestic Two Rate |  |  | 100%
Small Non Domestic Two Rate |  |  | 100%
LV Medium Non-Domestic |  |  | 100%
LV Sub Medium Non-Domestic |  |  | 100%
HV Medium Non-Domestic |  |  | 100%
1064. Average split of rate 1 units by special distribution time band
| Black | Yellow | Green
NHH UMS category A | 2.931% | 37.31% | 59.76%
NHH UMS category B | 4.875% | 8.814% | 86.31%
NHH UMS category C | 8.992% | 15.2% | 75.8%
NHH UMS category D | 0.9901% | 63.64% | 35.37%
1066. Typical annual hours by special distribution time band
Source: definition of distribution time bands.
The figures in this table will be automatically adjusted to match the number of days in the charging period.
| Black | Yellow | Green
Annual hours | 258 | 3279 | 5247
1068. Typical annual hours by distribution time band
Source: definition of distribution time bands.
The figures in this table will be automatically adjusted to match the number of days in the charging period.
| Red | Amber | Green
Annual hours | 786 | 2751 | 5247
1069. Peaking probabilities by network level
Source: analysis of network operation data.
Red, amber and green peaking probabilities
| Red | Amber | Green | Black peaking probabilities
GSPs | 84.06% | 15.94% | 0% | 82.75%
132kV | 67.6% | 28.76% | 3.644% | 65.42%
132kV/EHV | 67.6% | 28.76% | 3.644% | 65.42%
EHV | 71.34% | 21.49% | 7.165% | 70.38%
EHV/HV | 71.34% | 21.49% | 7.165% | 70.38%
132kV/HV | 67.6% | 28.76% | 3.644% | 65.42%
HV | 71.34% | 21.49% | 7.165% | 70.38%
HV/LV | 71.34% | 21.49% | 7.165% | 70.38%
LV circuits | 71.34% | 21.49% | 7.165% | 70.38%
1092. Average kVAr by kVA, by network level
Source: analysis of operational data.
This is the average of MVAr/MVA or SQRT(1-PF^2) across relevant network elements.
| GSPs | 132kV | 132kV/EHV | EHV | EHV/HV | 132kV/HV | HV | HV/LV | LV circuits
Average kVAr by kVA, by network level | 0.27011 | 0.27011 | 0.27011 | 0.27011 | 0.27011 | 0.27011 | 0.27011 | 0.27011 | 0.27011
1201. Current tariff information
| Current revenues if known (£) | Current Unit rate 1 p/kWh | Current Unit rate 2 p/kWh | Current Unit rate 3 p/kWh | Current Fixed charge p/MPAN/day | Current Capacity charge p/kVA/day | Current Exceeded capacity charge p/kVA/day | Current Reactive power charge p/kVArh
Domestic Unrestricted |  | 2.146 |  |  | 4.21
Domestic Two Rate |  | 2.368 | 1.05 |  | 4.21
Domestic Off Peak (related MPAN) |  | 1.111
Small Non Domestic Unrestricted |  | 1.957 |  |  | 6.5
Small Non Domestic Two Rate |  | 2.148 | 1.04 |  | 6.5
Small Non Domestic Off Peak (related MPAN) |  | 1.193
LV Medium Non-Domestic |  | 2.096 | 1.035 |  | 37.45
LV Sub Medium Non-Domestic |  | 2.007 | 1.029 |  | 25.36
HV Medium Non-Domestic |  | 1.27 | 0.978 |  | 266.97
LV Network Domestic |  | 7.253 | 1.489 | 1.037 | 4.21
LV Network Non-Domestic Non-CT |  | 6.645 | 1.439 | 1.031 | 6.5
LV HH Metered |  | 5.393 | 1.339 | 1.013 | 8.46 | 3.68 | 7.58 | 0.17
LV Sub HH Metered |  | 3.841 | 1.219 | 0.99 | 6.52 | 4.71 | 6.89 | 0.109
HV HH Metered |  | 2.417 | 1.09 | 0.976 | 64.66 | 4.97 | 6.93 | 0.049
NHH UMS category A |  | 2.472
NHH UMS category B |  | 2.773
NHH UMS category C |  | 3.714
NHH UMS category D |  | 2.162
LV UMS (Pseudo HH Metered) |  | 23.7 | 2.104 | 1.661

## LAFs
Loss adjustment factors and network use matrices for WPD West Midlands in April 19 ()
This sheet calculates matrices of loss adjustment factors and of network use factors.
These matrices map out the extent to which each type of user uses each level of the network, and are used throughout the workbook.
2001. Loss adjustment factors to transmission
Data sources:
x1 = Network level for each tariff (to get loss factors applicable to capacity) (in Loss adjustment factors to transmission)
x2 = 1032. Loss adjustment factors to transmission
Kind: | Fixed data | [6 empty] | Sum-product calculation
Formula: | [7 empty] | =SUMPRODUCT(x1, x2)
Network level for each tariff (to get loss factors applicable to capacity)
| 132kV | 132kV/EHV | EHV | EHV/HV | HV | HV/LV | LV circuits | Loss adjustment factor
Domestic Unrestricted | 0 | 0 | 0 | 0 | 0 | 0 | 1 | 1.083
Domestic Two Rate | 0 | 0 | 0 | 0 | 0 | 0 | 1 | 1.083
Domestic Off Peak (related MPAN) | 0 | 0 | 0 | 0 | 0 | 0 | 1 | 1.083
Small Non Domestic Unrestricted | 0 | 0 | 0 | 0 | 0 | 0 | 1 | 1.083
Small Non Domestic Two Rate | 0 | 0 | 0 | 0 | 0 | 0 | 1 | 1.083
Small Non Domestic Off Peak (related MPAN) | 0 | 0 | 0 | 0 | 0 | 0 | 1 | 1.083
LV Medium Non-Domestic | 0 | 0 | 0 | 0 | 0 | 0 | 1 | 1.083
LV Sub Medium Non-Domestic | 0 | 0 | 0 | 0 | 0 | 1 | 0 | 1.066
HV Medium Non-Domestic | 0 | 0 | 0 | 0 | 1 | 0 | 0 | 1.048
LV Network Domestic | 0 | 0 | 0 | 0 | 0 | 0 | 1 | 1.083
LV Network Non-Domestic Non-CT | 0 | 0 | 0 | 0 | 0 | 0 | 1 | 1.083
LV HH Metered | 0 | 0 | 0 | 0 | 0 | 0 | 1 | 1.083
LV Sub HH Metered | 0 | 0 | 0 | 0 | 0 | 1 | 0 | 1.066
HV HH Metered | 0 | 0 | 0 | 0 | 1 | 0 | 0 | 1.048
NHH UMS category A | 0 | 0 | 0 | 0 | 0 | 0 | 1 | 1.083
NHH UMS category B | 0 | 0 | 0 | 0 | 0 | 0 | 1 | 1.083
NHH UMS category C | 0 | 0 | 0 | 0 | 0 | 0 | 1 | 1.083
NHH UMS category D | 0 | 0 | 0 | 0 | 0 | 0 | 1 | 1.083
LV UMS (Pseudo HH Metered) | 0 | 0 | 0 | 0 | 0 | 0 | 1 | 1.083
LV Generation NHH or Aggregate HH | 0 | 0 | 0 | 0 | 0 | 0 | 1 | 1.083
LV Sub Generation NHH | 0 | 0 | 0 | 0 | 0 | 1 | 0 | 1.066
LV Generation Intermittent | 0 | 0 | 0 | 0 | 0 | 0 | 1 | 1.083
LV Generation Intermittent no RP charge | 0 | 0 | 0 | 0 | 0 | 0 | 1 | 1.083
LV Generation Non-Intermittent | 0 | 0 | 0 | 0 | 0 | 0 | 1 | 1.083
LV Generation Non-Intermittent no RP charge | 0 | 0 | 0 | 0 | 0 | 0 | 1 | 1.083
LV Sub Generation Intermittent | 0 | 0 | 0 | 0 | 0 | 1 | 0 | 1.066
LV Sub Generation Intermittent no RP charge | 0 | 0 | 0 | 0 | 0 | 1 | 0 | 1.066
LV Sub Generation Non-Intermittent | 0 | 0 | 0 | 0 | 0 | 1 | 0 | 1.066
LV Sub Generation Non-Intermittent no RP charge | 0 | 0 | 0 | 0 | 0 | 1 | 0 | 1.066
HV Generation Intermittent | 0 | 0 | 0 | 0 | 1 | 0 | 0 | 1.048
HV Generation Intermittent no RP charge | 0 | 0 | 0 | 0 | 1 | 0 | 0 | 1.048
HV Generation Non-Intermittent | 0 | 0 | 0 | 0 | 1 | 0 | 0 | 1.048
HV Generation Non-Intermittent no RP charge | 0 | 0 | 0 | 0 | 1 | 0 | 0 | 1.048
2002. Mapping of DRM network levels to core network levels
| 132kV | 132kV/EHV | EHV | EHV/HV | HV | HV/LV | LV circuits
132kV | 1 | 0 | 0 | 0 | 0 | 0 | 0
132kV/EHV | 0 | 1 | 0 | 0 | 0 | 0 | 0
EHV | 0 | 0 | 1 | 0 | 0 | 0 | 0
EHV/HV | 0 | 0 | 0 | 1 | 0 | 0 | 0
132kV/HV | 0 | 0 | 0 | 1 | 0 | 0 | 0
HV | 0 | 0 | 0 | 0 | 1 | 0 | 0
HV/LV | 0 | 0 | 0 | 0 | 0 | 1 | 0
LV circuits | 0 | 0 | 0 | 0 | 0 | 0 | 1
2003. Loss adjustment factor to transmission for each DRM network level
Data sources:
x1 = 2002. Mapping of DRM network levels to core network levels
x2 = 1032. Loss adjustment factors to transmission
Sum-product calculation =SUMPRODUCT(x1, x2)
Loss adjustment factor to transmission for each DRM network level
132kV | 1.002
132kV/EHV | 1.007
EHV | 1.015
EHV/HV | 1.022
132kV/HV | 1.022
HV | 1.048
HV/LV | 1.066
LV circuits | 1.083
2004. Loss adjustment factor to transmission for each network level
Data sources:
x1 = 2003. Loss adjustment factor to transmission for each DRM network level
x2 = 1 for GSP level
Combine tables = x1 or x2
| GSPs | 132kV | 132kV/EHV | EHV | EHV/HV | 132kV/HV | HV | HV/LV | LV circuits
Loss adjustment factor to transmission for each network level | 1 | 1.002 | 1.007 | 1.015 | 1.022 | 1.022 | 1.048 | 1.066 | 1.083
2005. Network use factors
These network use factors indicate to what extent each network level is used by each tariff. This table reflects the policy that
generators receive credits only in respect of network levels above the voltage of connection. Generators do not receive credits at the
voltage of connection. The factors in this table are before any adjustment for a 132kV/HV network level or for generation-dominated areas.
| GSPs | 132kV | 132kV/EHV | EHV | EHV/HV | HV | HV/LV | LV circuits
Domestic Unrestricted | 1 | 1 | 1 | 1 | 1 | 1 | 1 | 1
Domestic Two Rate | 1 | 1 | 1 | 1 | 1 | 1 | 1 | 1
Domestic Off Peak (related MPAN) | 1 | 1 | 1 | 1 | 1 | 1 | 1 | 1
Small Non Domestic Unrestricted | 1 | 1 | 1 | 1 | 1 | 1 | 1 | 1
Small Non Domestic Two Rate | 1 | 1 | 1 | 1 | 1 | 1 | 1 | 1
Small Non Domestic Off Peak (related MPAN) | 1 | 1 | 1 | 1 | 1 | 1 | 1 | 1
LV Medium Non-Domestic | 1 | 1 | 1 | 1 | 1 | 1 | 1 | 1
LV Sub Medium Non-Domestic | 1 | 1 | 1 | 1 | 1 | 1 | 1 | 0
HV Medium Non-Domestic | 1 | 1 | 1 | 1 | 1 | 1 | 0 | 0
LV Network Domestic | 1 | 1 | 1 | 1 | 1 | 1 | 1 | 1
LV Network Non-Domestic Non-CT | 1 | 1 | 1 | 1 | 1 | 1 | 1 | 1
LV HH Metered | 1 | 1 | 1 | 1 | 1 | 1 | 1 | 1
LV Sub HH Metered | 1 | 1 | 1 | 1 | 1 | 1 | 1 | 0
HV HH Metered | 1 | 1 | 1 | 1 | 1 | 1 | 0 | 0
NHH UMS category A | 1 | 1 | 1 | 1 | 1 | 1 | 1 | 1
NHH UMS category B | 1 | 1 | 1 | 1 | 1 | 1 | 1 | 1
NHH UMS category C | 1 | 1 | 1 | 1 | 1 | 1 | 1 | 1
NHH UMS category D | 1 | 1 | 1 | 1 | 1 | 1 | 1 | 1
LV UMS (Pseudo HH Metered) | 1 | 1 | 1 | 1 | 1 | 1 | 1 | 1
LV Generation NHH or Aggregate HH | 1 | 1 | 1 | 1 | 1 | 1 | 1 | 0
LV Sub Generation NHH | 1 | 1 | 1 | 1 | 1 | 1 | 0 | 0
LV Generation Intermittent | 1 | 1 | 1 | 1 | 1 | 1 | 1 | 0
LV Generation Intermittent no RP charge | 1 | 1 | 1 | 1 | 1 | 1 | 1 | 0
LV Generation Non-Intermittent | 1 | 1 | 1 | 1 | 1 | 1 | 1 | 0
LV Generation Non-Intermittent no RP charge | 1 | 1 | 1 | 1 | 1 | 1 | 1 | 0
LV Sub Generation Intermittent | 1 | 1 | 1 | 1 | 1 | 1 | 0 | 0
LV Sub Generation Intermittent no RP charge | 1 | 1 | 1 | 1 | 1 | 1 | 0 | 0
LV Sub Generation Non-Intermittent | 1 | 1 | 1 | 1 | 1 | 1 | 0 | 0
LV Sub Generation Non-Intermittent no RP charge | 1 | 1 | 1 | 1 | 1 | 1 | 0 | 0
HV Generation Intermittent | 1 | 1 | 1 | 1 | 1 | 0 | 0 | 0
HV Generation Intermittent no RP charge | 1 | 1 | 1 | 1 | 1 | 0 | 0 | 0
HV Generation Non-Intermittent | 1 | 1 | 1 | 1 | 1 | 0 | 0 | 0
HV Generation Non-Intermittent no RP charge | 1 | 1 | 1 | 1 | 1 | 0 | 0 | 0
2006. Proportion going through 132kV/EHV
Data sources:
x1 = 1018. Proportion of relevant load going through 132kV/HV direct transformation
Calculation =1-x1
132kV/EHV
132kV/EHV | 30.74%
2007. Proportion going through EHV
Data sources:
x1 = 1018. Proportion of relevant load going through 132kV/HV direct transformation
Calculation =1-x1
EHV
EHV | 30.74%
2008. Proportion going through EHV/HV
Data sources:
x1 = 1018. Proportion of relevant load going through 132kV/HV direct transformation
Calculation =1-x1
EHV/HV
EHV/HV | 30.74%
2009. Rerouteing matrix for all network levels
Data sources:
x1 = 1018. Proportion of relevant load going through 132kV/HV direct transformation
x2 = 2006. Proportion going through 132kV/EHV
x3 = 2007. Proportion going through EHV
x4 = 2008. Proportion going through EHV/HV
x5 = Rerouteing matrix: default elements
x6 = Map GSP to GSP
Combine tables = x1 or x2 or x3 or x4 or x5 or x6
| GSPs | 132kV | 132kV/EHV | EHV | EHV/HV | HV | HV/LV | LV circuits
GSPs | 1
132kV |  | 100% | 0% | 0% | 0% | 0% | 0% | 0%
132kV/EHV |  | 0% | 30.74% | 0% | 0% | 0% | 0% | 0%
EHV |  | 0% | 0% | 30.74% | 0% | 0% | 0% | 0%
EHV/HV |  | 0% | 0% | 0% | 30.74% | 0% | 0% | 0%
132kV/HV |  | 0% | 0% | 0% | 69.26% | 0% | 0% | 0%
HV |  | 0% | 0% | 0% | 0% | 100% | 0% | 0%
HV/LV |  | 0% | 0% | 0% | 0% | 0% | 100% | 0%
LV circuits |  | 0% | 0% | 0% | 0% | 0% | 0% | 100%
2010. Network use factors: interim step in calculations before adjustments
Data sources:
x1 = 2005. Network use factors
x2 = 2009. Rerouteing matrix for all network levels
Sum-product calculation =SUMPRODUCT(x1, x2)
| GSPs | 132kV | 132kV/EHV | EHV | EHV/HV | 132kV/HV | HV | HV/LV | LV circuits
Domestic Unrestricted | 1 | 1 | 0.30743 | 0.30743 | 0.30743 | 0.69257 | 1 | 1 | 1
Domestic Two Rate | 1 | 1 | 0.30743 | 0.30743 | 0.30743 | 0.69257 | 1 | 1 | 1
Domestic Off Peak (related MPAN) | 1 | 1 | 0.30743 | 0.30743 | 0.30743 | 0.69257 | 1 | 1 | 1
Small Non Domestic Unrestricted | 1 | 1 | 0.30743 | 0.30743 | 0.30743 | 0.69257 | 1 | 1 | 1
Small Non Domestic Two Rate | 1 | 1 | 0.30743 | 0.30743 | 0.30743 | 0.69257 | 1 | 1 | 1
Small Non Domestic Off Peak (related MPAN) | 1 | 1 | 0.30743 | 0.30743 | 0.30743 | 0.69257 | 1 | 1 | 1
LV Medium Non-Domestic | 1 | 1 | 0.30743 | 0.30743 | 0.30743 | 0.69257 | 1 | 1 | 1
LV Sub Medium Non-Domestic | 1 | 1 | 0.30743 | 0.30743 | 0.30743 | 0.69257 | 1 | 1 | 0
HV Medium Non-Domestic | 1 | 1 | 0.30743 | 0.30743 | 0.30743 | 0.69257 | 1 | 0 | 0
LV Network Domestic | 1 | 1 | 0.30743 | 0.30743 | 0.30743 | 0.69257 | 1 | 1 | 1
LV Network Non-Domestic Non-CT | 1 | 1 | 0.30743 | 0.30743 | 0.30743 | 0.69257 | 1 | 1 | 1
LV HH Metered | 1 | 1 | 0.30743 | 0.30743 | 0.30743 | 0.69257 | 1 | 1 | 1
LV Sub HH Metered | 1 | 1 | 0.30743 | 0.30743 | 0.30743 | 0.69257 | 1 | 1 | 0
HV HH Metered | 1 | 1 | 0.30743 | 0.30743 | 0.30743 | 0.69257 | 1 | 0 | 0
NHH UMS category A | 1 | 1 | 0.30743 | 0.30743 | 0.30743 | 0.69257 | 1 | 1 | 1
NHH UMS category B | 1 | 1 | 0.30743 | 0.30743 | 0.30743 | 0.69257 | 1 | 1 | 1
NHH UMS category C | 1 | 1 | 0.30743 | 0.30743 | 0.30743 | 0.69257 | 1 | 1 | 1
NHH UMS category D | 1 | 1 | 0.30743 | 0.30743 | 0.30743 | 0.69257 | 1 | 1 | 1
LV UMS (Pseudo HH Metered) | 1 | 1 | 0.30743 | 0.30743 | 0.30743 | 0.69257 | 1 | 1 | 1
LV Generation NHH or Aggregate HH | 1 | 1 | 0.30743 | 0.30743 | 0.30743 | 0.69257 | 1 | 1 | 0
LV Sub Generation NHH | 1 | 1 | 0.30743 | 0.30743 | 0.30743 | 0.69257 | 1 | 0 | 0
LV Generation Intermittent | 1 | 1 | 0.30743 | 0.30743 | 0.30743 | 0.69257 | 1 | 1 | 0
LV Generation Intermittent no RP charge | 1 | 1 | 0.30743 | 0.30743 | 0.30743 | 0.69257 | 1 | 1 | 0
LV Generation Non-Intermittent | 1 | 1 | 0.30743 | 0.30743 | 0.30743 | 0.69257 | 1 | 1 | 0
LV Generation Non-Intermittent no RP charge | 1 | 1 | 0.30743 | 0.30743 | 0.30743 | 0.69257 | 1 | 1 | 0
LV Sub Generation Intermittent | 1 | 1 | 0.30743 | 0.30743 | 0.30743 | 0.69257 | 1 | 0 | 0
LV Sub Generation Intermittent no RP charge | 1 | 1 | 0.30743 | 0.30743 | 0.30743 | 0.69257 | 1 | 0 | 0
LV Sub Generation Non-Intermittent | 1 | 1 | 0.30743 | 0.30743 | 0.30743 | 0.69257 | 1 | 0 | 0
LV Sub Generation Non-Intermittent no RP charge | 1 | 1 | 0.30743 | 0.30743 | 0.30743 | 0.69257 | 1 | 0 | 0
HV Generation Intermittent | 1 | 1 | 0.30743 | 0.30743 | 0.30743 | 0.69257 | 0 | 0 | 0
HV Generation Intermittent no RP charge | 1 | 1 | 0.30743 | 0.30743 | 0.30743 | 0.69257 | 0 | 0 | 0
HV Generation Non-Intermittent | 1 | 1 | 0.30743 | 0.30743 | 0.30743 | 0.69257 | 0 | 0 | 0
HV Generation Non-Intermittent no RP charge | 1 | 1 | 0.30743 | 0.30743 | 0.30743 | 0.69257 | 0 | 0 | 0
2011. Network use factors for all tariffs
Data sources:
x1 = Network use factors including 132kV/HV for generation dominated tariffs
x2 = Network use factors including 132kV/HV for HV Sub tariffs
x3 = 2010. Network use factors: interim step in calculations before adjustments
Combine tables = x1 or x2 or x3
| GSPs | 132kV | 132kV/EHV | EHV | EHV/HV | 132kV/HV | HV | HV/LV | LV circuits
Domestic Unrestricted | 1 | 1 | 0.30743 | 0.30743 | 0.30743 | 0.69257 | 1 | 1 | 1
Domestic Two Rate | 1 | 1 | 0.30743 | 0.30743 | 0.30743 | 0.69257 | 1 | 1 | 1
Domestic Off Peak (related MPAN) | 1 | 1 | 0.30743 | 0.30743 | 0.30743 | 0.69257 | 1 | 1 | 1
Small Non Domestic Unrestricted | 1 | 1 | 0.30743 | 0.30743 | 0.30743 | 0.69257 | 1 | 1 | 1
Small Non Domestic Two Rate | 1 | 1 | 0.30743 | 0.30743 | 0.30743 | 0.69257 | 1 | 1 | 1
Small Non Domestic Off Peak (related MPAN) | 1 | 1 | 0.30743 | 0.30743 | 0.30743 | 0.69257 | 1 | 1 | 1
LV Medium Non-Domestic | 1 | 1 | 0.30743 | 0.30743 | 0.30743 | 0.69257 | 1 | 1 | 1
LV Sub Medium Non-Domestic | 1 | 1 | 0.30743 | 0.30743 | 0.30743 | 0.69257 | 1 | 1 | 0
HV Medium Non-Domestic | 1 | 1 | 0.30743 | 0.30743 | 0.30743 | 0.69257 | 1 | 0 | 0
LV Network Domestic | 1 | 1 | 0.30743 | 0.30743 | 0.30743 | 0.69257 | 1 | 1 | 1
LV Network Non-Domestic Non-CT | 1 | 1 | 0.30743 | 0.30743 | 0.30743 | 0.69257 | 1 | 1 | 1
LV HH Metered | 1 | 1 | 0.30743 | 0.30743 | 0.30743 | 0.69257 | 1 | 1 | 1
LV Sub HH Metered | 1 | 1 | 0.30743 | 0.30743 | 0.30743 | 0.69257 | 1 | 1 | 0
HV HH Metered | 1 | 1 | 0.30743 | 0.30743 | 0.30743 | 0.69257 | 1 | 0 | 0
NHH UMS category A | 1 | 1 | 0.30743 | 0.30743 | 0.30743 | 0.69257 | 1 | 1 | 1
NHH UMS category B | 1 | 1 | 0.30743 | 0.30743 | 0.30743 | 0.69257 | 1 | 1 | 1
NHH UMS category C | 1 | 1 | 0.30743 | 0.30743 | 0.30743 | 0.69257 | 1 | 1 | 1
NHH UMS category D | 1 | 1 | 0.30743 | 0.30743 | 0.30743 | 0.69257 | 1 | 1 | 1
LV UMS (Pseudo HH Metered) | 1 | 1 | 0.30743 | 0.30743 | 0.30743 | 0.69257 | 1 | 1 | 1
LV Generation NHH or Aggregate HH | 1 | 1 | 0.30743 | 0.30743 | 0.30743 | 0.69257 | 1 | 1 | 0
LV Sub Generation NHH | 1 | 1 | 0.30743 | 0.30743 | 0.30743 | 0.69257 | 1 | 0 | 0
LV Generation Intermittent | 1 | 1 | 0.30743 | 0.30743 | 0.30743 | 0.69257 | 1 | 1 | 0
LV Generation Intermittent no RP charge | 1 | 1 | 0.30743 | 0.30743 | 0.30743 | 0.69257 | 1 | 1 | 0
LV Generation Non-Intermittent | 1 | 1 | 0.30743 | 0.30743 | 0.30743 | 0.69257 | 1 | 1 | 0
LV Generation Non-Intermittent no RP charge | 1 | 1 | 0.30743 | 0.30743 | 0.30743 | 0.69257 | 1 | 1 | 0
LV Sub Generation Intermittent | 1 | 1 | 0.30743 | 0.30743 | 0.30743 | 0.69257 | 1 | 0 | 0
LV Sub Generation Intermittent no RP charge | 1 | 1 | 0.30743 | 0.30743 | 0.30743 | 0.69257 | 1 | 0 | 0
LV Sub Generation Non-Intermittent | 1 | 1 | 0.30743 | 0.30743 | 0.30743 | 0.69257 | 1 | 0 | 0
LV Sub Generation Non-Intermittent no RP charge | 1 | 1 | 0.30743 | 0.30743 | 0.30743 | 0.69257 | 1 | 0 | 0
HV Generation Intermittent | 1 | 1 | 0.30743 | 0.30743 | 0.30743 | 0.69257 | 0 | 0 | 0
HV Generation Intermittent no RP charge | 1 | 1 | 0.30743 | 0.30743 | 0.30743 | 0.69257 | 0 | 0 | 0
HV Generation Non-Intermittent | 1 | 1 | 0.30743 | 0.30743 | 0.30743 | 0.69257 | 0 | 0 | 0
HV Generation Non-Intermittent no RP charge | 1 | 1 | 0.30743 | 0.30743 | 0.30743 | 0.69257 | 0 | 0 | 0
2012. Loss adjustment factors between end user meter reading and each network level, scaled by network use
Data sources:
x1 = 2004. Loss adjustment factor to transmission for each network level
x2 = 2011. Network use factors for all tariffs
x3 = 2001. Loss adjustment factor to transmission (in Loss adjustment factors to transmission)
Calculation =IF(x1="",x2,x2*x3/x1)
| GSPs | 132kV | 132kV/EHV | EHV | EHV/HV | 132kV/HV | HV | HV/LV | LV circuits
Domestic Unrestricted | 1.083 | 1.0808 | 0.33064 | 0.32803 | 0.32578 | 0.7339 | 1.0334 | 1.0159 | 1
Domestic Two Rate | 1.083 | 1.0808 | 0.33064 | 0.32803 | 0.32578 | 0.7339 | 1.0334 | 1.0159 | 1
Domestic Off Peak (related MPAN) | 1.083 | 1.0808 | 0.33064 | 0.32803 | 0.32578 | 0.7339 | 1.0334 | 1.0159 | 1
Small Non Domestic Unrestricted | 1.083 | 1.0808 | 0.33064 | 0.32803 | 0.32578 | 0.7339 | 1.0334 | 1.0159 | 1
Small Non Domestic Two Rate | 1.083 | 1.0808 | 0.33064 | 0.32803 | 0.32578 | 0.7339 | 1.0334 | 1.0159 | 1
Small Non Domestic Off Peak (related MPAN) | 1.083 | 1.0808 | 0.33064 | 0.32803 | 0.32578 | 0.7339 | 1.0334 | 1.0159 | 1
LV Medium Non-Domestic | 1.083 | 1.0808 | 0.33064 | 0.32803 | 0.32578 | 0.7339 | 1.0334 | 1.0159 | 1
LV Sub Medium Non-Domestic | 1.066 | 1.0639 | 0.32545 | 0.32288 | 0.32067 | 0.72238 | 1.0172 | 1 | 0
HV Medium Non-Domestic | 1.048 | 1.0459 | 0.31995 | 0.31743 | 0.31526 | 0.71018 | 1 | 0 | 0
LV Network Domestic | 1.083 | 1.0808 | 0.33064 | 0.32803 | 0.32578 | 0.7339 | 1.0334 | 1.0159 | 1
LV Network Non-Domestic Non-CT | 1.083 | 1.0808 | 0.33064 | 0.32803 | 0.32578 | 0.7339 | 1.0334 | 1.0159 | 1
LV HH Metered | 1.083 | 1.0808 | 0.33064 | 0.32803 | 0.32578 | 0.7339 | 1.0334 | 1.0159 | 1
LV Sub HH Metered | 1.066 | 1.0639 | 0.32545 | 0.32288 | 0.32067 | 0.72238 | 1.0172 | 1 | 0
HV HH Metered | 1.048 | 1.0459 | 0.31995 | 0.31743 | 0.31526 | 0.71018 | 1 | 0 | 0
NHH UMS category A | 1.083 | 1.0808 | 0.33064 | 0.32803 | 0.32578 | 0.7339 | 1.0334 | 1.0159 | 1
NHH UMS category B | 1.083 | 1.0808 | 0.33064 | 0.32803 | 0.32578 | 0.7339 | 1.0334 | 1.0159 | 1
NHH UMS category C | 1.083 | 1.0808 | 0.33064 | 0.32803 | 0.32578 | 0.7339 | 1.0334 | 1.0159 | 1
NHH UMS category D | 1.083 | 1.0808 | 0.33064 | 0.32803 | 0.32578 | 0.7339 | 1.0334 | 1.0159 | 1
LV UMS (Pseudo HH Metered) | 1.083 | 1.0808 | 0.33064 | 0.32803 | 0.32578 | 0.7339 | 1.0334 | 1.0159 | 1
LV Generation NHH or Aggregate HH | 1.083 | 1.0808 | 0.33064 | 0.32803 | 0.32578 | 0.7339 | 1.0334 | 1.0159 | 0
LV Sub Generation NHH | 1.066 | 1.0639 | 0.32545 | 0.32288 | 0.32067 | 0.72238 | 1.0172 | 0 | 0
LV Generation Intermittent | 1.083 | 1.0808 | 0.33064 | 0.32803 | 0.32578 | 0.7339 | 1.0334 | 1.0159 | 0
LV Generation Intermittent no RP charge | 1.083 | 1.0808 | 0.33064 | 0.32803 | 0.32578 | 0.7339 | 1.0334 | 1.0159 | 0
LV Generation Non-Intermittent | 1.083 | 1.0808 | 0.33064 | 0.32803 | 0.32578 | 0.7339 | 1.0334 | 1.0159 | 0
LV Generation Non-Intermittent no RP charge | 1.083 | 1.0808 | 0.33064 | 0.32803 | 0.32578 | 0.7339 | 1.0334 | 1.0159 | 0
LV Sub Generation Intermittent | 1.066 | 1.0639 | 0.32545 | 0.32288 | 0.32067 | 0.72238 | 1.0172 | 0 | 0
LV Sub Generation Intermittent no RP charge | 1.066 | 1.0639 | 0.32545 | 0.32288 | 0.32067 | 0.72238 | 1.0172 | 0 | 0
LV Sub Generation Non-Intermittent | 1.066 | 1.0639 | 0.32545 | 0.32288 | 0.32067 | 0.72238 | 1.0172 | 0 | 0
LV Sub Generation Non-Intermittent no RP charge | 1.066 | 1.0639 | 0.32545 | 0.32288 | 0.32067 | 0.72238 | 1.0172 | 0 | 0
HV Generation Intermittent | 1.048 | 1.0459 | 0.31995 | 0.31743 | 0.31526 | 0.71018 | 0 | 0 | 0
HV Generation Intermittent no RP charge | 1.048 | 1.0459 | 0.31995 | 0.31743 | 0.31526 | 0.71018 | 0 | 0 | 0
HV Generation Non-Intermittent | 1.048 | 1.0459 | 0.31995 | 0.31743 | 0.31526 | 0.71018 | 0 | 0 | 0
HV Generation Non-Intermittent no RP charge | 1.048 | 1.0459 | 0.31995 | 0.31743 | 0.31526 | 0.71018 | 0 | 0 | 0

## DRM
Network model for WPD West Midlands in April 19 ()
This sheet collects data from a network model and calculates aggregated annuitised unit costs from these data.
2101. Annuity rate
Data sources:
x1 = 1010. Rate of return (in Financial and general assumptions)
x2 = 1010. Annualisation period (years) (in Financial and general assumptions)
x3 = 1010. Days in the charging year (in Financial and general assumptions)
Calculation =PMT(x1,x2,-1)*IF(OR(x3>366,x3<365),x3/365.25,1)
Annuity rate
Annuity rate | 5.113%
2102. Loss adjustment factor to transmission for each core level
Data sources:
x1 = 1032. Loss adjustment factors to transmission
x2 = 1 for GSP level
Combine tables = x1 or x2
| GSPs | 132kV | 132kV/EHV | EHV | EHV/HV | HV | HV/LV | LV circuits
Loss adjustment factor to transmission for each core level | 1 | 1.002 | 1.007 | 1.015 | 1.022 | 1.048 | 1.066 | 1.083
2103. Loss adjustment factors
Data sources:
x1 = 2102. Loss adjustment factor to transmission for each core level
x2 = Loss adjustment factor to transmission for network level exit (in Loss adjustment factors)
Kind: | Copy cells | Special copy
Formula: | =x1 | = x2
| Loss adjustment factor to transmission for network level exit | Loss adjustment factor to transmission for network level entry
GSPs | 1
132kV | 1.002 | 1
132kV/EHV | 1.007 | 1.002
EHV | 1.015 | 1.007
EHV/HV | 1.022 | 1.015
HV | 1.048 | 1.022
HV/LV | 1.066 | 1.048
LV circuits | 1.083 | 1.066
2104. Diversity calculations
Data sources:
x1 = 1017. Diversity allowance between top and bottom of network level
x2 = Coincidence to system peak at level exit (in Diversity calculations)
Kind: | Special calculation | Special calculation | Special calculation
Formula: | =previous/(1+x1) | =previous/(1+x1) | =1/x2-1
| Coincidence to GSP peak at level exit | Coincidence to system peak at level exit | Diversity allowance between level exit and GSP Group
GSPs |  | 94.65% | 5.649%
132kV | 97.51% | 92.29% | 8.35%
132kV/EHV | 97.51% | 92.29% | 8.35%
EHV | 94.98% | 89.9% | 11.24%
EHV/HV | 94.98% | 89.9% | 11.24%
HV | 70.88% | 67.09% | 49.06%
HV/LV | 70.88% | 67.09% | 49.06%
LV circuits | 70.88% | 67.09%
2105. Network model total maximum demand at substation (MW)
Data sources:
x1 = 1019. Network model GSP peak demand (MW)
x2 = 2104. Coincidence to GSP peak at level exit (in Diversity calculations)
Calculation =x1/x2
Network model total maximum demand at substation (MW)
132kV | 512.7843
132kV/EHV | 512.7843
EHV | 526.4406
EHV/HV | 526.4406
HV | 705.4304
HV/LV | 705.4304
LV circuits | 705.4304
2106. Network model contribution to system maximum load measured at network level exit (MW)
Data sources:
x1 = 2105. Network model total maximum demand at substation (MW)
x2 = 2104. Coincidence to system peak at level exit (in Diversity calculations)
x3 = 2103. Loss adjustment factor to transmission for network level exit (in Loss adjustment factors)
Calculation =x1*x2/x3
Network model contribution to system maximum load measured at network level exit (MW)
132kV | 472.3204
132kV/EHV | 469.9752
EHV | 466.271
EHV/HV | 463.0774
HV | 451.5888
HV/LV | 443.9635
LV circuits | 436.9945
2107. Rerouteing matrix for DRM network levels
Data sources:
x1 = 1018. Proportion of relevant load going through 132kV/HV direct transformation
x2 = 2006. Proportion going through 132kV/EHV
x3 = 2007. Proportion going through EHV
x4 = 2008. Proportion going through EHV/HV
x5 = Rerouteing matrix: default elements
Combine tables = x1 or x2 or x3 or x4 or x5
| 132kV | 132kV/EHV | EHV | EHV/HV | 132kV/HV | HV | HV/LV | LV circuits
132kV | 100% | 0% | 0% | 0% | 0% | 0% | 0% | 0%
132kV/EHV | 0% | 30.74% | 0% | 0% | 0% | 0% | 0% | 0%
EHV | 0% | 0% | 30.74% | 0% | 0% | 0% | 0% | 0%
EHV/HV | 0% | 0% | 0% | 30.74% | 69.26% | 0% | 0% | 0%
HV | 0% | 0% | 0% | 0% | 0% | 100% | 0% | 0%
HV/LV | 0% | 0% | 0% | 0% | 0% | 0% | 100% | 0%
LV circuits | 0% | 0% | 0% | 0% | 0% | 0% | 0% | 100%
2108. GSP simultaneous maximum load assumed through each network level (MW)
Data sources:
x1 = 2106. Network model contribution to system maximum load measured at network level exit (MW)
x2 = 2107. Rerouteing matrix for DRM network levels
Sum-product calculation =SUMPRODUCT(x1, x2)
GSP simultaneous maximum load assumed through each network level (MW)
132kV | 472.3204
132kV/EHV | 144.4865
EHV | 143.3477
EHV/HV | 142.3659
132kV/HV | 320.7115
HV | 451.5888
HV/LV | 443.9635
LV circuits | 436.9945
2109. Network model annuity by simultaneous maximum load for each network level (£/kW/year)
Data sources:
x1 = 2108. GSP simultaneous maximum load assumed through each network level (MW)
x2 = 1020. Gross asset cost by network level (£)
x3 = 2101. Annuity rate
Calculation =IF(x1,0.001*x2*x3/x1,0)
Model £/kW SML
Assets 132kV | 5.4106
Assets 132kV/EHV | 4.0652
Assets EHV | 3.9494
Assets EHV/HV | 8.0705
Assets 132kV/HV | 3.8101
Assets HV | 16.7258
Assets HV/LV | 8.1332
Assets LV circuits | 18.6349

## SM
Service models for WPD West Midlands in April 19 ()
This sheet collects and processes data from the service models.
2201. Asset £/customer from LV service models
Data sources:
x1 = 1025. Matrix of applicability of LV service models to tariffs with fixed charges
x2 = 1022. LV service model asset cost (£)
Sum-product calculation =SUMPRODUCT(x1, x2)
Assets LV customer
Domestic Unrestricted | 217.8664
Domestic Two Rate | 217.8664
Small Non Domestic Unrestricted | 664.3321
Small Non Domestic Two Rate | 664.3321
LV Medium Non-Domestic | 768.355
LV Sub Medium Non-Domestic | 557.6139
LV Network Domestic | 217.8664
LV Network Non-Domestic Non-CT | 664.3321
LV HH Metered | 1230.218
LV Sub HH Metered | 960.3594
LV Generation NHH or Aggregate HH | 0
LV Sub Generation NHH | 0
LV Generation Intermittent | 0
LV Generation Intermittent no RP charge | 0
LV Generation Non-Intermittent | 0
LV Generation Non-Intermittent no RP charge | 0
LV Sub Generation Intermittent | 0
LV Sub Generation Intermittent no RP charge | 0
LV Sub Generation Non-Intermittent | 0
LV Sub Generation Non-Intermittent no RP charge | 0
2202. LV unmetered service model assets £/(MWh/year)
Data sources:
x1 = 1026. Matrix of applicability of LV service models to unmetered tariffs
x2 = 1022. LV service model asset cost (£)
Sum-product calculation =SUMPRODUCT(x1, x2)
Assets LV customer
LV unmetered service model assets £/(MWh/year) | 256.499
2203. LV unmetered service model asset charge (p/kWh)
Data sources:
x1 = 1010. Annuity proportion for customer-contributed assets (in Financial and general assumptions)
x2 = 2202. LV unmetered service model assets £/(MWh/year)
x3 = 2101. Annuity rate
Calculation =0.1*x1*x2*x3
Assets LV customer
LV unmetered service model asset charge (p/kWh) | 0
2204. Asset £/customer from HV service models
Data sources:
x1 = 1028. Matrix of applicability of HV service models to tariffs with fixed charges
x2 = 1023. HV service model asset cost (£)
Sum-product calculation =SUMPRODUCT(x1, x2)
Assets HV customer
HV Medium Non-Domestic | 10371.6257
HV HH Metered | 10371.6257
HV Generation Intermittent | 4264
HV Generation Intermittent no RP charge | 4264
HV Generation Non-Intermittent | 4264
HV Generation Non-Intermittent no RP charge | 4264
2205. Service model assets by tariff (£)
Data sources:
x1 = 2201. Asset £/customer from LV service models
x2 = 2204. Asset £/customer from HV service models
Combine tables = x1 or x2
| Assets LV customer | Assets HV customer
Domestic Unrestricted | 217.8664
Domestic Two Rate | 217.8664
Domestic Off Peak (related MPAN)
Small Non Domestic Unrestricted | 664.3321
Small Non Domestic Two Rate | 664.3321
Small Non Domestic Off Peak (related MPAN)
LV Medium Non-Domestic | 768.355
LV Sub Medium Non-Domestic | 557.6139
HV Medium Non-Domestic |  | 10371.6257
LV Network Domestic | 217.8664
LV Network Non-Domestic Non-CT | 664.3321
LV HH Metered | 1230.218
LV Sub HH Metered | 960.3594
HV HH Metered |  | 10371.6257
NHH UMS category A
NHH UMS category B
NHH UMS category C
NHH UMS category D
LV UMS (Pseudo HH Metered)
LV Generation NHH or Aggregate HH | 0
LV Sub Generation NHH | 0
LV Generation Intermittent | 0
LV Generation Intermittent no RP charge | 0
LV Generation Non-Intermittent | 0
LV Generation Non-Intermittent no RP charge | 0
LV Sub Generation Intermittent | 0
LV Sub Generation Intermittent no RP charge | 0
LV Sub Generation Non-Intermittent | 0
LV Sub Generation Non-Intermittent no RP charge | 0
HV Generation Intermittent |  | 4264
HV Generation Intermittent no RP charge |  | 4264
HV Generation Non-Intermittent |  | 4264
HV Generation Non-Intermittent no RP charge |  | 4264
2206. Replacement annuities for service models
Data sources:
x1 = 1010. Days in the charging year (in Financial and general assumptions)
x2 = 2205. Service model assets by tariff (£)
x3 = 2101. Annuity rate
x4 = 1010. Annuity proportion for customer-contributed assets (in Financial and general assumptions)
x5 = Service model p/MPAN/day charge (in Replacement annuities for service models)
Kind: | Calculation |  | Cell summation
Formula: | =100/x1*x2*x3*x4 |  | =SUM(x5)
Service model p/MPAN/day charge
| Assets LV customer | Assets HV customer | Service model p/MPAN/day
Domestic Unrestricted | 0 | 0 | 0
Domestic Two Rate | 0 | 0 | 0
Domestic Off Peak (related MPAN) | 0 | 0 | 0
Small Non Domestic Unrestricted | 0 | 0 | 0
Small Non Domestic Two Rate | 0 | 0 | 0
Small Non Domestic Off Peak (related MPAN) | 0 | 0 | 0
LV Medium Non-Domestic | 0 | 0 | 0
LV Sub Medium Non-Domestic | 0 | 0 | 0
HV Medium Non-Domestic | 0 | 0 | 0
LV Network Domestic | 0 | 0 | 0
LV Network Non-Domestic Non-CT | 0 | 0 | 0
LV HH Metered | 0 | 0 | 0
LV Sub HH Metered | 0 | 0 | 0
HV HH Metered | 0 | 0 | 0
NHH UMS category A | 0 | 0 | 0
NHH UMS category B | 0 | 0 | 0
NHH UMS category C | 0 | 0 | 0
NHH UMS category D | 0 | 0 | 0
LV UMS (Pseudo HH Metered) | 0 | 0 | 0
LV Generation NHH or Aggregate HH | 0 | 0 | 0
LV Sub Generation NHH | 0 | 0 | 0
LV Generation Intermittent | 0 | 0 | 0
LV Generation Intermittent no RP charge | 0 | 0 | 0
LV Generation Non-Intermittent | 0 | 0 | 0
LV Generation Non-Intermittent no RP charge | 0 | 0 | 0
LV Sub Generation Intermittent | 0 | 0 | 0
LV Sub Generation Intermittent no RP charge | 0 | 0 | 0
LV Sub Generation Non-Intermittent | 0 | 0 | 0
LV Sub Generation Non-Intermittent no RP charge | 0 | 0 | 0
HV Generation Intermittent | 0 | 0 | 0
HV Generation Intermittent no RP charge | 0 | 0 | 0
HV Generation Non-Intermittent | 0 | 0 | 0
HV Generation Non-Intermittent no RP charge | 0 | 0 | 0

## Loads
Load characteristics for WPD West Midlands in April 19 ()
This sheet compiles information about the assumed characteristics of network users.
A load factor represents the average load of a user or user group, relative to the maximum load level of that user or
user group. Load factors are numbers between 0 and 1.
A coincidence factor represents the expectation value of the load of a user or user group at the time of system maximum load,
relative to the maximum load level of that user or user group. Coincidence factors are numbers between 0 and 1.
A load coefficient is the expectation value of the load of a user or user group at the time of system maximum load, relative to the average load level of that user or user group.
For demand users, the load coefficient is a demand coefficient and can be calculated as the ratio of the coincidence factor to the load factor.
2301. Demand coefficient (load at time of system maximum load divided by average load)
Data sources:
x1 = 1041. Coincidence factor to system maximum load for each type of demand user (in Load profile data for demand users)
x2 = 1041. Load factor for each type of demand user (in Load profile data for demand users)
Calculation =x1/x2
Demand coefficient
Domestic Unrestricted | 2.1648
Domestic Two Rate | 1.487
Domestic Off Peak (related MPAN) | 0
Small Non Domestic Unrestricted | 1.6402
Small Non Domestic Two Rate | 1.4521
Small Non Domestic Off Peak (related MPAN) | 0
LV Medium Non-Domestic | 1.5425
LV Sub Medium Non-Domestic | 1.5425
HV Medium Non-Domestic | 1.4253
LV Network Domestic | 2.1022
LV Network Non-Domestic Non-CT | 1.5976
LV HH Metered | 1.4069
LV Sub HH Metered | 1.589
HV HH Metered | 1.1629
NHH UMS category A | 1
NHH UMS category B | 2.1331
NHH UMS category C | 3.8755
NHH UMS category D | 0.0024925
LV UMS (Pseudo HH Metered) | 2.073
2302. Load coefficient
Data sources:
x1 = 2301. Demand coefficient (load at time of system maximum load divided by average load)
x2 = Negative of generation coefficient; set to -1
Combine tables = x1 or x2
Load coefficient
Domestic Unrestricted | 2.1648
Domestic Two Rate | 1.487
Domestic Off Peak (related MPAN) | 0
Small Non Domestic Unrestricted | 1.6402
Small Non Domestic Two Rate | 1.4521
Small Non Domestic Off Peak (related MPAN) | 0
LV Medium Non-Domestic | 1.5425
LV Sub Medium Non-Domestic | 1.5425
HV Medium Non-Domestic | 1.4253
LV Network Domestic | 2.1022
LV Network Non-Domestic Non-CT | 1.5976
LV HH Metered | 1.4069
LV Sub HH Metered | 1.589
HV HH Metered | 1.1629
NHH UMS category A | 1
NHH UMS category B | 2.1331
NHH UMS category C | 3.8755
NHH UMS category D | 0.0024925
LV UMS (Pseudo HH Metered) | 2.073
LV Generation NHH or Aggregate HH | -1
LV Sub Generation NHH | -1
LV Generation Intermittent | -1
LV Generation Intermittent no RP charge | -1
LV Generation Non-Intermittent | -1
LV Generation Non-Intermittent no RP charge | -1
LV Sub Generation Intermittent | -1
LV Sub Generation Intermittent no RP charge | -1
LV Sub Generation Non-Intermittent | -1
LV Sub Generation Non-Intermittent no RP charge | -1
HV Generation Intermittent | -1
HV Generation Intermittent no RP charge | -1
HV Generation Non-Intermittent | -1
HV Generation Non-Intermittent no RP charge | -1
2303. Discount map
| No discount | LDNO LV: LV user | LDNO HV: LV user | LDNO HV: LV sub user | LDNO HV: HV user
> Domestic Unrestricted
Domestic Unrestricted | 1 | 0 | 0 | 0 | 0
LDNO LV: Domestic Unrestricted | 0 | 1 | 0 | 0 | 0
LDNO HV: Domestic Unrestricted | 0 | 0 | 1 | 0 | 0
> Domestic Two Rate
Domestic Two Rate | 1 | 0 | 0 | 0 | 0
LDNO LV: Domestic Two Rate | 0 | 1 | 0 | 0 | 0
LDNO HV: Domestic Two Rate | 0 | 0 | 1 | 0 | 0
> Domestic Off Peak (related MPAN)
Domestic Off Peak (related MPAN) | 1 | 0 | 0 | 0 | 0
LDNO LV: Domestic Off Peak (related MPAN) | 0 | 1 | 0 | 0 | 0
LDNO HV: Domestic Off Peak (related MPAN) | 0 | 0 | 1 | 0 | 0
> Small Non Domestic Unrestricted
Small Non Domestic Unrestricted | 1 | 0 | 0 | 0 | 0
LDNO LV: Small Non Domestic Unrestricted | 0 | 1 | 0 | 0 | 0
LDNO HV: Small Non Domestic Unrestricted | 0 | 0 | 1 | 0 | 0
> Small Non Domestic Two Rate
Small Non Domestic Two Rate | 1 | 0 | 0 | 0 | 0
LDNO LV: Small Non Domestic Two Rate | 0 | 1 | 0 | 0 | 0
LDNO HV: Small Non Domestic Two Rate | 0 | 0 | 1 | 0 | 0
> Small Non Domestic Off Peak (related MPAN)
Small Non Domestic Off Peak (related MPAN) | 1 | 0 | 0 | 0 | 0
LDNO LV: Small Non Domestic Off Peak (related MPAN) | 0 | 1 | 0 | 0 | 0
LDNO HV: Small Non Domestic Off Peak (related MPAN) | 0 | 0 | 1 | 0 | 0
> LV Medium Non-Domestic
LV Medium Non-Domestic | 1 | 0 | 0 | 0 | 0
LDNO LV: LV Medium Non-Domestic | 0 | 1 | 0 | 0 | 0
LDNO HV: LV Medium Non-Domestic | 0 | 0 | 1 | 0 | 0
> LV Sub Medium Non-Domestic
LV Sub Medium Non-Domestic | 1 | 0 | 0 | 0 | 0
> HV Medium Non-Domestic
HV Medium Non-Domestic | 1 | 0 | 0 | 0 | 0
> LV Network Domestic
LV Network Domestic | 1 | 0 | 0 | 0 | 0
LDNO LV: LV Network Domestic | 0 | 1 | 0 | 0 | 0
LDNO HV: LV Network Domestic | 0 | 0 | 1 | 0 | 0
> LV Network Non-Domestic Non-CT
LV Network Non-Domestic Non-CT | 1 | 0 | 0 | 0 | 0
LDNO LV: LV Network Non-Domestic Non-CT | 0 | 1 | 0 | 0 | 0
LDNO HV: LV Network Non-Domestic Non-CT | 0 | 0 | 1 | 0 | 0
> LV HH Metered
LV HH Metered | 1 | 0 | 0 | 0 | 0
LDNO LV: LV HH Metered | 0 | 1 | 0 | 0 | 0
LDNO HV: LV HH Metered | 0 | 0 | 1 | 0 | 0
> LV Sub HH Metered
LV Sub HH Metered | 1 | 0 | 0 | 0 | 0
LDNO HV: LV Sub HH Metered | 0 | 0 | 0 | 1 | 0
> HV HH Metered
HV HH Metered | 1 | 0 | 0 | 0 | 0
LDNO HV: HV HH Metered | 0 | 0 | 0 | 0 | 1
> NHH UMS category A
NHH UMS category A | 1 | 0 | 0 | 0 | 0
LDNO LV: NHH UMS category A | 0 | 1 | 0 | 0 | 0
LDNO HV: NHH UMS category A | 0 | 0 | 1 | 0 | 0
> NHH UMS category B
NHH UMS category B | 1 | 0 | 0 | 0 | 0
LDNO LV: NHH UMS category B | 0 | 1 | 0 | 0 | 0
LDNO HV: NHH UMS category B | 0 | 0 | 1 | 0 | 0
> NHH UMS category C
NHH UMS category C | 1 | 0 | 0 | 0 | 0
LDNO LV: NHH UMS category C | 0 | 1 | 0 | 0 | 0
LDNO HV: NHH UMS category C | 0 | 0 | 1 | 0 | 0
> NHH UMS category D
NHH UMS category D | 1 | 0 | 0 | 0 | 0
LDNO LV: NHH UMS category D | 0 | 1 | 0 | 0 | 0
LDNO HV: NHH UMS category D | 0 | 0 | 1 | 0 | 0
> LV UMS (Pseudo HH Metered)
LV UMS (Pseudo HH Metered) | 1 | 0 | 0 | 0 | 0
LDNO LV: LV UMS (Pseudo HH Metered) | 0 | 1 | 0 | 0 | 0
LDNO HV: LV UMS (Pseudo HH Metered) | 0 | 0 | 1 | 0 | 0
> LV Generation NHH or Aggregate HH
LV Generation NHH or Aggregate HH | 1 | 0 | 0 | 0 | 0
LDNO LV: LV Generation NHH or Aggregate HH | 1 | 0 | 0 | 0 | 0
LDNO HV: LV Generation NHH or Aggregate HH | 1 | 0 | 0 | 0 | 0
> LV Sub Generation NHH
LV Sub Generation NHH | 1 | 0 | 0 | 0 | 0
LDNO HV: LV Sub Generation NHH | 1 | 0 | 0 | 0 | 0
> LV Generation Intermittent
LV Generation Intermittent | 1 | 0 | 0 | 0 | 0
LDNO LV: LV Generation Intermittent | 1 | 0 | 0 | 0 | 0
LDNO HV: LV Generation Intermittent | 1 | 0 | 0 | 0 | 0
> LV Generation Intermittent no RP charge
LV Generation Intermittent no RP charge | 1 | 0 | 0 | 0 | 0
> LV Generation Non-Intermittent
LV Generation Non-Intermittent | 1 | 0 | 0 | 0 | 0
LDNO LV: LV Generation Non-Intermittent | 1 | 0 | 0 | 0 | 0
LDNO HV: LV Generation Non-Intermittent | 1 | 0 | 0 | 0 | 0
> LV Generation Non-Intermittent no RP charge
LV Generation Non-Intermittent no RP charge | 1 | 0 | 0 | 0 | 0
> LV Sub Generation Intermittent
LV Sub Generation Intermittent | 1 | 0 | 0 | 0 | 0
LDNO HV: LV Sub Generation Intermittent | 1 | 0 | 0 | 0 | 0
> LV Sub Generation Intermittent no RP charge
LV Sub Generation Intermittent no RP charge | 1 | 0 | 0 | 0 | 0
> LV Sub Generation Non-Intermittent
LV Sub Generation Non-Intermittent | 1 | 0 | 0 | 0 | 0
LDNO HV: LV Sub Generation Non-Intermittent | 1 | 0 | 0 | 0 | 0
> LV Sub Generation Non-Intermittent no RP charge
LV Sub Generation Non-Intermittent no RP charge | 1 | 0 | 0 | 0 | 0
> HV Generation Intermittent
HV Generation Intermittent | 1 | 0 | 0 | 0 | 0
LDNO HV: HV Generation Intermittent | 1 | 0 | 0 | 0 | 0
> HV Generation Intermittent no RP charge
HV Generation Intermittent no RP charge | 1 | 0 | 0 | 0 | 0
> HV Generation Non-Intermittent
HV Generation Non-Intermittent | 1 | 0 | 0 | 0 | 0
LDNO HV: HV Generation Non-Intermittent | 1 | 0 | 0 | 0 | 0
> HV Generation Non-Intermittent no RP charge
HV Generation Non-Intermittent no RP charge | 1 | 0 | 0 | 0 | 0
2304. LDNO discounts and volumes adjusted for discount
Data sources:
x1 = 2303. Discount map
x2 = 1037. Embedded network (LDNO) discounts
x3 = 100 per cent discount for generators on LDNO networks
x4 = Discount for each tariff (except for fixed charges) (in LDNO discounts and volumes adjusted for discount)
x5 = 1053. Rate 1 units (MWh) by tariff (in Volume forecasts for the charging year)
x6 = 1053. Rate 2 units (MWh) by tariff (in Volume forecasts for the charging year)
x7 = 1053. Rate 3 units (MWh) by tariff (in Volume forecasts for the charging year)
x8 = 1053. MPANs by tariff (in Volume forecasts for the charging year)
x9 = Discount for each tariff for fixed charges only (in LDNO discounts and volumes adjusted for discount)
x10 = 1053. Import capacity (kVA) by tariff (in Volume forecasts for the charging year)
x11 = 1053. Exceeded capacity (kVA) by tariff (in Volume forecasts for the charging year)
x12 = 1053. Reactive power units (MVArh) by tariff (in Volume forecasts for the charging year)
Kind: | Sum-product calculation | Combine tables | Calculation | Calculation | Calculation | Calculation | Calculation | Calculation | Calculation
Formula: | =SUMPRODUCT(x1, x2) | = x3 or x4 | =x5*(1-x4) | =x6*(1-x4) | =x7*(1-x4) | =x8*(1-x9) | =x10*(1-x4) | =x11*(1-x4) | =x12*(1-x4)
| Discount for each tariff (except for fixed charges) | Discount for each tariff for fixed charges only | Rate 1 units (MWh) | Rate 2 units (MWh) | Rate 3 units (MWh) | MPANs | Import capacity (kVA) | Exceeded capacity (kVA) | Reactive power units (MVArh)
> Domestic Unrestricted
Domestic Unrestricted | 0% | 0% | 7011938.3334 | 0 | 0 | 2020063.3135 | 0 | 0 | 0
LDNO LV: Domestic Unrestricted | 33.2% | 33.2% | 41587.5156 | 0 | 0 | 14762.052 | 0 | 0 | 0
LDNO HV: Domestic Unrestricted | 50.95% | 50.95% | 62266.3958 | 0 | 0 | 22242.3362 | 0 | 0 | 0
> Domestic Two Rate
Domestic Two Rate | 0% | 0% | 843534.52 | 602163.9032 | 0 | 270511.3767 | 0 | 0 | 0
LDNO LV: Domestic Two Rate | 33.2% | 33.2% | 2556.808 | 923.029 | 0 | 866.1 | 0 | 0 | 0
LDNO HV: Domestic Two Rate | 50.95% | 50.95% | 3061.2185 | 1296.0958 | 0 | 973.96 | 0 | 0 | 0
> Domestic Off Peak (related MPAN)
Domestic Off Peak (related MPAN) | 0% | 0% | 22610.7795 | 0 | 0 | 8980 | 0 | 0 | 0
LDNO LV: Domestic Off Peak (related MPAN) | 33.2% | 33.2% | 0 | 0 | 0 | 0 | 0 | 0 | 0
LDNO HV: Domestic Off Peak (related MPAN) | 50.95% | 50.95% | 0 | 0 | 0 | 0 | 0 | 0 | 0
> Small Non Domestic Unrestricted
Small Non Domestic Unrestricted | 0% | 0% | 1589899.3263 | 0 | 0 | 131912.2778 | 0 | 0 | 0
LDNO LV: Small Non Domestic Unrestricted | 33.2% | 33.2% | 2102.4041 | 0 | 0 | 270.6737 | 0 | 0 | 0
LDNO HV: Small Non Domestic Unrestricted | 50.95% | 50.95% | 10735.9256 | 0 | 0 | 702.7745 | 0 | 0 | 0
> Small Non Domestic Two Rate
Small Non Domestic Two Rate | 0% | 0% | 541326.1644 | 192170.1167 | 0 | 36898.2674 | 0 | 0 | 0
LDNO LV: Small Non Domestic Two Rate | 33.2% | 33.2% | 515.1074 | 158.1287 | 0 | 12.4609 | 0 | 0 | 0
LDNO HV: Small Non Domestic Two Rate | 50.95% | 50.95% | 2415.1679 | 925.8201 | 0 | 50.0282 | 0 | 0 | 0
> Small Non Domestic Off Peak (related MPAN)
Small Non Domestic Off Peak (related MPAN) | 0% | 0% | 5399.3137 | 0 | 0 | 813 | 0 | 0 | 0
LDNO LV: Small Non Domestic Off Peak (related MPAN) | 33.2% | 33.2% | 0 | 0 | 0 | 0 | 0 | 0 | 0
LDNO HV: Small Non Domestic Off Peak (related MPAN) | 50.95% | 50.95% | 0 | 0 | 0 | 0 | 0 | 0 | 0
> LV Medium Non-Domestic
LV Medium Non-Domestic | 0% | 0% | 74366.5877 | 19060.9284 | 0 | 2818.5227 | 0 | 0 | 0
LDNO LV: LV Medium Non-Domestic | 33.2% | 33.2% | -1.0936e-14 | 0 | 0 | 0 | 0 | 0 | 0
LDNO HV: LV Medium Non-Domestic | 50.95% | 50.95% | -5.7107e-14 | 2.1415e-14 | 0 | 0 | 0 | 0 | 0
> LV Sub Medium Non-Domestic
LV Sub Medium Non-Domestic | 0% | 0% | 0.28774 | 0.09201 | 0 | 0.005486 | 0 | 0 | 0
> HV Medium Non-Domestic
HV Medium Non-Domestic | 0% | 0% | 6170.7908 | 1672.9171 | 0 | 92.1797 | 0 | 0 | 0
> LV Network Domestic
LV Network Domestic | 0% | 0% | 44.6352 | 176.9806 | 209.8094 | 130.7879 | 0 | 0 | 0
LDNO LV: LV Network Domestic | 33.2% | 33.2% | 0 | 0 | 0 | 0 | 0 | 0 | 0
LDNO HV: LV Network Domestic | 50.95% | 50.95% | 0.065279 | 0.2693 | 0.63181 | 0.23852 | 0 | 0 | 0
> LV Network Non-Domestic Non-CT
LV Network Non-Domestic Non-CT | 0% | 0% | 61294.5241 | 234652.0306 | 263262.5058 | 8895.0299 | 0 | 0 | 0
LDNO LV: LV Network Non-Domestic Non-CT | 33.2% | 33.2% | 54.1796 | 215.2904 | 295.6188 | 12.278 | 0 | 0 | 0
LDNO HV: LV Network Non-Domestic Non-CT | 50.95% | 50.95% | 392.8785 | 1458.301 | 1440.9861 | 68.941 | 0 | 0 | 0
> LV HH Metered
LV HH Metered | 0% | 0% | 277323.0391 | 1107962.1053 | 1164082.5753 | 14470.4403 | 1460000 | 40527.9838 | 248190.7303
LDNO LV: LV HH Metered | 33.2% | 33.2% | 358.1063 | 1431.4478 | 1728.1522 | 30.4461 | 3261.0442 | 83.1634 | 834.9534
LDNO HV: LV HH Metered | 50.95% | 50.95% | 9611.2495 | 34613.985 | 40437.1668 | 276.0876 | 59928.1525 | 498.5118 | 3014.8027
> LV Sub HH Metered
LV Sub HH Metered | 0% | 0% | 15557.9449 | 60104.0066 | 67536.7473 | 256.0775 | 98964.1881 | 576.0909 | 9742.455
LDNO HV: LV Sub HH Metered | 24.83% | 24.83% | 609.7324 | 2214.619 | 3504.6715 | 8.6613 | 6008.9791 | 0 | 952.0549
> HV HH Metered
HV HH Metered | 0% | 0% | 730891.5958 | 2905064.9125 | 3833448.3866 | 4424.0438 | 3009073.7902 | 43746.0038 | 811215.7904
LDNO HV: HV HH Metered | 13.8% | 13.8% | 6405.923 | 23317.9708 | 28732.4331 | 40.1033 | 49662.9582 | 252.6242 | 1060.3585
> NHH UMS category A
NHH UMS category A | 0% | 0% | 33050.5275 | 0 | 0 | 995 | 0 | 0 | 0
LDNO LV: NHH UMS category A | 33.2% | 33.2% | 167.3596 | 0 | 0 | 0 | 0 | 0 | 0
LDNO HV: NHH UMS category A | 50.95% | 50.95% | 177.519 | 0 | 0 | 0 | 0 | 0 | 0
> NHH UMS category B
NHH UMS category B | 0% | 0% | 14987.9537 | 0 | 0 | 730 | 0 | 0 | 0
LDNO LV: NHH UMS category B | 33.2% | 33.2% | 287.9138 | 0 | 0 | 0 | 0 | 0 | 0
LDNO HV: NHH UMS category B | 50.95% | 50.95% | 240.5683 | 0 | 0 | 0 | 0 | 0 | 0
> NHH UMS category C
NHH UMS category C | 0% | 0% | 566.4925 | 0 | 0 | 136 | 0 | 0 | 0
LDNO LV: NHH UMS category C | 33.2% | 33.2% | 0 | 0 | 0 | 0 | 0 | 0 | 0
LDNO HV: NHH UMS category C | 50.95% | 50.95% | 15.0422 | 0 | 0 | 0 | 0 | 0 | 0
> NHH UMS category D
NHH UMS category D | 0% | 0% | 3921.1677 | 0 | 0 | 42 | 0 | 0 | 0
LDNO LV: NHH UMS category D | 33.2% | 33.2% | 0 | 0 | 0 | 0 | 0 | 0 | 0
LDNO HV: NHH UMS category D | 50.95% | 50.95% | 0 | 0 | 0 | 0 | 0 | 0 | 0
> LV UMS (Pseudo HH Metered)
LV UMS (Pseudo HH Metered) | 0% | 0% | 12272.6818 | 36841.0687 | 211317.2928 | 27.3962 | 0 | 0 | 0
LDNO LV: LV UMS (Pseudo HH Metered) | 33.2% | 33.2% | 0 | 0 | 0 | 0 | 0 | 0 | 0
LDNO HV: LV UMS (Pseudo HH Metered) | 50.95% | 50.95% | 0 | 0 | 0 | 0 | 0 | 0 | 0
> LV Generation NHH or Aggregate HH
LV Generation NHH or Aggregate HH | 0% | 0% | 3220.4738 | 0 | 0 | 143 | 0 | 0 | 0
LDNO LV: LV Generation NHH or Aggregate HH | 0% | 100% | 0 | 0 | 0 | 0 | 0 | 0 | 0
LDNO HV: LV Generation NHH or Aggregate HH | 0% | 100% | 0 | 0 | 0 | 0 | 0 | 0 | 0
> LV Sub Generation NHH
LV Sub Generation NHH | 0% | 0% | 0 | 0 | 0 | 0 | 0 | 0 | 0
LDNO HV: LV Sub Generation NHH | 0% | 100% | 0 | 0 | 0 | 0 | 0 | 0 | 0
> LV Generation Intermittent
LV Generation Intermittent | 0% | 0% | 46729.954 | 0 | 0 | 658.3 | 0 | 0 | 6028.341
LDNO LV: LV Generation Intermittent | 0% | 100% | 0 | 0 | 0 | 0 | 0 | 0 | 0
LDNO HV: LV Generation Intermittent | 0% | 100% | 311.8171 | 0 | 0 | 0 | 0 | 0 | 38.6902
> LV Generation Intermittent no RP charge
LV Generation Intermittent no RP charge | 0% | 0% | 0 | 0 | 0 | 0 | 0 | 0 | 0
> LV Generation Non-Intermittent
LV Generation Non-Intermittent | 0% | 0% | 1218.1648 | 5004.5626 | 7657.2865 | 110.2012 | 0 | 0 | 486.0229
LDNO LV: LV Generation Non-Intermittent | 0% | 100% | 0 | 0 | 0 | 0 | 0 | 0 | 0
LDNO HV: LV Generation Non-Intermittent | 0% | 100% | 0.02076 | 0.84649 | 1.2059 | 0 | 0 | 0 | 0.90463
> LV Generation Non-Intermittent no RP charge
LV Generation Non-Intermittent no RP charge | 0% | 0% | 0 | 0 | 0 | 0 | 0 | 0 | 0
> LV Sub Generation Intermittent
LV Sub Generation Intermittent | 0% | 0% | 1891.6481 | 0 | 0 | 22.7606 | 0 | 0 | 169.3573
LDNO HV: LV Sub Generation Intermittent | 0% | 100% | 0 | 0 | 0 | 0 | 0 | 0 | 0
> LV Sub Generation Intermittent no RP charge
LV Sub Generation Intermittent no RP charge | 0% | 0% | 0 | 0 | 0 | 0 | 0 | 0 | 0
> LV Sub Generation Non-Intermittent
LV Sub Generation Non-Intermittent | 0% | 0% | 849.2742 | 3003.1645 | 5755.6304 | 6.6283 | 0 | 0 | 17.0344
LDNO HV: LV Sub Generation Non-Intermittent | 0% | 100% | 0 | 0 | 0 | 0 | 0 | 0 | 0
> LV Sub Generation Non-Intermittent no RP charge
LV Sub Generation Non-Intermittent no RP charge | 0% | 0% | 0 | 0 | 0 | 0 | 0 | 0 | 0
> HV Generation Intermittent
HV Generation Intermittent | 0% | 0% | 236978.1449 | 0 | 0 | 184.9652 | 0 | 0 | 6076.8328
LDNO HV: HV Generation Intermittent | 0% | 100% | 0 | 0 | 0 | 0 | 0 | 0 | 0
> HV Generation Intermittent no RP charge
HV Generation Intermittent no RP charge | 0% | 0% | 0 | 0 | 0 | 0 | 0 | 0 | 0
> HV Generation Non-Intermittent
HV Generation Non-Intermittent | 0% | 0% | 67241.8738 | 221961.9789 | 408136.2374 | 166.7756 | 0 | 0 | 16845.1939
LDNO HV: HV Generation Non-Intermittent | 0% | 100% | 0 | 0 | 0 | 0 | 0 | 0 | 0
> HV Generation Non-Intermittent no RP charge
HV Generation Non-Intermittent no RP charge | 0% | 0% | 0 | 0 | 0 | 0 | 0 | 0 | 0
2305. Equivalent volume for each end user
Data sources:
x1 = 2304. Rate 1 units (MWh) (in LDNO discounts and volumes adjusted for discount)
x2 = 2304. Rate 2 units (MWh) (in LDNO discounts and volumes adjusted for discount)
x3 = 2304. Rate 3 units (MWh) (in LDNO discounts and volumes adjusted for discount)
x4 = 2304. MPANs (in LDNO discounts and volumes adjusted for discount)
x5 = 2304. Import capacity (kVA) (in LDNO discounts and volumes adjusted for discount)
x6 = 2304. Exceeded capacity (kVA) (in LDNO discounts and volumes adjusted for discount)
x7 = 2304. Reactive power units (MVArh) (in LDNO discounts and volumes adjusted for discount)
Kind: | Cell summation | Cell summation | Cell summation | Cell summation | Cell summation | Cell summation | Cell summation
Formula: | =SUM(x1) | =SUM(x2) | =SUM(x3) | =SUM(x4) | =SUM(x5) | =SUM(x6) | =SUM(x7)
| Rate 1 units (MWh) | Rate 2 units (MWh) | Rate 3 units (MWh) | MPANs | Import capacity (kVA) | Exceeded capacity (kVA) | Reactive power units (MVArh)
Domestic Unrestricted | 7115792.2448 | 0 | 0 | 2057067.7016 | 0 | 0 | 0
Domestic Two Rate | 849152.5464 | 604383.0281 | 0 | 272351.4367 | 0 | 0 | 0
Domestic Off Peak (related MPAN) | 22610.7795 | 0 | 0 | 8980 | 0 | 0 | 0
Small Non Domestic Unrestricted | 1602737.656 | 0 | 0 | 132885.7261 | 0 | 0 | 0
Small Non Domestic Two Rate | 544256.4397 | 193254.0655 | 0 | 36960.7564 | 0 | 0 | 0
Small Non Domestic Off Peak (related MPAN) | 5399.3137 | 0 | 0 | 813 | 0 | 0 | 0
LV Medium Non-Domestic | 74366.5877 | 19060.9284 | 0 | 2818.5227 | 0 | 0 | 0
LV Sub Medium Non-Domestic | 0.28774 | 0.09201 | 0 | 0.005486 | 0 | 0 | 0
HV Medium Non-Domestic | 6170.7908 | 1672.9171 | 0 | 92.1797 | 0 | 0 | 0
LV Network Domestic | 44.7005 | 177.2499 | 210.4412 | 131.0264 | 0 | 0 | 0
LV Network Non-Domestic Non-CT | 61741.5822 | 236325.6221 | 264999.1107 | 8976.2489 | 0 | 0 | 0
LV HH Metered | 287292.3949 | 1144007.5382 | 1206247.8943 | 14776.974 | 1523189.1967 | 41109.659 | 252040.4863
LV Sub HH Metered | 16167.6772 | 62318.6255 | 71041.4188 | 264.7388 | 104973.1673 | 576.0909 | 10694.5099
HV HH Metered | 737297.5188 | 2928382.8833 | 3862180.8197 | 4464.1471 | 3058736.7483 | 43998.6279 | 812276.149
NHH UMS category A | 33395.4061 | 0 | 0 | 995 | 0 | 0 | 0
NHH UMS category B | 15516.4358 | 0 | 0 | 730 | 0 | 0 | 0
NHH UMS category C | 581.5346 | 0 | 0 | 136 | 0 | 0 | 0
NHH UMS category D | 3921.1677 | 0 | 0 | 42 | 0 | 0 | 0
LV UMS (Pseudo HH Metered) | 12272.6818 | 36841.0687 | 211317.2928 | 27.3962 | 0 | 0 | 0
LV Generation NHH or Aggregate HH | 3220.4738 | 0 | 0 | 143 | 0 | 0 | 0
LV Sub Generation NHH | 0 | 0 | 0 | 0 | 0 | 0 | 0
LV Generation Intermittent | 47041.7711 | 0 | 0 | 658.3 | 0 | 0 | 6067.0311
LV Generation Intermittent no RP charge | 0 | 0 | 0 | 0 | 0 | 0 | 0
LV Generation Non-Intermittent | 1218.1856 | 5005.4091 | 7658.4925 | 110.2012 | 0 | 0 | 486.9276
LV Generation Non-Intermittent no RP charge | 0 | 0 | 0 | 0 | 0 | 0 | 0
LV Sub Generation Intermittent | 1891.6481 | 0 | 0 | 22.7606 | 0 | 0 | 169.3573
LV Sub Generation Intermittent no RP charge | 0 | 0 | 0 | 0 | 0 | 0 | 0
LV Sub Generation Non-Intermittent | 849.2742 | 3003.1645 | 5755.6304 | 6.6283 | 0 | 0 | 17.0344
LV Sub Generation Non-Intermittent no RP charge | 0 | 0 | 0 | 0 | 0 | 0 | 0
HV Generation Intermittent | 236978.1449 | 0 | 0 | 184.9652 | 0 | 0 | 6076.8328
HV Generation Intermittent no RP charge | 0 | 0 | 0 | 0 | 0 | 0 | 0
HV Generation Non-Intermittent | 67241.8738 | 221961.9789 | 408136.2374 | 166.7756 | 0 | 0 | 16845.1939
HV Generation Non-Intermittent no RP charge | 0 | 0 | 0 | 0 | 0 | 0 | 0

## Multi
Load characteristics for multiple unit rates for WPD West Midlands in April 19 ()
2401. Adjust annual hours by distribution time band to match days in year
Data sources:
x1 = 1068. Typical annual hours by distribution time band
x2 = 1010. Days in the charging year (in Financial and general assumptions)
x3 = Total hours in the year according to time band hours input data (in Adjust annual hours by distribution time band to match days in year)
Kind: | Cell summation | Calculation
Formula: | =SUM(x1) | =x1*24*x2/x3
Annual hours by distribution time band (reconciled to days in year)
| Hours aggregate | Red | Amber | Green
Adjust annual hours by distribution time band to match days in year | 8784 | 786 | 2751 | 5247
2402. Normalisation of split of rate 1 units by time band
Data sources:
x1 = 1061. Average split of rate 1 units by distribution time band
x2 = Total split (in Normalisation of split of rate 1 units by time band)
x3 = 2401. Annual hours by distribution time band (reconciled to days in year) (in Adjust annual hours by distribution time band to match days in year)
x4 = 1010. Days in the charging year (in Financial and general assumptions)
Kind: | Cell summation | Calculation
Formula: | =SUM(x1) | =IF(x2,x1/x2,x3/x4/24)
Normalised split of rate 1 units by distribution time band
| Total split | Red | Amber | Green
Domestic Unrestricted | 100% | 14.32% | 39.68% | 46%
Domestic Two Rate | 100% | 14.99% | 42.12% | 42.89%
Domestic Off Peak (related MPAN) | 100% | 0.3313% | 21.6% | 78.07%
Small Non Domestic Unrestricted | 100% | 12.43% | 54.65% | 32.93%
Small Non Domestic Two Rate | 100% | 13.28% | 53.31% | 33.42%
Small Non Domestic Off Peak (related MPAN) | 100% | 2.064% | 16.99% | 80.94%
LV Medium Non-Domestic | 100% | 13.78% | 52.49% | 33.73%
LV Sub Medium Non-Domestic | 100% | 13.13% | 55.46% | 31.41%
HV Medium Non-Domestic | 100% | 13.12% | 54.82% | 32.06%
2403. Split of rate 1 units between distribution time bands
Data sources:
x1 = 2402. Normalised split of rate 1 units by distribution time band (in Normalisation of split of rate 1 units by time band)
x2 = Split of rate 1 units between distribution time bands (default)
Combine tables = x1 or x2
| Red | Amber | Green
Domestic Unrestricted | 14.32% | 39.68% | 46%
Domestic Two Rate | 14.99% | 42.12% | 42.89%
Domestic Off Peak (related MPAN) | 0.3313% | 21.6% | 78.07%
Small Non Domestic Unrestricted | 12.43% | 54.65% | 32.93%
Small Non Domestic Two Rate | 13.28% | 53.31% | 33.42%
Small Non Domestic Off Peak (related MPAN) | 2.064% | 16.99% | 80.94%
LV Medium Non-Domestic | 13.78% | 52.49% | 33.73%
LV Sub Medium Non-Domestic | 13.13% | 55.46% | 31.41%
HV Medium Non-Domestic | 13.12% | 54.82% | 32.06%
LV Network Domestic | 100% | 0% | 0%
LV Network Non-Domestic Non-CT | 100% | 0% | 0%
LV HH Metered | 100% | 0% | 0%
LV Sub HH Metered | 100% | 0% | 0%
HV HH Metered | 100% | 0% | 0%
LV Generation Non-Intermittent | 100% | 0% | 0%
LV Generation Non-Intermittent no RP charge | 100% | 0% | 0%
LV Sub Generation Non-Intermittent | 100% | 0% | 0%
LV Sub Generation Non-Intermittent no RP charge | 100% | 0% | 0%
HV Generation Non-Intermittent | 100% | 0% | 0%
HV Generation Non-Intermittent no RP charge | 100% | 0% | 0%
2404. Normalisation of split of rate 2 units by time band
Data sources:
x1 = 1062. Average split of rate 2 units by distribution time band
x2 = Total split (in Normalisation of split of rate 2 units by time band)
x3 = 2401. Annual hours by distribution time band (reconciled to days in year) (in Adjust annual hours by distribution time band to match days in year)
x4 = 1010. Days in the charging year (in Financial and general assumptions)
Kind: | Cell summation | Calculation
Formula: | =SUM(x1) | =IF(x2,x1/x2,x3/x4/24)
Normalised split of rate 2 units by distribution time band
| Total split | Red | Amber | Green
Domestic Two Rate | 100% | 0% | 0% | 100%
Small Non Domestic Two Rate | 100% | 0% | 0% | 100%
LV Medium Non-Domestic | 100% | 0% | 0% | 100%
LV Sub Medium Non-Domestic | 100% | 0% | 0% | 100%
HV Medium Non-Domestic | 100% | 0% | 0% | 100%
2405. Split of rate 2 units between distribution time bands
Data sources:
x1 = 2404. Normalised split of rate 2 units by distribution time band (in Normalisation of split of rate 2 units by time band)
x2 = Split of rate 2 units between distribution time bands (default)
Combine tables = x1 or x2
| Red | Amber | Green
Domestic Two Rate | 0% | 0% | 100%
Small Non Domestic Two Rate | 0% | 0% | 100%
LV Medium Non-Domestic | 0% | 0% | 100%
LV Sub Medium Non-Domestic | 0% | 0% | 100%
HV Medium Non-Domestic | 0% | 0% | 100%
LV Network Domestic | 0% | 100% | 0%
LV Network Non-Domestic Non-CT | 0% | 100% | 0%
LV HH Metered | 0% | 100% | 0%
LV Sub HH Metered | 0% | 100% | 0%
HV HH Metered | 0% | 100% | 0%
LV Generation Non-Intermittent | 0% | 100% | 0%
LV Generation Non-Intermittent no RP charge | 0% | 100% | 0%
LV Sub Generation Non-Intermittent | 0% | 100% | 0%
LV Sub Generation Non-Intermittent no RP charge | 0% | 100% | 0%
HV Generation Non-Intermittent | 0% | 100% | 0%
HV Generation Non-Intermittent no RP charge | 0% | 100% | 0%
2406. Split of rate 3 units between distribution time bands (default)
| Red | Amber | Green
LV Network Domestic | 0% | 0% | 100%
LV Network Non-Domestic Non-CT | 0% | 0% | 100%
LV HH Metered | 0% | 0% | 100%
LV Sub HH Metered | 0% | 0% | 100%
HV HH Metered | 0% | 0% | 100%
LV Generation Non-Intermittent | 0% | 0% | 100%
LV Generation Non-Intermittent no RP charge | 0% | 0% | 100%
LV Sub Generation Non-Intermittent | 0% | 0% | 100%
LV Sub Generation Non-Intermittent no RP charge | 0% | 0% | 100%
HV Generation Non-Intermittent | 0% | 0% | 100%
HV Generation Non-Intermittent no RP charge | 0% | 0% | 100%
2407. All units (MWh)
Data sources:
x1 = 2305. Rate 1 units (MWh) (in Equivalent volume for each end user)
x2 = 2305. Rate 2 units (MWh) (in Equivalent volume for each end user)
x3 = 2305. Rate 3 units (MWh) (in Equivalent volume for each end user)
Calculation =x1+x2+x3
All units (MWh)
Domestic Unrestricted | 7115792.2448
Domestic Two Rate | 1453535.5745
Domestic Off Peak (related MPAN) | 22610.7795
Small Non Domestic Unrestricted | 1602737.656
Small Non Domestic Two Rate | 737510.5051
Small Non Domestic Off Peak (related MPAN) | 5399.3137
LV Medium Non-Domestic | 93427.5161
LV Sub Medium Non-Domestic | 0.37975
HV Medium Non-Domestic | 7843.7079
LV Network Domestic | 432.3916
LV Network Non-Domestic Non-CT | 563066.315
LV HH Metered | 2637547.8273
LV Sub HH Metered | 149527.7215
HV HH Metered | 7527861.2218
NHH UMS category A | 33395.4061
NHH UMS category B | 15516.4358
NHH UMS category C | 581.5346
NHH UMS category D | 3921.1677
LV UMS (Pseudo HH Metered) | 260431.0433
LV Generation NHH or Aggregate HH | 3220.4738
LV Sub Generation NHH | 0
LV Generation Intermittent | 47041.7711
LV Generation Intermittent no RP charge | 0
LV Generation Non-Intermittent | 13882.0871
LV Generation Non-Intermittent no RP charge | 0
LV Sub Generation Intermittent | 1891.6481
LV Sub Generation Intermittent no RP charge | 0
LV Sub Generation Non-Intermittent | 9608.0691
LV Sub Generation Non-Intermittent no RP charge | 0
HV Generation Intermittent | 236978.1449
HV Generation Intermittent no RP charge | 0
HV Generation Non-Intermittent | 697340.0901
HV Generation Non-Intermittent no RP charge | 0
2408. Calculation of implied load coefficients for one-rate users
Data sources:
x1 = 2407. All units (MWh)
x2 = 2305. Rate 1 units (MWh) (in Equivalent volume for each end user)
x3 = 2403. Split of rate 1 units between distribution time bands
x4 = 2401. Annual hours by distribution time band (reconciled to days in year) (in Adjust annual hours by distribution time band to match days in year)
x5 = Use of distribution time bands by units in demand forecast for one-rate tariffs (in Calculation of implied load coefficients for one-rate users)
x6 = 1010. Days in the charging year (in Financial and general assumptions)
Kind: | Calculation |  |  | Calculation
Formula: | =IF(x1>0,(x2*x3)/x1,0) |  |  | =IF(x4>0,x5*x6*24/x4,0)
Use of distribution time bands by units in demand forecast for one-rate tariffs
| Red | Amber | Green | Peak band load coefficient for one-rate tariffs
Domestic Unrestricted | 14.32% | 39.68% | 46% | 1.6004
Small Non Domestic Unrestricted | 12.43% | 54.65% | 32.93% | 1.3887
2409. Calculation of implied load coefficients for two-rate users
Data sources:
x1 = 2407. All units (MWh)
x2 = 2305. Rate 1 units (MWh) (in Equivalent volume for each end user)
x3 = 2403. Split of rate 1 units between distribution time bands
x4 = 2305. Rate 2 units (MWh) (in Equivalent volume for each end user)
x5 = 2405. Split of rate 2 units between distribution time bands
x6 = 2401. Annual hours by distribution time band (reconciled to days in year) (in Adjust annual hours by distribution time band to match days in year)
x7 = Use of distribution time bands by units in demand forecast for two-rate tariffs (in Calculation of implied load coefficients for two-rate users)
x8 = 1010. Days in the charging year (in Financial and general assumptions)
Kind: | Calculation |  |  | Calculation
Formula: | =IF(x1>0,(x2*x3+x4*x5)/x1,0) |  |  | =IF(x6>0,x7*x8*24/x6,0)
Use of distribution time bands by units in demand forecast for two-rate tariffs
| Red | Amber | Green | Peak band load coefficient for two-rate tariffs
Domestic Two Rate | 8.757% | 24.61% | 66.64% | 0.97863
Small Non Domestic Two Rate | 9.797% | 39.34% | 50.86% | 1.0948
LV Medium Non-Domestic | 10.97% | 41.78% | 47.25% | 1.2257
LV Sub Medium Non-Domestic | 9.95% | 42.02% | 48.03% | 1.112
HV Medium Non-Domestic | 10.32% | 43.13% | 46.55% | 1.1531
2410. Calculation of implied load coefficients for three-rate users
Data sources:
x1 = 2407. All units (MWh)
x2 = 2305. Rate 1 units (MWh) (in Equivalent volume for each end user)
x3 = 2403. Split of rate 1 units between distribution time bands
x4 = 2305. Rate 2 units (MWh) (in Equivalent volume for each end user)
x5 = 2405. Split of rate 2 units between distribution time bands
x6 = 2305. Rate 3 units (MWh) (in Equivalent volume for each end user)
x7 = 2406. Split of rate 3 units between distribution time bands (default)
x8 = 2401. Annual hours by distribution time band (reconciled to days in year) (in Adjust annual hours by distribution time band to match days in year)
x9 = Use of distribution time bands by units in demand forecast for three-rate tariffs (in Calculation of implied load coefficients for three-rate users)
x10 = 1010. Days in the charging year (in Financial and general assumptions)
Kind: | Calculation |  |  | Calculation
Formula: | =IF(x1>0,(x2*x3+x4*x5+x6*x7)/x1,0) |  |  | =IF(x8>0,x9*x10*24/x8,0)
Use of distribution time bands by units in demand forecast for three-rate tariffs
| Red | Amber | Green | Peak band load coefficient for three-rate tariffs
LV Network Domestic | 10.34% | 40.99% | 48.67% | 1.1553
LV Network Non-Domestic Non-CT | 10.97% | 41.97% | 47.06% | 1.2254
LV HH Metered | 10.89% | 43.37% | 45.73% | 1.2173
LV Sub HH Metered | 10.81% | 41.68% | 47.51% | 1.2084
HV HH Metered | 9.794% | 38.9% | 51.31% | 1.0946
2411. Calculation of adjusted time band load coefficients
Data sources:
x1 = 2408. Peak band load coefficient for one-rate tariffs (in Calculation of implied load coefficients for one-rate users)
x2 = 2409. Peak band load coefficient for two-rate tariffs (in Calculation of implied load coefficients for two-rate users)
x3 = 2410. Peak band load coefficient for three-rate tariffs (in Calculation of implied load coefficients for three-rate users)
x4 = Peak band load coefficient (in Calculation of adjusted time band load coefficients)
x5 = 2302. Load coefficient
Kind: | Combine tables | Calculation
Formula: | = x1 or x2 or x3 | =IF(x4<>0,x5/x4,IF(x5<0,-1,1))
| Peak band load coefficient | Load coefficient correction factor (kW at peak in band / band average kW)
Domestic Unrestricted | 1.6004 | 1.3527
Domestic Two Rate | 0.97863 | 1.5195
Domestic Off Peak (related MPAN) |  | 1
Small Non Domestic Unrestricted | 1.3887 | 1.1811
Small Non Domestic Two Rate | 1.0948 | 1.3263
Small Non Domestic Off Peak (related MPAN) |  | 1
LV Medium Non-Domestic | 1.2257 | 1.2585
LV Sub Medium Non-Domestic | 1.112 | 1.3872
HV Medium Non-Domestic | 1.1531 | 1.236
LV Network Domestic | 1.1553 | 1.8196
LV Network Non-Domestic Non-CT | 1.2254 | 1.3037
LV HH Metered | 1.2173 | 1.1558
LV Sub HH Metered | 1.2084 | 1.315
HV HH Metered | 1.0946 | 1.0625
LV Generation Non-Intermittent |  | -1
LV Generation Non-Intermittent no RP charge |  | -1
LV Sub Generation Non-Intermittent |  | -1
LV Sub Generation Non-Intermittent no RP charge |  | -1
HV Generation Non-Intermittent |  | -1
HV Generation Non-Intermittent no RP charge |  | -1
2412. Normalisation of peaking probabilities
Data sources:
x1 = 1069. Red, amber and green peaking probabilities (in Peaking probabilities by network level)
x2 = Total probability (should be 100%) (in Normalisation of peaking probabilities)
x3 = 1068. Typical annual hours by distribution time band
x4 = 2401. Total hours in the year according to time band hours input data (in Adjust annual hours by distribution time band to match days in year)
Kind: | Cell summation | Calculation
Formula: | =SUM(x1) | =IF(x2,x1/x2,x3/x4)
Normalised peaking probabilities
| Total probability (should be 100%) | Red | Amber | Green
GSPs | 100% | 84.06% | 15.94% | 0%
132kV | 100% | 67.6% | 28.76% | 3.644%
132kV/EHV | 100% | 67.6% | 28.76% | 3.644%
EHV | 100% | 71.34% | 21.49% | 7.165%
EHV/HV | 100% | 71.34% | 21.49% | 7.165%
132kV/HV | 100% | 67.6% | 28.76% | 3.644%
HV | 100% | 71.34% | 21.49% | 7.165%
HV/LV | 100% | 71.34% | 21.49% | 7.165%
LV circuits | 100% | 71.34% | 21.49% | 7.165%
2413. Peaking probabilities by network level (reshaped)
Data sources:
x1 = 2412. Normalised peaking probabilities (in Normalisation of peaking probabilities)
Reshape table = x1
| GSPs | Red | Amber | Green | 132kV | Red | Amber | Green | 132kV/EHV | Red | Amber | Green | EHV | Red | Amber | Green | EHV/HV | Red | Amber | Green | 132kV/HV | Red | Amber | Green | HV | Red | Amber | Green | HV/LV | Red | Amber | Green | LV circuits | Red | Amber | Green
Probability of peak within timeband |  | 84.06% | 15.94% | 0% |  | 67.6% | 28.76% | 3.644% |  | 67.6% | 28.76% | 3.644% |  | 71.34% | 21.49% | 7.165% |  | 71.34% | 21.49% | 7.165% |  | 67.6% | 28.76% | 3.644% |  | 71.34% | 21.49% | 7.165% |  | 71.34% | 21.49% | 7.165% |  | 71.34% | 21.49% | 7.165%
2414. Pseudo load coefficient by time band and network level
Data sources:
x1 = 2401. Annual hours by distribution time band (reconciled to days in year) (in Adjust annual hours by distribution time band to match days in year)
x2 = 2411. Load coefficient correction factor (kW at peak in band / band average kW) (in Calculation of adjusted time band load coefficients)
x3 = 2413. Peaking probabilities by network level (reshaped)
x4 = 1010. Days in the charging year (in Financial and general assumptions)
Calculation =IF(x1>0,x2*x3*24*x4/x1,0)
| GSPs | Red | Amber | Green | 132kV | Red | Amber | Green | 132kV/EHV | Red | Amber | Green | EHV | Red | Amber | Green | EHV/HV | Red | Amber | Green | 132kV/HV | Red | Amber | Green | HV | Red | Amber | Green | HV/LV | Red | Amber | Green | LV circuits | Red | Amber | Green
Domestic Unrestricted |  | 12.707 | 0.68861 | 0 |  | 10.2186 | 1.2422 | 0.082521 |  | 10.2186 | 1.2422 | 0.082521 |  | 10.7848 | 0.92834 | 0.16225 |  | 10.7848 | 0.92834 | 0.16225 |  | 10.2186 | 1.2422 | 0.082521 |  | 10.7848 | 0.92834 | 0.16225 |  | 10.7848 | 0.92834 | 0.16225 |  | 10.7848 | 0.92834 | 0.16225
Domestic Two Rate |  | 14.2741 | 0.77354 | 0 |  | 11.4788 | 1.3954 | 0.092698 |  | 11.4788 | 1.3954 | 0.092698 |  | 12.1149 | 1.0428 | 0.18226 |  | 12.1149 | 1.0428 | 0.18226 |  | 11.4788 | 1.3954 | 0.092698 |  | 12.1149 | 1.0428 | 0.18226 |  | 12.1149 | 1.0428 | 0.18226 |  | 12.1149 | 1.0428 | 0.18226
Domestic Off Peak (related MPAN) |  | 9.3938 | 0.50907 | 0 |  | 7.5543 | 0.91831 | 0.061005 |  | 7.5543 | 0.91831 | 0.061005 |  | 7.9728 | 0.68629 | 0.11995 |  | 7.9728 | 0.68629 | 0.11995 |  | 7.5543 | 0.91831 | 0.061005 |  | 7.9728 | 0.68629 | 0.11995 |  | 7.9728 | 0.68629 | 0.11995 |  | 7.9728 | 0.68629 | 0.11995
Small Non Domestic Unrestricted |  | 11.0951 | 0.60126 | 0 |  | 8.9224 | 1.0846 | 0.072053 |  | 8.9224 | 1.0846 | 0.072053 |  | 9.4168 | 0.81058 | 0.14167 |  | 9.4168 | 0.81058 | 0.14167 |  | 8.9224 | 1.0846 | 0.072053 |  | 9.4168 | 0.81058 | 0.14167 |  | 9.4168 | 0.81058 | 0.14167 |  | 9.4168 | 0.81058 | 0.14167
Small Non Domestic Two Rate |  | 12.4594 | 0.6752 | 0 |  | 10.0195 | 1.218 | 0.080913 |  | 10.0195 | 1.218 | 0.080913 |  | 10.5747 | 0.91025 | 0.15909 |  | 10.5747 | 0.91025 | 0.15909 |  | 10.0195 | 1.218 | 0.080913 |  | 10.5747 | 0.91025 | 0.15909 |  | 10.5747 | 0.91025 | 0.15909 |  | 10.5747 | 0.91025 | 0.15909
Small Non Domestic Off Peak (related MPAN) |  | 9.3938 | 0.50907 | 0 |  | 7.5543 | 0.91831 | 0.061005 |  | 7.5543 | 0.91831 | 0.061005 |  | 7.9728 | 0.68629 | 0.11995 |  | 7.9728 | 0.68629 | 0.11995 |  | 7.5543 | 0.91831 | 0.061005 |  | 7.9728 | 0.68629 | 0.11995 |  | 7.9728 | 0.68629 | 0.11995 |  | 7.9728 | 0.68629 | 0.11995
LV Medium Non-Domestic |  | 11.8222 | 0.64067 | 0 |  | 9.5071 | 1.1557 | 0.076775 |  | 9.5071 | 1.1557 | 0.076775 |  | 10.0339 | 0.8637 | 0.15095 |  | 10.0339 | 0.8637 | 0.15095 |  | 9.5071 | 1.1557 | 0.076775 |  | 10.0339 | 0.8637 | 0.15095 |  | 10.0339 | 0.8637 | 0.15095 |  | 10.0339 | 0.8637 | 0.15095
LV Sub Medium Non-Domestic |  | 13.0309 | 0.70617 | 0 |  | 10.4791 | 1.2739 | 0.084624 |  | 10.4791 | 1.2739 | 0.084624 |  | 11.0597 | 0.952 | 0.16639 |  | 11.0597 | 0.952 | 0.16639 |  | 10.4791 | 1.2739 | 0.084624 |  | 11.0597 | 0.952 | 0.16639 |  | 11.0597 | 0.952 | 0.16639 |  | 11.0597 | 0.952 | 0.16639
HV Medium Non-Domestic |  | 11.6109 | 0.62922 | 0 |  | 9.3372 | 1.135 | 0.075403 |  | 9.3372 | 1.135 | 0.075403 |  | 9.8546 | 0.84827 | 0.14826 |  | 9.8546 | 0.84827 | 0.14826 |  | 9.3372 | 1.135 | 0.075403 |  | 9.8546 | 0.84827 | 0.14826 |  | 9.8546 | 0.84827 | 0.14826 |  | 9.8546 | 0.84827 | 0.14826
LV Network Domestic |  | 17.0929 | 0.9263 | 0 |  | 13.7457 | 1.6709 | 0.111 |  | 13.7457 | 1.6709 | 0.111 |  | 14.5073 | 1.2488 | 0.21825 |  | 14.5073 | 1.2488 | 0.21825 |  | 13.7457 | 1.6709 | 0.111 |  | 14.5073 | 1.2488 | 0.21825 |  | 14.5073 | 1.2488 | 0.21825 |  | 14.5073 | 1.2488 | 0.21825
LV Network Non-Domestic Non-CT |  | 12.247 | 0.66369 | 0 |  | 9.8487 | 1.1972 | 0.079534 |  | 9.8487 | 1.1972 | 0.079534 |  | 10.3945 | 0.89474 | 0.15638 |  | 10.3945 | 0.89474 | 0.15638 |  | 9.8487 | 1.1972 | 0.079534 |  | 10.3945 | 0.89474 | 0.15638 |  | 10.3945 | 0.89474 | 0.15638 |  | 10.3945 | 0.89474 | 0.15638
LV HH Metered |  | 10.857 | 0.58836 | 0 |  | 8.7309 | 1.0613 | 0.070507 |  | 8.7309 | 1.0613 | 0.070507 |  | 9.2147 | 0.79318 | 0.13863 |  | 9.2147 | 0.79318 | 0.13863 |  | 8.7309 | 1.0613 | 0.070507 |  | 9.2147 | 0.79318 | 0.13863 |  | 9.2147 | 0.79318 | 0.13863 |  | 9.2147 | 0.79318 | 0.13863
LV Sub HH Metered |  | 12.3528 | 0.66942 | 0 |  | 9.9338 | 1.2076 | 0.080221 |  | 9.9338 | 1.2076 | 0.080221 |  | 10.4842 | 0.90247 | 0.15773 |  | 10.4842 | 0.90247 | 0.15773 |  | 9.9338 | 1.2076 | 0.080221 |  | 10.4842 | 0.90247 | 0.15773 |  | 10.4842 | 0.90247 | 0.15773 |  | 10.4842 | 0.90247 | 0.15773
HV HH Metered |  | 9.9805 | 0.54086 | 0 |  | 8.026 | 0.97566 | 0.064815 |  | 8.026 | 0.97566 | 0.064815 |  | 8.4708 | 0.72915 | 0.12744 |  | 8.4708 | 0.72915 | 0.12744 |  | 8.026 | 0.97566 | 0.064815 |  | 8.4708 | 0.72915 | 0.12744 |  | 8.4708 | 0.72915 | 0.12744 |  | 8.4708 | 0.72915 | 0.12744
LV Generation Non-Intermittent |  | -9.3938 | -0.50907 | 0 |  | -7.5543 | -0.91831 | -0.061005 |  | -7.5543 | -0.91831 | -0.061005 |  | -7.9728 | -0.68629 | -0.11995 |  | -7.9728 | -0.68629 | -0.11995 |  | -7.5543 | -0.91831 | -0.061005 |  | -7.9728 | -0.68629 | -0.11995 |  | -7.9728 | -0.68629 | -0.11995 |  | -7.9728 | -0.68629 | -0.11995
LV Generation Non-Intermittent no RP charge |  | -9.3938 | -0.50907 | 0 |  | -7.5543 | -0.91831 | -0.061005 |  | -7.5543 | -0.91831 | -0.061005 |  | -7.9728 | -0.68629 | -0.11995 |  | -7.9728 | -0.68629 | -0.11995 |  | -7.5543 | -0.91831 | -0.061005 |  | -7.9728 | -0.68629 | -0.11995 |  | -7.9728 | -0.68629 | -0.11995 |  | -7.9728 | -0.68629 | -0.11995
LV Sub Generation Non-Intermittent |  | -9.3938 | -0.50907 | 0 |  | -7.5543 | -0.91831 | -0.061005 |  | -7.5543 | -0.91831 | -0.061005 |  | -7.9728 | -0.68629 | -0.11995 |  | -7.9728 | -0.68629 | -0.11995 |  | -7.5543 | -0.91831 | -0.061005 |  | -7.9728 | -0.68629 | -0.11995 |  | -7.9728 | -0.68629 | -0.11995 |  | -7.9728 | -0.68629 | -0.11995
LV Sub Generation Non-Intermittent no RP charge |  | -9.3938 | -0.50907 | 0 |  | -7.5543 | -0.91831 | -0.061005 |  | -7.5543 | -0.91831 | -0.061005 |  | -7.9728 | -0.68629 | -0.11995 |  | -7.9728 | -0.68629 | -0.11995 |  | -7.5543 | -0.91831 | -0.061005 |  | -7.9728 | -0.68629 | -0.11995 |  | -7.9728 | -0.68629 | -0.11995 |  | -7.9728 | -0.68629 | -0.11995
HV Generation Non-Intermittent |  | -9.3938 | -0.50907 | 0 |  | -7.5543 | -0.91831 | -0.061005 |  | -7.5543 | -0.91831 | -0.061005 |  | -7.9728 | -0.68629 | -0.11995 |  | -7.9728 | -0.68629 | -0.11995 |  | -7.5543 | -0.91831 | -0.061005 |  | -7.9728 | -0.68629 | -0.11995 |  | -7.9728 | -0.68629 | -0.11995 |  | -7.9728 | -0.68629 | -0.11995
HV Generation Non-Intermittent no RP charge |  | -9.3938 | -0.50907 | 0 |  | -7.5543 | -0.91831 | -0.061005 |  | -7.5543 | -0.91831 | -0.061005 |  | -7.9728 | -0.68629 | -0.11995 |  | -7.9728 | -0.68629 | -0.11995 |  | -7.5543 | -0.91831 | -0.061005 |  | -7.9728 | -0.68629 | -0.11995 |  | -7.9728 | -0.68629 | -0.11995 |  | -7.9728 | -0.68629 | -0.11995
2415. Single rate non half hourly pseudo timeband load coefficients
Data sources:
x1 = 2414. Pseudo load coefficient by time band and network level
Copy cells = x1
| GSPs | Red | Amber | Green | 132kV | Red | Amber | Green | 132kV/EHV | Red | Amber | Green | EHV | Red | Amber | Green | EHV/HV | Red | Amber | Green | 132kV/HV | Red | Amber | Green | HV | Red | Amber | Green | HV/LV | Red | Amber | Green | LV circuits | Red | Amber | Green
Domestic Unrestricted |  | 12.707 | 0.68861 | 0 |  | 10.2186 | 1.2422 | 0.082521 |  | 10.2186 | 1.2422 | 0.082521 |  | 10.7848 | 0.92834 | 0.16225 |  | 10.7848 | 0.92834 | 0.16225 |  | 10.2186 | 1.2422 | 0.082521 |  | 10.7848 | 0.92834 | 0.16225 |  | 10.7848 | 0.92834 | 0.16225 |  | 10.7848 | 0.92834 | 0.16225
Small Non Domestic Unrestricted |  | 11.0951 | 0.60126 | 0 |  | 8.9224 | 1.0846 | 0.072053 |  | 8.9224 | 1.0846 | 0.072053 |  | 9.4168 | 0.81058 | 0.14167 |  | 9.4168 | 0.81058 | 0.14167 |  | 8.9224 | 1.0846 | 0.072053 |  | 9.4168 | 0.81058 | 0.14167 |  | 9.4168 | 0.81058 | 0.14167 |  | 9.4168 | 0.81058 | 0.14167
2416. Single rate non half hourly units (MWh)
Data sources:
x1 = 2407. All units (MWh)
Copy cells = x1
Single rate non half hourly units (MWh)
Domestic Unrestricted | 7115792.2448
Small Non Domestic Unrestricted | 1602737.656
2417. Single rate non half hourly timeband use
Data sources:
x1 = 2403. Split of rate 1 units between distribution time bands
Copy cells = x1
| Red | Amber | Green
Domestic Unrestricted | 14.32% | 39.68% | 46%
Small Non Domestic Unrestricted | 12.43% | 54.65% | 32.93%
2418. Single rate non half hourly tariff pseudo load coefficient
Data sources:
x1 = 2415. Single rate non half hourly pseudo timeband load coefficients
x2 = 2417. Single rate non half hourly timeband use
Sum-product calculation =SUMPRODUCT(x1, x2)
| GSPs | 132kV | 132kV/EHV | EHV | EHV/HV | 132kV/HV | HV | HV/LV | LV circuits
Domestic Unrestricted | 2.0929 | 1.9941 | 1.9941 | 1.9874 | 1.9874 | 1.9941 | 1.9874 | 1.9874 | 1.9874
Small Non Domestic Unrestricted | 1.7073 | 1.7252 | 1.7252 | 1.6598 | 1.6598 | 1.7252 | 1.6598 | 1.6598 | 1.6598
2419. Multi rate non half hourly units (MWh)
Data sources:
x1 = 2407. All units (MWh)
Copy cells = x1
Multi rate non half hourly units (MWh)
Domestic Two Rate | 1453535.5745
Small Non Domestic Two Rate | 737510.5051
2420. Multi rate non half hourly pseudo timeband load coefficients
Data sources:
x1 = 2414. Pseudo load coefficient by time band and network level
Copy cells = x1
| GSPs | Red | Amber | Green | 132kV | Red | Amber | Green | 132kV/EHV | Red | Amber | Green | EHV | Red | Amber | Green | EHV/HV | Red | Amber | Green | 132kV/HV | Red | Amber | Green | HV | Red | Amber | Green | HV/LV | Red | Amber | Green | LV circuits | Red | Amber | Green
Domestic Two Rate |  | 14.2741 | 0.77354 | 0 |  | 11.4788 | 1.3954 | 0.092698 |  | 11.4788 | 1.3954 | 0.092698 |  | 12.1149 | 1.0428 | 0.18226 |  | 12.1149 | 1.0428 | 0.18226 |  | 11.4788 | 1.3954 | 0.092698 |  | 12.1149 | 1.0428 | 0.18226 |  | 12.1149 | 1.0428 | 0.18226 |  | 12.1149 | 1.0428 | 0.18226
Small Non Domestic Two Rate |  | 12.4594 | 0.6752 | 0 |  | 10.0195 | 1.218 | 0.080913 |  | 10.0195 | 1.218 | 0.080913 |  | 10.5747 | 0.91025 | 0.15909 |  | 10.5747 | 0.91025 | 0.15909 |  | 10.0195 | 1.218 | 0.080913 |  | 10.5747 | 0.91025 | 0.15909 |  | 10.5747 | 0.91025 | 0.15909 |  | 10.5747 | 0.91025 | 0.15909
2421. Multi rate non half hourly timeband use
Data sources:
x1 = 2409. Use of distribution time bands by units in demand forecast for two-rate tariffs (in Calculation of implied load coefficients for two-rate users)
Copy cells = x1
| Red | Amber | Green
Domestic Two Rate | 8.757% | 24.61% | 66.64%
Small Non Domestic Two Rate | 9.797% | 39.34% | 50.86%
2422. Multi rate non half hourly tariff pseudo load coefficient
Data sources:
x1 = 2420. Multi rate non half hourly pseudo timeband load coefficients
x2 = 2421. Multi rate non half hourly timeband use
Sum-product calculation =SUMPRODUCT(x1, x2)
| GSPs | 132kV | 132kV/EHV | EHV | EHV/HV | 132kV/HV | HV | HV/LV | LV circuits
Domestic Two Rate | 1.4403 | 1.4103 | 1.4103 | 1.4389 | 1.4389 | 1.4103 | 1.4389 | 1.4389 | 1.4389
Small Non Domestic Two Rate | 1.4862 | 1.5019 | 1.5019 | 1.475 | 1.475 | 1.5019 | 1.475 | 1.475 | 1.475
2423. Off-peak non half hourly units (MWh)
Data sources:
x1 = 2407. All units (MWh)
Copy cells = x1
Off-peak non half hourly units (MWh)
Domestic Off Peak (related MPAN) | 22610.7795
Small Non Domestic Off Peak (related MPAN) | 5399.3137
2424. Off-peak non half hourly pseudo timeband load coefficients
Data sources:
x1 = 2414. Pseudo load coefficient by time band and network level
Copy cells = x1
| GSPs | Red | Amber | Green | 132kV | Red | Amber | Green | 132kV/EHV | Red | Amber | Green | EHV | Red | Amber | Green | EHV/HV | Red | Amber | Green | 132kV/HV | Red | Amber | Green | HV | Red | Amber | Green | HV/LV | Red | Amber | Green | LV circuits | Red | Amber | Green
Domestic Off Peak (related MPAN) |  | 9.3938 | 0.50907 | 0 |  | 7.5543 | 0.91831 | 0.061005 |  | 7.5543 | 0.91831 | 0.061005 |  | 7.9728 | 0.68629 | 0.11995 |  | 7.9728 | 0.68629 | 0.11995 |  | 7.5543 | 0.91831 | 0.061005 |  | 7.9728 | 0.68629 | 0.11995 |  | 7.9728 | 0.68629 | 0.11995 |  | 7.9728 | 0.68629 | 0.11995
Small Non Domestic Off Peak (related MPAN) |  | 9.3938 | 0.50907 | 0 |  | 7.5543 | 0.91831 | 0.061005 |  | 7.5543 | 0.91831 | 0.061005 |  | 7.9728 | 0.68629 | 0.11995 |  | 7.9728 | 0.68629 | 0.11995 |  | 7.5543 | 0.91831 | 0.061005 |  | 7.9728 | 0.68629 | 0.11995 |  | 7.9728 | 0.68629 | 0.11995 |  | 7.9728 | 0.68629 | 0.11995
2425. Off-peak non half hourly timeband use
Data sources:
x1 = 2403. Split of rate 1 units between distribution time bands
Copy cells = x1
| Red | Amber | Green
Domestic Off Peak (related MPAN) | 0.3313% | 21.6% | 78.07%
Small Non Domestic Off Peak (related MPAN) | 2.064% | 16.99% | 80.94%
2426. Off-peak non half hourly tariff pseudo load coefficient
Data sources:
x1 = 2424. Off-peak non half hourly pseudo timeband load coefficients
x2 = 2425. Off-peak non half hourly timeband use
Sum-product calculation =SUMPRODUCT(x1, x2)
| GSPs | 132kV | 132kV/EHV | EHV | EHV/HV | 132kV/HV | HV | HV/LV | LV circuits
Domestic Off Peak (related MPAN) | 0.14108 | 0.271 | 0.271 | 0.26829 | 0.26829 | 0.271 | 0.26829 | 0.26829 | 0.26829
Small Non Domestic Off Peak (related MPAN) | 0.28037 | 0.36133 | 0.36133 | 0.37825 | 0.37825 | 0.36133 | 0.37825 | 0.37825 | 0.37825
2427. Aggregated half hourly units (MWh)
Data sources:
x1 = 2407. All units (MWh)
Copy cells = x1
Aggregated half hourly units (MWh)
LV Network Domestic | 432.3916
LV Network Non-Domestic Non-CT | 563066.315
2428. Aggregated half hourly pseudo timeband load coefficients
Data sources:
x1 = 2414. Pseudo load coefficient by time band and network level
Copy cells = x1
| GSPs | Red | Amber | Green | 132kV | Red | Amber | Green | 132kV/EHV | Red | Amber | Green | EHV | Red | Amber | Green | EHV/HV | Red | Amber | Green | 132kV/HV | Red | Amber | Green | HV | Red | Amber | Green | HV/LV | Red | Amber | Green | LV circuits | Red | Amber | Green
LV Network Domestic |  | 17.0929 | 0.9263 | 0 |  | 13.7457 | 1.6709 | 0.111 |  | 13.7457 | 1.6709 | 0.111 |  | 14.5073 | 1.2488 | 0.21825 |  | 14.5073 | 1.2488 | 0.21825 |  | 13.7457 | 1.6709 | 0.111 |  | 14.5073 | 1.2488 | 0.21825 |  | 14.5073 | 1.2488 | 0.21825 |  | 14.5073 | 1.2488 | 0.21825
LV Network Non-Domestic Non-CT |  | 12.247 | 0.66369 | 0 |  | 9.8487 | 1.1972 | 0.079534 |  | 9.8487 | 1.1972 | 0.079534 |  | 10.3945 | 0.89474 | 0.15638 |  | 10.3945 | 0.89474 | 0.15638 |  | 9.8487 | 1.1972 | 0.079534 |  | 10.3945 | 0.89474 | 0.15638 |  | 10.3945 | 0.89474 | 0.15638 |  | 10.3945 | 0.89474 | 0.15638
2429. Aggregated half hourly timeband use
Data sources:
x1 = 2410. Use of distribution time bands by units in demand forecast for three-rate tariffs (in Calculation of implied load coefficients for three-rate users)
Copy cells = x1
| Red | Amber | Green
LV Network Domestic | 10.34% | 40.99% | 48.67%
LV Network Non-Domestic Non-CT | 10.97% | 41.97% | 47.06%
2430. Aggregated half hourly tariff pseudo load coefficient
Data sources:
x1 = 2428. Aggregated half hourly pseudo timeband load coefficients
x2 = 2429. Aggregated half hourly timeband use
Sum-product calculation =SUMPRODUCT(x1, x2)
| GSPs | 132kV | 132kV/EHV | EHV | EHV/HV | 132kV/HV | HV | HV/LV | LV circuits
LV Network Domestic | 2.1468 | 2.16 | 2.16 | 2.1179 | 2.1179 | 2.16 | 2.1179 | 2.1179 | 2.1179
LV Network Non-Domestic Non-CT | 1.6215 | 1.6199 | 1.6199 | 1.5889 | 1.5889 | 1.6199 | 1.5889 | 1.5889 | 1.5889
2431. Average non half hourly tariff pseudo load coefficient
Data sources:
x1 = 2416. Single rate non half hourly units (MWh)
x2 = 2418. Single rate non half hourly tariff pseudo load coefficient
x3 = 2419. Multi rate non half hourly units (MWh)
x4 = 2422. Multi rate non half hourly tariff pseudo load coefficient
x5 = 2423. Off-peak non half hourly units (MWh)
x6 = 2426. Off-peak non half hourly tariff pseudo load coefficient
Calculation =(x1*x2+x3*x4+x5*x6)/(x1+x3+x5)
| GSPs | 132kV | 132kV/EHV | EHV | EHV/HV | 132kV/HV | HV | HV/LV | LV circuits
Domestic equalisation group | 1.9774 | 1.8908 | 1.8908 | 1.8901 | 1.8901 | 1.8908 | 1.8901 | 1.8901 | 1.8901
Non-domestic equalisation group | 1.6345 | 1.6518 | 1.6518 | 1.5987 | 1.5987 | 1.6518 | 1.5987 | 1.5987 | 1.5987
2432. Average non half hourly timeband use
Data sources:
x1 = 2416. Single rate non half hourly units (MWh)
x2 = 2417. Single rate non half hourly timeband use
x3 = 2419. Multi rate non half hourly units (MWh)
x4 = 2421. Multi rate non half hourly timeband use
x5 = 2423. Off-peak non half hourly units (MWh)
x6 = 2425. Off-peak non half hourly timeband use
Calculation =(x1*x2+x3*x4+x5*x6)/(x1+x3+x5)
| Red | Amber | Green
LV Network Domestic | 13.34% | 37.08% | 49.58%
LV Network Non-Domestic Non-CT | 11.58% | 49.75% | 38.68%
2433. Aggregated half hourly tariff pseudo load coefficient using average non half hourly unit mix
Data sources:
x1 = 2428. Aggregated half hourly pseudo timeband load coefficients
x2 = 2432. Average non half hourly timeband use
Sum-product calculation =SUMPRODUCT(x1, x2)
| GSPs | 132kV | 132kV/EHV | EHV | EHV/HV | 132kV/HV | HV | HV/LV | LV circuits
LV Network Domestic | 2.6241 | 2.5086 | 2.5086 | 2.5068 | 2.5068 | 2.5086 | 2.5068 | 2.5068 | 2.5068
LV Network Non-Domestic Non-CT | 1.7478 | 1.7664 | 1.7664 | 1.7088 | 1.7088 | 1.7664 | 1.7088 | 1.7088 | 1.7088
2434. Relative correction factor for aggregated half hourly tariff
Data sources:
x1 = 2431. Average non half hourly tariff pseudo load coefficient
x2 = 2433. Aggregated half hourly tariff pseudo load coefficient using average non half hourly unit mix
Calculation =x1/x2
| GSPs | 132kV | 132kV/EHV | EHV | EHV/HV | 132kV/HV | HV | HV/LV | LV circuits
Domestic equalisation group | 0.75355 | 0.75375 | 0.75375 | 0.75397 | 0.75397 | 0.75375 | 0.75397 | 0.75397 | 0.75397
Non-domestic equalisation group | 0.93515 | 0.93513 | 0.93513 | 0.93557 | 0.93557 | 0.93513 | 0.93557 | 0.93557 | 0.93557
2435. Correction factor for non half hourly tariffs
Data sources:
x1 = 2416. Single rate non half hourly units (MWh)
x2 = 2418. Single rate non half hourly tariff pseudo load coefficient
x3 = 2419. Multi rate non half hourly units (MWh)
x4 = 2422. Multi rate non half hourly tariff pseudo load coefficient
x5 = 2423. Off-peak non half hourly units (MWh)
x6 = 2426. Off-peak non half hourly tariff pseudo load coefficient
x7 = 2427. Aggregated half hourly units (MWh)
x8 = 2430. Aggregated half hourly tariff pseudo load coefficient
x9 = 2434. Relative correction factor for aggregated half hourly tariff
Calculation =(x1*x2+x3*x4+x5*x6+x7*x8)/(x1*x2+x3*x4+x5*x6+x7*x8*x9)
| GSPs | 132kV | 132kV/EHV | EHV | EHV/HV | 132kV/HV | HV | HV/LV | LV circuits
Domestic equalisation group | 1 | 1 | 1 | 1 | 1 | 1 | 1 | 1 | 1
Non-domestic equalisation group | 1.0126 | 1.0125 | 1.0125 | 1.0126 | 1.0126 | 1.0125 | 1.0126 | 1.0126 | 1.0126
2436. Single rate non half hourly corrected pseudo timeband load coefficient
Data sources:
x1 = 2415. Single rate non half hourly pseudo timeband load coefficients
x2 = 2435. Correction factor for non half hourly tariffs
Calculation =x1*x2
| GSPs | Red | Amber | Green | 132kV | Red | Amber | Green | 132kV/EHV | Red | Amber | Green | EHV | Red | Amber | Green | EHV/HV | Red | Amber | Green | 132kV/HV | Red | Amber | Green | HV | Red | Amber | Green | HV/LV | Red | Amber | Green | LV circuits | Red | Amber | Green
Domestic Unrestricted |  | 12.7071 | 0.68862 | 0 |  | 10.2187 | 1.2422 | 0.082522 |  | 10.2187 | 1.2422 | 0.082522 |  | 10.785 | 0.92835 | 0.16225 |  | 10.785 | 0.92835 | 0.16225 |  | 10.2187 | 1.2422 | 0.082522 |  | 10.785 | 0.92835 | 0.16225 |  | 10.785 | 0.92835 | 0.16225 |  | 10.785 | 0.92835 | 0.16225
Small Non Domestic Unrestricted |  | 11.2352 | 0.60886 | 0 |  | 9.034 | 1.0982 | 0.072955 |  | 9.034 | 1.0982 | 0.072955 |  | 9.5351 | 0.82077 | 0.14345 |  | 9.5351 | 0.82077 | 0.14345 |  | 9.034 | 1.0982 | 0.072955 |  | 9.5351 | 0.82077 | 0.14345 |  | 9.5351 | 0.82077 | 0.14345 |  | 9.5351 | 0.82077 | 0.14345
2437. Multi rate non half hourly corrected pseudo timeband load coefficient
Data sources:
x1 = 2420. Multi rate non half hourly pseudo timeband load coefficients
x2 = 2435. Correction factor for non half hourly tariffs
Calculation =x1*x2
| GSPs | Red | Amber | Green | 132kV | Red | Amber | Green | 132kV/EHV | Red | Amber | Green | EHV | Red | Amber | Green | EHV/HV | Red | Amber | Green | 132kV/HV | Red | Amber | Green | HV | Red | Amber | Green | HV/LV | Red | Amber | Green | LV circuits | Red | Amber | Green
Domestic Two Rate |  | 14.2743 | 0.77355 | 0 |  | 11.479 | 1.3954 | 0.092699 |  | 11.479 | 1.3954 | 0.092699 |  | 12.1151 | 1.0428 | 0.18226 |  | 12.1151 | 1.0428 | 0.18226 |  | 11.479 | 1.3954 | 0.092699 |  | 12.1151 | 1.0428 | 0.18226 |  | 12.1151 | 1.0428 | 0.18226 |  | 12.1151 | 1.0428 | 0.18226
Small Non Domestic Two Rate |  | 12.6168 | 0.68372 | 0 |  | 10.1449 | 1.2332 | 0.081926 |  | 10.1449 | 1.2332 | 0.081926 |  | 10.7076 | 0.92169 | 0.16109 |  | 10.7076 | 0.92169 | 0.16109 |  | 10.1449 | 1.2332 | 0.081926 |  | 10.7076 | 0.92169 | 0.16109 |  | 10.7076 | 0.92169 | 0.16109 |  | 10.7076 | 0.92169 | 0.16109
2438. Off-peak non half hourly corrected pseudo timeband load coefficient
Data sources:
x1 = 2424. Off-peak non half hourly pseudo timeband load coefficients
x2 = 2435. Correction factor for non half hourly tariffs
Calculation =x1*x2
| GSPs | Red | Amber | Green | 132kV | Red | Amber | Green | 132kV/EHV | Red | Amber | Green | EHV | Red | Amber | Green | EHV/HV | Red | Amber | Green | 132kV/HV | Red | Amber | Green | HV | Red | Amber | Green | HV/LV | Red | Amber | Green | LV circuits | Red | Amber | Green
Domestic Off Peak (related MPAN) |  | 9.394 | 0.50908 | 0 |  | 7.5544 | 0.91832 | 0.061006 |  | 7.5544 | 0.91832 | 0.061006 |  | 7.973 | 0.6863 | 0.11995 |  | 7.973 | 0.6863 | 0.11995 |  | 7.5544 | 0.91832 | 0.061006 |  | 7.973 | 0.6863 | 0.11995 |  | 7.973 | 0.6863 | 0.11995 |  | 7.973 | 0.6863 | 0.11995
Small Non Domestic Off Peak (related MPAN) |  | 9.5125 | 0.5155 | 0 |  | 7.6488 | 0.9298 | 0.061768 |  | 7.6488 | 0.9298 | 0.061768 |  | 8.073 | 0.69491 | 0.12145 |  | 8.073 | 0.69491 | 0.12145 |  | 7.6488 | 0.9298 | 0.061768 |  | 8.073 | 0.69491 | 0.12145 |  | 8.073 | 0.69491 | 0.12145 |  | 8.073 | 0.69491 | 0.12145
2439. Aggregated half hourly corrected pseudo timeband load coefficient
Data sources:
x1 = 2428. Aggregated half hourly pseudo timeband load coefficients
x2 = 2435. Correction factor for non half hourly tariffs
x3 = 2434. Relative correction factor for aggregated half hourly tariff
Calculation =x1*x2*x3
| GSPs | Red | Amber | Green | 132kV | Red | Amber | Green | 132kV/EHV | Red | Amber | Green | EHV | Red | Amber | Green | EHV/HV | Red | Amber | Green | 132kV/HV | Red | Amber | Green | HV | Red | Amber | Green | HV/LV | Red | Amber | Green | LV circuits | Red | Amber | Green
LV Network Domestic |  | 12.8806 | 0.69802 | 0 |  | 10.3609 | 1.2595 | 0.08367 |  | 10.3609 | 1.2595 | 0.08367 |  | 10.9382 | 0.94154 | 0.16456 |  | 10.9382 | 0.94154 | 0.16456 |  | 10.3609 | 1.2595 | 0.08367 |  | 10.9382 | 0.94154 | 0.16456 |  | 10.9382 | 0.94154 | 0.16456 |  | 10.9382 | 0.94154 | 0.16456
LV Network Non-Domestic Non-CT |  | 11.5975 | 0.62849 | 0 |  | 9.3251 | 1.1336 | 0.075305 |  | 9.3251 | 1.1336 | 0.075305 |  | 9.8469 | 0.84761 | 0.14814 |  | 9.8469 | 0.84761 | 0.14814 |  | 9.3251 | 1.1336 | 0.075305 |  | 9.8469 | 0.84761 | 0.14814 |  | 9.8469 | 0.84761 | 0.14814 |  | 9.8469 | 0.84761 | 0.14814
2440. Pseudo load coefficient by time band and network level (equalised)
Data sources:
x1 = 2436. Single rate non half hourly corrected pseudo timeband load coefficient
x2 = 2437. Multi rate non half hourly corrected pseudo timeband load coefficient
x3 = 2438. Off-peak non half hourly corrected pseudo timeband load coefficient
x4 = 2439. Aggregated half hourly corrected pseudo timeband load coefficient
x5 = 2414. Pseudo load coefficient by time band and network level
Combine tables = x1 or x2 or x3 or x4 or x5
| GSPs | Red | Amber | Green | 132kV | Red | Amber | Green | 132kV/EHV | Red | Amber | Green | EHV | Red | Amber | Green | EHV/HV | Red | Amber | Green | 132kV/HV | Red | Amber | Green | HV | Red | Amber | Green | HV/LV | Red | Amber | Green | LV circuits | Red | Amber | Green
Domestic Unrestricted |  | 12.7071 | 0.68862 | 0 |  | 10.2187 | 1.2422 | 0.082522 |  | 10.2187 | 1.2422 | 0.082522 |  | 10.785 | 0.92835 | 0.16225 |  | 10.785 | 0.92835 | 0.16225 |  | 10.2187 | 1.2422 | 0.082522 |  | 10.785 | 0.92835 | 0.16225 |  | 10.785 | 0.92835 | 0.16225 |  | 10.785 | 0.92835 | 0.16225
Domestic Two Rate |  | 14.2743 | 0.77355 | 0 |  | 11.479 | 1.3954 | 0.092699 |  | 11.479 | 1.3954 | 0.092699 |  | 12.1151 | 1.0428 | 0.18226 |  | 12.1151 | 1.0428 | 0.18226 |  | 11.479 | 1.3954 | 0.092699 |  | 12.1151 | 1.0428 | 0.18226 |  | 12.1151 | 1.0428 | 0.18226 |  | 12.1151 | 1.0428 | 0.18226
Domestic Off Peak (related MPAN) |  | 9.394 | 0.50908 | 0 |  | 7.5544 | 0.91832 | 0.061006 |  | 7.5544 | 0.91832 | 0.061006 |  | 7.973 | 0.6863 | 0.11995 |  | 7.973 | 0.6863 | 0.11995 |  | 7.5544 | 0.91832 | 0.061006 |  | 7.973 | 0.6863 | 0.11995 |  | 7.973 | 0.6863 | 0.11995 |  | 7.973 | 0.6863 | 0.11995
Small Non Domestic Unrestricted |  | 11.2352 | 0.60886 | 0 |  | 9.034 | 1.0982 | 0.072955 |  | 9.034 | 1.0982 | 0.072955 |  | 9.5351 | 0.82077 | 0.14345 |  | 9.5351 | 0.82077 | 0.14345 |  | 9.034 | 1.0982 | 0.072955 |  | 9.5351 | 0.82077 | 0.14345 |  | 9.5351 | 0.82077 | 0.14345 |  | 9.5351 | 0.82077 | 0.14345
Small Non Domestic Two Rate |  | 12.6168 | 0.68372 | 0 |  | 10.1449 | 1.2332 | 0.081926 |  | 10.1449 | 1.2332 | 0.081926 |  | 10.7076 | 0.92169 | 0.16109 |  | 10.7076 | 0.92169 | 0.16109 |  | 10.1449 | 1.2332 | 0.081926 |  | 10.7076 | 0.92169 | 0.16109 |  | 10.7076 | 0.92169 | 0.16109 |  | 10.7076 | 0.92169 | 0.16109
Small Non Domestic Off Peak (related MPAN) |  | 9.5125 | 0.5155 | 0 |  | 7.6488 | 0.9298 | 0.061768 |  | 7.6488 | 0.9298 | 0.061768 |  | 8.073 | 0.69491 | 0.12145 |  | 8.073 | 0.69491 | 0.12145 |  | 7.6488 | 0.9298 | 0.061768 |  | 8.073 | 0.69491 | 0.12145 |  | 8.073 | 0.69491 | 0.12145 |  | 8.073 | 0.69491 | 0.12145
LV Medium Non-Domestic |  | 11.8222 | 0.64067 | 0 |  | 9.5071 | 1.1557 | 0.076775 |  | 9.5071 | 1.1557 | 0.076775 |  | 10.0339 | 0.8637 | 0.15095 |  | 10.0339 | 0.8637 | 0.15095 |  | 9.5071 | 1.1557 | 0.076775 |  | 10.0339 | 0.8637 | 0.15095 |  | 10.0339 | 0.8637 | 0.15095 |  | 10.0339 | 0.8637 | 0.15095
LV Sub Medium Non-Domestic |  | 13.0309 | 0.70617 | 0 |  | 10.4791 | 1.2739 | 0.084624 |  | 10.4791 | 1.2739 | 0.084624 |  | 11.0597 | 0.952 | 0.16639 |  | 11.0597 | 0.952 | 0.16639 |  | 10.4791 | 1.2739 | 0.084624 |  | 11.0597 | 0.952 | 0.16639 |  | 11.0597 | 0.952 | 0.16639 |  | 11.0597 | 0.952 | 0.16639
HV Medium Non-Domestic |  | 11.6109 | 0.62922 | 0 |  | 9.3372 | 1.135 | 0.075403 |  | 9.3372 | 1.135 | 0.075403 |  | 9.8546 | 0.84827 | 0.14826 |  | 9.8546 | 0.84827 | 0.14826 |  | 9.3372 | 1.135 | 0.075403 |  | 9.8546 | 0.84827 | 0.14826 |  | 9.8546 | 0.84827 | 0.14826 |  | 9.8546 | 0.84827 | 0.14826
LV Network Domestic |  | 12.8806 | 0.69802 | 0 |  | 10.3609 | 1.2595 | 0.08367 |  | 10.3609 | 1.2595 | 0.08367 |  | 10.9382 | 0.94154 | 0.16456 |  | 10.9382 | 0.94154 | 0.16456 |  | 10.3609 | 1.2595 | 0.08367 |  | 10.9382 | 0.94154 | 0.16456 |  | 10.9382 | 0.94154 | 0.16456 |  | 10.9382 | 0.94154 | 0.16456
LV Network Non-Domestic Non-CT |  | 11.5975 | 0.62849 | 0 |  | 9.3251 | 1.1336 | 0.075305 |  | 9.3251 | 1.1336 | 0.075305 |  | 9.8469 | 0.84761 | 0.14814 |  | 9.8469 | 0.84761 | 0.14814 |  | 9.3251 | 1.1336 | 0.075305 |  | 9.8469 | 0.84761 | 0.14814 |  | 9.8469 | 0.84761 | 0.14814 |  | 9.8469 | 0.84761 | 0.14814
LV HH Metered |  | 10.857 | 0.58836 | 0 |  | 8.7309 | 1.0613 | 0.070507 |  | 8.7309 | 1.0613 | 0.070507 |  | 9.2147 | 0.79318 | 0.13863 |  | 9.2147 | 0.79318 | 0.13863 |  | 8.7309 | 1.0613 | 0.070507 |  | 9.2147 | 0.79318 | 0.13863 |  | 9.2147 | 0.79318 | 0.13863 |  | 9.2147 | 0.79318 | 0.13863
LV Sub HH Metered |  | 12.3528 | 0.66942 | 0 |  | 9.9338 | 1.2076 | 0.080221 |  | 9.9338 | 1.2076 | 0.080221 |  | 10.4842 | 0.90247 | 0.15773 |  | 10.4842 | 0.90247 | 0.15773 |  | 9.9338 | 1.2076 | 0.080221 |  | 10.4842 | 0.90247 | 0.15773 |  | 10.4842 | 0.90247 | 0.15773 |  | 10.4842 | 0.90247 | 0.15773
HV HH Metered |  | 9.9805 | 0.54086 | 0 |  | 8.026 | 0.97566 | 0.064815 |  | 8.026 | 0.97566 | 0.064815 |  | 8.4708 | 0.72915 | 0.12744 |  | 8.4708 | 0.72915 | 0.12744 |  | 8.026 | 0.97566 | 0.064815 |  | 8.4708 | 0.72915 | 0.12744 |  | 8.4708 | 0.72915 | 0.12744 |  | 8.4708 | 0.72915 | 0.12744
LV Generation Non-Intermittent |  | -9.3938 | -0.50907 | 0 |  | -7.5543 | -0.91831 | -0.061005 |  | -7.5543 | -0.91831 | -0.061005 |  | -7.9728 | -0.68629 | -0.11995 |  | -7.9728 | -0.68629 | -0.11995 |  | -7.5543 | -0.91831 | -0.061005 |  | -7.9728 | -0.68629 | -0.11995 |  | -7.9728 | -0.68629 | -0.11995 |  | -7.9728 | -0.68629 | -0.11995
LV Generation Non-Intermittent no RP charge |  | -9.3938 | -0.50907 | 0 |  | -7.5543 | -0.91831 | -0.061005 |  | -7.5543 | -0.91831 | -0.061005 |  | -7.9728 | -0.68629 | -0.11995 |  | -7.9728 | -0.68629 | -0.11995 |  | -7.5543 | -0.91831 | -0.061005 |  | -7.9728 | -0.68629 | -0.11995 |  | -7.9728 | -0.68629 | -0.11995 |  | -7.9728 | -0.68629 | -0.11995
LV Sub Generation Non-Intermittent |  | -9.3938 | -0.50907 | 0 |  | -7.5543 | -0.91831 | -0.061005 |  | -7.5543 | -0.91831 | -0.061005 |  | -7.9728 | -0.68629 | -0.11995 |  | -7.9728 | -0.68629 | -0.11995 |  | -7.5543 | -0.91831 | -0.061005 |  | -7.9728 | -0.68629 | -0.11995 |  | -7.9728 | -0.68629 | -0.11995 |  | -7.9728 | -0.68629 | -0.11995
LV Sub Generation Non-Intermittent no RP charge |  | -9.3938 | -0.50907 | 0 |  | -7.5543 | -0.91831 | -0.061005 |  | -7.5543 | -0.91831 | -0.061005 |  | -7.9728 | -0.68629 | -0.11995 |  | -7.9728 | -0.68629 | -0.11995 |  | -7.5543 | -0.91831 | -0.061005 |  | -7.9728 | -0.68629 | -0.11995 |  | -7.9728 | -0.68629 | -0.11995 |  | -7.9728 | -0.68629 | -0.11995
HV Generation Non-Intermittent |  | -9.3938 | -0.50907 | 0 |  | -7.5543 | -0.91831 | -0.061005 |  | -7.5543 | -0.91831 | -0.061005 |  | -7.9728 | -0.68629 | -0.11995 |  | -7.9728 | -0.68629 | -0.11995 |  | -7.5543 | -0.91831 | -0.061005 |  | -7.9728 | -0.68629 | -0.11995 |  | -7.9728 | -0.68629 | -0.11995 |  | -7.9728 | -0.68629 | -0.11995
HV Generation Non-Intermittent no RP charge |  | -9.3938 | -0.50907 | 0 |  | -7.5543 | -0.91831 | -0.061005 |  | -7.5543 | -0.91831 | -0.061005 |  | -7.9728 | -0.68629 | -0.11995 |  | -7.9728 | -0.68629 | -0.11995 |  | -7.5543 | -0.91831 | -0.061005 |  | -7.9728 | -0.68629 | -0.11995 |  | -7.9728 | -0.68629 | -0.11995 |  | -7.9728 | -0.68629 | -0.11995
2441. Unit rate 1 pseudo load coefficient by network level
Data sources:
x1 = 2440. Pseudo load coefficient by time band and network level (equalised)
x2 = 2403. Split of rate 1 units between distribution time bands
Sum-product calculation =SUMPRODUCT(x1, x2)
| GSPs | 132kV | 132kV/EHV | EHV | EHV/HV | 132kV/HV | HV | HV/LV | LV circuits
Domestic Unrestricted | 2.0929 | 1.9942 | 1.9942 | 1.9874 | 1.9874 | 1.9942 | 1.9874 | 1.9874 | 1.9874
Domestic Two Rate | 2.4655 | 2.3482 | 2.3482 | 2.3334 | 2.3334 | 2.3482 | 2.3334 | 2.3334 | 2.3334
Domestic Off Peak (related MPAN) | 0.14108 | 0.27101 | 0.27101 | 0.26829 | 0.26829 | 0.27101 | 0.26829 | 0.26829 | 0.26829
Small Non Domestic Unrestricted | 1.7288 | 1.7467 | 1.7467 | 1.6806 | 1.6806 | 1.7467 | 1.6806 | 1.6806 | 1.6806
Small Non Domestic Two Rate | 2.0394 | 2.0315 | 2.0315 | 1.9666 | 1.9666 | 2.0315 | 1.9666 | 1.9666 | 1.9666
Small Non Domestic Off Peak (related MPAN) | 0.28391 | 0.36585 | 0.36585 | 0.383 | 0.383 | 0.36585 | 0.383 | 0.383 | 0.383
LV Medium Non-Domestic | 1.9652 | 1.9424 | 1.9424 | 1.8868 | 1.8868 | 1.9424 | 1.8868 | 1.8868 | 1.8868
LV Sub Medium Non-Domestic | 2.1028 | 2.1091 | 2.1091 | 2.0326 | 2.0326 | 2.1091 | 2.0326 | 2.0326 | 2.0326
HV Medium Non-Domestic | 1.8678 | 1.871 | 1.871 | 1.805 | 1.805 | 1.871 | 1.805 | 1.805 | 1.805
LV Network Domestic | 12.8806 | 10.3609 | 10.3609 | 10.9382 | 10.9382 | 10.3609 | 10.9382 | 10.9382 | 10.9382
LV Network Non-Domestic Non-CT | 11.5975 | 9.3251 | 9.3251 | 9.8469 | 9.8469 | 9.3251 | 9.8469 | 9.8469 | 9.8469
LV HH Metered | 10.857 | 8.7309 | 8.7309 | 9.2147 | 9.2147 | 8.7309 | 9.2147 | 9.2147 | 9.2147
LV Sub HH Metered | 12.3528 | 9.9338 | 9.9338 | 10.4842 | 10.4842 | 9.9338 | 10.4842 | 10.4842 | 10.4842
HV HH Metered | 9.9805 | 8.026 | 8.026 | 8.4708 | 8.4708 | 8.026 | 8.4708 | 8.4708 | 8.4708
LV Generation Non-Intermittent | -9.3938 | -7.5543 | -7.5543 | -7.9728 | -7.9728 | -7.5543 | -7.9728 | -7.9728 | -7.9728
LV Generation Non-Intermittent no RP charge | -9.3938 | -7.5543 | -7.5543 | -7.9728 | -7.9728 | -7.5543 | -7.9728 | -7.9728 | -7.9728
LV Sub Generation Non-Intermittent | -9.3938 | -7.5543 | -7.5543 | -7.9728 | -7.9728 | -7.5543 | -7.9728 | -7.9728 | -7.9728
LV Sub Generation Non-Intermittent no RP charge | -9.3938 | -7.5543 | -7.5543 | -7.9728 | -7.9728 | -7.5543 | -7.9728 | -7.9728 | -7.9728
HV Generation Non-Intermittent | -9.3938 | -7.5543 | -7.5543 | -7.9728 | -7.9728 | -7.5543 | -7.9728 | -7.9728 | -7.9728
HV Generation Non-Intermittent no RP charge | -9.3938 | -7.5543 | -7.5543 | -7.9728 | -7.9728 | -7.5543 | -7.9728 | -7.9728 | -7.9728
2442. Unit rate 2 pseudo load coefficient by network level
Data sources:
x1 = 2440. Pseudo load coefficient by time band and network level (equalised)
x2 = 2405. Split of rate 2 units between distribution time bands
Sum-product calculation =SUMPRODUCT(x1, x2)
| GSPs | 132kV | 132kV/EHV | EHV | EHV/HV | 132kV/HV | HV | HV/LV | LV circuits
Domestic Two Rate | 0 | 0.092699 | 0.092699 | 0.18226 | 0.18226 | 0.092699 | 0.18226 | 0.18226 | 0.18226
Small Non Domestic Two Rate | 0 | 0.081926 | 0.081926 | 0.16109 | 0.16109 | 0.081926 | 0.16109 | 0.16109 | 0.16109
LV Medium Non-Domestic | 0 | 0.076775 | 0.076775 | 0.15095 | 0.15095 | 0.076775 | 0.15095 | 0.15095 | 0.15095
LV Sub Medium Non-Domestic | 0 | 0.084624 | 0.084624 | 0.16639 | 0.16639 | 0.084624 | 0.16639 | 0.16639 | 0.16639
HV Medium Non-Domestic | 0 | 0.075403 | 0.075403 | 0.14826 | 0.14826 | 0.075403 | 0.14826 | 0.14826 | 0.14826
LV Network Domestic | 0.69802 | 1.2595 | 1.2595 | 0.94154 | 0.94154 | 1.2595 | 0.94154 | 0.94154 | 0.94154
LV Network Non-Domestic Non-CT | 0.62849 | 1.1336 | 1.1336 | 0.84761 | 0.84761 | 1.1336 | 0.84761 | 0.84761 | 0.84761
LV HH Metered | 0.58836 | 1.0613 | 1.0613 | 0.79318 | 0.79318 | 1.0613 | 0.79318 | 0.79318 | 0.79318
LV Sub HH Metered | 0.66942 | 1.2076 | 1.2076 | 0.90247 | 0.90247 | 1.2076 | 0.90247 | 0.90247 | 0.90247
HV HH Metered | 0.54086 | 0.97566 | 0.97566 | 0.72915 | 0.72915 | 0.97566 | 0.72915 | 0.72915 | 0.72915
LV Generation Non-Intermittent | -0.50907 | -0.91831 | -0.91831 | -0.68629 | -0.68629 | -0.91831 | -0.68629 | -0.68629 | -0.68629
LV Generation Non-Intermittent no RP charge | -0.50907 | -0.91831 | -0.91831 | -0.68629 | -0.68629 | -0.91831 | -0.68629 | -0.68629 | -0.68629
LV Sub Generation Non-Intermittent | -0.50907 | -0.91831 | -0.91831 | -0.68629 | -0.68629 | -0.91831 | -0.68629 | -0.68629 | -0.68629
LV Sub Generation Non-Intermittent no RP charge | -0.50907 | -0.91831 | -0.91831 | -0.68629 | -0.68629 | -0.91831 | -0.68629 | -0.68629 | -0.68629
HV Generation Non-Intermittent | -0.50907 | -0.91831 | -0.91831 | -0.68629 | -0.68629 | -0.91831 | -0.68629 | -0.68629 | -0.68629
HV Generation Non-Intermittent no RP charge | -0.50907 | -0.91831 | -0.91831 | -0.68629 | -0.68629 | -0.91831 | -0.68629 | -0.68629 | -0.68629
2443. Unit rate 3 pseudo load coefficient by network level
Data sources:
x1 = 2440. Pseudo load coefficient by time band and network level (equalised)
x2 = 2406. Split of rate 3 units between distribution time bands (default)
Sum-product calculation =SUMPRODUCT(x1, x2)
| GSPs | 132kV | 132kV/EHV | EHV | EHV/HV | 132kV/HV | HV | HV/LV | LV circuits
LV Network Domestic | 0 | 0.08367 | 0.08367 | 0.16456 | 0.16456 | 0.08367 | 0.16456 | 0.16456 | 0.16456
LV Network Non-Domestic Non-CT | 0 | 0.075305 | 0.075305 | 0.14814 | 0.14814 | 0.075305 | 0.14814 | 0.14814 | 0.14814
LV HH Metered | 0 | 0.070507 | 0.070507 | 0.13863 | 0.13863 | 0.070507 | 0.13863 | 0.13863 | 0.13863
LV Sub HH Metered | 0 | 0.080221 | 0.080221 | 0.15773 | 0.15773 | 0.080221 | 0.15773 | 0.15773 | 0.15773
HV HH Metered | 0 | 0.064815 | 0.064815 | 0.12744 | 0.12744 | 0.064815 | 0.12744 | 0.12744 | 0.12744
LV Generation Non-Intermittent | 0 | -0.061005 | -0.061005 | -0.11995 | -0.11995 | -0.061005 | -0.11995 | -0.11995 | -0.11995
LV Generation Non-Intermittent no RP charge | 0 | -0.061005 | -0.061005 | -0.11995 | -0.11995 | -0.061005 | -0.11995 | -0.11995 | -0.11995
LV Sub Generation Non-Intermittent | 0 | -0.061005 | -0.061005 | -0.11995 | -0.11995 | -0.061005 | -0.11995 | -0.11995 | -0.11995
LV Sub Generation Non-Intermittent no RP charge | 0 | -0.061005 | -0.061005 | -0.11995 | -0.11995 | -0.061005 | -0.11995 | -0.11995 | -0.11995
HV Generation Non-Intermittent | 0 | -0.061005 | -0.061005 | -0.11995 | -0.11995 | -0.061005 | -0.11995 | -0.11995 | -0.11995
HV Generation Non-Intermittent no RP charge | 0 | -0.061005 | -0.061005 | -0.11995 | -0.11995 | -0.061005 | -0.11995 | -0.11995 | -0.11995
2444. Adjust annual hours by special distribution time band to match days in year
Data sources:
x1 = 1066. Typical annual hours by special distribution time band
x2 = 1010. Days in the charging year (in Financial and general assumptions)
x3 = Total hours in the year according to special time band hours input data (in Adjust annual hours by special distribution time band to match days in year)
Kind: | Cell summation | Calculation
Formula: | =SUM(x1) | =x1*24*x2/x3
Annual hours by special distribution time band (reconciled to days in year)
| Hours aggregate | Black | Yellow | Green
Adjust annual hours by special distribution time band to match days in year | 8784 | 258 | 3279 | 5247
2445. Normalisation of split of rate 1 units by special time band
Data sources:
x1 = 1064. Average split of rate 1 units by special distribution time band
x2 = Total split (in Normalisation of split of rate 1 units by special time band)
x3 = 2444. Annual hours by special distribution time band (reconciled to days in year) (in Adjust annual hours by special distribution time band to match days in year)
x4 = 1010. Days in the charging year (in Financial and general assumptions)
Kind: | Cell summation | Calculation
Formula: | =SUM(x1) | =IF(x2,x1/x2,x3/x4/24)
Normalised split of rate 1 units by special distribution time band
| Total split | Black | Yellow | Green
NHH UMS category A | 100% | 2.931% | 37.31% | 59.76%
NHH UMS category B | 100% | 4.875% | 8.814% | 86.31%
NHH UMS category C | 100% | 8.992% | 15.2% | 75.8%
NHH UMS category D | 100% | 0.9901% | 63.64% | 35.37%
2446. Split of rate 1 units between special distribution time bands
Data sources:
x1 = 2445. Normalised split of rate 1 units by special distribution time band (in Normalisation of split of rate 1 units by special time band)
x2 = Split of rate 1 units between special distribution time bands (default)
Combine tables = x1 or x2
| Black | Yellow | Green
NHH UMS category A | 2.931% | 37.31% | 59.76%
NHH UMS category B | 4.875% | 8.814% | 86.31%
NHH UMS category C | 8.992% | 15.2% | 75.8%
NHH UMS category D | 0.9901% | 63.64% | 35.37%
LV UMS (Pseudo HH Metered) | 100% | 0% | 0%
2447. Split of rate 2 units between special distribution time bands (default)
| Black | Yellow | Green
LV UMS (Pseudo HH Metered) | 0% | 100% | 0%
2448. Split of rate 3 units between special distribution time bands (default)
| Black | Yellow | Green
LV UMS (Pseudo HH Metered) | 0% | 0% | 100%
2449. Calculation of implied special load coefficients for one-rate users
Data sources:
x1 = 2407. All units (MWh)
x2 = 2305. Rate 1 units (MWh) (in Equivalent volume for each end user)
x3 = 2446. Split of rate 1 units between special distribution time bands
x4 = 2444. Annual hours by special distribution time band (reconciled to days in year) (in Adjust annual hours by special distribution time band to match days in year)
x5 = Use of special distribution time bands by units in demand forecast for one-rate tariffs (in Calculation of implied special load coefficients for one-rate users)
x6 = 1010. Days in the charging year (in Financial and general assumptions)
Kind: | Calculation |  |  | Calculation
Formula: | =IF(x1>0,(x2*x3)/x1,0) |  |  | =IF(x4>0,x5*x6*24/x4,0)
Use of special distribution time bands by units in demand forecast for one-rate tariffs
| Black | Yellow | Green | Peak band special load coefficient for one-rate tariffs
NHH UMS category A | 2.931% | 37.31% | 59.76% | 0.99794
NHH UMS category B | 4.875% | 8.814% | 86.31% | 1.6598
NHH UMS category C | 8.992% | 15.2% | 75.8% | 3.0614
NHH UMS category D | 0.9901% | 63.64% | 35.37% | 0.3371
2450. Calculation of implied special load coefficients for three-rate users
Data sources:
x1 = 2407. All units (MWh)
x2 = 2305. Rate 1 units (MWh) (in Equivalent volume for each end user)
x3 = 2446. Split of rate 1 units between special distribution time bands
x4 = 2305. Rate 2 units (MWh) (in Equivalent volume for each end user)
x5 = 2447. Split of rate 2 units between special distribution time bands (default)
x6 = 2305. Rate 3 units (MWh) (in Equivalent volume for each end user)
x7 = 2448. Split of rate 3 units between special distribution time bands (default)
x8 = 2444. Annual hours by special distribution time band (reconciled to days in year) (in Adjust annual hours by special distribution time band to match days in year)
x9 = Use of special distribution time bands by units in demand forecast for three-rate tariffs (in Calculation of implied special load coefficients for three-rate users)
x10 = 1010. Days in the charging year (in Financial and general assumptions)
Kind: | Calculation |  |  | Calculation
Formula: | =IF(x1>0,(x2*x3+x4*x5+x6*x7)/x1,0) |  |  | =IF(x8>0,x9*x10*24/x8,0)
Use of special distribution time bands by units in demand forecast for three-rate tariffs
| Black | Yellow | Green | Peak band special load coefficient for three-rate tariffs
LV UMS (Pseudo HH Metered) | 4.712% | 14.15% | 81.14% | 1.6044
2451. Estimated contributions to peak demand
Data sources:
x1 = 2449. Peak band special load coefficient for one-rate tariffs (in Calculation of implied special load coefficients for one-rate users)
x2 = 2450. Peak band special load coefficient for three-rate tariffs (in Calculation of implied special load coefficients for three-rate users)
x3 = Peak band special load coefficient (in Estimated contributions to peak demand)
x4 = 2407. All units (MWh)
x5 = 1010. Days in the charging year (in Financial and general assumptions)
x6 = 2302. Load coefficient
Kind: | Combine tables | Calculation | Calculation
Formula: | = x1 or x2 | =x3*x4/24/x5*1000 | =x6*x4/24/x5*1000
| Peak band special load coefficient | Contribution to peak band kW | Contribution to system-peak-time kW
NHH UMS category A | 0.99794 | 3794.0128 | 3801.845
NHH UMS category B | 1.6598 | 2931.8568 | 3768.0017
NHH UMS category C | 3.0614 | 202.6749 | 256.5705
NHH UMS category D | 0.3371 | 150.4796 | 1.1127
LV UMS (Pseudo HH Metered) | 1.6044 | 47568.5343 | 61461.7357
2452. Load coefficient correction factor for the group
Data sources:
x1 = 2451. Contribution to peak band kW (in Estimated contributions to peak demand)
x2 = 2451. Contribution to system-peak-time kW (in Estimated contributions to peak demand)
Calculation =IF(SUM(x1),SUM(x2)/SUM(x1),0)
Load coefficient correction factor for the group
Load coefficient correction factor for the group | 1.2679
2453. Calculation of special peaking probabilities
Data sources:
x1 = 2412. Normalised peaking probabilities (in Normalisation of peaking probabilities)
x2 = 1069. Black peaking probabilities (in Peaking probabilities by network level)
x3 = Amber peaking probabilities (in Calculation of special peaking probabilities)
x4 = Red peaking probabilities (in Calculation of special peaking probabilities)
x5 = 2412. Total probability (should be 100%) (in Normalisation of peaking probabilities)
x6 = Yellow peaking probabilities (in Calculation of special peaking probabilities)
x7 = Green peaking probabilities (in Calculation of special peaking probabilities)
Kind: | Copy cells | Copy cells | Copy cells | Calculation | Calculation
Formula: | =x1 | =x1 | =x1 | =IF(x2,MAX(0,x3+x4-x2),IF(x5,1/0,0)) | =1-x6-x7
| Red peaking probabilities | Amber peaking probabilities | Green peaking probabilities | Yellow peaking probabilities | Black peaking probabilities
GSPs | 84.06% | 15.94% | 0% | 17.25% | 82.75%
132kV | 67.6% | 28.76% | 3.644% | 30.94% | 65.42%
132kV/EHV | 67.6% | 28.76% | 3.644% | 30.94% | 65.42%
EHV | 71.34% | 21.49% | 7.165% | 22.46% | 70.38%
EHV/HV | 71.34% | 21.49% | 7.165% | 22.46% | 70.38%
132kV/HV | 67.6% | 28.76% | 3.644% | 30.94% | 65.42%
HV | 71.34% | 21.49% | 7.165% | 22.46% | 70.38%
HV/LV | 71.34% | 21.49% | 7.165% | 22.46% | 70.38%
LV circuits | 71.34% | 21.49% | 7.165% | 22.46% | 70.38%
2454. Special peaking probabilities by network level
Data sources:
x1 = 2453. Green peaking probabilities (in Calculation of special peaking probabilities)
x2 = 2453. Yellow peaking probabilities (in Calculation of special peaking probabilities)
x3 = 2453. Black peaking probabilities (in Calculation of special peaking probabilities)
Combine tables = x1 or x2 or x3
| Black | Yellow | Green
GSPs | 82.75% | 17.25% | 0%
132kV | 65.42% | 30.94% | 3.644%
132kV/EHV | 65.42% | 30.94% | 3.644%
EHV | 70.38% | 22.46% | 7.165%
EHV/HV | 70.38% | 22.46% | 7.165%
132kV/HV | 65.42% | 30.94% | 3.644%
HV | 70.38% | 22.46% | 7.165%
HV/LV | 70.38% | 22.46% | 7.165%
LV circuits | 70.38% | 22.46% | 7.165%
2455. Special peaking probabilities by network level (reshaped)
Data sources:
x1 = 2454. Special peaking probabilities by network level
Reshape table = x1
| GSPs | Black | Yellow | Green | 132kV | Black | Yellow | Green | 132kV/EHV | Black | Yellow | Green | EHV | Black | Yellow | Green | EHV/HV | Black | Yellow | Green | 132kV/HV | Black | Yellow | Green | HV | Black | Yellow | Green | HV/LV | Black | Yellow | Green | LV circuits | Black | Yellow | Green
Probability of peak within timeband |  | 82.75% | 17.25% | 0% |  | 65.42% | 30.94% | 3.644% |  | 65.42% | 30.94% | 3.644% |  | 70.38% | 22.46% | 7.165% |  | 70.38% | 22.46% | 7.165% |  | 65.42% | 30.94% | 3.644% |  | 70.38% | 22.46% | 7.165% |  | 70.38% | 22.46% | 7.165% |  | 70.38% | 22.46% | 7.165%
2456. Pseudo load coefficient by special time band and network level
Data sources:
x1 = 2444. Annual hours by special distribution time band (reconciled to days in year) (in Adjust annual hours by special distribution time band to match days in year)
x2 = 2452. Load coefficient correction factor for the group
x3 = 2455. Special peaking probabilities by network level (reshaped)
x4 = 1010. Days in the charging year (in Financial and general assumptions)
Calculation =IF(x1>0,x2*x3*24*x4/x1,0)
| GSPs | Black | Yellow | Green | 132kV | Black | Yellow | Green | 132kV/EHV | Black | Yellow | Green | EHV | Black | Yellow | Green | EHV/HV | Black | Yellow | Green | 132kV/HV | Black | Yellow | Green | HV | Black | Yellow | Green | HV/LV | Black | Yellow | Green | LV circuits | Black | Yellow | Green
Pseudo load coefficient by special time band and network level |  | 35.7216 | 0.58594 | 0 |  | 28.2408 | 1.0508 | 0.07735 |  | 28.2408 | 1.0508 | 0.07735 |  | 30.3816 | 0.76275 | 0.15208 |  | 30.3816 | 0.76275 | 0.15208 |  | 28.2408 | 1.0508 | 0.07735 |  | 30.3816 | 0.76275 | 0.15208 |  | 30.3816 | 0.76275 | 0.15208 |  | 30.3816 | 0.76275 | 0.15208
2457. Unit rate 1 pseudo load coefficient by network level (special)
Data sources:
x1 = 2456. Pseudo load coefficient by special time band and network level
x2 = 2446. Split of rate 1 units between special distribution time bands
Sum-product calculation =SUMPRODUCT(x1, x2)
| GSPs | 132kV | 132kV/EHV | EHV | EHV/HV | 132kV/HV | HV | HV/LV | LV circuits
NHH UMS category A | 1.2656 | 1.266 | 1.266 | 1.266 | 1.266 | 1.266 | 1.266 | 1.266 | 1.266
NHH UMS category B | 1.7931 | 1.5361 | 1.5361 | 1.6796 | 1.6796 | 1.5361 | 1.6796 | 1.6796 | 1.6796
NHH UMS category C | 3.3011 | 2.7577 | 2.7577 | 2.9631 | 2.9631 | 2.7577 | 2.9631 | 2.9631 | 2.9631
NHH UMS category D | 0.72657 | 0.97569 | 0.97569 | 0.84001 | 0.84001 | 0.97569 | 0.84001 | 0.84001 | 0.84001
LV UMS (Pseudo HH Metered) | 35.7216 | 28.2408 | 28.2408 | 30.3816 | 30.3816 | 28.2408 | 30.3816 | 30.3816 | 30.3816
2458. Unit rate 2 pseudo load coefficient by network level (special)
Data sources:
x1 = 2456. Pseudo load coefficient by special time band and network level
x2 = 2447. Split of rate 2 units between special distribution time bands (default)
Sum-product calculation =SUMPRODUCT(x1, x2)
| GSPs | 132kV | 132kV/EHV | EHV | EHV/HV | 132kV/HV | HV | HV/LV | LV circuits
LV UMS (Pseudo HH Metered) | 0.58594 | 1.0508 | 1.0508 | 0.76275 | 0.76275 | 1.0508 | 0.76275 | 0.76275 | 0.76275
2459. Unit rate 3 pseudo load coefficient by network level (special)
Data sources:
x1 = 2456. Pseudo load coefficient by special time band and network level
x2 = 2448. Split of rate 3 units between special distribution time bands (default)
Sum-product calculation =SUMPRODUCT(x1, x2)
| GSPs | 132kV | 132kV/EHV | EHV | EHV/HV | 132kV/HV | HV | HV/LV | LV circuits
LV UMS (Pseudo HH Metered) | 0 | 0.07735 | 0.07735 | 0.15208 | 0.15208 | 0.07735 | 0.15208 | 0.15208 | 0.15208
2460. Unit rate 1 pseudo load coefficient by network level (combined)
Data sources:
x1 = 2441. Unit rate 1 pseudo load coefficient by network level
x2 = 2457. Unit rate 1 pseudo load coefficient by network level (special)
Combine tables = x1 or x2
| GSPs | 132kV | 132kV/EHV | EHV | EHV/HV | 132kV/HV | HV | HV/LV | LV circuits
Domestic Unrestricted | 2.0929 | 1.9942 | 1.9942 | 1.9874 | 1.9874 | 1.9942 | 1.9874 | 1.9874 | 1.9874
Domestic Two Rate | 2.4655 | 2.3482 | 2.3482 | 2.3334 | 2.3334 | 2.3482 | 2.3334 | 2.3334 | 2.3334
Domestic Off Peak (related MPAN) | 0.14108 | 0.27101 | 0.27101 | 0.26829 | 0.26829 | 0.27101 | 0.26829 | 0.26829 | 0.26829
Small Non Domestic Unrestricted | 1.7288 | 1.7467 | 1.7467 | 1.6806 | 1.6806 | 1.7467 | 1.6806 | 1.6806 | 1.6806
Small Non Domestic Two Rate | 2.0394 | 2.0315 | 2.0315 | 1.9666 | 1.9666 | 2.0315 | 1.9666 | 1.9666 | 1.9666
Small Non Domestic Off Peak (related MPAN) | 0.28391 | 0.36585 | 0.36585 | 0.383 | 0.383 | 0.36585 | 0.383 | 0.383 | 0.383
LV Medium Non-Domestic | 1.9652 | 1.9424 | 1.9424 | 1.8868 | 1.8868 | 1.9424 | 1.8868 | 1.8868 | 1.8868
LV Sub Medium Non-Domestic | 2.1028 | 2.1091 | 2.1091 | 2.0326 | 2.0326 | 2.1091 | 2.0326 | 2.0326 | 2.0326
HV Medium Non-Domestic | 1.8678 | 1.871 | 1.871 | 1.805 | 1.805 | 1.871 | 1.805 | 1.805 | 1.805
LV Network Domestic | 12.8806 | 10.3609 | 10.3609 | 10.9382 | 10.9382 | 10.3609 | 10.9382 | 10.9382 | 10.9382
LV Network Non-Domestic Non-CT | 11.5975 | 9.3251 | 9.3251 | 9.8469 | 9.8469 | 9.3251 | 9.8469 | 9.8469 | 9.8469
LV HH Metered | 10.857 | 8.7309 | 8.7309 | 9.2147 | 9.2147 | 8.7309 | 9.2147 | 9.2147 | 9.2147
LV Sub HH Metered | 12.3528 | 9.9338 | 9.9338 | 10.4842 | 10.4842 | 9.9338 | 10.4842 | 10.4842 | 10.4842
HV HH Metered | 9.9805 | 8.026 | 8.026 | 8.4708 | 8.4708 | 8.026 | 8.4708 | 8.4708 | 8.4708
NHH UMS category A | 1.2656 | 1.266 | 1.266 | 1.266 | 1.266 | 1.266 | 1.266 | 1.266 | 1.266
NHH UMS category B | 1.7931 | 1.5361 | 1.5361 | 1.6796 | 1.6796 | 1.5361 | 1.6796 | 1.6796 | 1.6796
NHH UMS category C | 3.3011 | 2.7577 | 2.7577 | 2.9631 | 2.9631 | 2.7577 | 2.9631 | 2.9631 | 2.9631
NHH UMS category D | 0.72657 | 0.97569 | 0.97569 | 0.84001 | 0.84001 | 0.97569 | 0.84001 | 0.84001 | 0.84001
LV UMS (Pseudo HH Metered) | 35.7216 | 28.2408 | 28.2408 | 30.3816 | 30.3816 | 28.2408 | 30.3816 | 30.3816 | 30.3816
LV Generation Non-Intermittent | -9.3938 | -7.5543 | -7.5543 | -7.9728 | -7.9728 | -7.5543 | -7.9728 | -7.9728 | -7.9728
LV Generation Non-Intermittent no RP charge | -9.3938 | -7.5543 | -7.5543 | -7.9728 | -7.9728 | -7.5543 | -7.9728 | -7.9728 | -7.9728
LV Sub Generation Non-Intermittent | -9.3938 | -7.5543 | -7.5543 | -7.9728 | -7.9728 | -7.5543 | -7.9728 | -7.9728 | -7.9728
LV Sub Generation Non-Intermittent no RP charge | -9.3938 | -7.5543 | -7.5543 | -7.9728 | -7.9728 | -7.5543 | -7.9728 | -7.9728 | -7.9728
HV Generation Non-Intermittent | -9.3938 | -7.5543 | -7.5543 | -7.9728 | -7.9728 | -7.5543 | -7.9728 | -7.9728 | -7.9728
HV Generation Non-Intermittent no RP charge | -9.3938 | -7.5543 | -7.5543 | -7.9728 | -7.9728 | -7.5543 | -7.9728 | -7.9728 | -7.9728
2461. Unit rate 2 pseudo load coefficient by network level (combined)
Data sources:
x1 = 2442. Unit rate 2 pseudo load coefficient by network level
x2 = 2458. Unit rate 2 pseudo load coefficient by network level (special)
Combine tables = x1 or x2
| GSPs | 132kV | 132kV/EHV | EHV | EHV/HV | 132kV/HV | HV | HV/LV | LV circuits
Domestic Two Rate | 0 | 0.092699 | 0.092699 | 0.18226 | 0.18226 | 0.092699 | 0.18226 | 0.18226 | 0.18226
Small Non Domestic Two Rate | 0 | 0.081926 | 0.081926 | 0.16109 | 0.16109 | 0.081926 | 0.16109 | 0.16109 | 0.16109
LV Medium Non-Domestic | 0 | 0.076775 | 0.076775 | 0.15095 | 0.15095 | 0.076775 | 0.15095 | 0.15095 | 0.15095
LV Sub Medium Non-Domestic | 0 | 0.084624 | 0.084624 | 0.16639 | 0.16639 | 0.084624 | 0.16639 | 0.16639 | 0.16639
HV Medium Non-Domestic | 0 | 0.075403 | 0.075403 | 0.14826 | 0.14826 | 0.075403 | 0.14826 | 0.14826 | 0.14826
LV Network Domestic | 0.69802 | 1.2595 | 1.2595 | 0.94154 | 0.94154 | 1.2595 | 0.94154 | 0.94154 | 0.94154
LV Network Non-Domestic Non-CT | 0.62849 | 1.1336 | 1.1336 | 0.84761 | 0.84761 | 1.1336 | 0.84761 | 0.84761 | 0.84761
LV HH Metered | 0.58836 | 1.0613 | 1.0613 | 0.79318 | 0.79318 | 1.0613 | 0.79318 | 0.79318 | 0.79318
LV Sub HH Metered | 0.66942 | 1.2076 | 1.2076 | 0.90247 | 0.90247 | 1.2076 | 0.90247 | 0.90247 | 0.90247
HV HH Metered | 0.54086 | 0.97566 | 0.97566 | 0.72915 | 0.72915 | 0.97566 | 0.72915 | 0.72915 | 0.72915
LV UMS (Pseudo HH Metered) | 0.58594 | 1.0508 | 1.0508 | 0.76275 | 0.76275 | 1.0508 | 0.76275 | 0.76275 | 0.76275
LV Generation Non-Intermittent | -0.50907 | -0.91831 | -0.91831 | -0.68629 | -0.68629 | -0.91831 | -0.68629 | -0.68629 | -0.68629
LV Generation Non-Intermittent no RP charge | -0.50907 | -0.91831 | -0.91831 | -0.68629 | -0.68629 | -0.91831 | -0.68629 | -0.68629 | -0.68629
LV Sub Generation Non-Intermittent | -0.50907 | -0.91831 | -0.91831 | -0.68629 | -0.68629 | -0.91831 | -0.68629 | -0.68629 | -0.68629
LV Sub Generation Non-Intermittent no RP charge | -0.50907 | -0.91831 | -0.91831 | -0.68629 | -0.68629 | -0.91831 | -0.68629 | -0.68629 | -0.68629
HV Generation Non-Intermittent | -0.50907 | -0.91831 | -0.91831 | -0.68629 | -0.68629 | -0.91831 | -0.68629 | -0.68629 | -0.68629
HV Generation Non-Intermittent no RP charge | -0.50907 | -0.91831 | -0.91831 | -0.68629 | -0.68629 | -0.91831 | -0.68629 | -0.68629 | -0.68629
2462. Unit rate 3 pseudo load coefficient by network level (combined)
Data sources:
x1 = 2443. Unit rate 3 pseudo load coefficient by network level
x2 = 2459. Unit rate 3 pseudo load coefficient by network level (special)
Combine tables = x1 or x2
| GSPs | 132kV | 132kV/EHV | EHV | EHV/HV | 132kV/HV | HV | HV/LV | LV circuits
LV Network Domestic | 0 | 0.08367 | 0.08367 | 0.16456 | 0.16456 | 0.08367 | 0.16456 | 0.16456 | 0.16456
LV Network Non-Domestic Non-CT | 0 | 0.075305 | 0.075305 | 0.14814 | 0.14814 | 0.075305 | 0.14814 | 0.14814 | 0.14814
LV HH Metered | 0 | 0.070507 | 0.070507 | 0.13863 | 0.13863 | 0.070507 | 0.13863 | 0.13863 | 0.13863
LV Sub HH Metered | 0 | 0.080221 | 0.080221 | 0.15773 | 0.15773 | 0.080221 | 0.15773 | 0.15773 | 0.15773
HV HH Metered | 0 | 0.064815 | 0.064815 | 0.12744 | 0.12744 | 0.064815 | 0.12744 | 0.12744 | 0.12744
LV UMS (Pseudo HH Metered) | 0 | 0.07735 | 0.07735 | 0.15208 | 0.15208 | 0.07735 | 0.15208 | 0.15208 | 0.15208
LV Generation Non-Intermittent | 0 | -0.061005 | -0.061005 | -0.11995 | -0.11995 | -0.061005 | -0.11995 | -0.11995 | -0.11995
LV Generation Non-Intermittent no RP charge | 0 | -0.061005 | -0.061005 | -0.11995 | -0.11995 | -0.061005 | -0.11995 | -0.11995 | -0.11995
LV Sub Generation Non-Intermittent | 0 | -0.061005 | -0.061005 | -0.11995 | -0.11995 | -0.061005 | -0.11995 | -0.11995 | -0.11995
LV Sub Generation Non-Intermittent no RP charge | 0 | -0.061005 | -0.061005 | -0.11995 | -0.11995 | -0.061005 | -0.11995 | -0.11995 | -0.11995
HV Generation Non-Intermittent | 0 | -0.061005 | -0.061005 | -0.11995 | -0.11995 | -0.061005 | -0.11995 | -0.11995 | -0.11995
HV Generation Non-Intermittent no RP charge | 0 | -0.061005 | -0.061005 | -0.11995 | -0.11995 | -0.061005 | -0.11995 | -0.11995 | -0.11995

## SMD
Forecast simultaneous maximum load for WPD West Midlands in April 19 ()
2501. Contributions of users on one-rate multi tariffs to system simultaneous maximum load by network level (kW)
Data sources:
x1 = 2305. Rate 1 units (MWh) (in Equivalent volume for each end user)
x2 = 2460. Unit rate 1 pseudo load coefficient by network level (combined)
x3 = 2012. Loss adjustment factors between end user meter reading and each network level, scaled by network use
x4 = 1010. Days in the charging year (in Financial and general assumptions)
Calculation =(x1*x2)*x3/(24*x4)*1000
| GSPs | 132kV | 132kV/EHV | EHV | EHV/HV | 132kV/HV | HV | HV/LV | LV circuits
Domestic Unrestricted | 1836164.4201 | 1746039.0994 | 534127.1269 | 528121.576 | 524504.3049 | 1185582.3491 | 1663743.036 | 1635649.8141 | 1609974.7939
Domestic Off Peak (related MPAN) | 393.2945 | 753.9849 | 230.6499 | 226.5421 | 224.9904 | 511.9651 | 713.6762 | 701.6253 | 690.6118
Small Non Domestic Unrestricted | 341628.5831 | 344477.5545 | 105378.3999 | 100589.7587 | 99900.7878 | 233904.5605 | 316888.2284 | 311537.3952 | 306647.1499
Small Non Domestic Off Peak (related MPAN) | 188.998 | 243.0577 | 74.3533 | 77.2257 | 76.6968 | 165.0392 | 243.2844 | 239.1764 | 235.422
NHH UMS category A | 5211.1136 | 5202.223 | 1591.401 | 1578.8068 | 1567.993 | 3532.3743 | 4973.7198 | 4889.7358 | 4812.9809
NHH UMS category B | 3430.2246 | 2932.7891 | 897.1633 | 973.2301 | 966.5642 | 1991.4004 | 3065.9699 | 3014.1993 | 2966.885
NHH UMS category C | 236.6839 | 197.3319 | 60.3654 | 64.3492 | 63.9084 | 133.9908 | 202.7194 | 199.2964 | 196.168
NHH UMS category D | 351.2623 | 470.7534 | 144.0072 | 123.0056 | 122.1631 | 319.6474 | 387.5048 | 380.9616 | 374.9816
2502. Contributions of users on two-rate multi tariffs to system simultaneous maximum load by network level (kW)
Data sources:
x1 = 2305. Rate 1 units (MWh) (in Equivalent volume for each end user)
x2 = 2460. Unit rate 1 pseudo load coefficient by network level (combined)
x3 = 2305. Rate 2 units (MWh) (in Equivalent volume for each end user)
x4 = 2461. Unit rate 2 pseudo load coefficient by network level (combined)
x5 = 2012. Loss adjustment factors between end user meter reading and each network level, scaled by network use
x6 = 1010. Days in the charging year (in Financial and general assumptions)
Calculation =(x1*x2+x3*x4)*x5/(24*x6)*1000
| GSPs | 132kV | 132kV/EHV | EHV | EHV/HV | 132kV/HV | HV | HV/LV | LV circuits
Domestic Two Rate | 258121.6638 | 252243.1569 | 77163.1705 | 78108.7839 | 77573.7922 | 171276.253 | 246066.3437 | 241911.3773 | 238114.0611
Small Non Domestic Two Rate | 136847.2153 | 137997.4805 | 42214.5173 | 41133.5306 | 40851.7941 | 93702.0123 | 129583.0889 | 127395.0067 | 125395.2698
LV Medium Non-Domestic | 18018.4155 | 17954.2844 | 5492.3572 | 5347.3018 | 5310.6765 | 12191.1833 | 16845.6215 | 16561.1739 | 16301.2108
LV Sub Medium Non-Domestic | 0.07343 | 0.074446 | 0.022774 | 0.022061 | 0.02191 | 0.05055 | 0.069499 | 0.068325 | 0
HV Medium Non-Domestic | 1375.1069 | 1389.7715 | 425.1421 | 411.4798 | 408.6614 | 943.6722 | 1296.286 | 0 | 0
2503. Contributions of users on three-rate multi tariffs to system simultaneous maximum load by network level (kW)
Data sources:
x1 = 2305. Rate 1 units (MWh) (in Equivalent volume for each end user)
x2 = 2460. Unit rate 1 pseudo load coefficient by network level (combined)
x3 = 2305. Rate 2 units (MWh) (in Equivalent volume for each end user)
x4 = 2461. Unit rate 2 pseudo load coefficient by network level (combined)
x5 = 2305. Rate 3 units (MWh) (in Equivalent volume for each end user)
x6 = 2462. Unit rate 3 pseudo load coefficient by network level (combined)
x7 = 2012. Loss adjustment factors between end user meter reading and each network level, scaled by network use
x8 = 1010. Days in the charging year (in Financial and general assumptions)
Calculation =(x1*x2+x3*x4+x5*x6)*x7/(24*x8)*1000
| GSPs | 132kV | 132kV/EHV | EHV | EHV/HV | 132kV/HV | HV | HV/LV | LV circuits
LV Network Domestic | 86.2419 | 86.6231 | 26.4987 | 25.7847 | 25.6081 | 58.8182 | 81.2295 | 79.8579 | 78.6044
LV Network Non-Domestic Non-CT | 106595.2758 | 106261.975 | 32506.3759 | 31650.3495 | 31433.5663 | 72153.2078 | 99708.194 | 98024.566 | 96485.8609
LV HH Metered | 467550.274 | 468503.1226 | 143318.7991 | 138992.1422 | 138040.1412 | 318119.4699 | 437867.3759 | 430473.743 | 423716.5374
LV Sub HH Metered | 29299.696 | 29256.4027 | 8949.7643 | 8709.8507 | 8650.1942 | 19865.4627 | 27438.6698 | 26975.3526 | 0
HV HH Metered | 1066905.6063 | 1074606.0202 | 328730.4542 | 320642.7287 | 318446.5456 | 729670.905 | 1010121.781 | 0 | 0
LV UMS (Pseudo HH Metered) | 56712.9004 | 49421.2516 | 15118.3505 | 16173.8206 | 16063.041 | 33557.6469 | 50952.437 | 50092.0769 | 49305.7747
LV Generation Non-Intermittent | -1725.0483 | -1755.4017 | -536.9912 | -525.2893 | -521.6915 | -1191.9397 | -1654.8206 | -1626.8781 | 0
LV Generation Non-Intermittent no RP charge | 0 | 0 | 0 | 0 | 0 | 0 | 0 | 0 | 0
LV Sub Generation Non-Intermittent | -1153.7115 | -1153.5678 | -352.8855 | -350.0291 | -347.6316 | -783.2869 | -1102.6977 | 0 | 0
LV Sub Generation Non-Intermittent no RP charge | 0 | 0 | 0 | 0 | 0 | 0 | 0 | 0 | 0
HV Generation Non-Intermittent | -88842.9078 | -87717.432 | -26833.454 | -26647.4025 | -26464.886 | -59561.2315 | 0 | 0 | 0
HV Generation Non-Intermittent no RP charge | 0 | 0 | 0 | 0 | 0 | 0 | 0 | 0 | 0
2504. Estimated contributions of users on each tariff to system simultaneous maximum load by network level (kW)
Data sources:
x1 = 2407. All units (MWh)
x2 = 2302. Load coefficient
x3 = 2012. Loss adjustment factors between end user meter reading and each network level, scaled by network use
x4 = 1010. Days in the charging year (in Financial and general assumptions)
Calculation =x1*x2*x3/(24*x4)*1000
| GSPs | 132kV | 132kV/EHV | EHV | EHV/HV | 132kV/HV | HV | HV/LV | LV circuits
Domestic Unrestricted | 1899244.4714 | 1895453.5643 | 579834.1898 | 575264.0681 | 571323.9033 | 1287036.6363 | 1812256.175 | 1781655.2265 | 1753688.3393
Domestic Two Rate | 266493.3756 | 265961.4527 | 81359.7053 | 80718.4465 | 80165.5805 | 180591.1471 | 254287.5721 | 249993.7857 | 246069.5989
Domestic Off Peak (related MPAN) | 0 | 0 | 0 | 0 | 0 | 0 | 0 | 0 | 0
Small Non Domestic Unrestricted | 324113.0322 | 323466.1 | 98950.8303 | 98170.9223 | 97498.5187 | 219637.5206 | 309268.1605 | 304045.9964 | 299273.3446
Small Non Domestic Two Rate | 132038.8582 | 131775.3076 | 40311.1056 | 39993.3826 | 39719.4553 | 89477.0792 | 125991.2769 | 123863.8445 | 121919.5367
Small Non Domestic Off Peak (related MPAN) | 0 | 0 | 0 | 0 | 0 | 0 | 0 | 0 | 0
LV Medium Non-Domestic | 17767.9339 | 17732.4689 | 5424.5021 | 5381.7474 | 5344.8861 | 12040.5678 | 16954.1354 | 16667.8554 | 16406.2178
LV Sub Medium Non-Domestic | 0.071087 | 0.070945 | 0.021703 | 0.021532 | 0.021384 | 0.048173 | 0.067831 | 0.066686 | 0
HV Medium Non-Domestic | 1333.8102 | 1331.1479 | 407.2086 | 403.9991 | 401.232 | 903.866 | 1272.7196 | 0 | 0
LV Network Domestic | 112.0708 | 111.8471 | 34.2149 | 33.9452 | 33.7127 | 75.9456 | 106.9378 | 105.1321 | 103.4818
LV Network Non-Domestic Non-CT | 110910.348 | 110688.9701 | 33860.6287 | 33593.7469 | 33363.6527 | 75159.1927 | 105830.4847 | 104043.4784 | 102410.2936
LV HH Metered | 457504.6283 | 456591.4454 | 139674.9231 | 138574.037 | 137624.8998 | 310031.2923 | 436550.2178 | 429178.8258 | 422441.9467
LV Sub HH Metered | 28834.0541 | 28776.5011 | 8802.9586 | 8733.5756 | 8673.7566 | 19539.6035 | 27513.4104 | 27048.8312 | 0
HV HH Metered | 1044459.7174 | 1042374.9674 | 318870.721 | 316357.4543 | 314190.6224 | 707785.6177 | 996621.8677 | 0 | 0
NHH UMS category A | 4117.3981 | 4109.1797 | 1257.0305 | 1247.1228 | 1238.5809 | 2790.1843 | 3928.815 | 3862.4748 | 3801.845
NHH UMS category B | 4080.7458 | 4072.6006 | 1245.8406 | 1236.0212 | 1227.5553 | 2765.3466 | 3893.8414 | 3828.0917 | 3768.0017
NHH UMS category C | 277.8658 | 277.3112 | 84.8317 | 84.1631 | 83.5866 | 188.2978 | 265.1391 | 260.6621 | 256.5705
NHH UMS category D | 1.205 | 1.2026 | 0.36789 | 0.36499 | 0.36249 | 0.81659 | 1.1498 | 1.1304 | 1.1127
LV UMS (Pseudo HH Metered) | 66563.0597 | 66430.1993 | 20321.5217 | 20161.3521 | 20023.2607 | 45106.9348 | 63514.37 | 62441.8947 | 61461.7357
LV Generation NHH or Aggregate HH | -397.0598 | -396.2672 | -121.2213 | -120.2658 | -119.4421 | -269.0704 | -378.8738 | -372.4763 | 0
LV Sub Generation NHH | 0 | 0 | 0 | 0 | 0 | 0 | 0 | 0 | 0
LV Generation Intermittent | -5799.8905 | -5788.3139 | -1770.6908 | -1756.7347 | -1744.7022 | -3930.3374 | -5534.2467 | -5440.7978 | 0
LV Generation Intermittent no RP charge | 0 | 0 | 0 | 0 | 0 | 0 | 0 | 0 | 0
LV Generation Non-Intermittent | -1711.5551 | -1708.1389 | -522.5331 | -518.4147 | -514.8639 | -1159.8476 | -1633.1633 | -1605.5864 | 0
LV Generation Non-Intermittent no RP charge | 0 | 0 | 0 | 0 | 0 | 0 | 0 | 0 | 0
LV Sub Generation Intermittent | -229.5648 | -229.1065 | -70.0855 | -69.5331 | -69.0568 | -155.5662 | -219.0503 | 0 | 0
LV Sub Generation Intermittent no RP charge | 0 | 0 | 0 | 0 | 0 | 0 | 0 | 0 | 0
LV Sub Generation Non-Intermittent | -1166.0066 | -1163.6792 | -355.9786 | -353.1729 | -350.7539 | -790.1527 | -1112.6017 | 0 | 0
LV Sub Generation Non-Intermittent no RP charge | 0 | 0 | 0 | 0 | 0 | 0 | 0 | 0 | 0
HV Generation Intermittent | -28273.3488 | -28216.915 | -8631.7768 | -8563.7431 | -8505.0873 | -19159.6376 | 0 | 0 | 0
HV Generation Intermittent no RP charge | 0 | 0 | 0 | 0 | 0 | 0 | 0 | 0 | 0
HV Generation Non-Intermittent | -83198.1346 | -83032.0705 | -25400.165 | -25199.9667 | -25027.3642 | -56379.8126 | 0 | 0 | 0
HV Generation Non-Intermittent no RP charge | 0 | 0 | 0 | 0 | 0 | 0 | 0 | 0 | 0
2505. Contributions of users on each tariff to system simultaneous maximum load by network level (kW)
Data sources:
x1 = 2501. Contributions of users on one-rate multi tariffs to system simultaneous maximum load by network level (kW)
x2 = 2502. Contributions of users on two-rate multi tariffs to system simultaneous maximum load by network level (kW)
x3 = 2503. Contributions of users on three-rate multi tariffs to system simultaneous maximum load by network level (kW)
x4 = 2504. Estimated contributions of users on each tariff to system simultaneous maximum load by network level (kW)
Combine tables = x1 or x2 or x3 or x4
| GSPs | 132kV | 132kV/EHV | EHV | EHV/HV | 132kV/HV | HV | HV/LV | LV circuits
Domestic Unrestricted | 1836164.4201 | 1746039.0994 | 534127.1269 | 528121.576 | 524504.3049 | 1185582.3491 | 1663743.036 | 1635649.8141 | 1609974.7939
Domestic Two Rate | 258121.6638 | 252243.1569 | 77163.1705 | 78108.7839 | 77573.7922 | 171276.253 | 246066.3437 | 241911.3773 | 238114.0611
Domestic Off Peak (related MPAN) | 393.2945 | 753.9849 | 230.6499 | 226.5421 | 224.9904 | 511.9651 | 713.6762 | 701.6253 | 690.6118
Small Non Domestic Unrestricted | 341628.5831 | 344477.5545 | 105378.3999 | 100589.7587 | 99900.7878 | 233904.5605 | 316888.2284 | 311537.3952 | 306647.1499
Small Non Domestic Two Rate | 136847.2153 | 137997.4805 | 42214.5173 | 41133.5306 | 40851.7941 | 93702.0123 | 129583.0889 | 127395.0067 | 125395.2698
Small Non Domestic Off Peak (related MPAN) | 188.998 | 243.0577 | 74.3533 | 77.2257 | 76.6968 | 165.0392 | 243.2844 | 239.1764 | 235.422
LV Medium Non-Domestic | 18018.4155 | 17954.2844 | 5492.3572 | 5347.3018 | 5310.6765 | 12191.1833 | 16845.6215 | 16561.1739 | 16301.2108
LV Sub Medium Non-Domestic | 0.07343 | 0.074446 | 0.022774 | 0.022061 | 0.02191 | 0.05055 | 0.069499 | 0.068325 | 0
HV Medium Non-Domestic | 1375.1069 | 1389.7715 | 425.1421 | 411.4798 | 408.6614 | 943.6722 | 1296.286 | 0 | 0
LV Network Domestic | 86.2419 | 86.6231 | 26.4987 | 25.7847 | 25.6081 | 58.8182 | 81.2295 | 79.8579 | 78.6044
LV Network Non-Domestic Non-CT | 106595.2758 | 106261.975 | 32506.3759 | 31650.3495 | 31433.5663 | 72153.2078 | 99708.194 | 98024.566 | 96485.8609
LV HH Metered | 467550.274 | 468503.1226 | 143318.7991 | 138992.1422 | 138040.1412 | 318119.4699 | 437867.3759 | 430473.743 | 423716.5374
LV Sub HH Metered | 29299.696 | 29256.4027 | 8949.7643 | 8709.8507 | 8650.1942 | 19865.4627 | 27438.6698 | 26975.3526 | 0
HV HH Metered | 1066905.6063 | 1074606.0202 | 328730.4542 | 320642.7287 | 318446.5456 | 729670.905 | 1010121.781 | 0 | 0
NHH UMS category A | 5211.1136 | 5202.223 | 1591.401 | 1578.8068 | 1567.993 | 3532.3743 | 4973.7198 | 4889.7358 | 4812.9809
NHH UMS category B | 3430.2246 | 2932.7891 | 897.1633 | 973.2301 | 966.5642 | 1991.4004 | 3065.9699 | 3014.1993 | 2966.885
NHH UMS category C | 236.6839 | 197.3319 | 60.3654 | 64.3492 | 63.9084 | 133.9908 | 202.7194 | 199.2964 | 196.168
NHH UMS category D | 351.2623 | 470.7534 | 144.0072 | 123.0056 | 122.1631 | 319.6474 | 387.5048 | 380.9616 | 374.9816
LV UMS (Pseudo HH Metered) | 56712.9004 | 49421.2516 | 15118.3505 | 16173.8206 | 16063.041 | 33557.6469 | 50952.437 | 50092.0769 | 49305.7747
LV Generation NHH or Aggregate HH | -397.0598 | -396.2672 | -121.2213 | -120.2658 | -119.4421 | -269.0704 | -378.8738 | -372.4763 | 0
LV Sub Generation NHH | 0 | 0 | 0 | 0 | 0 | 0 | 0 | 0 | 0
LV Generation Intermittent | -5799.8905 | -5788.3139 | -1770.6908 | -1756.7347 | -1744.7022 | -3930.3374 | -5534.2467 | -5440.7978 | 0
LV Generation Intermittent no RP charge | 0 | 0 | 0 | 0 | 0 | 0 | 0 | 0 | 0
LV Generation Non-Intermittent | -1725.0483 | -1755.4017 | -536.9912 | -525.2893 | -521.6915 | -1191.9397 | -1654.8206 | -1626.8781 | 0
LV Generation Non-Intermittent no RP charge | 0 | 0 | 0 | 0 | 0 | 0 | 0 | 0 | 0
LV Sub Generation Intermittent | -229.5648 | -229.1065 | -70.0855 | -69.5331 | -69.0568 | -155.5662 | -219.0503 | 0 | 0
LV Sub Generation Intermittent no RP charge | 0 | 0 | 0 | 0 | 0 | 0 | 0 | 0 | 0
LV Sub Generation Non-Intermittent | -1153.7115 | -1153.5678 | -352.8855 | -350.0291 | -347.6316 | -783.2869 | -1102.6977 | 0 | 0
LV Sub Generation Non-Intermittent no RP charge | 0 | 0 | 0 | 0 | 0 | 0 | 0 | 0 | 0
HV Generation Intermittent | -28273.3488 | -28216.915 | -8631.7768 | -8563.7431 | -8505.0873 | -19159.6376 | 0 | 0 | 0
HV Generation Intermittent no RP charge | 0 | 0 | 0 | 0 | 0 | 0 | 0 | 0 | 0
HV Generation Non-Intermittent | -88842.9078 | -87717.432 | -26833.454 | -26647.4025 | -26464.886 | -59561.2315 | 0 | 0 | 0
HV Generation Non-Intermittent no RP charge | 0 | 0 | 0 | 0 | 0 | 0 | 0 | 0 | 0
2506. Forecast system simultaneous maximum load (kW) from forecast units
Data sources:
x1 = 2505. Contributions of users on each tariff to system simultaneous maximum load by network level (kW)
Cell summation =SUM(x1)
| GSPs | 132kV | 132kV/EHV | EHV | EHV/HV | 132kV/HV | HV | HV/LV | LV circuits
Forecast system simultaneous maximum load (kW) from forecast units | 4202695.5182 | 4112779.9526 | 1258131.8142 | 1234917.291 | 1226458.9534 | 2792628.9389 | 4001289.5465 | 2940685.2744 | 2875296.3122

## AMD
Forecast aggregate maximum load for WPD West Midlands in April 19 ()
2601. Pre-processing of data for standing charge factors
Data sources:
x1 = Standing charges factors (in Pre-processing of data for standing charge factors)
x2 = 1018. Proportion of relevant load going through 132kV/HV direct transformation
x3 = Standing charges factors for 132kV/HV (in Pre-processing of data for standing charge factors)
Kind: | Fixed data | [7 empty] | Fixed data | Calculation
Formula: | [9 empty] | =x1+0.2*x2*x3
Standing charges factors
| GSPs | 132kV | 132kV/EHV | EHV | EHV/HV | HV | HV/LV | LV circuits | Standing charges factors for 132kV/HV | Adjusted standing charges factors for 132kV
Domestic Unrestricted | 0 | 0 | 0 | 0 | 0 | 0 | 0 | 1 | 0 | 0
Domestic Two Rate | 0 | 0 | 0 | 0 | 0 | 0 | 0 | 1 | 0 | 0
Domestic Off Peak (related MPAN) | 0 | 0 | 0 | 0 | 0 | 0 | 0 | 1 | 0 | 0
Small Non Domestic Unrestricted | 0 | 0 | 0 | 0 | 0 | 0 | 0 | 1 | 0 | 0
Small Non Domestic Two Rate | 0 | 0 | 0 | 0 | 0 | 0 | 0 | 1 | 0 | 0
Small Non Domestic Off Peak (related MPAN) | 0 | 0 | 0 | 0 | 0 | 0 | 0 | 1 | 0 | 0
LV Medium Non-Domestic | 0 | 0 | 0 | 0 | 0 | 0 | 0 | 1 | 0 | 0
LV Sub Medium Non-Domestic | 0 | 0 | 0 | 0 | 0 | 0 | 1 | 0 | 0 | 0
HV Medium Non-Domestic | 0 | 0 | 0 | 0.2 | 1 | 1 | 0 | 0 | 1 | 0.13851
LV Network Domestic | 0 | 0 | 0 | 0 | 0 | 0 | 0 | 1 | 0 | 0
LV Network Non-Domestic Non-CT | 0 | 0 | 0 | 0 | 0 | 0 | 0 | 1 | 0 | 0
LV HH Metered | 0 | 0 | 0 | 0 | 0 | 0.2 | 1 | 1 | 0 | 0
LV Sub HH Metered | 0 | 0 | 0 | 0 | 0 | 1 | 1 | 0 | 0 | 0
HV HH Metered | 0 | 0 | 0 | 0.2 | 1 | 1 | 0 | 0 | 1 | 0.13851
NHH UMS category A | 0 | 0 | 0 | 0 | 0 | 0 | 0 | 0 | 0 | 0
NHH UMS category B | 0 | 0 | 0 | 0 | 0 | 0 | 0 | 0 | 0 | 0
NHH UMS category C | 0 | 0 | 0 | 0 | 0 | 0 | 0 | 0 | 0 | 0
NHH UMS category D | 0 | 0 | 0 | 0 | 0 | 0 | 0 | 0 | 0 | 0
LV UMS (Pseudo HH Metered) | 0 | 0 | 0 | 0 | 0 | 0 | 0 | 0 | 0 | 0
2602. Standing charges factors adapted to use 132kV/HV
Data sources:
x1 = 2601. Standing charges factors for 132kV/HV (in Pre-processing of data for standing charge factors)
x2 = 2601. Adjusted standing charges factors for 132kV (in Pre-processing of data for standing charge factors)
x3 = 2601. Standing charges factors (in Pre-processing of data for standing charge factors)
Combine tables = x1 or x2 or x3
| GSPs | 132kV | 132kV/EHV | EHV | EHV/HV | 132kV/HV | HV | HV/LV | LV circuits
Domestic Unrestricted | 0 | 0 | 0 | 0 | 0 | 0 | 0 | 0 | 1
Domestic Two Rate | 0 | 0 | 0 | 0 | 0 | 0 | 0 | 0 | 1
Domestic Off Peak (related MPAN) | 0 | 0 | 0 | 0 | 0 | 0 | 0 | 0 | 1
Small Non Domestic Unrestricted | 0 | 0 | 0 | 0 | 0 | 0 | 0 | 0 | 1
Small Non Domestic Two Rate | 0 | 0 | 0 | 0 | 0 | 0 | 0 | 0 | 1
Small Non Domestic Off Peak (related MPAN) | 0 | 0 | 0 | 0 | 0 | 0 | 0 | 0 | 1
LV Medium Non-Domestic | 0 | 0 | 0 | 0 | 0 | 0 | 0 | 0 | 1
LV Sub Medium Non-Domestic | 0 | 0 | 0 | 0 | 0 | 0 | 0 | 1 | 0
HV Medium Non-Domestic | 0 | 0.13851 | 0 | 0.2 | 1 | 1 | 1 | 0 | 0
LV Network Domestic | 0 | 0 | 0 | 0 | 0 | 0 | 0 | 0 | 1
LV Network Non-Domestic Non-CT | 0 | 0 | 0 | 0 | 0 | 0 | 0 | 0 | 1
LV HH Metered | 0 | 0 | 0 | 0 | 0 | 0 | 0.2 | 1 | 1
LV Sub HH Metered | 0 | 0 | 0 | 0 | 0 | 0 | 1 | 1 | 0
HV HH Metered | 0 | 0.13851 | 0 | 0.2 | 1 | 1 | 1 | 0 | 0
NHH UMS category A | 0 | 0 | 0 | 0 | 0 | 0 | 0 | 0 | 0
NHH UMS category B | 0 | 0 | 0 | 0 | 0 | 0 | 0 | 0 | 0
NHH UMS category C | 0 | 0 | 0 | 0 | 0 | 0 | 0 | 0 | 0
NHH UMS category D | 0 | 0 | 0 | 0 | 0 | 0 | 0 | 0 | 0
LV UMS (Pseudo HH Metered) | 0 | 0 | 0 | 0 | 0 | 0 | 0 | 0 | 0
2603. Capacity-based contributions to chargeable aggregate maximum load by network level (kW)
Data sources:
x1 = 2305. Import capacity (kVA) (in Equivalent volume for each end user)
x2 = 2305. Exceeded capacity (kVA) (in Equivalent volume for each end user)
x3 = 1010. Power factor for all flows in the network model (in Financial and general assumptions)
x4 = 2602. Standing charges factors adapted to use 132kV/HV
x5 = 2012. Loss adjustment factors between end user meter reading and each network level, scaled by network use
Calculation =(x1+x2)*x3*x4*x5
| GSPs | 132kV | 132kV/EHV | EHV | EHV/HV | 132kV/HV | HV | HV/LV | LV circuits
LV HH Metered | 0 | 0 | 0 | 0 | 0 | 0 | 307142.9156 | 1509783.1874 | 1486083.913
LV Sub HH Metered | 0 | 0 | 0 | 0 | 0 | 0 | 101994.0208 | 100271.7953 | 0
HV HH Metered | 0 | 427024.5404 | 0 | 187131.112 | 929246.9601 | 2093339.4788 | 2947598.6075 | 0 | 0
2604. Unit-based contributions to chargeable aggregate maximum load (kW)
Data sources:
x1 = 2407. All units (MWh)
x2 = 1041. Load factor for each type of demand user (in Load profile data for demand users)
x3 = 2602. Standing charges factors adapted to use 132kV/HV
x4 = 2012. Loss adjustment factors between end user meter reading and each network level, scaled by network use
x5 = 1010. Days in the charging year (in Financial and general assumptions)
Calculation =x1/x2*x3*x4/(24*x5)*1000
| GSPs | 132kV | 132kV/EHV | EHV | EHV/HV | 132kV/HV | HV | HV/LV | LV circuits
Domestic Unrestricted | 0 | 0 | 0 | 0 | 0 | 0 | 0 | 0 | 1900035.1905
Domestic Two Rate | 0 | 0 | 0 | 0 | 0 | 0 | 0 | 0 | 539321.1647
Small Non Domestic Unrestricted | 0 | 0 | 0 | 0 | 0 | 0 | 0 | 0 | 466752.6224
Small Non Domestic Two Rate | 0 | 0 | 0 | 0 | 0 | 0 | 0 | 0 | 159134.0157
LV Medium Non-Domestic | 0 | 0 | 0 | 0 | 0 | 0 | 0 | 0 | 19861.1374
LV Sub Medium Non-Domestic | 0 | 0 | 0 | 0 | 0 | 0 | 0 | 0.080729 | 0
HV Medium Non-Domestic | 0 | 269.5161 | 0 | 118.1076 | 586.4934 | 1321.2093 | 1860.3742 | 0 | 0
LV Network Domestic | 0 | 0 | 0 | 0 | 0 | 0 | 0 | 0 | 120.2868
LV Network Non-Domestic Non-CT | 0 | 0 | 0 | 0 | 0 | 0 | 0 | 0 | 153841.0783
2605. Contributions to aggregate maximum load by network level (kW)
Data sources:
x1 = 2603. Capacity-based contributions to chargeable aggregate maximum load by network level (kW)
x2 = 2604. Unit-based contributions to chargeable aggregate maximum load (kW)
Combine tables = x1 or x2
| GSPs | 132kV | 132kV/EHV | EHV | EHV/HV | 132kV/HV | HV | HV/LV | LV circuits
Domestic Unrestricted | 0 | 0 | 0 | 0 | 0 | 0 | 0 | 0 | 1900035.1905
Domestic Two Rate | 0 | 0 | 0 | 0 | 0 | 0 | 0 | 0 | 539321.1647
Small Non Domestic Unrestricted | 0 | 0 | 0 | 0 | 0 | 0 | 0 | 0 | 466752.6224
Small Non Domestic Two Rate | 0 | 0 | 0 | 0 | 0 | 0 | 0 | 0 | 159134.0157
LV Medium Non-Domestic | 0 | 0 | 0 | 0 | 0 | 0 | 0 | 0 | 19861.1374
LV Sub Medium Non-Domestic | 0 | 0 | 0 | 0 | 0 | 0 | 0 | 0.080729 | 0
HV Medium Non-Domestic | 0 | 269.5161 | 0 | 118.1076 | 586.4934 | 1321.2093 | 1860.3742 | 0 | 0
LV Network Domestic | 0 | 0 | 0 | 0 | 0 | 0 | 0 | 0 | 120.2868
LV Network Non-Domestic Non-CT | 0 | 0 | 0 | 0 | 0 | 0 | 0 | 0 | 153841.0783
LV HH Metered | 0 | 0 | 0 | 0 | 0 | 0 | 307142.9156 | 1509783.1874 | 1486083.913
LV Sub HH Metered | 0 | 0 | 0 | 0 | 0 | 0 | 101994.0208 | 100271.7953 | 0
HV HH Metered | 0 | 427024.5404 | 0 | 187131.112 | 929246.9601 | 2093339.4788 | 2947598.6075 | 0 | 0
2606. Forecast chargeable aggregate maximum load (kW)
Data sources:
x1 = 2605. Contributions to aggregate maximum load by network level (kW)
Cell summation =SUM(x1)
| GSPs | 132kV | 132kV/EHV | EHV | EHV/HV | 132kV/HV | HV | HV/LV | LV circuits
Forecast chargeable aggregate maximum load (kW) | 0 | 427294.0565 | 0 | 187249.2196 | 929833.4535 | 2094660.6881 | 3358595.918 | 1610055.0634 | 4725149.4086
2607. Forecast simultaneous load subject to standing charge factors (kW)
Data sources:
x1 = 2505. Contributions of users on each tariff to system simultaneous maximum load by network level (kW)
x2 = 2602. Standing charges factors adapted to use 132kV/HV
Calculation =x1*x2
| GSPs | 132kV | 132kV/EHV | EHV | EHV/HV | 132kV/HV | HV | HV/LV | LV circuits
Domestic Unrestricted | 0 | 0 | 0 | 0 | 0 | 0 | 0 | 0 | 1609974.7939
Domestic Two Rate | 0 | 0 | 0 | 0 | 0 | 0 | 0 | 0 | 238114.0611
Domestic Off Peak (related MPAN) | 0 | 0 | 0 | 0 | 0 | 0 | 0 | 0 | 690.6118
Small Non Domestic Unrestricted | 0 | 0 | 0 | 0 | 0 | 0 | 0 | 0 | 306647.1499
Small Non Domestic Two Rate | 0 | 0 | 0 | 0 | 0 | 0 | 0 | 0 | 125395.2698
Small Non Domestic Off Peak (related MPAN) | 0 | 0 | 0 | 0 | 0 | 0 | 0 | 0 | 235.422
LV Medium Non-Domestic | 0 | 0 | 0 | 0 | 0 | 0 | 0 | 0 | 16301.2108
LV Sub Medium Non-Domestic | 0 | 0 | 0 | 0 | 0 | 0 | 0 | 0.068325 | 0
HV Medium Non-Domestic | 0 | 192.5016 | 0 | 82.296 | 408.6614 | 943.6722 | 1296.286 | 0 | 0
LV Network Domestic | 0 | 0 | 0 | 0 | 0 | 0 | 0 | 0 | 78.6044
LV Network Non-Domestic Non-CT | 0 | 0 | 0 | 0 | 0 | 0 | 0 | 0 | 96485.8609
LV HH Metered | 0 | 0 | 0 | 0 | 0 | 0 | 87573.4752 | 430473.743 | 423716.5374
LV Sub HH Metered | 0 | 0 | 0 | 0 | 0 | 0 | 27438.6698 | 26975.3526 | 0
HV HH Metered | 0 | 148847.0389 | 0 | 64128.5457 | 318446.5456 | 729670.905 | 1010121.781 | 0 | 0
NHH UMS category A | 0 | 0 | 0 | 0 | 0 | 0 | 0 | 0 | 0
NHH UMS category B | 0 | 0 | 0 | 0 | 0 | 0 | 0 | 0 | 0
NHH UMS category C | 0 | 0 | 0 | 0 | 0 | 0 | 0 | 0 | 0
NHH UMS category D | 0 | 0 | 0 | 0 | 0 | 0 | 0 | 0 | 0
LV UMS (Pseudo HH Metered) | 0 | 0 | 0 | 0 | 0 | 0 | 0 | 0 | 0
2608. Forecast simultaneous load replaced by standing charge (kW)
Data sources:
x1 = 2607. Forecast simultaneous load subject to standing charge factors (kW)
Cell summation =SUM(x1)
| GSPs | 132kV | 132kV/EHV | EHV | EHV/HV | 132kV/HV | HV | HV/LV | LV circuits
Forecast simultaneous load replaced by standing charge (kW) | 0 | 149039.5405 | 0 | 64210.8417 | 318855.207 | 730614.5771 | 1126430.2119 | 457449.1639 | 2817639.5221
2609. Calculated LV diversity allowance
Data sources:
x1 = 2606. Forecast chargeable aggregate maximum load (kW)
x2 = 2608. Forecast simultaneous load replaced by standing charge (kW)
Calculation =x1/x2-1
LV circuits
Calculated LV diversity allowance | 67.7%
2610. Network level mapping for diversity allowances
| GSPs | 132kV | 132kV/EHV | EHV | EHV/HV | 132kV/HV | HV | HV/LV | LV circuits
GSPs | 100% | 0% | 0% | 0% | 0% | 0% | 0% | 0% | 0%
132kV | 0% | 100% | 0% | 0% | 0% | 0% | 0% | 0% | 0%
132kV/EHV | 0% | 0% | 100% | 0% | 0% | 100% | 0% | 0% | 0%
EHV | 0% | 0% | 0% | 100% | 0% | 0% | 0% | 0% | 0%
EHV/HV | 0% | 0% | 0% | 0% | 100% | 0% | 0% | 0% | 0%
HV | 0% | 0% | 0% | 0% | 0% | 0% | 100% | 0% | 0%
HV/LV | 0% | 0% | 0% | 0% | 0% | 0% | 0% | 100% | 0%
LV circuits | 0% | 0% | 0% | 0% | 0% | 0% | 0% | 0% | 100%
2611. Diversity allowances including 132kV/HV
Data sources:
x1 = 2104. Diversity allowance between level exit and GSP Group (in Diversity calculations)
x2 = 2610. Network level mapping for diversity allowances
Sum-product calculation =SUMPRODUCT(x1, x2)
Diversity allowances including 132kV/HV
GSPs | 5.649%
132kV | 8.35%
132kV/EHV | 8.35%
EHV | 11.24%
EHV/HV | 11.24%
132kV/HV | 8.35%
HV | 49.06%
HV/LV | 49.06%
LV circuits | 0%
2612. Diversity allowances (including calculated LV value)
Data sources:
x1 = 2609. Calculated LV diversity allowance
x2 = 2611. Diversity allowances including 132kV/HV
Combine tables = x1 or x2
| GSPs | 132kV | 132kV/EHV | EHV | EHV/HV | 132kV/HV | HV | HV/LV | LV circuits
Diversity allowances (including calculated LV value) | 5.649% | 8.35% | 8.35% | 11.24% | 11.24% | 8.35% | 49.06% | 49.06% | 67.7%
2613. Forecast simultaneous maximum load (kW) adjusted for standing charges
Data sources:
x1 = 2506. Forecast system simultaneous maximum load (kW) from forecast units
x2 = 2608. Forecast simultaneous load replaced by standing charge (kW)
x3 = 2606. Forecast chargeable aggregate maximum load (kW)
x4 = 2612. Diversity allowances (including calculated LV value)
Calculation =x1-x2+x3/(1+x4)
| GSPs | 132kV | 132kV/EHV | EHV | EHV/HV | 132kV/HV | HV | HV/LV | LV circuits
Forecast simultaneous maximum load (kW) adjusted for standing charges | 4202695.5182 | 4358103.7583 | 1258131.8142 | 1339041.7042 | 1743515.1149 | 3995243.6815 | 5128102.2905 | 3563403.3348 | 2875296.3122

## Otex
Other expenditure for WPD West Midlands in April 19 ()
2701. Operating expenditure coded by network level (£/year)
Data sources:
x1 = 1055. Transmission exit charges (£/year)
x2 = Zero for levels other than transmission exit
Combine tables = x1 or x2
| Transmission exit | Operating 132kV | Operating 132kV/EHV | Operating EHV | Operating EHV/HV | Operating 132kV/HV | Operating HV | Operating HV/LV | Operating LV circuits | Operating LV customer | Operating HV customer
Operating expenditure coded by network level (£/year) | 13920819.2232 | 0 | 0 | 0 | 0 | 0 | 0 | 0 | 0 | 0 | 0
2702. Network model assets (£) scaled by load forecast
Data sources:
x1 = 2108. GSP simultaneous maximum load assumed through each network level (MW)
x2 = 2613. Forecast simultaneous maximum load (kW) adjusted for standing charges
x3 = 1020. Gross asset cost by network level (£)
Calculation =IF(x1,x2*x3/x1/1000,0)
| Assets 132kV | Assets 132kV/EHV | Assets EHV | Assets EHV/HV | Assets 132kV/HV | Assets HV | Assets HV/LV | Assets LV circuits
Network model assets (£) scaled by load forecast | 461208310.685 | 100037625.3742 | 103438073.8172 | 275219331.8064 | 297736000.5258 | 1677630459.0081 | 566863707.0361 | 1048005143.0171
2703. Annual consumption by tariff for unmetered users (MWh)
Data sources:
x1 = 2407. All units (MWh)
Copy cells = x1
Annual consumption by tariff for unmetered users (MWh)
NHH UMS category A | 33395.4061
NHH UMS category B | 15516.4358
NHH UMS category C | 581.5346
NHH UMS category D | 3921.1677
LV UMS (Pseudo HH Metered) | 260431.0433
2704. Total unmetered units
Data sources:
x1 = 2703. Annual consumption by tariff for unmetered users (MWh)
Cell summation =SUM(x1)
Total unmetered units
Total unmetered units | 313845.5875
2705. Service model asset data
Data sources:
x1 = 2205. Service model assets by tariff (£)
x2 = 2305. MPANs (in Equivalent volume for each end user)
x3 = 2202. LV unmetered service model assets £/(MWh/year)
x4 = 2704. Total unmetered units
x5 = Service model assets (£) scaled by annual MWh (in Service model asset data)
x6 = Service model assets (£) scaled by user count (in Service model asset data)
x7 = Service model assets (£) scaled by annual MWh (in Service model asset data)
Kind: | Sum-product calculation |  | Calculation | Copy cells |  | Calculation
Formula: | =SUMPRODUCT(x1, x2) |  | =x3*x4 | = x5 |  | =x6+x7
| Service model assets (£) scaled by user count |  |  | Service model assets (£) scaled by annual MWh |  | Service model assets (£)
| Assets LV customer | Assets HV customer | Service model assets (£) scaled by annual MWh | Assets LV customer | Assets HV customer | Assets LV customer | Assets HV customer
Service model asset data | 646927194.6448 | 48756338.8072 | 80501066.3467 | 80501066.3467 |  | 727428260.9915 | 48756338.8072
2706. Data for allocation of operating expenditure
Data sources:
x1 = 2702. Network model assets (£) scaled by load forecast
x2 = 2705. Service model assets (£) (in Service model asset data)
x3 = Model assets (£) scaled by demand forecast (in Data for allocation of operating expenditure)
Kind: | Combine tables | [10 empty] | Cell summation
Formula: | = x1 or x2 | [10 empty] | =SUM(x3)
Model assets (£) scaled by demand forecast
| GSPs | Assets 132kV | Assets 132kV/EHV | Assets EHV | Assets EHV/HV | Assets 132kV/HV | Assets HV | Assets HV/LV | Assets LV circuits | Assets LV customer | Assets HV customer | Denominator for allocation of operating expenditure
Data for allocation of operating expenditure |  | 461208310.685 | 100037625.3742 | 103438073.8172 | 275219331.8064 | 297736000.5258 | 1677630459.0081 | 566863707.0361 | 1048005143.0171 | 727428260.9915 | 48756338.8072 | 5306323251.0686
2707. Amount of expenditure to be allocated according to asset values (£/year)
Data sources:
x1 = 1059. Direct cost (£/year) (in Other expenditure)
x2 = 1059. Network rates (£/year) (in Other expenditure)
x3 = 1059. Indirect cost (£/year) (in Other expenditure)
x4 = 1059. Indirect cost proportion (in Other expenditure)
Calculation =x1+x2+x3*x4
Amount of expenditure to be allocated according to asset values (£/year)
Other expenditure | 146108919.6662
2708. Total operating expenditure by network level (£/year)
Data sources:
x1 = 2701. Operating expenditure coded by network level (£/year)
x2 = 2707. Amount of expenditure to be allocated according to asset values (£/year)
x3 = 2706. Denominator for allocation of operating expenditure (in Data for allocation of operating expenditure)
x4 = 2706. Model assets (£) scaled by demand forecast (in Data for allocation of operating expenditure)
Calculation =x1+x2/x3*x4
| Transmission exit | Operating 132kV | Operating 132kV/EHV | Operating EHV | Operating EHV/HV | Operating 132kV/HV | Operating HV | Operating HV/LV | Operating LV circuits | Operating LV customer | Operating HV customer
Total operating expenditure by network level (£/year) | 13920819.2232 | 12699310.7707 | 2754522.9866 | 2848153.8916 | 7578128.459 | 8198121.9998 | 46193336.208 | 15608518.3496 | 28856685.1294 | 20029642.4321 | 1342499.4394
2709. Operating expenditure percentage by network level
Data sources:
x1 = 2706. Model assets (£) scaled by demand forecast (in Data for allocation of operating expenditure)
x2 = 2708. Total operating expenditure by network level (£/year)
Calculation =IF(x1="","",IF(x1>0,x2/x1,0))
| Transmission exit | Operating 132kV | Operating 132kV/EHV | Operating EHV | Operating EHV/HV | Operating 132kV/HV | Operating HV | Operating HV/LV | Operating LV circuits | Operating LV customer | Operating HV customer
Operating expenditure percentage by network level |  | 2.753% | 2.753% | 2.753% | 2.753% | 2.753% | 2.753% | 2.753% | 2.753% | 2.753% | 2.753%
2710. Unit operating expenditure based on simultaneous maximum load (£/kW/year)
Data sources:
x1 = 2613. Forecast simultaneous maximum load (kW) adjusted for standing charges
x2 = 2708. Total operating expenditure by network level (£/year)
Calculation =IF(x1>0,x2/x1,0)
| Transmission exit | Operating 132kV | Operating 132kV/EHV | Operating EHV | Operating EHV/HV | Operating 132kV/HV | Operating HV | Operating HV/LV | Operating LV circuits
Unit operating expenditure based on simultaneous maximum load (£/kW/year) | 3.3124 | 2.914 | 2.1894 | 2.127 | 4.3465 | 2.052 | 9.0079 | 4.3802 | 10.0361
2711. Operating expenditure for customer assets p/MPAN/day
Data sources:
x1 = 1010. Days in the charging year (in Financial and general assumptions)
x2 = 2709. Operating expenditure percentage by network level
x3 = 2205. Service model assets by tariff (£)
x4 = Operating expenditure p/MPAN/day by level (in Operating expenditure for customer assets p/MPAN/day)
Kind: | Calculation |  | Cell summation
Formula: | =100/x1*x2*x3 |  | =SUM(x4)
Operating expenditure p/MPAN/day by level
| Operating LV customer | Operating HV customer | Operating expenditure for customer assets p/MPAN/day total
Domestic Unrestricted | 1.6391 | 0 | 1.6391
Domestic Two Rate | 1.6391 | 0 | 1.6391
Domestic Off Peak (related MPAN) | 0 | 0 | 0
Small Non Domestic Unrestricted | 4.9979 | 0 | 4.9979
Small Non Domestic Two Rate | 4.9979 | 0 | 4.9979
Small Non Domestic Off Peak (related MPAN) | 0 | 0 | 0
LV Medium Non-Domestic | 5.7805 | 0 | 5.7805
LV Sub Medium Non-Domestic | 4.195 | 0 | 4.195
HV Medium Non-Domestic | 0 | 78.0277 | 78.0277
LV Network Domestic | 1.6391 | 0 | 1.6391
LV Network Non-Domestic Non-CT | 4.9979 | 0 | 4.9979
LV HH Metered | 9.2552 | 0 | 9.2552
LV Sub HH Metered | 7.225 | 0 | 7.225
HV HH Metered | 0 | 78.0277 | 78.0277
NHH UMS category A | 0 | 0 | 0
NHH UMS category B | 0 | 0 | 0
NHH UMS category C | 0 | 0 | 0
NHH UMS category D | 0 | 0 | 0
LV UMS (Pseudo HH Metered) | 0 | 0 | 0
LV Generation NHH or Aggregate HH | 0 | 0 | 0
LV Sub Generation NHH | 0 | 0 | 0
LV Generation Intermittent | 0 | 0 | 0
LV Generation Intermittent no RP charge | 0 | 0 | 0
LV Generation Non-Intermittent | 0 | 0 | 0
LV Generation Non-Intermittent no RP charge | 0 | 0 | 0
LV Sub Generation Intermittent | 0 | 0 | 0
LV Sub Generation Intermittent no RP charge | 0 | 0 | 0
LV Sub Generation Non-Intermittent | 0 | 0 | 0
LV Sub Generation Non-Intermittent no RP charge | 0 | 0 | 0
HV Generation Intermittent | 0 | 32.0789 | 32.0789
HV Generation Intermittent no RP charge | 0 | 32.0789 | 32.0789
HV Generation Non-Intermittent | 0 | 32.0789 | 32.0789
HV Generation Non-Intermittent no RP charge | 0 | 32.0789 | 32.0789
2712. Operating expenditure for unmetered customer assets (p/kWh)
Data sources:
x1 = 2709. Operating expenditure percentage by network level
x2 = 2202. LV unmetered service model assets £/(MWh/year)
Calculation =0.1*x1*x2
Operating LV customer
NHH UMS category A | 0.70627
NHH UMS category B | 0.70627
NHH UMS category C | 0.70627
NHH UMS category D | 0.70627
LV UMS (Pseudo HH Metered) | 0.70627

## Contrib
Customer contributions for WPD West Midlands in April 19 ()
This sheet calculates factors used to take account of the costs deemed to be covered by connection charges.
2801. Network level of supply (for customer contributions) by tariff
| LV network | LV substation | HV network | HV substation
Domestic Unrestricted | 100% | 0% | 0% | 0%
Domestic Two Rate | 100% | 0% | 0% | 0%
Domestic Off Peak (related MPAN) | 100% | 0% | 0% | 0%
Small Non Domestic Unrestricted | 100% | 0% | 0% | 0%
Small Non Domestic Two Rate | 100% | 0% | 0% | 0%
Small Non Domestic Off Peak (related MPAN) | 100% | 0% | 0% | 0%
LV Medium Non-Domestic | 100% | 0% | 0% | 0%
LV Sub Medium Non-Domestic | 0% | 100% | 0% | 0%
HV Medium Non-Domestic | 0% | 0% | 100% | 0%
LV Network Domestic | 100% | 0% | 0% | 0%
LV Network Non-Domestic Non-CT | 100% | 0% | 0% | 0%
LV HH Metered | 100% | 0% | 0% | 0%
LV Sub HH Metered | 0% | 100% | 0% | 0%
HV HH Metered | 0% | 0% | 100% | 0%
NHH UMS category A | 100% | 0% | 0% | 0%
NHH UMS category B | 100% | 0% | 0% | 0%
NHH UMS category C | 100% | 0% | 0% | 0%
NHH UMS category D | 100% | 0% | 0% | 0%
LV UMS (Pseudo HH Metered) | 100% | 0% | 0% | 0%
LV Generation NHH or Aggregate HH | 100% | 0% | 0% | 0%
LV Sub Generation NHH | 0% | 100% | 0% | 0%
LV Generation Intermittent | 100% | 0% | 0% | 0%
LV Generation Intermittent no RP charge | 100% | 0% | 0% | 0%
LV Generation Non-Intermittent | 100% | 0% | 0% | 0%
LV Generation Non-Intermittent no RP charge | 100% | 0% | 0% | 0%
LV Sub Generation Intermittent | 0% | 100% | 0% | 0%
LV Sub Generation Intermittent no RP charge | 0% | 100% | 0% | 0%
LV Sub Generation Non-Intermittent | 0% | 100% | 0% | 0%
LV Sub Generation Non-Intermittent no RP charge | 0% | 100% | 0% | 0%
HV Generation Intermittent | 0% | 0% | 100% | 0%
HV Generation Intermittent no RP charge | 0% | 0% | 100% | 0%
HV Generation Non-Intermittent | 0% | 0% | 100% | 0%
HV Generation Non-Intermittent no RP charge | 0% | 0% | 100% | 0%
2802. Contribution proportion of asset annuities, by customer type and network level of assets
Data sources:
x1 = 1060. Customer contributions under current connection charging policy
x2 = 1010. Annuity proportion for customer-contributed assets (in Financial and general assumptions)
Calculation =x1*(1-x2)
| LV network | LV substation | HV network | HV substation
Assets 132kV | 0% | 0% | 0% | 0%
Assets 132kV/EHV | 0% | 0% | 0% | 0%
Assets EHV | 0% | 0% | 0% | 0%
Assets EHV/HV | 0% | 0% | 25.76% | 25.76%
Assets 132kV/HV | 0% | 0% | 25.76% | 0%
Assets HV | 38.68% | 38.68% | 51.53% | 0%
Assets HV/LV | 64.12% | 64.12% | 0% | 0%
Assets LV circuits | 89.56% | 0% | 0% | 0%
2803. Proportion of asset annuities deemed to be covered by customer contributions
Data sources:
x1 = 2801. Network level of supply (for customer contributions) by tariff
x2 = 2802. Contribution proportion of asset annuities, by customer type and network level of assets
Sum-product calculation =SUMPRODUCT(x1, x2)
| Assets 132kV | Assets 132kV/EHV | Assets EHV | Assets EHV/HV | Assets 132kV/HV | Assets HV | Assets HV/LV | Assets LV circuits
Domestic Unrestricted | 0% | 0% | 0% | 0% | 0% | 38.68% | 64.12% | 89.56%
Domestic Two Rate | 0% | 0% | 0% | 0% | 0% | 38.68% | 64.12% | 89.56%
Domestic Off Peak (related MPAN) | 0% | 0% | 0% | 0% | 0% | 38.68% | 64.12% | 89.56%
Small Non Domestic Unrestricted | 0% | 0% | 0% | 0% | 0% | 38.68% | 64.12% | 89.56%
Small Non Domestic Two Rate | 0% | 0% | 0% | 0% | 0% | 38.68% | 64.12% | 89.56%
Small Non Domestic Off Peak (related MPAN) | 0% | 0% | 0% | 0% | 0% | 38.68% | 64.12% | 89.56%
LV Medium Non-Domestic | 0% | 0% | 0% | 0% | 0% | 38.68% | 64.12% | 89.56%
LV Sub Medium Non-Domestic | 0% | 0% | 0% | 0% | 0% | 38.68% | 64.12% | 0%
HV Medium Non-Domestic | 0% | 0% | 0% | 25.76% | 25.76% | 51.53% | 0% | 0%
LV Network Domestic | 0% | 0% | 0% | 0% | 0% | 38.68% | 64.12% | 89.56%
LV Network Non-Domestic Non-CT | 0% | 0% | 0% | 0% | 0% | 38.68% | 64.12% | 89.56%
LV HH Metered | 0% | 0% | 0% | 0% | 0% | 38.68% | 64.12% | 89.56%
LV Sub HH Metered | 0% | 0% | 0% | 0% | 0% | 38.68% | 64.12% | 0%
HV HH Metered | 0% | 0% | 0% | 25.76% | 25.76% | 51.53% | 0% | 0%
NHH UMS category A | 0% | 0% | 0% | 0% | 0% | 38.68% | 64.12% | 89.56%
NHH UMS category B | 0% | 0% | 0% | 0% | 0% | 38.68% | 64.12% | 89.56%
NHH UMS category C | 0% | 0% | 0% | 0% | 0% | 38.68% | 64.12% | 89.56%
NHH UMS category D | 0% | 0% | 0% | 0% | 0% | 38.68% | 64.12% | 89.56%
LV UMS (Pseudo HH Metered) | 0% | 0% | 0% | 0% | 0% | 38.68% | 64.12% | 89.56%
LV Generation NHH or Aggregate HH | 0% | 0% | 0% | 0% | 0% | 38.68% | 64.12% | 89.56%
LV Sub Generation NHH | 0% | 0% | 0% | 0% | 0% | 38.68% | 64.12% | 0%
LV Generation Intermittent | 0% | 0% | 0% | 0% | 0% | 38.68% | 64.12% | 89.56%
LV Generation Intermittent no RP charge | 0% | 0% | 0% | 0% | 0% | 38.68% | 64.12% | 89.56%
LV Generation Non-Intermittent | 0% | 0% | 0% | 0% | 0% | 38.68% | 64.12% | 89.56%
LV Generation Non-Intermittent no RP charge | 0% | 0% | 0% | 0% | 0% | 38.68% | 64.12% | 89.56%
LV Sub Generation Intermittent | 0% | 0% | 0% | 0% | 0% | 38.68% | 64.12% | 0%
LV Sub Generation Intermittent no RP charge | 0% | 0% | 0% | 0% | 0% | 38.68% | 64.12% | 0%
LV Sub Generation Non-Intermittent | 0% | 0% | 0% | 0% | 0% | 38.68% | 64.12% | 0%
LV Sub Generation Non-Intermittent no RP charge | 0% | 0% | 0% | 0% | 0% | 38.68% | 64.12% | 0%
HV Generation Intermittent | 0% | 0% | 0% | 25.76% | 25.76% | 51.53% | 0% | 0%
HV Generation Intermittent no RP charge | 0% | 0% | 0% | 25.76% | 25.76% | 51.53% | 0% | 0%
HV Generation Non-Intermittent | 0% | 0% | 0% | 25.76% | 25.76% | 51.53% | 0% | 0%
HV Generation Non-Intermittent no RP charge | 0% | 0% | 0% | 25.76% | 25.76% | 51.53% | 0% | 0%
2804. Proportion of annual charge covered by contributions (for all charging levels)
Data sources:
x1 = Zero for operating expenditure
x2 = Zero for GSPs level
x3 = 2803. Proportion of asset annuities deemed to be covered by customer contributions
Combine tables = x1 or x2 or x3
| GSPs | Assets 132kV | Assets 132kV/EHV | Assets EHV | Assets EHV/HV | Assets 132kV/HV | Assets HV | Assets HV/LV | Assets LV circuits | Transmission exit | Operating 132kV | Operating 132kV/EHV | Operating EHV | Operating EHV/HV | Operating 132kV/HV | Operating HV | Operating HV/LV | Operating LV circuits
Domestic Unrestricted | 0% | 0% | 0% | 0% | 0% | 0% | 38.68% | 64.12% | 89.56% | 0% | 0% | 0% | 0% | 0% | 0% | 0% | 0% | 0%
Domestic Two Rate | 0% | 0% | 0% | 0% | 0% | 0% | 38.68% | 64.12% | 89.56% | 0% | 0% | 0% | 0% | 0% | 0% | 0% | 0% | 0%
Domestic Off Peak (related MPAN) | 0% | 0% | 0% | 0% | 0% | 0% | 38.68% | 64.12% | 89.56% | 0% | 0% | 0% | 0% | 0% | 0% | 0% | 0% | 0%
Small Non Domestic Unrestricted | 0% | 0% | 0% | 0% | 0% | 0% | 38.68% | 64.12% | 89.56% | 0% | 0% | 0% | 0% | 0% | 0% | 0% | 0% | 0%
Small Non Domestic Two Rate | 0% | 0% | 0% | 0% | 0% | 0% | 38.68% | 64.12% | 89.56% | 0% | 0% | 0% | 0% | 0% | 0% | 0% | 0% | 0%
Small Non Domestic Off Peak (related MPAN) | 0% | 0% | 0% | 0% | 0% | 0% | 38.68% | 64.12% | 89.56% | 0% | 0% | 0% | 0% | 0% | 0% | 0% | 0% | 0%
LV Medium Non-Domestic | 0% | 0% | 0% | 0% | 0% | 0% | 38.68% | 64.12% | 89.56% | 0% | 0% | 0% | 0% | 0% | 0% | 0% | 0% | 0%
LV Sub Medium Non-Domestic | 0% | 0% | 0% | 0% | 0% | 0% | 38.68% | 64.12% | 0% | 0% | 0% | 0% | 0% | 0% | 0% | 0% | 0% | 0%
HV Medium Non-Domestic | 0% | 0% | 0% | 0% | 25.76% | 25.76% | 51.53% | 0% | 0% | 0% | 0% | 0% | 0% | 0% | 0% | 0% | 0% | 0%
LV Network Domestic | 0% | 0% | 0% | 0% | 0% | 0% | 38.68% | 64.12% | 89.56% | 0% | 0% | 0% | 0% | 0% | 0% | 0% | 0% | 0%
LV Network Non-Domestic Non-CT | 0% | 0% | 0% | 0% | 0% | 0% | 38.68% | 64.12% | 89.56% | 0% | 0% | 0% | 0% | 0% | 0% | 0% | 0% | 0%
LV HH Metered | 0% | 0% | 0% | 0% | 0% | 0% | 38.68% | 64.12% | 89.56% | 0% | 0% | 0% | 0% | 0% | 0% | 0% | 0% | 0%
LV Sub HH Metered | 0% | 0% | 0% | 0% | 0% | 0% | 38.68% | 64.12% | 0% | 0% | 0% | 0% | 0% | 0% | 0% | 0% | 0% | 0%
HV HH Metered | 0% | 0% | 0% | 0% | 25.76% | 25.76% | 51.53% | 0% | 0% | 0% | 0% | 0% | 0% | 0% | 0% | 0% | 0% | 0%
NHH UMS category A | 0% | 0% | 0% | 0% | 0% | 0% | 38.68% | 64.12% | 89.56% | 0% | 0% | 0% | 0% | 0% | 0% | 0% | 0% | 0%
NHH UMS category B | 0% | 0% | 0% | 0% | 0% | 0% | 38.68% | 64.12% | 89.56% | 0% | 0% | 0% | 0% | 0% | 0% | 0% | 0% | 0%
NHH UMS category C | 0% | 0% | 0% | 0% | 0% | 0% | 38.68% | 64.12% | 89.56% | 0% | 0% | 0% | 0% | 0% | 0% | 0% | 0% | 0%
NHH UMS category D | 0% | 0% | 0% | 0% | 0% | 0% | 38.68% | 64.12% | 89.56% | 0% | 0% | 0% | 0% | 0% | 0% | 0% | 0% | 0%
LV UMS (Pseudo HH Metered) | 0% | 0% | 0% | 0% | 0% | 0% | 38.68% | 64.12% | 89.56% | 0% | 0% | 0% | 0% | 0% | 0% | 0% | 0% | 0%
LV Generation NHH or Aggregate HH | 0% | 0% | 0% | 0% | 0% | 0% | 38.68% | 64.12% | 89.56% | 0% | 0% | 0% | 0% | 0% | 0% | 0% | 0% | 0%
LV Sub Generation NHH | 0% | 0% | 0% | 0% | 0% | 0% | 38.68% | 64.12% | 0% | 0% | 0% | 0% | 0% | 0% | 0% | 0% | 0% | 0%
LV Generation Intermittent | 0% | 0% | 0% | 0% | 0% | 0% | 38.68% | 64.12% | 89.56% | 0% | 0% | 0% | 0% | 0% | 0% | 0% | 0% | 0%
LV Generation Intermittent no RP charge | 0% | 0% | 0% | 0% | 0% | 0% | 38.68% | 64.12% | 89.56% | 0% | 0% | 0% | 0% | 0% | 0% | 0% | 0% | 0%
LV Generation Non-Intermittent | 0% | 0% | 0% | 0% | 0% | 0% | 38.68% | 64.12% | 89.56% | 0% | 0% | 0% | 0% | 0% | 0% | 0% | 0% | 0%
LV Generation Non-Intermittent no RP charge | 0% | 0% | 0% | 0% | 0% | 0% | 38.68% | 64.12% | 89.56% | 0% | 0% | 0% | 0% | 0% | 0% | 0% | 0% | 0%
LV Sub Generation Intermittent | 0% | 0% | 0% | 0% | 0% | 0% | 38.68% | 64.12% | 0% | 0% | 0% | 0% | 0% | 0% | 0% | 0% | 0% | 0%
LV Sub Generation Intermittent no RP charge | 0% | 0% | 0% | 0% | 0% | 0% | 38.68% | 64.12% | 0% | 0% | 0% | 0% | 0% | 0% | 0% | 0% | 0% | 0%
LV Sub Generation Non-Intermittent | 0% | 0% | 0% | 0% | 0% | 0% | 38.68% | 64.12% | 0% | 0% | 0% | 0% | 0% | 0% | 0% | 0% | 0% | 0%
LV Sub Generation Non-Intermittent no RP charge | 0% | 0% | 0% | 0% | 0% | 0% | 38.68% | 64.12% | 0% | 0% | 0% | 0% | 0% | 0% | 0% | 0% | 0% | 0%
HV Generation Intermittent | 0% | 0% | 0% | 0% | 25.76% | 25.76% | 51.53% | 0% | 0% | 0% | 0% | 0% | 0% | 0% | 0% | 0% | 0% | 0%
HV Generation Intermittent no RP charge | 0% | 0% | 0% | 0% | 25.76% | 25.76% | 51.53% | 0% | 0% | 0% | 0% | 0% | 0% | 0% | 0% | 0% | 0% | 0%
HV Generation Non-Intermittent | 0% | 0% | 0% | 0% | 25.76% | 25.76% | 51.53% | 0% | 0% | 0% | 0% | 0% | 0% | 0% | 0% | 0% | 0% | 0%
HV Generation Non-Intermittent no RP charge | 0% | 0% | 0% | 0% | 25.76% | 25.76% | 51.53% | 0% | 0% | 0% | 0% | 0% | 0% | 0% | 0% | 0% | 0% | 0%

## Yard
Yardsticks for WPD West Midlands in April 19 ()
This sheet calculates average p/kWh and p/kW/day charges that would apply if no costs were recovered through capacity or fixed charges.
2901. Unit cost at each level, £/kW/year (relative to system simultaneous maximum load)
Data sources:
x1 = 2109. Network model annuity by simultaneous maximum load for each network level (£/kW/year)
x2 = 2710. Unit operating expenditure based on simultaneous maximum load (£/kW/year)
Combine tables = x1 or x2
| GSPs | Assets 132kV | Assets 132kV/EHV | Assets EHV | Assets EHV/HV | Assets 132kV/HV | Assets HV | Assets HV/LV | Assets LV circuits | Transmission exit | Operating 132kV | Operating 132kV/EHV | Operating EHV | Operating EHV/HV | Operating 132kV/HV | Operating HV | Operating HV/LV | Operating LV circuits
Unit cost at each level, £/kW/year (relative to system simultaneous maximum load) |  | 5.4106 | 4.0652 | 3.9494 | 8.0705 | 3.8101 | 16.7258 | 8.1332 | 18.6349 | 3.3124 | 2.914 | 2.1894 | 2.127 | 4.3465 | 2.052 | 9.0079 | 4.3802 | 10.0361
2902. Pay-as-you-go yardstick unit costs by charging level (p/kWh)
Data sources:
x1 = 2901. Unit cost at each level, £/kW/year (relative to system simultaneous maximum load)
x2 = 2302. Load coefficient
x3 = 2012. Loss adjustment factors between end user meter reading and each network level, scaled by network use
x4 = 2804. Proportion of annual charge covered by contributions (for all charging levels)
x5 = 1010. Days in the charging year (in Financial and general assumptions)
Calculation =x1*x2*x3*(1-x4)/(24*x5)*100
| GSPs | Assets 132kV | Assets 132kV/EHV | Assets EHV | Assets EHV/HV | Assets 132kV/HV | Assets HV | Assets HV/LV | Assets LV circuits | Transmission exit | Operating 132kV | Operating 132kV/EHV | Operating EHV | Operating EHV/HV | Operating 132kV/HV | Operating HV | Operating HV/LV | Operating LV circuits
Domestic Unrestricted | 0 | 0.14412 | 0.033126 | 0.031928 | 0.064798 | 0.068913 | 0.26119 | 0.073056 | 0.047925 | 0.088409 | 0.07762 | 0.01784 | 0.017195 | 0.034898 | 0.037114 | 0.22941 | 0.10967 | 0.24734
Domestic Two Rate | 0 | 0.099001 | 0.022755 | 0.021932 | 0.04451 | 0.047338 | 0.17941 | 0.050183 | 0.03292 | 0.060729 | 0.053318 | 0.012255 | 0.011812 | 0.023972 | 0.025494 | 0.15759 | 0.075336 | 0.1699
Domestic Off Peak (related MPAN) | 0 | 0 | 0 | 0 | 0 | 0 | 0 | 0 | 0 | 0 | 0 | 0 | 0 | 0 | 0 | 0 | 0 | 0
Small Non Domestic Unrestricted | 0 | 0.1092 | 0.025098 | 0.024191 | 0.049095 | 0.052213 | 0.19789 | 0.055352 | 0.036311 | 0.066984 | 0.05881 | 0.013517 | 0.013028 | 0.026441 | 0.02812 | 0.17382 | 0.083095 | 0.1874
Small Non Domestic Two Rate | 0 | 0.096674 | 0.02222 | 0.021417 | 0.043465 | 0.046225 | 0.1752 | 0.049004 | 0.032147 | 0.059302 | 0.052065 | 0.011967 | 0.011534 | 0.023408 | 0.024895 | 0.15388 | 0.073565 | 0.16591
Small Non Domestic Off Peak (related MPAN) | 0 | 0 | 0 | 0 | 0 | 0 | 0 | 0 | 0 | 0 | 0 | 0 | 0 | 0 | 0 | 0 | 0 | 0
LV Medium Non-Domestic | 0 | 0.10269 | 0.023603 | 0.02275 | 0.04617 | 0.049103 | 0.1861 | 0.052055 | 0.034148 | 0.062994 | 0.055307 | 0.012712 | 0.012252 | 0.024866 | 0.026445 | 0.16346 | 0.078145 | 0.17624
LV Sub Medium Non-Domestic | 0 | 0.10108 | 0.023233 | 0.022393 | 0.045446 | 0.048332 | 0.18318 | 0.051237 | 0 | 0.062005 | 0.054438 | 0.012512 | 0.01206 | 0.024475 | 0.02603 | 0.1609 | 0.076918 | 0
HV Medium Non-Domestic | 0 | 0.091823 | 0.021105 | 0.020342 | 0.030647 | 0.032594 | 0.13155 | 0 | 0 | 0.056326 | 0.049452 | 0.011366 | 0.010955 | 0.022234 | 0.023646 | 0.14616 | 0 | 0
LV Network Domestic | 0 | 0.13996 | 0.032168 | 0.031005 | 0.062924 | 0.066921 | 0.25363 | 0.070943 | 0.046539 | 0.085852 | 0.075375 | 0.017324 | 0.016698 | 0.033889 | 0.036041 | 0.22278 | 0.1065 | 0.24019
LV Network Non-Domestic Non-CT | 0 | 0.10636 | 0.024447 | 0.023563 | 0.04782 | 0.050858 | 0.19275 | 0.053915 | 0.035369 | 0.065245 | 0.057283 | 0.013166 | 0.01269 | 0.025754 | 0.02739 | 0.16931 | 0.080938 | 0.18254
LV HH Metered | 0 | 0.093664 | 0.021528 | 0.02075 | 0.042111 | 0.044786 | 0.16974 | 0.047478 | 0.031146 | 0.057456 | 0.050444 | 0.011594 | 0.011175 | 0.022679 | 0.02412 | 0.14909 | 0.071275 | 0.16074
LV Sub HH Metered | 0 | 0.10413 | 0.023933 | 0.023068 | 0.046815 | 0.049788 | 0.1887 | 0.052781 | 0 | 0.063874 | 0.056079 | 0.012889 | 0.012423 | 0.025213 | 0.026814 | 0.16575 | 0.079236 | 0
HV HH Metered | 0 | 0.07492 | 0.01722 | 0.016597 | 0.025005 | 0.026594 | 0.10733 | 0 | 0 | 0.045958 | 0.040349 | 0.0092739 | 0.0089387 | 0.018141 | 0.019293 | 0.11926 | 0 | 0
NHH UMS category A | 0 | 0.066575 | 0.015302 | 0.014749 | 0.029932 | 0.031833 | 0.12065 | 0.033747 | 0.022138 | 0.040839 | 0.035855 | 0.008241 | 0.0079431 | 0.01612 | 0.017144 | 0.10597 | 0.050661 | 0.11425
NHH UMS category B | 0 | 0.14201 | 0.03264 | 0.031461 | 0.063848 | 0.067903 | 0.25736 | 0.071985 | 0.047223 | 0.087113 | 0.076483 | 0.017579 | 0.016944 | 0.034386 | 0.03657 | 0.22605 | 0.10807 | 0.24372
NHH UMS category C | 0 | 0.25801 | 0.059302 | 0.057158 | 0.116 | 0.12337 | 0.46758 | 0.13078 | 0.085795 | 0.15827 | 0.13896 | 0.031938 | 0.030783 | 0.062474 | 0.066442 | 0.4107 | 0.19634 | 0.44279
NHH UMS category D | 0 | 0.00016594 | 3.814e-05 | 3.6762e-05 | 7.4607e-05 | 7.9345e-05 | 0.00030072 | 8.4115e-05 | 5.518e-05 | 0.00010179 | 8.937e-05 | 2.0541e-05 | 1.9799e-05 | 4.018e-05 | 4.2733e-05 | 0.00026414 | 0.00012627 | 0.00028478
LV UMS (Pseudo HH Metered) | 0 | 0.13801 | 0.031721 | 0.030575 | 0.06205 | 0.065991 | 0.25011 | 0.069958 | 0.045893 | 0.08466 | 0.074329 | 0.017084 | 0.016466 | 0.033418 | 0.03554 | 0.21969 | 0.10502 | 0.23685
LV Generation NHH or Aggregate HH | 0 | -0.066575 | -0.015302 | -0.014749 | -0.029932 | -0.031833 | -0.12065 | -0.033747 | 0 | -0.040839 | -0.035855 | -0.008241 | -0.0079431 | -0.01612 | -0.017144 | -0.10597 | -0.050661 | 0
LV Sub Generation NHH | 0 | -0.06553 | -0.015062 | -0.014517 | -0.029462 | -0.031334 | -0.11876 | 0 | 0 | -0.040198 | -0.035292 | -0.0081116 | -0.0078184 | -0.015867 | -0.016875 | -0.10431 | 0 | 0
LV Generation Intermittent | 0 | -0.066575 | -0.015302 | -0.014749 | -0.029932 | -0.031833 | -0.12065 | -0.033747 | 0 | -0.040839 | -0.035855 | -0.008241 | -0.0079431 | -0.01612 | -0.017144 | -0.10597 | -0.050661 | 0
LV Generation Intermittent no RP charge | 0 | -0.066575 | -0.015302 | -0.014749 | -0.029932 | -0.031833 | -0.12065 | -0.033747 | 0 | -0.040839 | -0.035855 | -0.008241 | -0.0079431 | -0.01612 | -0.017144 | -0.10597 | -0.050661 | 0
LV Generation Non-Intermittent | 0 | -0.066575 | -0.015302 | -0.014749 | -0.029932 | -0.031833 | -0.12065 | -0.033747 | 0 | -0.040839 | -0.035855 | -0.008241 | -0.0079431 | -0.01612 | -0.017144 | -0.10597 | -0.050661 | 0
LV Generation Non-Intermittent no RP charge | 0 | -0.066575 | -0.015302 | -0.014749 | -0.029932 | -0.031833 | -0.12065 | -0.033747 | 0 | -0.040839 | -0.035855 | -0.008241 | -0.0079431 | -0.01612 | -0.017144 | -0.10597 | -0.050661 | 0
LV Sub Generation Intermittent | 0 | -0.06553 | -0.015062 | -0.014517 | -0.029462 | -0.031334 | -0.11876 | 0 | 0 | -0.040198 | -0.035292 | -0.0081116 | -0.0078184 | -0.015867 | -0.016875 | -0.10431 | 0 | 0
LV Sub Generation Intermittent no RP charge | 0 | -0.06553 | -0.015062 | -0.014517 | -0.029462 | -0.031334 | -0.11876 | 0 | 0 | -0.040198 | -0.035292 | -0.0081116 | -0.0078184 | -0.015867 | -0.016875 | -0.10431 | 0 | 0
LV Sub Generation Non-Intermittent | 0 | -0.06553 | -0.015062 | -0.014517 | -0.029462 | -0.031334 | -0.11876 | 0 | 0 | -0.040198 | -0.035292 | -0.0081116 | -0.0078184 | -0.015867 | -0.016875 | -0.10431 | 0 | 0
LV Sub Generation Non-Intermittent no RP charge | 0 | -0.06553 | -0.015062 | -0.014517 | -0.029462 | -0.031334 | -0.11876 | 0 | 0 | -0.040198 | -0.035292 | -0.0081116 | -0.0078184 | -0.015867 | -0.016875 | -0.10431 | 0 | 0
HV Generation Intermittent | 0 | -0.064424 | -0.014807 | -0.014272 | -0.021502 | -0.022868 | 0 | 0 | 0 | -0.039519 | -0.034696 | -0.0079747 | -0.0076864 | -0.015599 | -0.01659 | 0 | 0 | 0
HV Generation Intermittent no RP charge | 0 | -0.064424 | -0.014807 | -0.014272 | -0.021502 | -0.022868 | 0 | 0 | 0 | -0.039519 | -0.034696 | -0.0079747 | -0.0076864 | -0.015599 | -0.01659 | 0 | 0 | 0
HV Generation Non-Intermittent | 0 | -0.064424 | -0.014807 | -0.014272 | -0.021502 | -0.022868 | 0 | 0 | 0 | -0.039519 | -0.034696 | -0.0079747 | -0.0076864 | -0.015599 | -0.01659 | 0 | 0 | 0
HV Generation Non-Intermittent no RP charge | 0 | -0.064424 | -0.014807 | -0.014272 | -0.021502 | -0.022868 | 0 | 0 | 0 | -0.039519 | -0.034696 | -0.0079747 | -0.0076864 | -0.015599 | -0.01659 | 0 | 0 | 0
2903. Contributions to pay-as-you-go unit rate 1 (p/kWh)
Data sources:
x1 = 2460. Unit rate 1 pseudo load coefficient by network level (combined)
x2 = 2901. Unit cost at each level, £/kW/year (relative to system simultaneous maximum load)
x3 = 2012. Loss adjustment factors between end user meter reading and each network level, scaled by network use
x4 = 2804. Proportion of annual charge covered by contributions (for all charging levels)
x5 = 1010. Days in the charging year (in Financial and general assumptions)
Calculation =x1*x2*x3*(1-x4)*100/(24*x5)
| GSPs | Assets 132kV | Assets 132kV/EHV | Assets EHV | Assets EHV/HV | Assets 132kV/HV | Assets HV | Assets HV/LV | Assets LV circuits | Transmission exit | Operating 132kV | Operating 132kV/EHV | Operating EHV | Operating EHV/HV | Operating 132kV/HV | Operating HV | Operating HV/LV | Operating LV circuits
Domestic Unrestricted | 0 | 0.13276 | 0.030514 | 0.029312 | 0.059487 | 0.063481 | 0.23978 | 0.067069 | 0.043998 | 0.085472 | 0.071501 | 0.016434 | 0.015786 | 0.032038 | 0.034188 | 0.21061 | 0.10068 | 0.22707
Domestic Two Rate | 0 | 0.15633 | 0.035931 | 0.034415 | 0.069844 | 0.07475 | 0.28153 | 0.078746 | 0.051658 | 0.10069 | 0.084194 | 0.019351 | 0.018535 | 0.037616 | 0.040258 | 0.24728 | 0.11821 | 0.2666
Domestic Off Peak (related MPAN) | 0 | 0.018042 | 0.0041469 | 0.003957 | 0.0080306 | 0.008627 | 0.03237 | 0.0090541 | 0.0059395 | 0.0057615 | 0.0097169 | 0.0022334 | 0.0021311 | 0.004325 | 0.0046462 | 0.028432 | 0.013592 | 0.030654
Small Non Domestic Unrestricted | 0 | 0.11629 | 0.026728 | 0.024787 | 0.050304 | 0.055605 | 0.20277 | 0.056716 | 0.037206 | 0.070604 | 0.06263 | 0.014395 | 0.013349 | 0.027092 | 0.029947 | 0.1781 | 0.085142 | 0.19202
Small Non Domestic Two Rate | 0 | 0.13525 | 0.031086 | 0.029005 | 0.058865 | 0.06467 | 0.23727 | 0.066367 | 0.043537 | 0.083285 | 0.072841 | 0.016742 | 0.015621 | 0.031702 | 0.034829 | 0.20841 | 0.099631 | 0.22469
Small Non Domestic Off Peak (related MPAN) | 0 | 0.024357 | 0.0055982 | 0.0056488 | 0.011464 | 0.011646 | 0.046209 | 0.012925 | 0.0084789 | 0.011595 | 0.013118 | 0.003015 | 0.0030422 | 0.0061741 | 0.0062722 | 0.040588 | 0.019403 | 0.04376
LV Medium Non-Domestic | 0 | 0.12932 | 0.029723 | 0.027827 | 0.056475 | 0.061834 | 0.22764 | 0.063672 | 0.041769 | 0.080256 | 0.069646 | 0.016008 | 0.014987 | 0.030415 | 0.033301 | 0.19995 | 0.095586 | 0.21557
LV Sub Medium Non-Domestic | 0 | 0.13821 | 0.031767 | 0.029507 | 0.059884 | 0.066087 | 0.24138 | 0.067516 | 0 | 0.084529 | 0.074437 | 0.017109 | 0.015892 | 0.032252 | 0.035592 | 0.21202 | 0.10136 | 0
HV Medium Non-Domestic | 0 | 0.12054 | 0.027705 | 0.025762 | 0.038813 | 0.042787 | 0.1666 | 0 | 0 | 0.073813 | 0.064918 | 0.014921 | 0.013874 | 0.028158 | 0.031041 | 0.18511 | 0 | 0
LV Network Domestic | 0 | 0.68978 | 0.15854 | 0.16132 | 0.3274 | 0.32982 | 1.3197 | 0.36913 | 0.24215 | 0.52603 | 0.37149 | 0.085384 | 0.086884 | 0.17633 | 0.17763 | 1.1592 | 0.55414 | 1.2497
LV Network Non-Domestic Non-CT | 0 | 0.62082 | 0.14269 | 0.14523 | 0.29474 | 0.29685 | 1.188 | 0.3323 | 0.21799 | 0.47363 | 0.33435 | 0.076848 | 0.078215 | 0.15874 | 0.15987 | 1.0435 | 0.49886 | 1.125
LV HH Metered | 0 | 0.58126 | 0.1336 | 0.1359 | 0.27581 | 0.27793 | 1.1117 | 0.31097 | 0.204 | 0.44339 | 0.31305 | 0.071951 | 0.073193 | 0.14854 | 0.14968 | 0.97651 | 0.46683 | 1.0528
LV Sub HH Metered | 0 | 0.65097 | 0.14962 | 0.1522 | 0.30889 | 0.31126 | 1.2451 | 0.34826 | 0 | 0.49656 | 0.35059 | 0.080579 | 0.08197 | 0.16636 | 0.16763 | 1.0936 | 0.52281 | 0
HV HH Metered | 0 | 0.51707 | 0.11884 | 0.1209 | 0.18214 | 0.18354 | 0.78182 | 0 | 0 | 0.39442 | 0.27847 | 0.064005 | 0.06511 | 0.13214 | 0.13315 | 0.86867 | 0 | 0
NHH UMS category A | 0 | 0.084285 | 0.019372 | 0.018671 | 0.037893 | 0.040301 | 0.15274 | 0.042722 | 0.028026 | 0.051687 | 0.045393 | 0.010433 | 0.010056 | 0.020408 | 0.021705 | 0.13416 | 0.064135 | 0.14464
NHH UMS category B | 0 | 0.10227 | 0.023505 | 0.024772 | 0.050273 | 0.048899 | 0.20264 | 0.056681 | 0.037183 | 0.073226 | 0.055077 | 0.012659 | 0.013341 | 0.027075 | 0.026335 | 0.17799 | 0.08509 | 0.1919
NHH UMS category C | 0 | 0.1836 | 0.042198 | 0.043702 | 0.088692 | 0.087788 | 0.3575 | 0.099995 | 0.065597 | 0.13481 | 0.098879 | 0.022727 | 0.023536 | 0.047766 | 0.047279 | 0.31401 | 0.15011 | 0.33854
NHH UMS category D | 0 | 0.064957 | 0.01493 | 0.012389 | 0.025143 | 0.031059 | 0.10135 | 0.028348 | 0.018596 | 0.029672 | 0.034983 | 0.0080406 | 0.0066723 | 0.013541 | 0.016727 | 0.089019 | 0.042556 | 0.095975
LV UMS (Pseudo HH Metered) | 0 | 1.8801 | 0.43214 | 0.44809 | 0.90938 | 0.899 | 3.6655 | 1.0253 | 0.67259 | 1.4588 | 1.0126 | 0.23273 | 0.24132 | 0.48976 | 0.48417 | 3.2196 | 1.5392 | 3.4712
LV Generation Non-Intermittent | 0 | -0.50293 | -0.11559 | -0.11759 | -0.23864 | -0.24048 | -0.96193 | -0.26906 | 0 | -0.38363 | -0.27086 | -0.062255 | -0.063329 | -0.12852 | -0.12951 | -0.84491 | -0.40391 | 0
LV Generation Non-Intermittent no RP charge | 0 | -0.50293 | -0.11559 | -0.11759 | -0.23864 | -0.24048 | -0.96193 | -0.26906 | 0 | -0.38363 | -0.27086 | -0.062255 | -0.063329 | -0.12852 | -0.12951 | -0.84491 | -0.40391 | 0
LV Sub Generation Non-Intermittent | 0 | -0.49503 | -0.11378 | -0.11574 | -0.2349 | -0.2367 | -0.94683 | 0 | 0 | -0.37761 | -0.26661 | -0.061277 | -0.062335 | -0.12651 | -0.12748 | -0.83165 | 0 | 0
LV Sub Generation Non-Intermittent no RP charge | 0 | -0.49503 | -0.11378 | -0.11574 | -0.2349 | -0.2367 | -0.94683 | 0 | 0 | -0.37761 | -0.26661 | -0.061277 | -0.062335 | -0.12651 | -0.12748 | -0.83165 | 0 | 0
HV Generation Non-Intermittent | 0 | -0.48667 | -0.11186 | -0.11379 | -0.17143 | -0.17275 | 0 | 0 | 0 | -0.37123 | -0.26211 | -0.060243 | -0.061283 | -0.12437 | -0.12533 | 0 | 0 | 0
HV Generation Non-Intermittent no RP charge | 0 | -0.48667 | -0.11186 | -0.11379 | -0.17143 | -0.17275 | 0 | 0 | 0 | -0.37123 | -0.26211 | -0.060243 | -0.061283 | -0.12437 | -0.12533 | 0 | 0 | 0
2904. Contributions to pay-as-you-go unit rate 2 (p/kWh)
Data sources:
x1 = 2461. Unit rate 2 pseudo load coefficient by network level (combined)
x2 = 2901. Unit cost at each level, £/kW/year (relative to system simultaneous maximum load)
x3 = 2012. Loss adjustment factors between end user meter reading and each network level, scaled by network use
x4 = 2804. Proportion of annual charge covered by contributions (for all charging levels)
x5 = 1010. Days in the charging year (in Financial and general assumptions)
Calculation =x1*x2*x3*(1-x4)*100/(24*x5)
| GSPs | Assets 132kV | Assets 132kV/EHV | Assets EHV | Assets EHV/HV | Assets 132kV/HV | Assets HV | Assets HV/LV | Assets LV circuits | Transmission exit | Operating 132kV | Operating 132kV/EHV | Operating EHV | Operating EHV/HV | Operating 132kV/HV | Operating HV | Operating HV/LV | Operating LV circuits
Domestic Two Rate | 0 | 0.0061715 | 0.0014185 | 0.0026882 | 0.0054555 | 0.0029509 | 0.02199 | 0.0061508 | 0.004035 | 0 | 0.0033237 | 0.00076393 | 0.0014477 | 0.0029381 | 0.0015893 | 0.019315 | 0.0092337 | 0.020824
Small Non Domestic Two Rate | 0 | 0.0054542 | 0.0012536 | 0.0023759 | 0.0048217 | 0.002608 | 0.019435 | 0.0054362 | 0.0035662 | 0 | 0.0029375 | 0.00067515 | 0.0012795 | 0.0025968 | 0.0014045 | 0.017071 | 0.0081609 | 0.018405
LV Medium Non-Domestic | 0 | 0.0051113 | 0.0011748 | 0.0022264 | 0.0045183 | 0.002444 | 0.018213 | 0.0050942 | 0.0033418 | 0 | 0.0027528 | 0.0006327 | 0.001199 | 0.0024334 | 0.0013162 | 0.015997 | 0.0076475 | 0.017247
LV Sub Medium Non-Domestic | 0 | 0.0055455 | 0.0012746 | 0.0024155 | 0.0049021 | 0.0026516 | 0.019759 | 0.0055269 | 0 | 0 | 0.0029866 | 0.00068644 | 0.0013009 | 0.0026401 | 0.001428 | 0.017356 | 0.008297 | 0
HV Medium Non-Domestic | 0 | 0.0048578 | 0.0011165 | 0.0021159 | 0.0031878 | 0.0017243 | 0.013683 | 0 | 0 | 0 | 0.0026162 | 0.00060131 | 0.0011396 | 0.0023127 | 0.0012509 | 0.015203 | 0 | 0
LV Network Domestic | 0 | 0.083851 | 0.019272 | 0.013887 | 0.028182 | 0.040094 | 0.1136 | 0.031774 | 0.020844 | 0.028506 | 0.045159 | 0.010379 | 0.0074788 | 0.015178 | 0.021593 | 0.099778 | 0.0477 | 0.10757
LV Network Non-Domestic Non-CT | 0 | 0.075468 | 0.017346 | 0.012501 | 0.025371 | 0.036085 | 0.10226 | 0.028604 | 0.018764 | 0.025667 | 0.040644 | 0.0093418 | 0.0067326 | 0.013664 | 0.019434 | 0.089824 | 0.042941 | 0.096842
LV HH Metered | 0 | 0.070659 | 0.01624 | 0.011698 | 0.023742 | 0.033786 | 0.095698 | 0.026767 | 0.01756 | 0.024028 | 0.038054 | 0.0087465 | 0.0063003 | 0.012786 | 0.018196 | 0.084056 | 0.040184 | 0.090624
LV Sub HH Metered | 0 | 0.079132 | 0.018188 | 0.013101 | 0.026589 | 0.037837 | 0.10717 | 0.029977 | 0 | 0.026909 | 0.042618 | 0.0097953 | 0.0070559 | 0.01432 | 0.020378 | 0.094136 | 0.045002 | 0
HV HH Metered | 0 | 0.062856 | 0.014447 | 0.010407 | 0.015678 | 0.022311 | 0.067298 | 0 | 0 | 0.021374 | 0.033852 | 0.0077806 | 0.0056046 | 0.011374 | 0.016186 | 0.074774 | 0 | 0
LV UMS (Pseudo HH Metered) | 0 | 0.069956 | 0.016079 | 0.01125 | 0.022831 | 0.03345 | 0.092026 | 0.02574 | 0.016886 | 0.023929 | 0.037676 | 0.0086595 | 0.0060586 | 0.012296 | 0.018015 | 0.080832 | 0.038642 | 0.087148
LV Generation Non-Intermittent | 0 | -0.061137 | -0.014052 | -0.010122 | -0.020542 | -0.029233 | -0.082801 | -0.02316 | 0 | -0.02079 | -0.032926 | -0.0075678 | -0.0054513 | -0.011063 | -0.015744 | -0.072729 | -0.034768 | 0
LV Generation Non-Intermittent no RP charge | 0 | -0.061137 | -0.014052 | -0.010122 | -0.020542 | -0.029233 | -0.082801 | -0.02316 | 0 | -0.02079 | -0.032926 | -0.0075678 | -0.0054513 | -0.011063 | -0.015744 | -0.072729 | -0.034768 | 0
LV Sub Generation Non-Intermittent | 0 | -0.060177 | -0.013831 | -0.009963 | -0.02022 | -0.028774 | -0.081501 | 0 | 0 | -0.020463 | -0.032409 | -0.007449 | -0.0053657 | -0.01089 | -0.015497 | -0.071587 | 0 | 0
LV Sub Generation Non-Intermittent no RP charge | 0 | -0.060177 | -0.013831 | -0.009963 | -0.02022 | -0.028774 | -0.081501 | 0 | 0 | -0.020463 | -0.032409 | -0.007449 | -0.0053657 | -0.01089 | -0.015497 | -0.071587 | 0 | 0
HV Generation Non-Intermittent | 0 | -0.059161 | -0.013598 | -0.0097948 | -0.014757 | -0.021 | 0 | 0 | 0 | -0.020118 | -0.031862 | -0.0073232 | -0.0052751 | -0.010706 | -0.015235 | 0 | 0 | 0
HV Generation Non-Intermittent no RP charge | 0 | -0.059161 | -0.013598 | -0.0097948 | -0.014757 | -0.021 | 0 | 0 | 0 | -0.020118 | -0.031862 | -0.0073232 | -0.0052751 | -0.010706 | -0.015235 | 0 | 0 | 0
2905. Contributions to pay-as-you-go unit rate 3 (p/kWh)
Data sources:
x1 = 2462. Unit rate 3 pseudo load coefficient by network level (combined)
x2 = 2901. Unit cost at each level, £/kW/year (relative to system simultaneous maximum load)
x3 = 2012. Loss adjustment factors between end user meter reading and each network level, scaled by network use
x4 = 2804. Proportion of annual charge covered by contributions (for all charging levels)
x5 = 1010. Days in the charging year (in Financial and general assumptions)
Calculation =x1*x2*x3*(1-x4)*100/(24*x5)
| GSPs | Assets 132kV | Assets 132kV/EHV | Assets EHV | Assets EHV/HV | Assets 132kV/HV | Assets HV | Assets HV/LV | Assets LV circuits | Transmission exit | Operating 132kV | Operating 132kV/EHV | Operating EHV | Operating EHV/HV | Operating 132kV/HV | Operating HV | Operating HV/LV | Operating LV circuits
LV Network Domestic | 0 | 0.0055704 | 0.0012803 | 0.002427 | 0.0049256 | 0.0026635 | 0.019854 | 0.0055533 | 0.003643 | 0 | 0.003 | 0.00068952 | 0.0013071 | 0.0026527 | 0.0014345 | 0.017439 | 0.0083367 | 0.018801
LV Network Non-Domestic Non-CT | 0 | 0.0050135 | 0.0011523 | 0.0021849 | 0.0044342 | 0.0023972 | 0.017873 | 0.0049993 | 0.0032795 | 0 | 0.0027001 | 0.00062059 | 0.0011767 | 0.0023881 | 0.001291 | 0.015699 | 0.007505 | 0.016926
LV HH Metered | 0 | 0.004694 | 0.0010789 | 0.0020446 | 0.0041494 | 0.0022445 | 0.016726 | 0.0046783 | 0.003069 | 0 | 0.002528 | 0.00058104 | 0.0011011 | 0.0022347 | 0.0012088 | 0.014691 | 0.0070231 | 0.015839
LV Sub HH Metered | 0 | 0.0052569 | 0.0012083 | 0.0022898 | 0.004647 | 0.0025136 | 0.018731 | 0.0052393 | 0 | 0 | 0.0028312 | 0.00065072 | 0.0012332 | 0.0025027 | 0.0013537 | 0.016453 | 0.0078653 | 0
HV HH Metered | 0 | 0.0041756 | 0.00095973 | 0.0018188 | 0.0027402 | 0.0014822 | 0.011762 | 0 | 0 | 0 | 0.0022488 | 0.00051688 | 0.00097954 | 0.0019879 | 0.0010753 | 0.013069 | 0 | 0
LV UMS (Pseudo HH Metered) | 0 | 0.0051496 | 0.0011836 | 0.002243 | 0.0045522 | 0.0024623 | 0.018349 | 0.0051323 | 0.0033668 | 0 | 0.0027734 | 0.00063744 | 0.001208 | 0.0024516 | 0.0013261 | 0.016117 | 0.0077047 | 0.017376
LV Generation Non-Intermittent | 0 | -0.0040614 | -0.00093348 | -0.0017691 | -0.0035902 | -0.001942 | -0.014472 | -0.0040478 | 0 | 0 | -0.0021873 | -0.00050274 | -0.00095275 | -0.0019336 | -0.0010459 | -0.012711 | -0.0060766 | 0
LV Generation Non-Intermittent no RP charge | 0 | -0.0040614 | -0.00093348 | -0.0017691 | -0.0035902 | -0.001942 | -0.014472 | -0.0040478 | 0 | 0 | -0.0021873 | -0.00050274 | -0.00095275 | -0.0019336 | -0.0010459 | -0.012711 | -0.0060766 | 0
LV Sub Generation Non-Intermittent | 0 | -0.0039977 | -0.00091883 | -0.0017413 | -0.0035339 | -0.0019115 | -0.014244 | 0 | 0 | 0 | -0.002153 | -0.00049485 | -0.00093779 | -0.0019032 | -0.0010295 | -0.012512 | 0 | 0
LV Sub Generation Non-Intermittent no RP charge | 0 | -0.0039977 | -0.00091883 | -0.0017413 | -0.0035339 | -0.0019115 | -0.014244 | 0 | 0 | 0 | -0.002153 | -0.00049485 | -0.00093779 | -0.0019032 | -0.0010295 | -0.012512 | 0 | 0
HV Generation Non-Intermittent | 0 | -0.0039302 | -0.00090332 | -0.0017119 | -0.0025791 | -0.0013951 | 0 | 0 | 0 | 0 | -0.0021166 | -0.00048649 | -0.00092196 | -0.0018711 | -0.0010121 | 0 | 0 | 0
HV Generation Non-Intermittent no RP charge | 0 | -0.0039302 | -0.00090332 | -0.0017119 | -0.0025791 | -0.0013951 | 0 | 0 | 0 | 0 | -0.0021166 | -0.00048649 | -0.00092196 | -0.0018711 | -0.0010121 | 0 | 0 | 0

## Standing
Allocation to standing charges for WPD West Midlands in April 19 ()
This sheet reallocates some costs from unit charges to fixed or capacity charges, for demand users only.
3001. Costs based on aggregate maximum load (£/kW/year)
Data sources:
x1 = 2901. Unit cost at each level, £/kW/year (relative to system simultaneous maximum load)
x2 = 2612. Diversity allowances (including calculated LV value)
Calculation =x1/(1+x2)
| GSPs | Assets 132kV | Assets 132kV/EHV | Assets EHV | Assets EHV/HV | Assets 132kV/HV | Assets HV | Assets HV/LV | Assets LV circuits | Transmission exit | Operating 132kV | Operating 132kV/EHV | Operating EHV | Operating EHV/HV | Operating 132kV/HV | Operating HV | Operating HV/LV | Operating LV circuits
Costs based on aggregate maximum load (£/kW/year) | 0 | 4.9936 | 3.7519 | 3.5505 | 7.2553 | 3.5164 | 11.2211 | 5.4565 | 11.1121 | 3.1352 | 2.6894 | 2.0206 | 1.9122 | 3.9074 | 1.8938 | 6.0433 | 2.9386 | 5.9846
3002. Capacity elements p/kVA/day
This calculation uses aggregate maximum load and no coincidence factor.
Data sources:
x1 = 2602. Standing charges factors adapted to use 132kV/HV
x2 = 2012. Loss adjustment factors between end user meter reading and each network level, scaled by network use
x3 = 3001. Costs based on aggregate maximum load (£/kW/year)
x4 = 1010. Power factor for all flows in the network model (in Financial and general assumptions)
x5 = 1010. Days in the charging year (in Financial and general assumptions)
x6 = 2804. Proportion of annual charge covered by contributions (for all charging levels)
Calculation =100*x1*x2*x3*x4/x5*(1-x6)
| GSPs | Assets 132kV | Assets 132kV/EHV | Assets EHV | Assets EHV/HV | Assets 132kV/HV | Assets HV | Assets HV/LV | Assets LV circuits | Transmission exit | Operating 132kV | Operating 132kV/EHV | Operating EHV | Operating EHV/HV | Operating 132kV/HV | Operating HV | Operating HV/LV | Operating LV circuits
Domestic Unrestricted | 0 | 0 | 0 | 0 | 0 | 0 | 0 | 0 | 0.30099 | 0 | 0 | 0 | 0 | 0 | 0 | 0 | 0 | 1.5534
Domestic Two Rate | 0 | 0 | 0 | 0 | 0 | 0 | 0 | 0 | 0.30099 | 0 | 0 | 0 | 0 | 0 | 0 | 0 | 0 | 1.5534
Domestic Off Peak (related MPAN) | 0 | 0 | 0 | 0 | 0 | 0 | 0 | 0 | 0.30099 | 0 | 0 | 0 | 0 | 0 | 0 | 0 | 0 | 1.5534
Small Non Domestic Unrestricted | 0 | 0 | 0 | 0 | 0 | 0 | 0 | 0 | 0.30099 | 0 | 0 | 0 | 0 | 0 | 0 | 0 | 0 | 1.5534
Small Non Domestic Two Rate | 0 | 0 | 0 | 0 | 0 | 0 | 0 | 0 | 0.30099 | 0 | 0 | 0 | 0 | 0 | 0 | 0 | 0 | 1.5534
Small Non Domestic Off Peak (related MPAN) | 0 | 0 | 0 | 0 | 0 | 0 | 0 | 0 | 0.30099 | 0 | 0 | 0 | 0 | 0 | 0 | 0 | 0 | 1.5534
LV Medium Non-Domestic | 0 | 0 | 0 | 0 | 0 | 0 | 0 | 0 | 0.30099 | 0 | 0 | 0 | 0 | 0 | 0 | 0 | 0 | 1.5534
LV Sub Medium Non-Domestic | 0 | 0 | 0 | 0 | 0 | 0 | 0 | 0.5081 | 0 | 0 | 0 | 0 | 0 | 0 | 0 | 0 | 0.76276 | 0
HV Medium Non-Domestic | 0 | 0.18778 | 0 | 0.058507 | 0.44073 | 0.48121 | 1.4118 | 0 | 0 | 0 | 0.10113 | 0 | 0.03151 | 0.31974 | 0.3491 | 1.5686 | 0 | 0
LV Network Domestic | 0 | 0 | 0 | 0 | 0 | 0 | 0 | 0 | 0.30099 | 0 | 0 | 0 | 0 | 0 | 0 | 0 | 0 | 1.5534
LV Network Non-Domestic Non-CT | 0 | 0 | 0 | 0 | 0 | 0 | 0 | 0 | 0.30099 | 0 | 0 | 0 | 0 | 0 | 0 | 0 | 0 | 1.5534
LV HH Metered | 0 | 0 | 0 | 0 | 0 | 0 | 0.3691 | 0.5162 | 0.30099 | 0 | 0 | 0 | 0 | 0 | 0 | 0.3242 | 0.77493 | 1.5534
LV Sub HH Metered | 0 | 0 | 0 | 0 | 0 | 0 | 1.8165 | 0.5081 | 0 | 0 | 0 | 0 | 0 | 0 | 0 | 1.5956 | 0.76276 | 0
HV HH Metered | 0 | 0.18778 | 0 | 0.058507 | 0.44073 | 0.48121 | 1.4118 | 0 | 0 | 0 | 0.10113 | 0 | 0.03151 | 0.31974 | 0.3491 | 1.5686 | 0 | 0
NHH UMS category A | 0 | 0 | 0 | 0 | 0 | 0 | 0 | 0 | 0 | 0 | 0 | 0 | 0 | 0 | 0 | 0 | 0 | 0
NHH UMS category B | 0 | 0 | 0 | 0 | 0 | 0 | 0 | 0 | 0 | 0 | 0 | 0 | 0 | 0 | 0 | 0 | 0 | 0
NHH UMS category C | 0 | 0 | 0 | 0 | 0 | 0 | 0 | 0 | 0 | 0 | 0 | 0 | 0 | 0 | 0 | 0 | 0 | 0
NHH UMS category D | 0 | 0 | 0 | 0 | 0 | 0 | 0 | 0 | 0 | 0 | 0 | 0 | 0 | 0 | 0 | 0 | 0 | 0
LV UMS (Pseudo HH Metered) | 0 | 0 | 0 | 0 | 0 | 0 | 0 | 0 | 0 | 0 | 0 | 0 | 0 | 0 | 0 | 0 | 0 | 0
3003. Yardstick components p/kWh (taking account of standing charges)
Data sources:
x1 = 2602. Standing charges factors adapted to use 132kV/HV
x2 = 2902. Pay-as-you-go yardstick unit costs by charging level (p/kWh)
Calculation =(1-x1)*x2
| GSPs | Assets 132kV | Assets 132kV/EHV | Assets EHV | Assets EHV/HV | Assets 132kV/HV | Assets HV | Assets HV/LV | Assets LV circuits | Transmission exit | Operating 132kV | Operating 132kV/EHV | Operating EHV | Operating EHV/HV | Operating 132kV/HV | Operating HV | Operating HV/LV | Operating LV circuits
Domestic Unrestricted | 0 | 0.14412 | 0.033126 | 0.031928 | 0.064798 | 0.068913 | 0.26119 | 0.073056 | 0 | 0.088409 | 0.07762 | 0.01784 | 0.017195 | 0.034898 | 0.037114 | 0.22941 | 0.10967 | 0
Domestic Two Rate | 0 | 0.099001 | 0.022755 | 0.021932 | 0.04451 | 0.047338 | 0.17941 | 0.050183 | 0 | 0.060729 | 0.053318 | 0.012255 | 0.011812 | 0.023972 | 0.025494 | 0.15759 | 0.075336 | 0
Domestic Off Peak (related MPAN) | 0 | 0 | 0 | 0 | 0 | 0 | 0 | 0 | 0 | 0 | 0 | 0 | 0 | 0 | 0 | 0 | 0 | 0
Small Non Domestic Unrestricted | 0 | 0.1092 | 0.025098 | 0.024191 | 0.049095 | 0.052213 | 0.19789 | 0.055352 | 0 | 0.066984 | 0.05881 | 0.013517 | 0.013028 | 0.026441 | 0.02812 | 0.17382 | 0.083095 | 0
Small Non Domestic Two Rate | 0 | 0.096674 | 0.02222 | 0.021417 | 0.043465 | 0.046225 | 0.1752 | 0.049004 | 0 | 0.059302 | 0.052065 | 0.011967 | 0.011534 | 0.023408 | 0.024895 | 0.15388 | 0.073565 | 0
Small Non Domestic Off Peak (related MPAN) | 0 | 0 | 0 | 0 | 0 | 0 | 0 | 0 | 0 | 0 | 0 | 0 | 0 | 0 | 0 | 0 | 0 | 0
LV Medium Non-Domestic | 0 | 0.10269 | 0.023603 | 0.02275 | 0.04617 | 0.049103 | 0.1861 | 0.052055 | 0 | 0.062994 | 0.055307 | 0.012712 | 0.012252 | 0.024866 | 0.026445 | 0.16346 | 0.078145 | 0
LV Sub Medium Non-Domestic | 0 | 0.10108 | 0.023233 | 0.022393 | 0.045446 | 0.048332 | 0.18318 | 0 | 0 | 0.062005 | 0.054438 | 0.012512 | 0.01206 | 0.024475 | 0.02603 | 0.1609 | 0 | 0
HV Medium Non-Domestic | 0 | 0.079104 | 0.021105 | 0.016274 | 0 | 0 | 0 | 0 | 0 | 0.056326 | 0.042603 | 0.011366 | 0.0087643 | 0 | 0 | 0 | 0 | 0
LV Network Domestic | 0 | 0.13996 | 0.032168 | 0.031005 | 0.062924 | 0.066921 | 0.25363 | 0.070943 | 0 | 0.085852 | 0.075375 | 0.017324 | 0.016698 | 0.033889 | 0.036041 | 0.22278 | 0.1065 | 0
LV Network Non-Domestic Non-CT | 0 | 0.10636 | 0.024447 | 0.023563 | 0.04782 | 0.050858 | 0.19275 | 0.053915 | 0 | 0.065245 | 0.057283 | 0.013166 | 0.01269 | 0.025754 | 0.02739 | 0.16931 | 0.080938 | 0
LV HH Metered | 0 | 0.093664 | 0.021528 | 0.02075 | 0.042111 | 0.044786 | 0.13579 | 0 | 0 | 0.057456 | 0.050444 | 0.011594 | 0.011175 | 0.022679 | 0.02412 | 0.11927 | 0 | 0
LV Sub HH Metered | 0 | 0.10413 | 0.023933 | 0.023068 | 0.046815 | 0.049788 | 0 | 0 | 0 | 0.063874 | 0.056079 | 0.012889 | 0.012423 | 0.025213 | 0.026814 | 0 | 0 | 0
HV HH Metered | 0 | 0.064543 | 0.01722 | 0.013278 | 0 | 0 | 0 | 0 | 0 | 0.045958 | 0.03476 | 0.0092739 | 0.007151 | 0 | 0 | 0 | 0 | 0
NHH UMS category A | 0 | 0.066575 | 0.015302 | 0.014749 | 0.029932 | 0.031833 | 0.12065 | 0.033747 | 0.022138 | 0.040839 | 0.035855 | 0.008241 | 0.0079431 | 0.01612 | 0.017144 | 0.10597 | 0.050661 | 0.11425
NHH UMS category B | 0 | 0.14201 | 0.03264 | 0.031461 | 0.063848 | 0.067903 | 0.25736 | 0.071985 | 0.047223 | 0.087113 | 0.076483 | 0.017579 | 0.016944 | 0.034386 | 0.03657 | 0.22605 | 0.10807 | 0.24372
NHH UMS category C | 0 | 0.25801 | 0.059302 | 0.057158 | 0.116 | 0.12337 | 0.46758 | 0.13078 | 0.085795 | 0.15827 | 0.13896 | 0.031938 | 0.030783 | 0.062474 | 0.066442 | 0.4107 | 0.19634 | 0.44279
NHH UMS category D | 0 | 0.00016594 | 3.814e-05 | 3.6762e-05 | 7.4607e-05 | 7.9345e-05 | 0.00030072 | 8.4115e-05 | 5.518e-05 | 0.00010179 | 8.937e-05 | 2.0541e-05 | 1.9799e-05 | 4.018e-05 | 4.2733e-05 | 0.00026414 | 0.00012627 | 0.00028478
LV UMS (Pseudo HH Metered) | 0 | 0.13801 | 0.031721 | 0.030575 | 0.06205 | 0.065991 | 0.25011 | 0.069958 | 0.045893 | 0.08466 | 0.074329 | 0.017084 | 0.016466 | 0.033418 | 0.03554 | 0.21969 | 0.10502 | 0.23685
3004. Contributions to unit rate 1 p/kWh by network level (taking account of standing charges)
Data sources:
x1 = 2602. Standing charges factors adapted to use 132kV/HV
x2 = 2903. Contributions to pay-as-you-go unit rate 1 (p/kWh)
Calculation =(1-x1)*x2
| GSPs | Assets 132kV | Assets 132kV/EHV | Assets EHV | Assets EHV/HV | Assets 132kV/HV | Assets HV | Assets HV/LV | Assets LV circuits | Transmission exit | Operating 132kV | Operating 132kV/EHV | Operating EHV | Operating EHV/HV | Operating 132kV/HV | Operating HV | Operating HV/LV | Operating LV circuits
Domestic Unrestricted | 0 | 0.13276 | 0.030514 | 0.029312 | 0.059487 | 0.063481 | 0.23978 | 0.067069 | 0 | 0.085472 | 0.071501 | 0.016434 | 0.015786 | 0.032038 | 0.034188 | 0.21061 | 0.10068 | 0
Domestic Two Rate | 0 | 0.15633 | 0.035931 | 0.034415 | 0.069844 | 0.07475 | 0.28153 | 0.078746 | 0 | 0.10069 | 0.084194 | 0.019351 | 0.018535 | 0.037616 | 0.040258 | 0.24728 | 0.11821 | 0
Domestic Off Peak (related MPAN) | 0 | 0.018042 | 0.0041469 | 0.003957 | 0.0080306 | 0.008627 | 0.03237 | 0.0090541 | 0 | 0.0057615 | 0.0097169 | 0.0022334 | 0.0021311 | 0.004325 | 0.0046462 | 0.028432 | 0.013592 | 0
Small Non Domestic Unrestricted | 0 | 0.11629 | 0.026728 | 0.024787 | 0.050304 | 0.055605 | 0.20277 | 0.056716 | 0 | 0.070604 | 0.06263 | 0.014395 | 0.013349 | 0.027092 | 0.029947 | 0.1781 | 0.085142 | 0
Small Non Domestic Two Rate | 0 | 0.13525 | 0.031086 | 0.029005 | 0.058865 | 0.06467 | 0.23727 | 0.066367 | 0 | 0.083285 | 0.072841 | 0.016742 | 0.015621 | 0.031702 | 0.034829 | 0.20841 | 0.099631 | 0
Small Non Domestic Off Peak (related MPAN) | 0 | 0.024357 | 0.0055982 | 0.0056488 | 0.011464 | 0.011646 | 0.046209 | 0.012925 | 0 | 0.011595 | 0.013118 | 0.003015 | 0.0030422 | 0.0061741 | 0.0062722 | 0.040588 | 0.019403 | 0
LV Medium Non-Domestic | 0 | 0.12932 | 0.029723 | 0.027827 | 0.056475 | 0.061834 | 0.22764 | 0.063672 | 0 | 0.080256 | 0.069646 | 0.016008 | 0.014987 | 0.030415 | 0.033301 | 0.19995 | 0.095586 | 0
LV Sub Medium Non-Domestic | 0 | 0.13821 | 0.031767 | 0.029507 | 0.059884 | 0.066087 | 0.24138 | 0 | 0 | 0.084529 | 0.074437 | 0.017109 | 0.015892 | 0.032252 | 0.035592 | 0.21202 | 0 | 0
HV Medium Non-Domestic | 0 | 0.10384 | 0.027705 | 0.020609 | 0 | 0 | 0 | 0 | 0 | 0.073813 | 0.055926 | 0.014921 | 0.011099 | 0 | 0 | 0 | 0 | 0
LV Network Domestic | 0 | 0.68978 | 0.15854 | 0.16132 | 0.3274 | 0.32982 | 1.3197 | 0.36913 | 0 | 0.52603 | 0.37149 | 0.085384 | 0.086884 | 0.17633 | 0.17763 | 1.1592 | 0.55414 | 0
LV Network Non-Domestic Non-CT | 0 | 0.62082 | 0.14269 | 0.14523 | 0.29474 | 0.29685 | 1.188 | 0.3323 | 0 | 0.47363 | 0.33435 | 0.076848 | 0.078215 | 0.15874 | 0.15987 | 1.0435 | 0.49886 | 0
LV HH Metered | 0 | 0.58126 | 0.1336 | 0.1359 | 0.27581 | 0.27793 | 0.8894 | 0 | 0 | 0.44339 | 0.31305 | 0.071951 | 0.073193 | 0.14854 | 0.14968 | 0.78121 | 0 | 0
LV Sub HH Metered | 0 | 0.65097 | 0.14962 | 0.1522 | 0.30889 | 0.31126 | 0 | 0 | 0 | 0.49656 | 0.35059 | 0.080579 | 0.08197 | 0.16636 | 0.16763 | 0 | 0 | 0
HV HH Metered | 0 | 0.44545 | 0.11884 | 0.096717 | 0 | 0 | 0 | 0 | 0 | 0.39442 | 0.2399 | 0.064005 | 0.052088 | 0 | 0 | 0 | 0 | 0
NHH UMS category A | 0 | 0.084285 | 0.019372 | 0.018671 | 0.037893 | 0.040301 | 0.15274 | 0.042722 | 0.028026 | 0.051687 | 0.045393 | 0.010433 | 0.010056 | 0.020408 | 0.021705 | 0.13416 | 0.064135 | 0.14464
NHH UMS category B | 0 | 0.10227 | 0.023505 | 0.024772 | 0.050273 | 0.048899 | 0.20264 | 0.056681 | 0.037183 | 0.073226 | 0.055077 | 0.012659 | 0.013341 | 0.027075 | 0.026335 | 0.17799 | 0.08509 | 0.1919
NHH UMS category C | 0 | 0.1836 | 0.042198 | 0.043702 | 0.088692 | 0.087788 | 0.3575 | 0.099995 | 0.065597 | 0.13481 | 0.098879 | 0.022727 | 0.023536 | 0.047766 | 0.047279 | 0.31401 | 0.15011 | 0.33854
NHH UMS category D | 0 | 0.064957 | 0.01493 | 0.012389 | 0.025143 | 0.031059 | 0.10135 | 0.028348 | 0.018596 | 0.029672 | 0.034983 | 0.0080406 | 0.0066723 | 0.013541 | 0.016727 | 0.089019 | 0.042556 | 0.095975
LV UMS (Pseudo HH Metered) | 0 | 1.8801 | 0.43214 | 0.44809 | 0.90938 | 0.899 | 3.6655 | 1.0253 | 0.67259 | 1.4588 | 1.0126 | 0.23273 | 0.24132 | 0.48976 | 0.48417 | 3.2196 | 1.5392 | 3.4712
3005. Contributions to unit rate 2 p/kWh by network level (taking account of standing charges)
Data sources:
x1 = 2602. Standing charges factors adapted to use 132kV/HV
x2 = 2904. Contributions to pay-as-you-go unit rate 2 (p/kWh)
Calculation =(1-x1)*x2
| GSPs | Assets 132kV | Assets 132kV/EHV | Assets EHV | Assets EHV/HV | Assets 132kV/HV | Assets HV | Assets HV/LV | Assets LV circuits | Transmission exit | Operating 132kV | Operating 132kV/EHV | Operating EHV | Operating EHV/HV | Operating 132kV/HV | Operating HV | Operating HV/LV | Operating LV circuits
Domestic Two Rate | 0 | 0.0061715 | 0.0014185 | 0.0026882 | 0.0054555 | 0.0029509 | 0.02199 | 0.0061508 | 0 | 0 | 0.0033237 | 0.00076393 | 0.0014477 | 0.0029381 | 0.0015893 | 0.019315 | 0.0092337 | 0
Small Non Domestic Two Rate | 0 | 0.0054542 | 0.0012536 | 0.0023759 | 0.0048217 | 0.002608 | 0.019435 | 0.0054362 | 0 | 0 | 0.0029375 | 0.00067515 | 0.0012795 | 0.0025968 | 0.0014045 | 0.017071 | 0.0081609 | 0
LV Medium Non-Domestic | 0 | 0.0051113 | 0.0011748 | 0.0022264 | 0.0045183 | 0.002444 | 0.018213 | 0.0050942 | 0 | 0 | 0.0027528 | 0.0006327 | 0.001199 | 0.0024334 | 0.0013162 | 0.015997 | 0.0076475 | 0
LV Sub Medium Non-Domestic | 0 | 0.0055455 | 0.0012746 | 0.0024155 | 0.0049021 | 0.0026516 | 0.019759 | 0 | 0 | 0 | 0.0029866 | 0.00068644 | 0.0013009 | 0.0026401 | 0.001428 | 0.017356 | 0 | 0
HV Medium Non-Domestic | 0 | 0.0041849 | 0.0011165 | 0.0016927 | 0 | 0 | 0 | 0 | 0 | 0 | 0.0022538 | 0.00060131 | 0.00091165 | 0 | 0 | 0 | 0 | 0
LV Network Domestic | 0 | 0.083851 | 0.019272 | 0.013887 | 0.028182 | 0.040094 | 0.1136 | 0.031774 | 0 | 0.028506 | 0.045159 | 0.010379 | 0.0074788 | 0.015178 | 0.021593 | 0.099778 | 0.0477 | 0
LV Network Non-Domestic Non-CT | 0 | 0.075468 | 0.017346 | 0.012501 | 0.025371 | 0.036085 | 0.10226 | 0.028604 | 0 | 0.025667 | 0.040644 | 0.0093418 | 0.0067326 | 0.013664 | 0.019434 | 0.089824 | 0.042941 | 0
LV HH Metered | 0 | 0.070659 | 0.01624 | 0.011698 | 0.023742 | 0.033786 | 0.076558 | 0 | 0 | 0.024028 | 0.038054 | 0.0087465 | 0.0063003 | 0.012786 | 0.018196 | 0.067245 | 0 | 0
LV Sub HH Metered | 0 | 0.079132 | 0.018188 | 0.013101 | 0.026589 | 0.037837 | 0 | 0 | 0 | 0.026909 | 0.042618 | 0.0097953 | 0.0070559 | 0.01432 | 0.020378 | 0 | 0 | 0
HV HH Metered | 0 | 0.054149 | 0.014447 | 0.0083252 | 0 | 0 | 0 | 0 | 0 | 0.021374 | 0.029163 | 0.0077806 | 0.0044837 | 0 | 0 | 0 | 0 | 0
LV UMS (Pseudo HH Metered) | 0 | 0.069956 | 0.016079 | 0.01125 | 0.022831 | 0.03345 | 0.092026 | 0.02574 | 0.016886 | 0.023929 | 0.037676 | 0.0086595 | 0.0060586 | 0.012296 | 0.018015 | 0.080832 | 0.038642 | 0.087148
3006. Contributions to unit rate 3 p/kWh by network level (taking account of standing charges)
Data sources:
x1 = 2602. Standing charges factors adapted to use 132kV/HV
x2 = 2905. Contributions to pay-as-you-go unit rate 3 (p/kWh)
Calculation =(1-x1)*x2
| GSPs | Assets 132kV | Assets 132kV/EHV | Assets EHV | Assets EHV/HV | Assets 132kV/HV | Assets HV | Assets HV/LV | Assets LV circuits | Transmission exit | Operating 132kV | Operating 132kV/EHV | Operating EHV | Operating EHV/HV | Operating 132kV/HV | Operating HV | Operating HV/LV | Operating LV circuits
LV Network Domestic | 0 | 0.0055704 | 0.0012803 | 0.002427 | 0.0049256 | 0.0026635 | 0.019854 | 0.0055533 | 0 | 0 | 0.003 | 0.00068952 | 0.0013071 | 0.0026527 | 0.0014345 | 0.017439 | 0.0083367 | 0
LV Network Non-Domestic Non-CT | 0 | 0.0050135 | 0.0011523 | 0.0021849 | 0.0044342 | 0.0023972 | 0.017873 | 0.0049993 | 0 | 0 | 0.0027001 | 0.00062059 | 0.0011767 | 0.0023881 | 0.001291 | 0.015699 | 0.007505 | 0
LV HH Metered | 0 | 0.004694 | 0.0010789 | 0.0020446 | 0.0041494 | 0.0022445 | 0.01338 | 0 | 0 | 0 | 0.002528 | 0.00058104 | 0.0011011 | 0.0022347 | 0.0012088 | 0.011753 | 0 | 0
LV Sub HH Metered | 0 | 0.0052569 | 0.0012083 | 0.0022898 | 0.004647 | 0.0025136 | 0 | 0 | 0 | 0 | 0.0028312 | 0.00065072 | 0.0012332 | 0.0025027 | 0.0013537 | 0 | 0 | 0
HV HH Metered | 0 | 0.0035972 | 0.00095973 | 0.001455 | 0 | 0 | 0 | 0 | 0 | 0 | 0.0019373 | 0.00051688 | 0.00078363 | 0 | 0 | 0 | 0 | 0
LV UMS (Pseudo HH Metered) | 0 | 0.0051496 | 0.0011836 | 0.002243 | 0.0045522 | 0.0024623 | 0.018349 | 0.0051323 | 0.0033668 | 0 | 0.0027734 | 0.00063744 | 0.001208 | 0.0024516 | 0.0013261 | 0.016117 | 0.0077047 | 0.017376
3007. Exceeded capacity charge elements p/kVA/day
Data sources:
x1 = 2602. Standing charges factors adapted to use 132kV/HV
x2 = 2012. Loss adjustment factors between end user meter reading and each network level, scaled by network use
x3 = 3001. Costs based on aggregate maximum load (£/kW/year)
x4 = 1010. Power factor for all flows in the network model (in Financial and general assumptions)
x5 = 1010. Days in the charging year (in Financial and general assumptions)
Calculation =100*x1*x2*x3*x4/x5
| GSPs | Assets 132kV | Assets 132kV/EHV | Assets EHV | Assets EHV/HV | Assets 132kV/HV | Assets HV | Assets HV/LV | Assets LV circuits | Transmission exit | Operating 132kV | Operating 132kV/EHV | Operating EHV | Operating EHV/HV | Operating 132kV/HV | Operating HV | Operating HV/LV | Operating LV circuits
Domestic Unrestricted | 0 | 0 | 0 | 0 | 0 | 0 | 0 | 0 | 2.8843 | 0 | 0 | 0 | 0 | 0 | 0 | 0 | 0 | 1.5534
Domestic Two Rate | 0 | 0 | 0 | 0 | 0 | 0 | 0 | 0 | 2.8843 | 0 | 0 | 0 | 0 | 0 | 0 | 0 | 0 | 1.5534
Domestic Off Peak (related MPAN) | 0 | 0 | 0 | 0 | 0 | 0 | 0 | 0 | 2.8843 | 0 | 0 | 0 | 0 | 0 | 0 | 0 | 0 | 1.5534
Small Non Domestic Unrestricted | 0 | 0 | 0 | 0 | 0 | 0 | 0 | 0 | 2.8843 | 0 | 0 | 0 | 0 | 0 | 0 | 0 | 0 | 1.5534
Small Non Domestic Two Rate | 0 | 0 | 0 | 0 | 0 | 0 | 0 | 0 | 2.8843 | 0 | 0 | 0 | 0 | 0 | 0 | 0 | 0 | 1.5534
Small Non Domestic Off Peak (related MPAN) | 0 | 0 | 0 | 0 | 0 | 0 | 0 | 0 | 2.8843 | 0 | 0 | 0 | 0 | 0 | 0 | 0 | 0 | 1.5534
LV Medium Non-Domestic | 0 | 0 | 0 | 0 | 0 | 0 | 0 | 0 | 2.8843 | 0 | 0 | 0 | 0 | 0 | 0 | 0 | 0 | 1.5534
LV Sub Medium Non-Domestic | 0 | 0 | 0 | 0 | 0 | 0 | 0 | 1.4163 | 0 | 0 | 0 | 0 | 0 | 0 | 0 | 0 | 0.76276 | 0
HV Medium Non-Domestic | 0 | 0.18778 | 0 | 0.058507 | 0.59369 | 0.64821 | 2.9126 | 0 | 0 | 0 | 0.10113 | 0 | 0.03151 | 0.31974 | 0.3491 | 1.5686 | 0 | 0
LV Network Domestic | 0 | 0 | 0 | 0 | 0 | 0 | 0 | 0 | 2.8843 | 0 | 0 | 0 | 0 | 0 | 0 | 0 | 0 | 1.5534
LV Network Non-Domestic Non-CT | 0 | 0 | 0 | 0 | 0 | 0 | 0 | 0 | 2.8843 | 0 | 0 | 0 | 0 | 0 | 0 | 0 | 0 | 1.5534
LV HH Metered | 0 | 0 | 0 | 0 | 0 | 0 | 0.60197 | 1.4389 | 2.8843 | 0 | 0 | 0 | 0 | 0 | 0 | 0.3242 | 0.77493 | 1.5534
LV Sub HH Metered | 0 | 0 | 0 | 0 | 0 | 0 | 2.9626 | 1.4163 | 0 | 0 | 0 | 0 | 0 | 0 | 0 | 1.5956 | 0.76276 | 0
HV HH Metered | 0 | 0.18778 | 0 | 0.058507 | 0.59369 | 0.64821 | 2.9126 | 0 | 0 | 0 | 0.10113 | 0 | 0.03151 | 0.31974 | 0.3491 | 1.5686 | 0 | 0
NHH UMS category A | 0 | 0 | 0 | 0 | 0 | 0 | 0 | 0 | 0 | 0 | 0 | 0 | 0 | 0 | 0 | 0 | 0 | 0
NHH UMS category B | 0 | 0 | 0 | 0 | 0 | 0 | 0 | 0 | 0 | 0 | 0 | 0 | 0 | 0 | 0 | 0 | 0 | 0
NHH UMS category C | 0 | 0 | 0 | 0 | 0 | 0 | 0 | 0 | 0 | 0 | 0 | 0 | 0 | 0 | 0 | 0 | 0 | 0
NHH UMS category D | 0 | 0 | 0 | 0 | 0 | 0 | 0 | 0 | 0 | 0 | 0 | 0 | 0 | 0 | 0 | 0 | 0 | 0
LV UMS (Pseudo HH Metered) | 0 | 0 | 0 | 0 | 0 | 0 | 0 | 0 | 0 | 0 | 0 | 0 | 0 | 0 | 0 | 0 | 0 | 0

## AggCap
Standing charges as fixed charges for WPD West Midlands in April 19 ()
This sheet allocates standing charges to fixed charges for non half hourly settled demand users.
3101. Mapping of tariffs to tariff groups
| LV domestic and small non-domestic tariffs | LV medium non-domestic tariffs | LV substation aggregated tariffs | HV network aggregated tariffs
Domestic Unrestricted | 1 | 0 | 0 | 0
Domestic Two Rate | 1 | 0 | 0 | 0
Small Non Domestic Unrestricted | 1 | 0 | 0 | 0
Small Non Domestic Two Rate | 1 | 0 | 0 | 0
LV Medium Non-Domestic | 0 | 1 | 0 | 0
LV Sub Medium Non-Domestic | 0 | 0 | 1 | 0
HV Medium Non-Domestic | 0 | 0 | 0 | 1
LV Network Domestic | 1 | 0 | 0 | 0
LV Network Non-Domestic Non-CT | 1 | 0 | 0 | 0
3102. Capacity use for tariffs charged for capacity on an exit point basis
Data sources:
x1 = 2407. All units (MWh)
x2 = 1041. Load factor for each type of demand user (in Load profile data for demand users)
x3 = 1010. Days in the charging year (in Financial and general assumptions)
x4 = 2305. MPANs (in Equivalent volume for each end user)
Kind: | Calculation | Copy cells
Formula: | =x1/x2/(24*x3)*1000 | = x4
| Unit-based contributions to aggregate maximum load (kW) | MPANs
Domestic Unrestricted | 1900035.1905 | 2057067.7016
Domestic Two Rate | 539321.1647 | 272351.4367
Small Non Domestic Unrestricted | 466752.6224 | 132885.7261
Small Non Domestic Two Rate | 159134.0157 | 36960.7564
LV Medium Non-Domestic | 19861.1374 | 2818.5227
LV Sub Medium Non-Domestic | 0.080729 | 0.005486
HV Medium Non-Domestic | 1860.3742 | 92.1797
LV Network Domestic | 120.2868 | 131.0264
LV Network Non-Domestic Non-CT | 153841.0783 | 8976.2489
3103. Aggregate capacity (kW)
Data sources:
x1 = 3101. Mapping of tariffs to tariff groups
x2 = 3102. Unit-based contributions to aggregate maximum load (kW) (in Capacity use for tariffs charged for capacity on an exit point basis)
Sum-product calculation =SUMPRODUCT(x1, x2)
| LV domestic and small non-domestic tariffs | LV medium non-domestic tariffs | LV substation aggregated tariffs | HV network aggregated tariffs
Aggregate capacity (kW) | 3219204.3582 | 19861.1374 | 0.080729 | 1860.3742
3104. Aggregate number of users charged for capacity on an exit point basis
Data sources:
x1 = 3101. Mapping of tariffs to tariff groups
x2 = 3102. MPANs (in Equivalent volume for each end user) (in Capacity use for tariffs charged for capacity on an exit point basis)
Sum-product calculation =SUMPRODUCT(x1, x2)
| LV domestic and small non-domestic tariffs | LV medium non-domestic tariffs | LV substation aggregated tariffs | HV network aggregated tariffs
Aggregate number of users charged for capacity on an exit point basis | 2508372.8961 | 2818.5227 | 0.005486 | 92.1797
3105. Average maximum kVA by exit point
Data sources:
x1 = 3104. Aggregate number of users charged for capacity on an exit point basis
x2 = 3103. Aggregate capacity (kW)
x3 = 1010. Power factor for all flows in the network model (in Financial and general assumptions)
Calculation =IF(x1,x2/x1/x3,0)
| LV domestic and small non-domestic tariffs | LV medium non-domestic tariffs | LV substation aggregated tariffs | HV network aggregated tariffs
Average maximum kVA by exit point | 1.3509 | 7.4175 | 15.4899 | 21.2442
3106. Deemed average maximum kVA for each tariff
Data sources:
x1 = 3101. Mapping of tariffs to tariff groups
x2 = 3105. Average maximum kVA by exit point
Sum-product calculation =SUMPRODUCT(x1, x2)
Deemed average maximum kVA for each tariff
Domestic Unrestricted | 1.3509
Domestic Two Rate | 1.3509
Small Non Domestic Unrestricted | 1.3509
Small Non Domestic Two Rate | 1.3509
LV Medium Non-Domestic | 7.4175
LV Sub Medium Non-Domestic | 15.4899
HV Medium Non-Domestic | 21.2442
LV Network Domestic | 1.3509
LV Network Non-Domestic Non-CT | 1.3509
3107. Capacity-driven fixed charge elements from standing charges factors p/MPAN/day
Data sources:
x1 = 3002. Capacity elements p/kVA/day
x2 = 3106. Deemed average maximum kVA for each tariff
Calculation =x1*x2
| GSPs | Assets 132kV | Assets 132kV/EHV | Assets EHV | Assets EHV/HV | Assets 132kV/HV | Assets HV | Assets HV/LV | Assets LV circuits | Transmission exit | Operating 132kV | Operating 132kV/EHV | Operating EHV | Operating EHV/HV | Operating 132kV/HV | Operating HV | Operating HV/LV | Operating LV circuits
Domestic Unrestricted | 0 | 0 | 0 | 0 | 0 | 0 | 0 | 0 | 0.40661 | 0 | 0 | 0 | 0 | 0 | 0 | 0 | 0 | 2.0985
Domestic Two Rate | 0 | 0 | 0 | 0 | 0 | 0 | 0 | 0 | 0.40661 | 0 | 0 | 0 | 0 | 0 | 0 | 0 | 0 | 2.0985
Small Non Domestic Unrestricted | 0 | 0 | 0 | 0 | 0 | 0 | 0 | 0 | 0.40661 | 0 | 0 | 0 | 0 | 0 | 0 | 0 | 0 | 2.0985
Small Non Domestic Two Rate | 0 | 0 | 0 | 0 | 0 | 0 | 0 | 0 | 0.40661 | 0 | 0 | 0 | 0 | 0 | 0 | 0 | 0 | 2.0985
LV Medium Non-Domestic | 0 | 0 | 0 | 0 | 0 | 0 | 0 | 0 | 2.2326 | 0 | 0 | 0 | 0 | 0 | 0 | 0 | 0 | 11.5222
LV Sub Medium Non-Domestic | 0 | 0 | 0 | 0 | 0 | 0 | 0 | 7.8704 | 0 | 0 | 0 | 0 | 0 | 0 | 0 | 0 | 11.8151 | 0
HV Medium Non-Domestic | 0 | 3.9892 | 0 | 1.2429 | 9.363 | 10.2229 | 29.9923 | 0 | 0 | 0 | 2.1484 | 0 | 0.6694 | 6.7926 | 7.4164 | 33.324 | 0 | 0
LV Network Domestic | 0 | 0 | 0 | 0 | 0 | 0 | 0 | 0 | 0.40661 | 0 | 0 | 0 | 0 | 0 | 0 | 0 | 0 | 2.0985
LV Network Non-Domestic Non-CT | 0 | 0 | 0 | 0 | 0 | 0 | 0 | 0 | 0.40661 | 0 | 0 | 0 | 0 | 0 | 0 | 0 | 0 | 2.0985

## Reactive
Reactive power unit charges for WPD West Midlands in April 19 ()
3201. Network use factors for generator reactive unit charges
These factors differ from the network use factors for active power charges/credits in the case of generators, who do not qualify
for active power credits at the voltage of connection but are charged reactive unit charges for costs caused at that voltage.
| GSPs | 132kV | 132kV/EHV | EHV | EHV/HV | 132kV/HV | HV | HV/LV | LV circuits
LV Generation Intermittent | 1 | 1 | 1 | 1 | 1 | 1 | 1 | 1 | 1
LV Generation Non-Intermittent | 1 | 1 | 1 | 1 | 1 | 1 | 1 | 1 | 1
LV Sub Generation Intermittent | 1 | 1 | 1 | 1 | 1 | 1 | 1 | 1 | 0
LV Sub Generation Non-Intermittent | 1 | 1 | 1 | 1 | 1 | 1 | 1 | 1 | 0
HV Generation Intermittent | 1 | 1 | 1 | 1 | 1 | 1 | 1 | 0 | 0
HV Generation Non-Intermittent | 1 | 1 | 1 | 1 | 1 | 1 | 1 | 0 | 0
3202. Standard components p/kWh for reactive power (absolute value)
Data sources:
x1 = 3003. Yardstick components p/kWh (taking account of standing charges)
Calculation =ABS(x1)
| GSPs | Assets 132kV | Assets 132kV/EHV | Assets EHV | Assets EHV/HV | Assets 132kV/HV | Assets HV | Assets HV/LV | Assets LV circuits | Transmission exit | Operating 132kV | Operating 132kV/EHV | Operating EHV | Operating EHV/HV | Operating 132kV/HV | Operating HV | Operating HV/LV | Operating LV circuits
LV HH Metered | 0 | 0.093664 | 0.021528 | 0.02075 | 0.042111 | 0.044786 | 0.13579 | 0 | 0 | 0.057456 | 0.050444 | 0.011594 | 0.011175 | 0.022679 | 0.02412 | 0.11927 | 0 | 0
LV Sub HH Metered | 0 | 0.10413 | 0.023933 | 0.023068 | 0.046815 | 0.049788 | 0 | 0 | 0 | 0.063874 | 0.056079 | 0.012889 | 0.012423 | 0.025213 | 0.026814 | 0 | 0 | 0
HV HH Metered | 0 | 0.064543 | 0.01722 | 0.013278 | 0 | 0 | 0 | 0 | 0 | 0.045958 | 0.03476 | 0.0092739 | 0.007151 | 0 | 0 | 0 | 0 | 0
3203. Standard reactive p/kVArh
Data sources:
x1 = 3202. Standard components p/kWh for reactive power (absolute value)
x2 = 1092. Average kVAr by kVA, by network level
x3 = 1010. Power factor for all flows in the network model (in Financial and general assumptions)
Calculation =x1*x2*x3
| GSPs | Assets 132kV | Assets 132kV/EHV | Assets EHV | Assets EHV/HV | Assets 132kV/HV | Assets HV | Assets HV/LV | Assets LV circuits | Transmission exit | Operating 132kV | Operating 132kV/EHV | Operating EHV | Operating EHV/HV | Operating 132kV/HV | Operating HV | Operating HV/LV | Operating LV circuits
LV HH Metered | 0 | 0.024035 | 0.0055242 | 0.0053245 | 0.010806 | 0.011492 | 0.034845 | 0 | 0 | 0.014743 | 0.012944 | 0.0029751 | 0.0028676 | 0.0058197 | 0.0061893 | 0.030606 | 0 | 0
LV Sub HH Metered | 0 | 0.026719 | 0.0061412 | 0.0059193 | 0.012013 | 0.012776 | 0 | 0 | 0 | 0.01639 | 0.01439 | 0.0033074 | 0.0031879 | 0.0064697 | 0.0068807 | 0 | 0 | 0
HV HH Metered | 0 | 0.016562 | 0.0044187 | 0.0034072 | 0 | 0 | 0 | 0 | 0 | 0.011793 | 0.0089197 | 0.0023797 | 0.001835 | 0 | 0 | 0 | 0 | 0
3204. Absolute value of load coefficient (kW peak / average kW)
Data sources:
x1 = 2302. Load coefficient
Calculation =ABS(x1)
Absolute load coefficient
LV Generation Intermittent | 1
LV Generation Non-Intermittent | 1
LV Sub Generation Intermittent | 1
LV Sub Generation Non-Intermittent | 1
HV Generation Intermittent | 1
HV Generation Non-Intermittent | 1
3205. Pay-as-you-go components p/kWh for reactive power (absolute value)
Data sources:
x1 = 2901. Unit cost at each level, £/kW/year (relative to system simultaneous maximum load)
x2 = 3204. Absolute value of load coefficient (kW peak / average kW)
x3 = 2001. Loss adjustment factor to transmission (in Loss adjustment factors to transmission)
x4 = 2004. Loss adjustment factor to transmission for each network level
x5 = 2804. Proportion of annual charge covered by contributions (for all charging levels)
x6 = 3201. Network use factors for generator reactive unit charges
x7 = 1010. Days in the charging year (in Financial and general assumptions)
Calculation =x1*x2*x3/x4*(1-x5)*x6/(24*x7)*100
| GSPs | Assets 132kV | Assets 132kV/EHV | Assets EHV | Assets EHV/HV | Assets 132kV/HV | Assets HV | Assets HV/LV | Assets LV circuits | Transmission exit | Operating 132kV | Operating 132kV/EHV | Operating EHV | Operating EHV/HV | Operating 132kV/HV | Operating HV | Operating HV/LV | Operating LV circuits
LV Generation Intermittent | 0 | 0.066575 | 0.049773 | 0.047974 | 0.097361 | 0.045964 | 0.12065 | 0.033747 | 0.022138 | 0.040839 | 0.035855 | 0.026806 | 0.025837 | 0.052435 | 0.024755 | 0.10597 | 0.050661 | 0.11425
LV Generation Non-Intermittent | 0 | 0.066575 | 0.049773 | 0.047974 | 0.097361 | 0.045964 | 0.12065 | 0.033747 | 0.022138 | 0.040839 | 0.035855 | 0.026806 | 0.025837 | 0.052435 | 0.024755 | 0.10597 | 0.050661 | 0.11425
LV Sub Generation Intermittent | 0 | 0.06553 | 0.048991 | 0.047221 | 0.095833 | 0.045243 | 0.11876 | 0.033217 | 0 | 0.040198 | 0.035292 | 0.026385 | 0.025431 | 0.051612 | 0.024366 | 0.10431 | 0.049866 | 0
LV Sub Generation Non-Intermittent | 0 | 0.06553 | 0.048991 | 0.047221 | 0.095833 | 0.045243 | 0.11876 | 0.033217 | 0 | 0.040198 | 0.035292 | 0.026385 | 0.025431 | 0.051612 | 0.024366 | 0.10431 | 0.049866 | 0
HV Generation Intermittent | 0 | 0.064424 | 0.048164 | 0.046423 | 0.069941 | 0.033019 | 0.092296 | 0 | 0 | 0.039519 | 0.034696 | 0.025939 | 0.025002 | 0.05074 | 0.023955 | 0.10255 | 0 | 0
HV Generation Non-Intermittent | 0 | 0.064424 | 0.048164 | 0.046423 | 0.069941 | 0.033019 | 0.092296 | 0 | 0 | 0.039519 | 0.034696 | 0.025939 | 0.025002 | 0.05074 | 0.023955 | 0.10255 | 0 | 0
3206. Pay-as-you-go reactive p/kVArh
Data sources:
x1 = 3205. Pay-as-you-go components p/kWh for reactive power (absolute value)
x2 = 1092. Average kVAr by kVA, by network level
x3 = 1010. Power factor for all flows in the network model (in Financial and general assumptions)
Calculation =x1*x2*x3
| GSPs | Assets 132kV | Assets 132kV/EHV | Assets EHV | Assets EHV/HV | Assets 132kV/HV | Assets HV | Assets HV/LV | Assets LV circuits | Transmission exit | Operating 132kV | Operating 132kV/EHV | Operating EHV | Operating EHV/HV | Operating 132kV/HV | Operating HV | Operating HV/LV | Operating LV circuits
LV Generation Intermittent | 0 | 0.017084 | 0.012772 | 0.01231 | 0.024983 | 0.011795 | 0.030959 | 0.0086596 | 0.0056808 | 0.010479 | 0.0092006 | 0.0068785 | 0.0066299 | 0.013455 | 0.0063522 | 0.027193 | 0.013 | 0.029318
LV Generation Non-Intermittent | 0 | 0.017084 | 0.012772 | 0.01231 | 0.024983 | 0.011795 | 0.030959 | 0.0086596 | 0.0056808 | 0.010479 | 0.0092006 | 0.0068785 | 0.0066299 | 0.013455 | 0.0063522 | 0.027193 | 0.013 | 0.029318
LV Sub Generation Intermittent | 0 | 0.016815 | 0.012571 | 0.012117 | 0.024591 | 0.01161 | 0.030473 | 0.0085237 | 0 | 0.010315 | 0.0090562 | 0.0067705 | 0.0065258 | 0.013244 | 0.0062525 | 0.026766 | 0.012796 | 0
LV Sub Generation Non-Intermittent | 0 | 0.016815 | 0.012571 | 0.012117 | 0.024591 | 0.01161 | 0.030473 | 0.0085237 | 0 | 0.010315 | 0.0090562 | 0.0067705 | 0.0065258 | 0.013244 | 0.0062525 | 0.026766 | 0.012796 | 0
HV Generation Intermittent | 0 | 0.016532 | 0.012359 | 0.011912 | 0.017947 | 0.0084729 | 0.023684 | 0 | 0 | 0.010141 | 0.0089033 | 0.0066562 | 0.0064156 | 0.01302 | 0.0061469 | 0.026315 | 0 | 0
HV Generation Non-Intermittent | 0 | 0.016532 | 0.012359 | 0.011912 | 0.017947 | 0.0084729 | 0.023684 | 0 | 0 | 0.010141 | 0.0089033 | 0.0066562 | 0.0064156 | 0.01302 | 0.0061469 | 0.026315 | 0 | 0

## Aggreg
Aggregation for WPD West Midlands in April 19 ()
This sheet aggregates elements of tariffs excluding revenue matching and final adjustments and rounding.
3301. Unit rate 1 p/kWh (elements)
Data sources:
x1 = 3004. Unit rate 1 total p/kWh (taking account of standing charges) — for Tariffs with Unit rate 1 p/kWh from Standard 1 kWh
x2 = 2903. Pay-as-you-go unit rate 1 (p/kWh) — for Tariffs with Unit rate 1 p/kWh from PAYG 1 kWh
x3 = 2903. Pay-as-you-go unit rate 1 (p/kWh) — for Tariffs with Unit rate 1 p/kWh from PAYG 1 kWh & customer
x4 = 2902. Pay-as-you-go yardstick unit rate (p/kWh) — for Tariffs with Unit rate 1 p/kWh from PAYG yardstick kWh
x5 = 2203. LV unmetered service model asset charge (p/kWh) — for Tariffs with Unit rate 1 p/kWh from PAYG 1 kWh & customer
x6 = 2712. Operating expenditure for unmetered customer assets (p/kWh) — for Tariffs with Unit rate 1 p/kWh from PAYG 1 kWh & customer
Combine tables = x1 or x2 or x3 or x4 or x5 or x6
| GSPs | Assets 132kV | Assets 132kV/EHV | Assets EHV | Assets EHV/HV | Assets 132kV/HV | Assets HV | Assets HV/LV | Assets LV circuits | Assets LV customer | Assets HV customer | Transmission exit | Operating 132kV | Operating 132kV/EHV | Operating EHV | Operating EHV/HV | Operating 132kV/HV | Operating HV | Operating HV/LV | Operating LV circuits | Operating LV customer | Operating HV customer
Domestic Unrestricted | 0 | 0.13276 | 0.030514 | 0.029312 | 0.059487 | 0.063481 | 0.23978 | 0.067069 | 0 |  |  | 0.085472 | 0.071501 | 0.016434 | 0.015786 | 0.032038 | 0.034188 | 0.21061 | 0.10068 | 0
Domestic Two Rate | 0 | 0.15633 | 0.035931 | 0.034415 | 0.069844 | 0.07475 | 0.28153 | 0.078746 | 0 |  |  | 0.10069 | 0.084194 | 0.019351 | 0.018535 | 0.037616 | 0.040258 | 0.24728 | 0.11821 | 0
Domestic Off Peak (related MPAN) | 0 | 0.018042 | 0.0041469 | 0.003957 | 0.0080306 | 0.008627 | 0.03237 | 0.0090541 | 0 |  |  | 0.0057615 | 0.0097169 | 0.0022334 | 0.0021311 | 0.004325 | 0.0046462 | 0.028432 | 0.013592 | 0
Small Non Domestic Unrestricted | 0 | 0.11629 | 0.026728 | 0.024787 | 0.050304 | 0.055605 | 0.20277 | 0.056716 | 0 |  |  | 0.070604 | 0.06263 | 0.014395 | 0.013349 | 0.027092 | 0.029947 | 0.1781 | 0.085142 | 0
Small Non Domestic Two Rate | 0 | 0.13525 | 0.031086 | 0.029005 | 0.058865 | 0.06467 | 0.23727 | 0.066367 | 0 |  |  | 0.083285 | 0.072841 | 0.016742 | 0.015621 | 0.031702 | 0.034829 | 0.20841 | 0.099631 | 0
Small Non Domestic Off Peak (related MPAN) | 0 | 0.024357 | 0.0055982 | 0.0056488 | 0.011464 | 0.011646 | 0.046209 | 0.012925 | 0 |  |  | 0.011595 | 0.013118 | 0.003015 | 0.0030422 | 0.0061741 | 0.0062722 | 0.040588 | 0.019403 | 0
LV Medium Non-Domestic | 0 | 0.12932 | 0.029723 | 0.027827 | 0.056475 | 0.061834 | 0.22764 | 0.063672 | 0 |  |  | 0.080256 | 0.069646 | 0.016008 | 0.014987 | 0.030415 | 0.033301 | 0.19995 | 0.095586 | 0
LV Sub Medium Non-Domestic | 0 | 0.13821 | 0.031767 | 0.029507 | 0.059884 | 0.066087 | 0.24138 | 0 | 0 |  |  | 0.084529 | 0.074437 | 0.017109 | 0.015892 | 0.032252 | 0.035592 | 0.21202 | 0 | 0
HV Medium Non-Domestic | 0 | 0.10384 | 0.027705 | 0.020609 | 0 | 0 | 0 | 0 | 0 |  |  | 0.073813 | 0.055926 | 0.014921 | 0.011099 | 0 | 0 | 0 | 0 | 0
LV Network Domestic | 0 | 0.68978 | 0.15854 | 0.16132 | 0.3274 | 0.32982 | 1.3197 | 0.36913 | 0 |  |  | 0.52603 | 0.37149 | 0.085384 | 0.086884 | 0.17633 | 0.17763 | 1.1592 | 0.55414 | 0
LV Network Non-Domestic Non-CT | 0 | 0.62082 | 0.14269 | 0.14523 | 0.29474 | 0.29685 | 1.188 | 0.3323 | 0 |  |  | 0.47363 | 0.33435 | 0.076848 | 0.078215 | 0.15874 | 0.15987 | 1.0435 | 0.49886 | 0
LV HH Metered | 0 | 0.58126 | 0.1336 | 0.1359 | 0.27581 | 0.27793 | 0.8894 | 0 | 0 |  |  | 0.44339 | 0.31305 | 0.071951 | 0.073193 | 0.14854 | 0.14968 | 0.78121 | 0 | 0
LV Sub HH Metered | 0 | 0.65097 | 0.14962 | 0.1522 | 0.30889 | 0.31126 | 0 | 0 | 0 |  |  | 0.49656 | 0.35059 | 0.080579 | 0.08197 | 0.16636 | 0.16763 | 0 | 0 | 0
HV HH Metered | 0 | 0.44545 | 0.11884 | 0.096717 | 0 | 0 | 0 | 0 | 0 |  |  | 0.39442 | 0.2399 | 0.064005 | 0.052088 | 0 | 0 | 0 | 0 | 0
NHH UMS category A | 0 | 0.084285 | 0.019372 | 0.018671 | 0.037893 | 0.040301 | 0.15274 | 0.042722 | 0.028026 |  |  | 0.051687 | 0.045393 | 0.010433 | 0.010056 | 0.020408 | 0.021705 | 0.13416 | 0.064135 | 0.14464 | 0.70627
NHH UMS category B | 0 | 0.10227 | 0.023505 | 0.024772 | 0.050273 | 0.048899 | 0.20264 | 0.056681 | 0.037183 |  |  | 0.073226 | 0.055077 | 0.012659 | 0.013341 | 0.027075 | 0.026335 | 0.17799 | 0.08509 | 0.1919 | 0.70627
NHH UMS category C | 0 | 0.1836 | 0.042198 | 0.043702 | 0.088692 | 0.087788 | 0.3575 | 0.099995 | 0.065597 |  |  | 0.13481 | 0.098879 | 0.022727 | 0.023536 | 0.047766 | 0.047279 | 0.31401 | 0.15011 | 0.33854 | 0.70627
NHH UMS category D | 0 | 0.064957 | 0.01493 | 0.012389 | 0.025143 | 0.031059 | 0.10135 | 0.028348 | 0.018596 |  |  | 0.029672 | 0.034983 | 0.0080406 | 0.0066723 | 0.013541 | 0.016727 | 0.089019 | 0.042556 | 0.095975 | 0.70627
LV UMS (Pseudo HH Metered) | 0 | 1.8801 | 0.43214 | 0.44809 | 0.90938 | 0.899 | 3.6655 | 1.0253 | 0.67259 |  |  | 1.4588 | 1.0126 | 0.23273 | 0.24132 | 0.48976 | 0.48417 | 3.2196 | 1.5392 | 3.4712 | 0.70627
LV Generation NHH or Aggregate HH | 0 | -0.066575 | -0.015302 | -0.014749 | -0.029932 | -0.031833 | -0.12065 | -0.033747 | 0 |  |  | -0.040839 | -0.035855 | -0.008241 | -0.0079431 | -0.01612 | -0.017144 | -0.10597 | -0.050661 | 0
LV Sub Generation NHH | 0 | -0.06553 | -0.015062 | -0.014517 | -0.029462 | -0.031334 | -0.11876 | 0 | 0 |  |  | -0.040198 | -0.035292 | -0.0081116 | -0.0078184 | -0.015867 | -0.016875 | -0.10431 | 0 | 0
LV Generation Intermittent | 0 | -0.066575 | -0.015302 | -0.014749 | -0.029932 | -0.031833 | -0.12065 | -0.033747 | 0 |  |  | -0.040839 | -0.035855 | -0.008241 | -0.0079431 | -0.01612 | -0.017144 | -0.10597 | -0.050661 | 0
LV Generation Intermittent no RP charge | 0 | -0.066575 | -0.015302 | -0.014749 | -0.029932 | -0.031833 | -0.12065 | -0.033747 | 0 |  |  | -0.040839 | -0.035855 | -0.008241 | -0.0079431 | -0.01612 | -0.017144 | -0.10597 | -0.050661 | 0
LV Generation Non-Intermittent | 0 | -0.50293 | -0.11559 | -0.11759 | -0.23864 | -0.24048 | -0.96193 | -0.26906 | 0 |  |  | -0.38363 | -0.27086 | -0.062255 | -0.063329 | -0.12852 | -0.12951 | -0.84491 | -0.40391 | 0
LV Generation Non-Intermittent no RP charge | 0 | -0.50293 | -0.11559 | -0.11759 | -0.23864 | -0.24048 | -0.96193 | -0.26906 | 0 |  |  | -0.38363 | -0.27086 | -0.062255 | -0.063329 | -0.12852 | -0.12951 | -0.84491 | -0.40391 | 0
LV Sub Generation Intermittent | 0 | -0.06553 | -0.015062 | -0.014517 | -0.029462 | -0.031334 | -0.11876 | 0 | 0 |  |  | -0.040198 | -0.035292 | -0.0081116 | -0.0078184 | -0.015867 | -0.016875 | -0.10431 | 0 | 0
LV Sub Generation Intermittent no RP charge | 0 | -0.06553 | -0.015062 | -0.014517 | -0.029462 | -0.031334 | -0.11876 | 0 | 0 |  |  | -0.040198 | -0.035292 | -0.0081116 | -0.0078184 | -0.015867 | -0.016875 | -0.10431 | 0 | 0
LV Sub Generation Non-Intermittent | 0 | -0.49503 | -0.11378 | -0.11574 | -0.2349 | -0.2367 | -0.94683 | 0 | 0 |  |  | -0.37761 | -0.26661 | -0.061277 | -0.062335 | -0.12651 | -0.12748 | -0.83165 | 0 | 0
LV Sub Generation Non-Intermittent no RP charge | 0 | -0.49503 | -0.11378 | -0.11574 | -0.2349 | -0.2367 | -0.94683 | 0 | 0 |  |  | -0.37761 | -0.26661 | -0.061277 | -0.062335 | -0.12651 | -0.12748 | -0.83165 | 0 | 0
HV Generation Intermittent | 0 | -0.064424 | -0.014807 | -0.014272 | -0.021502 | -0.022868 | 0 | 0 | 0 |  |  | -0.039519 | -0.034696 | -0.0079747 | -0.0076864 | -0.015599 | -0.01659 | 0 | 0 | 0
HV Generation Intermittent no RP charge | 0 | -0.064424 | -0.014807 | -0.014272 | -0.021502 | -0.022868 | 0 | 0 | 0 |  |  | -0.039519 | -0.034696 | -0.0079747 | -0.0076864 | -0.015599 | -0.01659 | 0 | 0 | 0
HV Generation Non-Intermittent | 0 | -0.48667 | -0.11186 | -0.11379 | -0.17143 | -0.17275 | 0 | 0 | 0 |  |  | -0.37123 | -0.26211 | -0.060243 | -0.061283 | -0.12437 | -0.12533 | 0 | 0 | 0
HV Generation Non-Intermittent no RP charge | 0 | -0.48667 | -0.11186 | -0.11379 | -0.17143 | -0.17275 | 0 | 0 | 0 |  |  | -0.37123 | -0.26211 | -0.060243 | -0.061283 | -0.12437 | -0.12533 | 0 | 0 | 0
3302. Unit rate 2 p/kWh (elements)
Data sources:
x1 = 3005. Unit rate 2 total p/kWh (taking account of standing charges) — for Tariffs with Unit rate 2 p/kWh from Standard 2 kWh
x2 = 2904. Pay-as-you-go unit rate 2 (p/kWh) — for Tariffs with Unit rate 2 p/kWh from PAYG 2 kWh
x3 = 2904. Pay-as-you-go unit rate 2 (p/kWh) — for Tariffs with Unit rate 2 p/kWh from PAYG 2 kWh & customer
x4 = 2203. LV unmetered service model asset charge (p/kWh) — for Tariffs with Unit rate 2 p/kWh from PAYG 2 kWh & customer
x5 = 2712. Operating expenditure for unmetered customer assets (p/kWh) — for Tariffs with Unit rate 2 p/kWh from PAYG 2 kWh & customer
Combine tables = x1 or x2 or x3 or x4 or x5
| GSPs | Assets 132kV | Assets 132kV/EHV | Assets EHV | Assets EHV/HV | Assets 132kV/HV | Assets HV | Assets HV/LV | Assets LV circuits | Assets LV customer | Assets HV customer | Transmission exit | Operating 132kV | Operating 132kV/EHV | Operating EHV | Operating EHV/HV | Operating 132kV/HV | Operating HV | Operating HV/LV | Operating LV circuits | Operating LV customer | Operating HV customer
Domestic Unrestricted
Domestic Two Rate | 0 | 0.0061715 | 0.0014185 | 0.0026882 | 0.0054555 | 0.0029509 | 0.02199 | 0.0061508 | 0 |  |  | 0 | 0.0033237 | 0.00076393 | 0.0014477 | 0.0029381 | 0.0015893 | 0.019315 | 0.0092337 | 0
Domestic Off Peak (related MPAN)
Small Non Domestic Unrestricted
Small Non Domestic Two Rate | 0 | 0.0054542 | 0.0012536 | 0.0023759 | 0.0048217 | 0.002608 | 0.019435 | 0.0054362 | 0 |  |  | 0 | 0.0029375 | 0.00067515 | 0.0012795 | 0.0025968 | 0.0014045 | 0.017071 | 0.0081609 | 0
Small Non Domestic Off Peak (related MPAN)
LV Medium Non-Domestic | 0 | 0.0051113 | 0.0011748 | 0.0022264 | 0.0045183 | 0.002444 | 0.018213 | 0.0050942 | 0 |  |  | 0 | 0.0027528 | 0.0006327 | 0.001199 | 0.0024334 | 0.0013162 | 0.015997 | 0.0076475 | 0
LV Sub Medium Non-Domestic | 0 | 0.0055455 | 0.0012746 | 0.0024155 | 0.0049021 | 0.0026516 | 0.019759 | 0 | 0 |  |  | 0 | 0.0029866 | 0.00068644 | 0.0013009 | 0.0026401 | 0.001428 | 0.017356 | 0 | 0
HV Medium Non-Domestic | 0 | 0.0041849 | 0.0011165 | 0.0016927 | 0 | 0 | 0 | 0 | 0 |  |  | 0 | 0.0022538 | 0.00060131 | 0.00091165 | 0 | 0 | 0 | 0 | 0
LV Network Domestic | 0 | 0.083851 | 0.019272 | 0.013887 | 0.028182 | 0.040094 | 0.1136 | 0.031774 | 0 |  |  | 0.028506 | 0.045159 | 0.010379 | 0.0074788 | 0.015178 | 0.021593 | 0.099778 | 0.0477 | 0
LV Network Non-Domestic Non-CT | 0 | 0.075468 | 0.017346 | 0.012501 | 0.025371 | 0.036085 | 0.10226 | 0.028604 | 0 |  |  | 0.025667 | 0.040644 | 0.0093418 | 0.0067326 | 0.013664 | 0.019434 | 0.089824 | 0.042941 | 0
LV HH Metered | 0 | 0.070659 | 0.01624 | 0.011698 | 0.023742 | 0.033786 | 0.076558 | 0 | 0 |  |  | 0.024028 | 0.038054 | 0.0087465 | 0.0063003 | 0.012786 | 0.018196 | 0.067245 | 0 | 0
LV Sub HH Metered | 0 | 0.079132 | 0.018188 | 0.013101 | 0.026589 | 0.037837 | 0 | 0 | 0 |  |  | 0.026909 | 0.042618 | 0.0097953 | 0.0070559 | 0.01432 | 0.020378 | 0 | 0 | 0
HV HH Metered | 0 | 0.054149 | 0.014447 | 0.0083252 | 0 | 0 | 0 | 0 | 0 |  |  | 0.021374 | 0.029163 | 0.0077806 | 0.0044837 | 0 | 0 | 0 | 0 | 0
NHH UMS category A
NHH UMS category B
NHH UMS category C
NHH UMS category D
LV UMS (Pseudo HH Metered) | 0 | 0.069956 | 0.016079 | 0.01125 | 0.022831 | 0.03345 | 0.092026 | 0.02574 | 0.016886 |  |  | 0.023929 | 0.037676 | 0.0086595 | 0.0060586 | 0.012296 | 0.018015 | 0.080832 | 0.038642 | 0.087148 | 0.70627
LV Generation NHH or Aggregate HH
LV Sub Generation NHH
LV Generation Intermittent
LV Generation Intermittent no RP charge
LV Generation Non-Intermittent | 0 | -0.061137 | -0.014052 | -0.010122 | -0.020542 | -0.029233 | -0.082801 | -0.02316 | 0 |  |  | -0.02079 | -0.032926 | -0.0075678 | -0.0054513 | -0.011063 | -0.015744 | -0.072729 | -0.034768 | 0
LV Generation Non-Intermittent no RP charge | 0 | -0.061137 | -0.014052 | -0.010122 | -0.020542 | -0.029233 | -0.082801 | -0.02316 | 0 |  |  | -0.02079 | -0.032926 | -0.0075678 | -0.0054513 | -0.011063 | -0.015744 | -0.072729 | -0.034768 | 0
LV Sub Generation Intermittent
LV Sub Generation Intermittent no RP charge
LV Sub Generation Non-Intermittent | 0 | -0.060177 | -0.013831 | -0.009963 | -0.02022 | -0.028774 | -0.081501 | 0 | 0 |  |  | -0.020463 | -0.032409 | -0.007449 | -0.0053657 | -0.01089 | -0.015497 | -0.071587 | 0 | 0
LV Sub Generation Non-Intermittent no RP charge | 0 | -0.060177 | -0.013831 | -0.009963 | -0.02022 | -0.028774 | -0.081501 | 0 | 0 |  |  | -0.020463 | -0.032409 | -0.007449 | -0.0053657 | -0.01089 | -0.015497 | -0.071587 | 0 | 0
HV Generation Intermittent
HV Generation Intermittent no RP charge
HV Generation Non-Intermittent | 0 | -0.059161 | -0.013598 | -0.0097948 | -0.014757 | -0.021 | 0 | 0 | 0 |  |  | -0.020118 | -0.031862 | -0.0073232 | -0.0052751 | -0.010706 | -0.015235 | 0 | 0 | 0
HV Generation Non-Intermittent no RP charge | 0 | -0.059161 | -0.013598 | -0.0097948 | -0.014757 | -0.021 | 0 | 0 | 0 |  |  | -0.020118 | -0.031862 | -0.0073232 | -0.0052751 | -0.010706 | -0.015235 | 0 | 0 | 0
3303. Unit rate 3 p/kWh (elements)
Data sources:
x1 = 3006. Unit rate 3 total p/kWh (taking account of standing charges) — for Tariffs with Unit rate 3 p/kWh from Standard 3 kWh
x2 = 2905. Pay-as-you-go unit rate 3 (p/kWh) — for Tariffs with Unit rate 3 p/kWh from PAYG 3 kWh
x3 = 2905. Pay-as-you-go unit rate 3 (p/kWh) — for Tariffs with Unit rate 3 p/kWh from PAYG 3 kWh & customer
x4 = 2203. LV unmetered service model asset charge (p/kWh) — for Tariffs with Unit rate 3 p/kWh from PAYG 3 kWh & customer
x5 = 2712. Operating expenditure for unmetered customer assets (p/kWh) — for Tariffs with Unit rate 3 p/kWh from PAYG 3 kWh & customer
Combine tables = x1 or x2 or x3 or x4 or x5
| GSPs | Assets 132kV | Assets 132kV/EHV | Assets EHV | Assets EHV/HV | Assets 132kV/HV | Assets HV | Assets HV/LV | Assets LV circuits | Assets LV customer | Assets HV customer | Transmission exit | Operating 132kV | Operating 132kV/EHV | Operating EHV | Operating EHV/HV | Operating 132kV/HV | Operating HV | Operating HV/LV | Operating LV circuits | Operating LV customer | Operating HV customer
Domestic Unrestricted
Domestic Two Rate
Domestic Off Peak (related MPAN)
Small Non Domestic Unrestricted
Small Non Domestic Two Rate
Small Non Domestic Off Peak (related MPAN)
LV Medium Non-Domestic
LV Sub Medium Non-Domestic
HV Medium Non-Domestic
LV Network Domestic | 0 | 0.0055704 | 0.0012803 | 0.002427 | 0.0049256 | 0.0026635 | 0.019854 | 0.0055533 | 0 |  |  | 0 | 0.003 | 0.00068952 | 0.0013071 | 0.0026527 | 0.0014345 | 0.017439 | 0.0083367 | 0
LV Network Non-Domestic Non-CT | 0 | 0.0050135 | 0.0011523 | 0.0021849 | 0.0044342 | 0.0023972 | 0.017873 | 0.0049993 | 0 |  |  | 0 | 0.0027001 | 0.00062059 | 0.0011767 | 0.0023881 | 0.001291 | 0.015699 | 0.007505 | 0
LV HH Metered | 0 | 0.004694 | 0.0010789 | 0.0020446 | 0.0041494 | 0.0022445 | 0.01338 | 0 | 0 |  |  | 0 | 0.002528 | 0.00058104 | 0.0011011 | 0.0022347 | 0.0012088 | 0.011753 | 0 | 0
LV Sub HH Metered | 0 | 0.0052569 | 0.0012083 | 0.0022898 | 0.004647 | 0.0025136 | 0 | 0 | 0 |  |  | 0 | 0.0028312 | 0.00065072 | 0.0012332 | 0.0025027 | 0.0013537 | 0 | 0 | 0
HV HH Metered | 0 | 0.0035972 | 0.00095973 | 0.001455 | 0 | 0 | 0 | 0 | 0 |  |  | 0 | 0.0019373 | 0.00051688 | 0.00078363 | 0 | 0 | 0 | 0 | 0
NHH UMS category A
NHH UMS category B
NHH UMS category C
NHH UMS category D
LV UMS (Pseudo HH Metered) | 0 | 0.0051496 | 0.0011836 | 0.002243 | 0.0045522 | 0.0024623 | 0.018349 | 0.0051323 | 0.0033668 |  |  | 0 | 0.0027734 | 0.00063744 | 0.001208 | 0.0024516 | 0.0013261 | 0.016117 | 0.0077047 | 0.017376 | 0.70627
LV Generation NHH or Aggregate HH
LV Sub Generation NHH
LV Generation Intermittent
LV Generation Intermittent no RP charge
LV Generation Non-Intermittent | 0 | -0.0040614 | -0.00093348 | -0.0017691 | -0.0035902 | -0.001942 | -0.014472 | -0.0040478 | 0 |  |  | 0 | -0.0021873 | -0.00050274 | -0.00095275 | -0.0019336 | -0.0010459 | -0.012711 | -0.0060766 | 0
LV Generation Non-Intermittent no RP charge | 0 | -0.0040614 | -0.00093348 | -0.0017691 | -0.0035902 | -0.001942 | -0.014472 | -0.0040478 | 0 |  |  | 0 | -0.0021873 | -0.00050274 | -0.00095275 | -0.0019336 | -0.0010459 | -0.012711 | -0.0060766 | 0
LV Sub Generation Intermittent
LV Sub Generation Intermittent no RP charge
LV Sub Generation Non-Intermittent | 0 | -0.0039977 | -0.00091883 | -0.0017413 | -0.0035339 | -0.0019115 | -0.014244 | 0 | 0 |  |  | 0 | -0.002153 | -0.00049485 | -0.00093779 | -0.0019032 | -0.0010295 | -0.012512 | 0 | 0
LV Sub Generation Non-Intermittent no RP charge | 0 | -0.0039977 | -0.00091883 | -0.0017413 | -0.0035339 | -0.0019115 | -0.014244 | 0 | 0 |  |  | 0 | -0.002153 | -0.00049485 | -0.00093779 | -0.0019032 | -0.0010295 | -0.012512 | 0 | 0
HV Generation Intermittent
HV Generation Intermittent no RP charge
HV Generation Non-Intermittent | 0 | -0.0039302 | -0.00090332 | -0.0017119 | -0.0025791 | -0.0013951 | 0 | 0 | 0 |  |  | 0 | -0.0021166 | -0.00048649 | -0.00092196 | -0.0018711 | -0.0010121 | 0 | 0 | 0
HV Generation Non-Intermittent no RP charge | 0 | -0.0039302 | -0.00090332 | -0.0017119 | -0.0025791 | -0.0013951 | 0 | 0 | 0 |  |  | 0 | -0.0021166 | -0.00048649 | -0.00092196 | -0.0018711 | -0.0010121 | 0 | 0 | 0
3304. Fixed charge p/MPAN/day (elements)
Data sources:
x1 = 3107. Fixed charge from standing charges factors p/MPAN/day — for Tariffs with Fixed charge p/MPAN/day from Fixed from network & customer
x2 = 2206. Service model p/MPAN/day (in Replacement annuities for service models) — for Tariffs with Fixed charge p/MPAN/day from Customer
x3 = 2206. Service model p/MPAN/day (in Replacement annuities for service models) — for Tariffs with Fixed charge p/MPAN/day from Fixed from network & customer
x4 = 2711. Operating expenditure for customer assets p/MPAN/day total (in Operating expenditure for customer assets p/MPAN/day) — for Tariffs with Fixed charge p/MPAN/day from Customer
x5 = 2711. Operating expenditure for customer assets p/MPAN/day total (in Operating expenditure for customer assets p/MPAN/day) — for Tariffs with Fixed charge p/MPAN/day from Fixed from network & customer
Combine tables = x1 or x2 or x3 or x4 or x5
| GSPs | Assets 132kV | Assets 132kV/EHV | Assets EHV | Assets EHV/HV | Assets 132kV/HV | Assets HV | Assets HV/LV | Assets LV circuits | Assets LV customer | Assets HV customer | Transmission exit | Operating 132kV | Operating 132kV/EHV | Operating EHV | Operating EHV/HV | Operating 132kV/HV | Operating HV | Operating HV/LV | Operating LV circuits | Operating LV customer | Operating HV customer
Domestic Unrestricted | 0 | 0 | 0 | 0 | 0 | 0 | 0 | 0 | 0.40661 | 0 | 0 | 0 | 0 | 0 | 0 | 0 | 0 | 0 | 0 | 2.0985 | 1.6391 | 0
Domestic Two Rate | 0 | 0 | 0 | 0 | 0 | 0 | 0 | 0 | 0.40661 | 0 | 0 | 0 | 0 | 0 | 0 | 0 | 0 | 0 | 0 | 2.0985 | 1.6391 | 0
Domestic Off Peak (related MPAN)
Small Non Domestic Unrestricted | 0 | 0 | 0 | 0 | 0 | 0 | 0 | 0 | 0.40661 | 0 | 0 | 0 | 0 | 0 | 0 | 0 | 0 | 0 | 0 | 2.0985 | 4.9979 | 0
Small Non Domestic Two Rate | 0 | 0 | 0 | 0 | 0 | 0 | 0 | 0 | 0.40661 | 0 | 0 | 0 | 0 | 0 | 0 | 0 | 0 | 0 | 0 | 2.0985 | 4.9979 | 0
Small Non Domestic Off Peak (related MPAN)
LV Medium Non-Domestic | 0 | 0 | 0 | 0 | 0 | 0 | 0 | 0 | 2.2326 | 0 | 0 | 0 | 0 | 0 | 0 | 0 | 0 | 0 | 0 | 11.5222 | 5.7805 | 0
LV Sub Medium Non-Domestic | 0 | 0 | 0 | 0 | 0 | 0 | 0 | 7.8704 | 0 | 0 | 0 | 0 | 0 | 0 | 0 | 0 | 0 | 0 | 11.8151 | 0 | 4.195 | 0
HV Medium Non-Domestic | 0 | 3.9892 | 0 | 1.2429 | 9.363 | 10.2229 | 29.9923 | 0 | 0 | 0 | 0 | 0 | 2.1484 | 0 | 0.6694 | 6.7926 | 7.4164 | 33.324 | 0 | 0 | 0 | 78.0277
LV Network Domestic | 0 | 0 | 0 | 0 | 0 | 0 | 0 | 0 | 0.40661 | 0 | 0 | 0 | 0 | 0 | 0 | 0 | 0 | 0 | 0 | 2.0985 | 1.6391 | 0
LV Network Non-Domestic Non-CT | 0 | 0 | 0 | 0 | 0 | 0 | 0 | 0 | 0.40661 | 0 | 0 | 0 | 0 | 0 | 0 | 0 | 0 | 0 | 0 | 2.0985 | 4.9979 | 0
LV HH Metered | [9 empty] | 0 | 0 | [9 empty] | 9.2552 | 0
LV Sub HH Metered | [9 empty] | 0 | 0 | [9 empty] | 7.225 | 0
HV HH Metered | [9 empty] | 0 | 0 | [9 empty] | 0 | 78.0277
NHH UMS category A
NHH UMS category B
NHH UMS category C
NHH UMS category D
LV UMS (Pseudo HH Metered)
LV Generation NHH or Aggregate HH | [9 empty] | 0 | 0 | [9 empty] | 0 | 0
LV Sub Generation NHH | [9 empty] | 0 | 0 | [9 empty] | 0 | 0
LV Generation Intermittent | [9 empty] | 0 | 0 | [9 empty] | 0 | 0
LV Generation Intermittent no RP charge | [9 empty] | 0 | 0 | [9 empty] | 0 | 0
LV Generation Non-Intermittent | [9 empty] | 0 | 0 | [9 empty] | 0 | 0
LV Generation Non-Intermittent no RP charge | [9 empty] | 0 | 0 | [9 empty] | 0 | 0
LV Sub Generation Intermittent | [9 empty] | 0 | 0 | [9 empty] | 0 | 0
LV Sub Generation Intermittent no RP charge | [9 empty] | 0 | 0 | [9 empty] | 0 | 0
LV Sub Generation Non-Intermittent | [9 empty] | 0 | 0 | [9 empty] | 0 | 0
LV Sub Generation Non-Intermittent no RP charge | [9 empty] | 0 | 0 | [9 empty] | 0 | 0
HV Generation Intermittent | [9 empty] | 0 | 0 | [9 empty] | 0 | 32.0789
HV Generation Intermittent no RP charge | [9 empty] | 0 | 0 | [9 empty] | 0 | 32.0789
HV Generation Non-Intermittent | [9 empty] | 0 | 0 | [9 empty] | 0 | 32.0789
HV Generation Non-Intermittent no RP charge | [9 empty] | 0 | 0 | [9 empty] | 0 | 32.0789
3305. Capacity charge p/kVA/day (elements)
Data sources:
x1 = 3002. Capacity charge p/kVA/day — for Tariffs with Capacity charge p/kVA/day from Capacity
Copy cells = x1
| GSPs | Assets 132kV | Assets 132kV/EHV | Assets EHV | Assets EHV/HV | Assets 132kV/HV | Assets HV | Assets HV/LV | Assets LV circuits | Assets LV customer | Assets HV customer | Transmission exit | Operating 132kV | Operating 132kV/EHV | Operating EHV | Operating EHV/HV | Operating 132kV/HV | Operating HV | Operating HV/LV | Operating LV circuits | Operating LV customer | Operating HV customer
Domestic Unrestricted
Domestic Two Rate
Domestic Off Peak (related MPAN)
Small Non Domestic Unrestricted
Small Non Domestic Two Rate
Small Non Domestic Off Peak (related MPAN)
LV Medium Non-Domestic
LV Sub Medium Non-Domestic
HV Medium Non-Domestic
LV Network Domestic
LV Network Non-Domestic Non-CT
LV HH Metered | 0 | 0 | 0 | 0 | 0 | 0 | 0.3691 | 0.5162 | 0.30099 |  |  | 0 | 0 | 0 | 0 | 0 | 0 | 0.3242 | 0.77493 | 1.5534
LV Sub HH Metered | 0 | 0 | 0 | 0 | 0 | 0 | 1.8165 | 0.5081 | 0 |  |  | 0 | 0 | 0 | 0 | 0 | 0 | 1.5956 | 0.76276 | 0
HV HH Metered | 0 | 0.18778 | 0 | 0.058507 | 0.44073 | 0.48121 | 1.4118 | 0 | 0 |  |  | 0 | 0.10113 | 0 | 0.03151 | 0.31974 | 0.3491 | 1.5686 | 0 | 0
NHH UMS category A
NHH UMS category B
NHH UMS category C
NHH UMS category D
LV UMS (Pseudo HH Metered)
LV Generation NHH or Aggregate HH
LV Sub Generation NHH
LV Generation Intermittent
LV Generation Intermittent no RP charge
LV Generation Non-Intermittent
LV Generation Non-Intermittent no RP charge
LV Sub Generation Intermittent
LV Sub Generation Intermittent no RP charge
LV Sub Generation Non-Intermittent
LV Sub Generation Non-Intermittent no RP charge
HV Generation Intermittent
HV Generation Intermittent no RP charge
HV Generation Non-Intermittent
HV Generation Non-Intermittent no RP charge
3306. Exceeded capacity charge p/kVA/day (elements)
Data sources:
x1 = 3007. Exceeded capacity charge p/kVA/day — for Tariffs with Exceeded capacity charge p/kVA/day from Capacity
Copy cells = x1
| GSPs | Assets 132kV | Assets 132kV/EHV | Assets EHV | Assets EHV/HV | Assets 132kV/HV | Assets HV | Assets HV/LV | Assets LV circuits | Assets LV customer | Assets HV customer | Transmission exit | Operating 132kV | Operating 132kV/EHV | Operating EHV | Operating EHV/HV | Operating 132kV/HV | Operating HV | Operating HV/LV | Operating LV circuits | Operating LV customer | Operating HV customer
Domestic Unrestricted
Domestic Two Rate
Domestic Off Peak (related MPAN)
Small Non Domestic Unrestricted
Small Non Domestic Two Rate
Small Non Domestic Off Peak (related MPAN)
LV Medium Non-Domestic
LV Sub Medium Non-Domestic
HV Medium Non-Domestic
LV Network Domestic
LV Network Non-Domestic Non-CT
LV HH Metered | 0 | 0 | 0 | 0 | 0 | 0 | 0.60197 | 1.4389 | 2.8843 |  |  | 0 | 0 | 0 | 0 | 0 | 0 | 0.3242 | 0.77493 | 1.5534
LV Sub HH Metered | 0 | 0 | 0 | 0 | 0 | 0 | 2.9626 | 1.4163 | 0 |  |  | 0 | 0 | 0 | 0 | 0 | 0 | 1.5956 | 0.76276 | 0
HV HH Metered | 0 | 0.18778 | 0 | 0.058507 | 0.59369 | 0.64821 | 2.9126 | 0 | 0 |  |  | 0 | 0.10113 | 0 | 0.03151 | 0.31974 | 0.3491 | 1.5686 | 0 | 0
NHH UMS category A
NHH UMS category B
NHH UMS category C
NHH UMS category D
LV UMS (Pseudo HH Metered)
LV Generation NHH or Aggregate HH
LV Sub Generation NHH
LV Generation Intermittent
LV Generation Intermittent no RP charge
LV Generation Non-Intermittent
LV Generation Non-Intermittent no RP charge
LV Sub Generation Intermittent
LV Sub Generation Intermittent no RP charge
LV Sub Generation Non-Intermittent
LV Sub Generation Non-Intermittent no RP charge
HV Generation Intermittent
HV Generation Intermittent no RP charge
HV Generation Non-Intermittent
HV Generation Non-Intermittent no RP charge
3307. Reactive power charge p/kVArh (elements)
Data sources:
x1 = 3206. Pay-as-you-go reactive p/kVArh
x2 = 3203. Standard reactive p/kVArh
Combine tables = x1 or x2
| GSPs | Assets 132kV | Assets 132kV/EHV | Assets EHV | Assets EHV/HV | Assets 132kV/HV | Assets HV | Assets HV/LV | Assets LV circuits | Assets LV customer | Assets HV customer | Transmission exit | Operating 132kV | Operating 132kV/EHV | Operating EHV | Operating EHV/HV | Operating 132kV/HV | Operating HV | Operating HV/LV | Operating LV circuits | Operating LV customer | Operating HV customer
Domestic Unrestricted
Domestic Two Rate
Domestic Off Peak (related MPAN)
Small Non Domestic Unrestricted
Small Non Domestic Two Rate
Small Non Domestic Off Peak (related MPAN)
LV Medium Non-Domestic
LV Sub Medium Non-Domestic
HV Medium Non-Domestic
LV Network Domestic
LV Network Non-Domestic Non-CT
LV HH Metered | 0 | 0.024035 | 0.0055242 | 0.0053245 | 0.010806 | 0.011492 | 0.034845 | 0 | 0 |  |  | 0.014743 | 0.012944 | 0.0029751 | 0.0028676 | 0.0058197 | 0.0061893 | 0.030606 | 0 | 0
LV Sub HH Metered | 0 | 0.026719 | 0.0061412 | 0.0059193 | 0.012013 | 0.012776 | 0 | 0 | 0 |  |  | 0.01639 | 0.01439 | 0.0033074 | 0.0031879 | 0.0064697 | 0.0068807 | 0 | 0 | 0
HV HH Metered | 0 | 0.016562 | 0.0044187 | 0.0034072 | 0 | 0 | 0 | 0 | 0 |  |  | 0.011793 | 0.0089197 | 0.0023797 | 0.001835 | 0 | 0 | 0 | 0 | 0
NHH UMS category A
NHH UMS category B
NHH UMS category C
NHH UMS category D
LV UMS (Pseudo HH Metered)
LV Generation NHH or Aggregate HH
LV Sub Generation NHH
LV Generation Intermittent | 0 | 0.017084 | 0.012772 | 0.01231 | 0.024983 | 0.011795 | 0.030959 | 0.0086596 | 0.0056808 |  |  | 0.010479 | 0.0092006 | 0.0068785 | 0.0066299 | 0.013455 | 0.0063522 | 0.027193 | 0.013 | 0.029318
LV Generation Intermittent no RP charge
LV Generation Non-Intermittent | 0 | 0.017084 | 0.012772 | 0.01231 | 0.024983 | 0.011795 | 0.030959 | 0.0086596 | 0.0056808 |  |  | 0.010479 | 0.0092006 | 0.0068785 | 0.0066299 | 0.013455 | 0.0063522 | 0.027193 | 0.013 | 0.029318
LV Generation Non-Intermittent no RP charge
LV Sub Generation Intermittent | 0 | 0.016815 | 0.012571 | 0.012117 | 0.024591 | 0.01161 | 0.030473 | 0.0085237 | 0 |  |  | 0.010315 | 0.0090562 | 0.0067705 | 0.0065258 | 0.013244 | 0.0062525 | 0.026766 | 0.012796 | 0
LV Sub Generation Intermittent no RP charge
LV Sub Generation Non-Intermittent | 0 | 0.016815 | 0.012571 | 0.012117 | 0.024591 | 0.01161 | 0.030473 | 0.0085237 | 0 |  |  | 0.010315 | 0.0090562 | 0.0067705 | 0.0065258 | 0.013244 | 0.0062525 | 0.026766 | 0.012796 | 0
LV Sub Generation Non-Intermittent no RP charge
HV Generation Intermittent | 0 | 0.016532 | 0.012359 | 0.011912 | 0.017947 | 0.0084729 | 0.023684 | 0 | 0 |  |  | 0.010141 | 0.0089033 | 0.0066562 | 0.0064156 | 0.01302 | 0.0061469 | 0.026315 | 0 | 0
HV Generation Intermittent no RP charge
HV Generation Non-Intermittent | 0 | 0.016532 | 0.012359 | 0.011912 | 0.017947 | 0.0084729 | 0.023684 | 0 | 0 |  |  | 0.010141 | 0.0089033 | 0.0066562 | 0.0064156 | 0.01302 | 0.0061469 | 0.026315 | 0 | 0
HV Generation Non-Intermittent no RP charge
3308. Summary of charges before revenue matching
Data sources:
x1 = 3301. Unit rate 1 p/kWh (elements)
x2 = 3302. Unit rate 2 p/kWh (elements)
x3 = 3303. Unit rate 3 p/kWh (elements)
x4 = 3304. Fixed charge p/MPAN/day (elements)
x5 = 3305. Capacity charge p/kVA/day (elements)
x6 = 3306. Exceeded capacity charge p/kVA/day (elements)
x7 = 3307. Reactive power charge p/kVArh (elements)
Kind: | Cell summation | Cell summation | Cell summation | Cell summation | Cell summation | Cell summation | Cell summation
Formula: | =SUM(x1) | =SUM(x2) | =SUM(x3) | =SUM(x4) | =SUM(x5) | =SUM(x6) | =SUM(x7)
| Unit rate 1 p/kWh (total) | Unit rate 2 p/kWh (total) | Unit rate 3 p/kWh (total) | Fixed charge p/MPAN/day (total) | Capacity charge p/kVA/day (total) | Exceeded capacity charge p/kVA/day (total) | Reactive power charge p/kVArh
Domestic Unrestricted | 1.1891 | 0 | 0 | 4.1442 | 0 | 0 | 0
Domestic Two Rate | 1.3977 | 0.085437 | 0 | 4.1442 | 0 | 0 | 0
Domestic Off Peak (related MPAN) | 0.15507 | 0 | 0 | 0 | 0 | 0 | 0
Small Non Domestic Unrestricted | 1.0145 | 0 | 0 | 7.503 | 0 | 0 | 0
Small Non Domestic Two Rate | 1.1856 | 0.075511 | 0 | 7.503 | 0 | 0 | 0
Small Non Domestic Off Peak (related MPAN) | 0.22106 | 0 | 0 | 0 | 0 | 0 | 0
LV Medium Non-Domestic | 1.1366 | 0.07076 | 0 | 19.5352 | 0 | 0 | 0
LV Sub Medium Non-Domestic | 1.0387 | 0.062946 | 0 | 23.8806 | 0 | 0 | 0
HV Medium Non-Domestic | 0.30792 | 0.010761 | 0 | 183.1888 | 0 | 0 | 0
LV Network Domestic | 6.4927 | 0.60643 | 0.077133 | 4.1442 | 0 | 0 | 0
LV Network Non-Domestic Non-CT | 5.8447 | 0.54589 | 0.069435 | 7.503 | 0 | 0 | 0
LV HH Metered | 4.2749 | 0.40804 | 0.046998 | 9.2552 | 3.8388 | 7.5776 | 0.16817
LV Sub HH Metered | 2.9166 | 0.29592 | 0.024487 | 7.225 | 4.6829 | 6.7372 | 0.1142
HV HH Metered | 1.4114 | 0.13972 | 0.0092499 | 78.0277 | 4.9501 | 6.7709 | 0.049315
NHH UMS category A | 1.6329 | 0 | 0 | 0 | 0 | 0 | 0
NHH UMS category B | 1.9152 | 0 | 0 | 0 | 0 | 0 | 0
NHH UMS category C | 2.853 | 0 | 0 | 0 | 0 | 0 | 0
NHH UMS category D | 1.3402 | 0 | 0 | 0 | 0 | 0 | 0
LV UMS (Pseudo HH Metered) | 22.7879 | 1.3077 | 0.7983 | 0 | 0 | 0 | 0
LV Generation NHH or Aggregate HH | -0.59557 | 0 | 0 | 0 | 0 | 0 | 0
LV Sub Generation NHH | -0.50313 | 0 | 0 | 0 | 0 | 0 | 0
LV Generation Intermittent | -0.59557 | 0 | 0 | 0 | 0 | 0 | 0.24675
LV Generation Intermittent no RP charge | -0.59557 | 0 | 0 | 0 | 0 | 0 | 0
LV Generation Non-Intermittent | -4.7332 | -0.44208 | -0.056226 | 0 | 0 | 0 | 0.24675
LV Generation Non-Intermittent no RP charge | -4.7332 | -0.44208 | -0.056226 | 0 | 0 | 0 | 0
LV Sub Generation Intermittent | -0.50313 | 0 | 0 | 0 | 0 | 0 | 0.20843
LV Sub Generation Intermittent no RP charge | -0.50313 | 0 | 0 | 0 | 0 | 0 | 0
LV Sub Generation Non-Intermittent | -3.9964 | -0.37813 | -0.045378 | 0 | 0 | 0 | 0.20843
LV Sub Generation Non-Intermittent no RP charge | -3.9964 | -0.37813 | -0.045378 | 0 | 0 | 0 | 0
HV Generation Intermittent | -0.25994 | 0 | 0 | 32.0789 | 0 | 0 | 0.1685
HV Generation Intermittent no RP charge | -0.25994 | 0 | 0 | 32.0789 | 0 | 0 | 0
HV Generation Non-Intermittent | -2.0611 | -0.20883 | -0.016928 | 32.0789 | 0 | 0 | 0.1685
HV Generation Non-Intermittent no RP charge | -2.0611 | -0.20883 | -0.016928 | 32.0789 | 0 | 0 | 0

## Revenue
Revenue shortfall or surplus for WPD West Midlands in April 19 ()
3401. Net revenues by tariff before matching (£)
Data sources:
x1 = 1010. Days in the charging year (in Financial and general assumptions)
x2 = 3308. Fixed charge p/MPAN/day (total) (in Summary of charges before revenue matching)
x3 = 2305. MPANs (in Equivalent volume for each end user)
x4 = 3308. Capacity charge p/kVA/day (total) (in Summary of charges before revenue matching)
x5 = 2305. Import capacity (kVA) (in Equivalent volume for each end user)
x6 = 3308. Exceeded capacity charge p/kVA/day (total) (in Summary of charges before revenue matching)
x7 = 2305. Exceeded capacity (kVA) (in Equivalent volume for each end user)
x8 = 3308. Unit rate 1 p/kWh (total) (in Summary of charges before revenue matching)
x9 = 2305. Rate 1 units (MWh) (in Equivalent volume for each end user)
x10 = 3308. Unit rate 2 p/kWh (total) (in Summary of charges before revenue matching)
x11 = 2305. Rate 2 units (MWh) (in Equivalent volume for each end user)
x12 = 3308. Unit rate 3 p/kWh (total) (in Summary of charges before revenue matching)
x13 = 2305. Rate 3 units (MWh) (in Equivalent volume for each end user)
x14 = 3308. Reactive power charge p/kVArh (in Summary of charges before revenue matching)
x15 = 2305. Reactive power units (MVArh) (in Equivalent volume for each end user)
Calculation =0.01*x1*(x2*x3+x4*x5+x6*x7)+10*(x8*x9+x10*x11+x12*x13+x14*x15)
Net revenues
Domestic Unrestricted | 115816575.4057
Domestic Two Rate | 16515757.7835
Domestic Off Peak (related MPAN) | 35061.5997
Small Non Domestic Unrestricted | 19908260.0706
Small Non Domestic Two Rate | 7613482.6894
Small Non Domestic Off Peak (related MPAN) | 11935.4641
LV Medium Non-Domestic | 1060285.0058
LV Sub Medium Non-Domestic | 3.5261
HV Medium Non-Domestic | 80984.7834
LV Network Domestic | 6126.8623
LV Network Non-Domestic Non-CT | 5329165.691
LV HH Metered | 40981737.0515
LV Sub HH Metered | 2505973.5638
HV HH Metered | 73037326.404
NHH UMS category A | 545309.993
NHH UMS category B | 297167.9949
NHH UMS category C | 16591.1883
NHH UMS category D | 52552.4578
LV UMS (Pseudo HH Metered) | 4965411.1727
LV Generation NHH or Aggregate HH | -19180.038
LV Sub Generation NHH | 0
LV Generation Intermittent | -265194.2263
LV Generation Intermittent no RP charge | 0
LV Generation Non-Intermittent | -82891.2768
LV Generation Non-Intermittent no RP charge | 0
LV Sub Generation Intermittent | -9164.5361
LV Sub Generation Intermittent no RP charge | 0
LV Sub Generation Non-Intermittent | -47872.8064
LV Sub Generation Non-Intermittent no RP charge | 0
HV Generation Intermittent | -584043.5239
HV Generation Intermittent no RP charge | 0
HV Generation Non-Intermittent | -1870544.6965
HV Generation Non-Intermittent no RP charge | 0
3402. Target CDCM revenue
Data sources:
x1 = 1001. Value (in CDCM target revenue (£ unless otherwise stated))
x2 = Target CDCM revenue (£/year) (in Target CDCM revenue)
x3 = 1001. Calculations (£/year) (in CDCM target revenue (£ unless otherwise stated))
Kind: | Special calculation | Calculation
Formula: | = derived from x1 | =x2-x3
| Target CDCM revenue (£/year) | Check (should be zero)
Latest forecast of CDCM Revenue | 509744465.4086 | 0
3403. Revenue surplus or shortfall
Data sources:
x1 = 3401. Net revenues by tariff before matching (£)
x2 = 3402. Target CDCM revenue (£/year) (in Target CDCM revenue)
x3 = Total net revenues before matching (£) (in Revenue surplus or shortfall)
Kind: | Cell summation | Calculation
Formula: | =SUM(x1) | =x2-x3
| Total net revenues before matching (£) | Revenue shortfall (surplus) £
Revenue surplus or shortfall | 285900817.6037 | 223843647.8049

## Adder
Adder for WPD West Midlands in April 19 ()
3501. Adder value at which the minimum is breached
Data sources:
x1 = 3308. Unit rate 1 p/kWh (total) (in Summary of charges before revenue matching)
x2 = 3308. Unit rate 2 p/kWh (total) (in Summary of charges before revenue matching)
x3 = 3308. Unit rate 3 p/kWh (total) (in Summary of charges before revenue matching)
Kind: | Calculation | Calculation | Calculation
Formula: | =0-x1 | =0-x2 | =0-x3
| Adder threshold for Unit rate 1 p/kWh | Adder threshold for Unit rate 2 p/kWh | Adder threshold for Unit rate 3 p/kWh
Domestic Unrestricted | -1.1891
Domestic Two Rate | -1.3977 | -0.085437
Domestic Off Peak (related MPAN) | -0.15507
Small Non Domestic Unrestricted | -1.0145
Small Non Domestic Two Rate | -1.1856 | -0.075511
Small Non Domestic Off Peak (related MPAN) | -0.22106
LV Medium Non-Domestic | -1.1366 | -0.07076
LV Sub Medium Non-Domestic | -1.0387 | -0.062946
HV Medium Non-Domestic | -0.30792 | -0.010761
LV Network Domestic | -6.4927 | -0.60643 | -0.077133
LV Network Non-Domestic Non-CT | -5.8447 | -0.54589 | -0.069435
LV HH Metered | -4.2749 | -0.40804 | -0.046998
LV Sub HH Metered | -2.9166 | -0.29592 | -0.024487
HV HH Metered | -1.4114 | -0.13972 | -0.0092499
NHH UMS category A | -1.6329
NHH UMS category B | -1.9152
NHH UMS category C | -2.853
NHH UMS category D | -1.3402
LV UMS (Pseudo HH Metered) | -22.7879 | -1.3077 | -0.7983
LV Generation NHH or Aggregate HH | 0.59557
LV Sub Generation NHH | 0.50313
LV Generation Intermittent | 0.59557
LV Generation Intermittent no RP charge | 0.59557
LV Generation Non-Intermittent | 4.7332 | 0.44208 | 0.056226
LV Generation Non-Intermittent no RP charge | 4.7332 | 0.44208 | 0.056226
LV Sub Generation Intermittent | 0.50313
LV Sub Generation Intermittent no RP charge | 0.50313
LV Sub Generation Non-Intermittent | 3.9964 | 0.37813 | 0.045378
LV Sub Generation Non-Intermittent no RP charge | 3.9964 | 0.37813 | 0.045378
HV Generation Intermittent | 0.25994
HV Generation Intermittent no RP charge | 0.25994
HV Generation Non-Intermittent | 2.0611 | 0.20883 | 0.016928
HV Generation Non-Intermittent no RP charge | 2.0611 | 0.20883 | 0.016928
3502. Marginal revenue effect of adder
Data sources:
x1 = 2302. Load coefficient
x2 = 2305. Rate 1 units (MWh) (in Equivalent volume for each end user)
x3 = 2305. Rate 2 units (MWh) (in Equivalent volume for each end user)
x4 = 2305. Rate 3 units (MWh) (in Equivalent volume for each end user)
Kind: | Calculation | Calculation | Calculation
Formula: | =IF(x1<0,0,x2*10) | =IF(x1<0,0,x3*10) | =IF(x1<0,0,x4*10)
| Effect through Unit rate 1 p/kWh | Effect through Unit rate 2 p/kWh | Effect through Unit rate 3 p/kWh
Domestic Unrestricted | 71157922.4482 | 0 | 0
Domestic Two Rate | 8491525.464 | 6043830.2806 | 0
Domestic Off Peak (related MPAN) | 226107.7949 | 0 | 0
Small Non Domestic Unrestricted | 16027376.5601 | 0 | 0
Small Non Domestic Two Rate | 5442564.3966 | 1932540.6545 | 0
Small Non Domestic Off Peak (related MPAN) | 53993.1372 | 0 | 0
LV Medium Non-Domestic | 743665.8767 | 190609.2841 | 0
LV Sub Medium Non-Domestic | 2.8774 | 0.9201 | 0
HV Medium Non-Domestic | 61707.9081 | 16729.1705 | 0
LV Network Domestic | 447.0052 | 1772.4992 | 2104.4116
LV Network Non-Domestic Non-CT | 617415.8225 | 2363256.2206 | 2649991.1067
LV HH Metered | 2872923.9491 | 11440075.3816 | 12062478.9425
LV Sub HH Metered | 161676.7723 | 623186.2554 | 710414.1875
HV HH Metered | 7372975.1883 | 29283828.8329 | 38621808.1967
NHH UMS category A | 333954.0609 | 0 | 0
NHH UMS category B | 155164.3578 | 0 | 0
NHH UMS category C | 5815.3465 | 0 | 0
NHH UMS category D | 39211.6767 | 0 | 0
LV UMS (Pseudo HH Metered) | 122726.8184 | 368410.687 | 2113172.9279
LV Generation NHH or Aggregate HH | 0 | 0 | 0
LV Sub Generation NHH | 0 | 0 | 0
LV Generation Intermittent | 0 | 0 | 0
LV Generation Intermittent no RP charge | 0 | 0 | 0
LV Generation Non-Intermittent | 0 | 0 | 0
LV Generation Non-Intermittent no RP charge | 0 | 0 | 0
LV Sub Generation Intermittent | 0 | 0 | 0
LV Sub Generation Intermittent no RP charge | 0 | 0 | 0
LV Sub Generation Non-Intermittent | 0 | 0 | 0
LV Sub Generation Non-Intermittent no RP charge | 0 | 0 | 0
HV Generation Intermittent | 0 | 0 | 0
HV Generation Intermittent no RP charge | 0 | 0 | 0
HV Generation Non-Intermittent | 0 | 0 | 0
HV Generation Non-Intermittent no RP charge | 0 | 0 | 0
3503. Constraint-free solution
Data sources:
x1 = 3403. Revenue shortfall (surplus) £ (in Revenue surplus or shortfall)
x2 = 3502. Effect through Unit rate 1 p/kWh (in Marginal revenue effect of adder)
x3 = 3502. Effect through Unit rate 2 p/kWh (in Marginal revenue effect of adder)
x4 = 3502. Effect through Unit rate 3 p/kWh (in Marginal revenue effect of adder)
Calculation =x1/SUM(x2,x3,x4)
Constraint-free solution
Constraint-free solution | 1.0069
3504. Starting point
Data sources:
x1 = 3503. Constraint-free solution
x2 = 3501. Adder threshold for Unit rate 1 p/kWh (in Adder value at which the minimum is breached)
x3 = 3501. Adder threshold for Unit rate 2 p/kWh (in Adder value at which the minimum is breached)
x4 = 3501. Adder threshold for Unit rate 3 p/kWh (in Adder value at which the minimum is breached)
Calculation =MIN(x1,x2,x3,x4)
Starting point
Starting point | -22.7879
3505. Solve for General adder rate (p/kWh)
Data sources:
x1 = 3504. Starting point
x2 = 3501. Adder threshold for Unit rate 1 p/kWh (in Adder value at which the minimum is breached)
x3 = 3501. Adder threshold for Unit rate 2 p/kWh (in Adder value at which the minimum is breached)
x4 = 3501. Adder threshold for Unit rate 3 p/kWh (in Adder value at which the minimum is breached)
x5 = 3502. Effect through Unit rate 1 p/kWh (in Marginal revenue effect of adder)
x6 = 3502. Effect through Unit rate 2 p/kWh (in Marginal revenue effect of adder)
x7 = 3502. Effect through Unit rate 3 p/kWh (in Marginal revenue effect of adder)
x8 = Location (in Solve for General adder rate (p/kWh))
x9 = Kink (in Solve for General adder rate (p/kWh))
x10 = Ranking before tie break (in Solve for General adder rate (p/kWh))
x11 = Counter (in Solve for General adder rate (p/kWh))
x12 = Tie breaker (in Solve for General adder rate (p/kWh))
x13 = Ranking (in Solve for General adder rate (p/kWh))
x14 = Kink reordering (in Solve for General adder rate (p/kWh))
x15 = Starting slope contributions (in Solve for General adder rate (p/kWh))
x16 = New slope (in Solve for General adder rate (p/kWh))
x17 = Location (ordered) (in Solve for General adder rate (p/kWh))
x18 = Starting values (in Solve for General adder rate (p/kWh))
x19 = 3403. Revenue shortfall (surplus) £ (in Revenue surplus or shortfall)
x20 = 3503. Constraint-free solution
x21 = Value (in Solve for General adder rate (p/kWh))
Kind: | Special calculation | Special calculation | Special calculation | Special calculation | Special calculation | Fixed data | Calculation | Special calculation | Special calculation | Special calculation | Special calculation | Special calculation | Special calculation
Formula: | = x1 or x2 or x3 or x4 | Special calculation | =IF(ISERROR(x8),x9,0) | =MAX(x1,x8)*x9 | =RANK(x8,x8,1) |  | =x10*99+x11 | =RANK(x12,x12,1) | =MATCH(x11,x13,0) | =INDEX(x8,x14,1) or =x8 | Special calculation | Special calculation | Special calculation
| Location | Kink | Starting slope contributions | Starting values | Ranking before tie break | Counter | Tie breaker | Ranking | Kink reordering | Location (ordered) | New slope | Value | Root
Starting point | -22.7879 |  |  |  |  | 0 | 0 |  |  | -22.7879 | 0 | -388635658.3616
Kink 1 | -1.1891 | 71157922.4482 | 0 | -84615736.8359 | 13 | 1 | 1288 | 13 | 19 | -22.7879 | 122726.8184 | -388635658.3616
Kink 2 | -1.3977 | 8491525.464 | 0 | -11868464.7512 | 10 | 2 | 992 | 10 | 10 | -6.4927 | 123173.8236 | -386635810.4768
Kink 3 | -0.15507 | 226107.7949 | 0 | -35061.5997 | 25 | 3 | 2478 | 25 | 11 | -5.8447 | 740589.6461 | -386555986.803
Kink 4 | -1.0145 | 16027376.5601 | 0 | -16259084.8 | 17 | 4 | 1687 | 17 | 12 | -4.2749 | 3613513.5951 | -385393438.4574
Kink 5 | -1.1856 | 5442564.3966 | 0 | -6452575.9669 | 14 | 5 | 1391 | 14 | 13 | -2.9166 | 3775190.3674 | -380485203.3289
Kink 6 | -0.22106 | 53993.1372 | 0 | -11935.4641 | 24 | 6 | 2382 | 24 | 17 | -2.853 | 3781005.7139 | -380245033.818
Kink 7 | -1.1366 | 743665.8767 | 0 | -845275.9525 | 15 | 7 | 1492 | 15 | 16 | -1.9152 | 3936170.0718 | -376699135.7554
Kink 8 | -1.0387 | 2.8774 | 0 | -2.9887 | 16 | 8 | 1592 | 16 | 15 | -1.6329 | 4270124.1327 | -375587983.1998
Kink 9 | -0.30792 | 61707.9081 | 0 | -19000.9171 | 22 | 9 | 2187 | 22 | 14 | -1.4114 | 11643099.321 | -374642301.9462
Kink 10 | -6.4927 | 447.0052 | 0 | -2902.2868 | 2 | 10 | 208 | 2 | 2 | -1.3977 | 20134624.785 | -374482311.8781
Kink 11 | -5.8447 | 617415.8225 | 0 | -3608597.3072 | 3 | 11 | 308 | 3 | 18 | -1.3402 | 20173836.4617 | -373325401.2821
Kink 12 | -4.2749 | 2872923.9491 | 0 | -12281515.9174 | 4 | 12 | 408 | 4 | 52 | -1.3077 | 20542247.1487 | -372670050.2907
Kink 13 | -2.9166 | 161676.7723 | 0 | -471549.4925 | 5 | 13 | 508 | 5 | 1 | -1.1891 | 91700169.5968 | -370233462.5448
Kink 14 | -1.4114 | 7372975.1883 | 0 | -10406398.9945 | 9 | 14 | 905 | 9 | 5 | -1.1856 | 97142733.9934 | -369907963.2038
Kink 15 | -1.6329 | 333954.0609 | 0 | -545309.993 | 8 | 15 | 807 | 8 | 7 | -1.1366 | 97886399.8702 | -365153567.7591
Kink 16 | -1.9152 | 155164.3578 | 0 | -297167.9949 | 7 | 16 | 709 | 7 | 8 | -1.0387 | 97886402.7476 | -355564067.9106
Kink 17 | -2.853 | 5815.3465 | 0 | -16591.1883 | 6 | 17 | 611 | 6 | 4 | -1.0145 | 113913779.3077 | -353194099.5502
Kink 18 | -1.3402 | 39211.6767 | 0 | -52552.4578 | 11 | 18 | 1107 | 11 | 85 | -0.7983 | 116026952.2355 | -328570796.5487
Kink 19 | -22.7879 | 122726.8184 | 0 | -2796680.7352 | 1 | 19 | 118 | 1 | 43 | -0.60643 | 116028724.7347 | -306308678.2895
Kink 20 | 0.59557 | 0 | 0 | 0 | 91 | 20 | 9029 | 91 | 44 | -0.54589 | 118391980.9553 | -299283962.2133
Kink 21 | 0.50313 | 0 | 0 | 0 | 88 | 21 | 8733 | 88 | 45 | -0.40804 | 129832056.3369 | -282963991.8283
Kink 22 | 0.59557 | 0 | 0 | 0 | 91 | 22 | 9031 | 92 | 9 | -0.30792 | 129893764.2451 | -269964875.7595
Kink 23 | 0.59557 | 0 | 0 | 0 | 91 | 23 | 9032 | 93 | 46 | -0.29592 | 130516950.5004 | -268407000.7097
Kink 24 | 4.7332 | 0 | 0 | 0 | 98 | 24 | 9726 | 98 | 6 | -0.22106 | 130570943.6377 | -258635406.9898
Kink 25 | 4.7332 | 0 | 0 | 0 | 98 | 25 | 9727 | 99 | 3 | -0.15507 | 130797051.4326 | -250019115.6641
Kink 26 | 0.50313 | 0 | 0 | 0 | 88 | 26 | 8738 | 89 | 47 | -0.13972 | 160080880.2654 | -248012317.5159
Kink 27 | 0.50313 | 0 | 0 | 0 | 88 | 27 | 8739 | 90 | 35 | -0.085437 | 166124710.546 | -239322187.6065
Kink 28 | 3.9964 | 0 | 0 | 0 | 96 | 28 | 9532 | 96 | 76 | -0.077133 | 166126814.9576 | -237942719.4265
Kink 29 | 3.9964 | 0 | 0 | 0 | 96 | 29 | 9533 | 97 | 38 | -0.075511 | 168059355.6121 | -237673138.0073
Kink 30 | 0.25994 | 0 | 0 | 0 | 82 | 30 | 8148 | 82 | 40 | -0.07076 | 168249964.8962 | -236874790.9746
Kink 31 | 0.25994 | 0 | 0 | 0 | 82 | 31 | 8149 | 83 | 77 | -0.069435 | 170899956.0029 | -236651808.4546
Kink 32 | 2.0611 | 0 | 0 | 0 | 94 | 32 | 9338 | 94 | 41 | -0.062946 | 170899956.923 | -235542929.8965
Kink 33 | 2.0611 | 0 | 0 | 0 | 94 | 33 | 9339 | 95 | 78 | -0.046998 | 182962435.8655 | -232817395.3266
Kink 34 | 0 | 0 | 0 | 0 | 37 | 34 | 3697 | 37 | 79 | -0.024487 | 183672850.053 | -228698699.1315
Kink 35 | -0.085437 | 6043830.2806 | 0 | -516367.6358 | 27 | 35 | 2708 | 27 | 42 | -0.010761 | 183689579.2235 | -226177567.3598
Kink 36 | 0 | 0 | 0 | 0 | 37 | 36 | 3699 | 38 | 80 | -0.0092499 | 222311387.4203 | -225899999.3031
Kink 37 | 0 | 0 | 0 | 0 | 37 | 37 | 3700 | 39 | 34 | 0 | 222311387.4203 | -223843647.8049
Kink 38 | -0.075511 | 1932540.6545 | 0 | -145927.2939 | 29 | 38 | 2909 | 29 | 36 | 0 | 222311387.4203 | -223843647.8049
Kink 39 | 0 | 0 | 0 | 0 | 37 | 39 | 3702 | 40 | 37 | 0 | 222311387.4203 | -223843647.8049
Kink 40 | -0.07076 | 190609.2841 | 0 | -13487.5525 | 30 | 40 | 3010 | 30 | 39 | 0 | 222311387.4203 | -223843647.8049
Kink 41 | -0.062946 | 0.9201 | 0 | -0.057917 | 32 | 41 | 3209 | 32 | 48 | 0 | 222311387.4203 | -223843647.8049
Kink 42 | -0.010761 | 16729.1705 | 0 | -180.0216 | 35 | 42 | 3507 | 35 | 49 | 0 | 222311387.4203 | -223843647.8049
Kink 43 | -0.60643 | 1772.4992 | 0 | -1074.8957 | 19 | 43 | 1924 | 19 | 50 | 0 | 222311387.4203 | -223843647.8049
Kink 44 | -0.54589 | 2363256.2206 | 0 | -1290069.7158 | 20 | 44 | 2024 | 20 | 51 | 0 | 222311387.4203 | -223843647.8049
Kink 45 | -0.40804 | 11440075.3816 | 0 | -4668003.7466 | 21 | 45 | 2124 | 21 | 53 | 0 | 222311387.4203 | -223843647.8049
Kink 46 | -0.29592 | 623186.2554 | 0 | -184415.5172 | 23 | 46 | 2323 | 23 | 54 | 0 | 222311387.4203 | -223843647.8049
Kink 47 | -0.13972 | 29283828.8329 | 0 | -4091625.019 | 26 | 47 | 2621 | 26 | 55 | 0 | 222311387.4203 | -223843647.8049
Kink 48 | 0 | 0 | 0 | 0 | 37 | 48 | 3711 | 41 | 56 | 0 | 222311387.4203 | -223843647.8049
Kink 49 | 0 | 0 | 0 | 0 | 37 | 49 | 3712 | 42 | 59 | 0 | 222311387.4203 | -223843647.8049
Kink 50 | 0 | 0 | 0 | 0 | 37 | 50 | 3713 | 43 | 60 | 0 | 222311387.4203 | -223843647.8049
Kink 51 | 0 | 0 | 0 | 0 | 37 | 51 | 3714 | 44 | 63 | 0 | 222311387.4203 | -223843647.8049
Kink 52 | -1.3077 | 368410.687 | 0 | -481785.212 | 12 | 52 | 1240 | 12 | 64 | 0 | 222311387.4203 | -223843647.8049
Kink 53 | 0 | 0 | 0 | 0 | 37 | 53 | 3716 | 45 | 67 | 0 | 222311387.4203 | -223843647.8049
Kink 54 | 0 | 0 | 0 | 0 | 37 | 54 | 3717 | 46 | 68 | 0 | 222311387.4203 | -223843647.8049
Kink 55 | 0 | 0 | 0 | 0 | 37 | 55 | 3718 | 47 | 69 | 0 | 222311387.4203 | -223843647.8049
Kink 56 | 0 | 0 | 0 | 0 | 37 | 56 | 3719 | 48 | 70 | 0 | 222311387.4203 | -223843647.8049
Kink 57 | 0.44208 | 0 | 0 | 0 | 86 | 57 | 8571 | 86 | 71 | 0 | 222311387.4203 | -223843647.8049
Kink 58 | 0.44208 | 0 | 0 | 0 | 86 | 58 | 8572 | 87 | 72 | 0 | 222311387.4203 | -223843647.8049
Kink 59 | 0 | 0 | 0 | 0 | 37 | 59 | 3722 | 49 | 73 | 0 | 222311387.4203 | -223843647.8049
Kink 60 | 0 | 0 | 0 | 0 | 37 | 60 | 3723 | 50 | 74 | 0 | 222311387.4203 | -223843647.8049
Kink 61 | 0.37813 | 0 | 0 | 0 | 84 | 61 | 8377 | 84 | 75 | 0 | 222311387.4203 | -223843647.8049
Kink 62 | 0.37813 | 0 | 0 | 0 | 84 | 62 | 8378 | 85 | 81 | 0 | 222311387.4203 | -223843647.8049
Kink 63 | 0 | 0 | 0 | 0 | 37 | 63 | 3726 | 51 | 82 | 0 | 222311387.4203 | -223843647.8049
Kink 64 | 0 | 0 | 0 | 0 | 37 | 64 | 3727 | 52 | 83 | 0 | 222311387.4203 | -223843647.8049
Kink 65 | 0.20883 | 0 | 0 | 0 | 80 | 65 | 7985 | 80 | 84 | 0 | 222311387.4203 | -223843647.8049
Kink 66 | 0.20883 | 0 | 0 | 0 | 80 | 66 | 7986 | 81 | 86 | 0 | 222311387.4203 | -223843647.8049
Kink 67 | 0 | 0 | 0 | 0 | 37 | 67 | 3730 | 53 | 87 | 0 | 222311387.4203 | -223843647.8049
Kink 68 | 0 | 0 | 0 | 0 | 37 | 68 | 3731 | 54 | 88 | 0 | 222311387.4203 | -223843647.8049
Kink 69 | 0 | 0 | 0 | 0 | 37 | 69 | 3732 | 55 | 89 | 0 | 222311387.4203 | -223843647.8049
Kink 70 | 0 | 0 | 0 | 0 | 37 | 70 | 3733 | 56 | 92 | 0 | 222311387.4203 | -223843647.8049
Kink 71 | 0 | 0 | 0 | 0 | 37 | 71 | 3734 | 57 | 93 | 0 | 222311387.4203 | -223843647.8049
Kink 72 | 0 | 0 | 0 | 0 | 37 | 72 | 3735 | 58 | 96 | 0 | 222311387.4203 | -223843647.8049
Kink 73 | 0 | 0 | 0 | 0 | 37 | 73 | 3736 | 59 | 97 | 0 | 222311387.4203 | -223843647.8049
Kink 74 | 0 | 0 | 0 | 0 | 37 | 74 | 3737 | 60 | 98 | 0.016928 | 222311387.4203 | -220080403.6558
Kink 75 | 0 | 0 | 0 | 0 | 37 | 75 | 3738 | 61 | 99 | 0.016928 | 222311387.4203 | -220080403.6558
Kink 76 | -0.077133 | 2104.4116 | 0 | -162.3203 | 28 | 76 | 2848 | 28 | 94 | 0.045378 | 222311387.4203 | -213755711.5088
Kink 77 | -0.069435 | 2649991.1067 | 0 | -184001.8735 | 31 | 77 | 3146 | 31 | 95 | 0.045378 | 222311387.4203 | -213755711.5088
Kink 78 | -0.046998 | 12062478.9425 | 0 | -566916.0908 | 33 | 78 | 3345 | 33 | 90 | 0.056226 | 222311387.4203 | -211344056.3387
Kink 79 | -0.024487 | 710414.1875 | 0 | -17396.0186 | 34 | 79 | 3445 | 34 | 91 | 0.056226 | 222311387.4203 | -211344056.3387
Kink 80 | -0.0092499 | 38621808.1967 | 0 | -357246.7163 | 36 | 80 | 3644 | 36 | 65 | 0.20883 | 222311387.4203 | -177418653.9182
Kink 81 | 0 | 0 | 0 | 0 | 37 | 81 | 3744 | 62 | 66 | 0.20883 | 222311387.4203 | -177418653.9182
Kink 82 | 0 | 0 | 0 | 0 | 37 | 82 | 3745 | 63 | 30 | 0.25994 | 222311387.4203 | -166056139.9378
Kink 83 | 0 | 0 | 0 | 0 | 37 | 83 | 3746 | 64 | 31 | 0.25994 | 222311387.4203 | -166056139.9378
Kink 84 | 0 | 0 | 0 | 0 | 37 | 84 | 3747 | 65 | 61 | 0.37813 | 222311387.4203 | -139781874.6599
Kink 85 | -0.7983 | 2113172.9279 | 0 | -1686945.2256 | 18 | 85 | 1867 | 18 | 62 | 0.37813 | 222311387.4203 | -139781874.6599
Kink 86 | 0 | 0 | 0 | 0 | 37 | 86 | 3749 | 66 | 57 | 0.44208 | 222311387.4203 | -125563168.5187
Kink 87 | 0 | 0 | 0 | 0 | 37 | 87 | 3750 | 67 | 58 | 0.44208 | 222311387.4203 | -125563168.5187
Kink 88 | 0 | 0 | 0 | 0 | 37 | 88 | 3751 | 68 | 21 | 0.50313 | 222311387.4203 | -111991240.3974
Kink 89 | 0 | 0 | 0 | 0 | 37 | 89 | 3752 | 69 | 26 | 0.50313 | 222311387.4203 | -111991240.3974
Kink 90 | 0.056226 | 0 | 0 | 0 | 78 | 90 | 7812 | 78 | 27 | 0.50313 | 222311387.4203 | -111991240.3974
Kink 91 | 0.056226 | 0 | 0 | 0 | 78 | 91 | 7813 | 79 | 20 | 0.59557 | 222311387.4203 | -91442606.0531
Kink 92 | 0 | 0 | 0 | 0 | 37 | 92 | 3755 | 70 | 22 | 0.59557 | 222311387.4203 | -91442606.0531
Kink 93 | 0 | 0 | 0 | 0 | 37 | 93 | 3756 | 71 | 23 | 0.59557 | 222311387.4203 | -91442606.0531
Kink 94 | 0.045378 | 0 | 0 | 0 | 76 | 94 | 7618 | 76 | 32 | 2.0611 | 222311387.4203 | 234355549.2333 | 1.0069
Kink 95 | 0.045378 | 0 | 0 | 0 | 76 | 95 | 7619 | 77 | 33 | 2.0611 | 222311387.4203 | 234355549.2333
Kink 96 | 0 | 0 | 0 | 0 | 37 | 96 | 3759 | 72 | 28 | 3.9964 | 222311387.4203 | 664612086.292
Kink 97 | 0 | 0 | 0 | 0 | 37 | 97 | 3760 | 73 | 29 | 3.9964 | 222311387.4203 | 664612086.292
Kink 98 | 0.016928 | 0 | 0 | 0 | 74 | 98 | 7424 | 74 | 24 | 4.7332 | 222311387.4203 | 828390189.1017
Kink 99 | 0.016928 | 0 | 0 | 0 | 74 | 99 | 7425 | 75 | 25 | 4.7332 | 222311387.4203 | 828390189.1017
3506. General adder rate (p/kWh)
Data sources:
x1 = 3505. Root (in Solve for General adder rate (p/kWh))
Calculation =MIN(x1)
General adder rate (p/kWh)
General adder rate (p/kWh) | 1.0069
3507. Adder
Data sources:
x1 = 2302. Load coefficient
x2 = 3506. General adder rate (p/kWh)
x3 = 3501. Adder threshold for Unit rate 1 p/kWh (in Adder value at which the minimum is breached)
x4 = 3501. Adder threshold for Unit rate 2 p/kWh (in Adder value at which the minimum is breached)
x5 = 3501. Adder threshold for Unit rate 3 p/kWh (in Adder value at which the minimum is breached)
x6 = Adder on Unit rate 1 p/kWh (in Adder)
x7 = 2305. Rate 1 units (MWh) (in Equivalent volume for each end user)
x8 = Adder on Unit rate 2 p/kWh (in Adder)
x9 = 2305. Rate 2 units (MWh) (in Equivalent volume for each end user)
x10 = Adder on Unit rate 3 p/kWh (in Adder)
x11 = 2305. Rate 3 units (MWh) (in Equivalent volume for each end user)
Kind: | Calculation | Calculation | Calculation | Calculation
Formula: | =IF(x1<0,0,MAX(x2,x3)) | =IF(x1<0,0,MAX(x2,x4)) | =IF(x1<0,0,MAX(x2,x5)) | =0+10*(x6*x7+x8*x9+x10*x11)
| Adder on Unit rate 1 p/kWh | Adder on Unit rate 2 p/kWh | Adder on Unit rate 3 p/kWh | Net revenues by tariff from adder
Domestic Unrestricted | 1.0069 |  |  | 71648371.7539
Domestic Two Rate | 1.0069 | 1.0069 |  | 14635539.3206
Domestic Off Peak (related MPAN) | 1.0069 |  |  | 227666.2217
Small Non Domestic Unrestricted | 1.0069 |  |  | 16137843.7496
Small Non Domestic Two Rate | 1.0069 | 1.0069 |  | 7425937.2709
Small Non Domestic Off Peak (related MPAN) | 1.0069 |  |  | 54365.2798
LV Medium Non-Domestic | 1.0069 | 1.0069 |  | 940714.5647
LV Sub Medium Non-Domestic | 1.0069 | 1.0069 |  | 3.8237
HV Medium Non-Domestic | 1.0069 | 1.0069 |  | 78977.6989
LV Network Domestic | 1.0069 | 1.0069 | 1.0069 | 4353.7182
LV Network Non-Domestic Non-CT | 1.0069 | 1.0069 | 1.0069 | 5669471.9673
LV HH Metered | 1.0069 | 1.0069 | 1.0069 | 26557268.7831
LV Sub HH Metered | 1.0069 | 1.0069 | 1.0069 | 1505583.2732
HV HH Metered | 1.0069 | 1.0069 | 1.0069 | 75797462.9914
NHH UMS category A | 1.0069 |  |  | 336255.8079
NHH UMS category B | 1.0069 |  |  | 156233.8136
NHH UMS category C | 1.0069 |  |  | 5855.4282
NHH UMS category D | 1.0069 |  |  | 39481.9395
LV UMS (Pseudo HH Metered) | 1.0069 | 1.0069 | 1.0069 | 2622260.3986
LV Generation NHH or Aggregate HH | 0 |  |  | 0
LV Sub Generation NHH | 0 |  |  | 0
LV Generation Intermittent | 0 |  |  | 0
LV Generation Intermittent no RP charge | 0 |  |  | 0
LV Generation Non-Intermittent | 0 | 0 | 0 | 0
LV Generation Non-Intermittent no RP charge | 0 | 0 | 0 | 0
LV Sub Generation Intermittent | 0 |  |  | 0
LV Sub Generation Intermittent no RP charge | 0 |  |  | 0
LV Sub Generation Non-Intermittent | 0 | 0 | 0 | 0
LV Sub Generation Non-Intermittent no RP charge | 0 | 0 | 0 | 0
HV Generation Intermittent | 0 |  |  | 0
HV Generation Intermittent no RP charge | 0 |  |  | 0
HV Generation Non-Intermittent | 0 | 0 | 0 | 0
HV Generation Non-Intermittent no RP charge | 0 | 0 | 0 | 0

## Adjust
Tariff component adjustment and rounding for WPD West Midlands in April 19 ()
3601. Tariffs before rounding
Data sources:
x1 = 3308. Unit rate 1 p/kWh (total) (in Summary of charges before revenue matching)
x2 = 3507. Adder on Unit rate 1 p/kWh (in Adder)
x3 = 3308. Unit rate 2 p/kWh (total) (in Summary of charges before revenue matching)
x4 = 3507. Adder on Unit rate 2 p/kWh (in Adder)
x5 = 3308. Unit rate 3 p/kWh (total) (in Summary of charges before revenue matching)
x6 = 3507. Adder on Unit rate 3 p/kWh (in Adder)
x7 = 3308. Fixed charge p/MPAN/day (total) (in Summary of charges before revenue matching)
x8 = 3308. Capacity charge p/kVA/day (total) (in Summary of charges before revenue matching)
x9 = 3308. Exceeded capacity charge p/kVA/day (total) (in Summary of charges before revenue matching)
x10 = 3308. Reactive power charge p/kVArh (in Summary of charges before revenue matching)
Kind: | Calculation | Calculation | Calculation | Copy cells | Copy cells | Copy cells | Copy cells
Formula: | =x1+x2 | =x3+x4 | =x5+x6 | =x7 | =x8 | =x9 | =x10
| Unit rate 1 p/kWh | Unit rate 2 p/kWh | Unit rate 3 p/kWh | Fixed charge p/MPAN/day | Capacity charge p/kVA/day | Exceeded capacity charge p/kVA/day | Reactive power charge p/kVArh
Domestic Unrestricted | 2.196 |  |  | 4.1442
Domestic Two Rate | 2.4046 | 1.0923 |  | 4.1442
Domestic Off Peak (related MPAN) | 1.162
Small Non Domestic Unrestricted | 2.0213 |  |  | 7.503
Small Non Domestic Two Rate | 2.1925 | 1.0824 |  | 7.503
Small Non Domestic Off Peak (related MPAN) | 1.2279
LV Medium Non-Domestic | 2.1435 | 1.0777 |  | 19.5352
LV Sub Medium Non-Domestic | 2.0456 | 1.0698 |  | 23.8806
HV Medium Non-Domestic | 1.3148 | 1.0177 |  | 183.1888
LV Network Domestic | 7.4996 | 1.6133 | 1.084 | 4.1442
LV Network Non-Domestic Non-CT | 6.8516 | 1.5528 | 1.0763 | 7.503
LV HH Metered | 5.2818 | 1.4149 | 1.0539 | 9.2552 | 3.8388 | 7.5776 | 0.16817
LV Sub HH Metered | 3.9235 | 1.3028 | 1.0314 | 7.225 | 4.6829 | 6.7372 | 0.1142
HV HH Metered | 2.4183 | 1.1466 | 1.0161 | 78.0277 | 4.9501 | 6.7709 | 0.049315
NHH UMS category A | 2.6398
NHH UMS category B | 2.9221
NHH UMS category C | 3.8599
NHH UMS category D | 2.3471
LV UMS (Pseudo HH Metered) | 23.7947 | 2.3146 | 1.8052
LV Generation NHH or Aggregate HH | -0.59557 |  |  | 0
LV Sub Generation NHH | -0.50313 |  |  | 0
LV Generation Intermittent | -0.59557 |  |  | 0 |  |  | 0.24675
LV Generation Intermittent no RP charge | -0.59557 |  |  | 0
LV Generation Non-Intermittent | -4.7332 | -0.44208 | -0.056226 | 0 |  |  | 0.24675
LV Generation Non-Intermittent no RP charge | -4.7332 | -0.44208 | -0.056226 | 0
LV Sub Generation Intermittent | -0.50313 |  |  | 0 |  |  | 0.20843
LV Sub Generation Intermittent no RP charge | -0.50313 |  |  | 0
LV Sub Generation Non-Intermittent | -3.9964 | -0.37813 | -0.045378 | 0 |  |  | 0.20843
LV Sub Generation Non-Intermittent no RP charge | -3.9964 | -0.37813 | -0.045378 | 0
HV Generation Intermittent | -0.25994 |  |  | 32.0789 |  |  | 0.1685
HV Generation Intermittent no RP charge | -0.25994 |  |  | 32.0789
HV Generation Non-Intermittent | -2.0611 | -0.20883 | -0.016928 | 32.0789 |  |  | 0.1685
HV Generation Non-Intermittent no RP charge | -2.0611 | -0.20883 | -0.016928 | 32.0789
3602. Decimal places
| Unit rate 1 p/kWh | Unit rate 2 p/kWh | Unit rate 3 p/kWh | Fixed charge p/MPAN/day | Capacity charge p/kVA/day | Exceeded capacity charge p/kVA/day | Reactive power charge p/kVArh
Decimal places | 3 | 3 | 3 | 2 | 2 | 2 | 3
3603. Tariff rounding
Data sources:
x1 = 3601. Unit rate 1 p/kWh before rounding (in Tariffs before rounding)
x2 = 3602. Unit rate 1 p/kWh decimal places (in Decimal places)
x3 = 3601. Unit rate 2 p/kWh before rounding (in Tariffs before rounding)
x4 = 3602. Unit rate 2 p/kWh decimal places (in Decimal places)
x5 = 3601. Unit rate 3 p/kWh before rounding (in Tariffs before rounding)
x6 = 3602. Unit rate 3 p/kWh decimal places (in Decimal places)
x7 = 3601. Fixed charge p/MPAN/day before rounding (in Tariffs before rounding)
x8 = 3602. Fixed charge p/MPAN/day decimal places (in Decimal places)
x9 = 3601. Capacity charge p/kVA/day before rounding (in Tariffs before rounding)
x10 = 3602. Capacity charge p/kVA/day decimal places (in Decimal places)
x11 = 3601. Exceeded capacity charge p/kVA/day before rounding (in Tariffs before rounding)
x12 = 3602. Exceeded capacity charge p/kVA/day decimal places (in Decimal places)
x13 = 3601. Reactive power charge p/kVArh before rounding (in Tariffs before rounding)
x14 = 3602. Reactive power charge p/kVArh decimal places (in Decimal places)
Kind: | Calculation | Calculation | Calculation | Calculation | Calculation | Calculation | Calculation
Formula: | =ROUND(x1,x2)-x1 | =ROUND(x3,x4)-x3 | =ROUND(x5,x6)-x5 | =ROUND(x7,x8)-x7 | =ROUND(x9,x10)-x9 | =ROUND(x11,x12)-x11 | =ROUND(x13,x14)-x13
| Unit rate 1 p/kWh | Unit rate 2 p/kWh | Unit rate 3 p/kWh | Fixed charge p/MPAN/day | Capacity charge p/kVA/day | Exceeded capacity charge p/kVA/day | Reactive power charge p/kVArh
Domestic Unrestricted | -1.8422e-05 |  |  | -0.0041608
Domestic Two Rate | 0.00042413 | -0.00032956 |  | -0.0041608
Domestic Off Peak (related MPAN) | 4.1734e-05
Small Non Domestic Unrestricted | -0.00034943 |  |  | -0.0030062
Small Non Domestic Two Rate | -0.00046882 | -0.000403 |  | -0.0030062
Small Non Domestic Off Peak (related MPAN) | 5.2387e-05
LV Medium Non-Domestic | 0.00047355 | 0.00034739 |  | 0.0047591
LV Sub Medium Non-Domestic | 0.00043915 | 0.00016116 |  | -0.0005805
HV Medium Non-Domestic | 0.00019054 | 0.00034665 |  | 0.0011649
LV Network Domestic | 0.00037145 | -0.00032183 | -2.5746e-05 | -0.0041608
LV Network Non-Domestic Non-CT | 0.00042857 | 0.00022107 | -0.00032731 | -0.0030062
LV HH Metered | 0.00018903 | 6.7997e-05 | 0.00010929 | 0.0048381 | 0.001214 | 0.0023534 | -0.00017227
LV Sub HH Metered | 0.00048892 | 0.000184 | -0.00037956 | -0.0049648 | -0.0029401 | 0.0027793 | -0.00019502
HV HH Metered | -0.00031707 | 0.00038457 | -0.00014228 | 0.0023054 | -0.00010029 | -0.00086968 | -0.00031515
NHH UMS category A | 0.00021835
NHH UMS category B | -7.4469e-05
NHH UMS category C | 0.00010678
NHH UMS category D | -0.00011711
LV UMS (Pseudo HH Metered) | 0.00025429 | 0.00036808 | -0.00019206
LV Generation NHH or Aggregate HH | -0.00043428 |  |  | 0
LV Sub Generation NHH | 0.00013395 |  |  | 0
LV Generation Intermittent | -0.00043428 |  |  | 0 |  |  | 0.00024938
LV Generation Intermittent no RP charge | -0.00043428 |  |  | 0
LV Generation Non-Intermittent | 0.00015312 | 8.4773e-05 | 0.0002256 | 0 |  |  | 0.00024938
LV Generation Non-Intermittent no RP charge | 0.00015312 | 8.4773e-05 | 0.0002256 | 0
LV Sub Generation Intermittent | 0.00013395 |  |  | 0 |  |  | -0.00042781
LV Sub Generation Intermittent no RP charge | 0.00013395 |  |  | 0
LV Sub Generation Non-Intermittent | 0.00044726 | 0.00012626 | 0.00037751 | 0 |  |  | -0.00042781
LV Sub Generation Non-Intermittent no RP charge | 0.00044726 | 0.00012626 | 0.00037751 | 0
HV Generation Intermittent | -6.0514e-05 |  |  | 0.0011244 |  |  | 0.00049573
HV Generation Intermittent no RP charge | -6.0514e-05 |  |  | 0.0011244
HV Generation Non-Intermittent | 6.9396e-05 | -0.00017132 | -7.2193e-05 | 0.0011244 |  |  | 0.00049573
HV Generation Non-Intermittent no RP charge | 6.9396e-05 | -0.00017132 | -7.2193e-05 | 0.0011244
3604. All the way tariffs
Data sources:
x1 = 3601. Unit rate 1 p/kWh before rounding (in Tariffs before rounding)
x2 = 3603. Unit rate 1 p/kWh rounding (in Tariff rounding)
x3 = 3601. Unit rate 2 p/kWh before rounding (in Tariffs before rounding)
x4 = 3603. Unit rate 2 p/kWh rounding (in Tariff rounding)
x5 = 3601. Unit rate 3 p/kWh before rounding (in Tariffs before rounding)
x6 = 3603. Unit rate 3 p/kWh rounding (in Tariff rounding)
x7 = 3601. Fixed charge p/MPAN/day before rounding (in Tariffs before rounding)
x8 = 3603. Fixed charge p/MPAN/day rounding (in Tariff rounding)
x9 = 3601. Capacity charge p/kVA/day before rounding (in Tariffs before rounding)
x10 = 3603. Capacity charge p/kVA/day rounding (in Tariff rounding)
x11 = 3601. Exceeded capacity charge p/kVA/day before rounding (in Tariffs before rounding)
x12 = 3603. Exceeded capacity charge p/kVA/day rounding (in Tariff rounding)
x13 = 3601. Reactive power charge p/kVArh before rounding (in Tariffs before rounding)
x14 = 3603. Reactive power charge p/kVArh rounding (in Tariff rounding)
Kind: | Calculation | Calculation | Calculation | Calculation | Calculation | Calculation | Calculation
Formula: | =x1+x2 | =x3+x4 | =x5+x6 | =x7+x8 | =x9+x10 | =x11+x12 | =x13+x14
| Unit rate 1 p/kWh | Unit rate 2 p/kWh | Unit rate 3 p/kWh | Fixed charge p/MPAN/day | Capacity charge p/kVA/day | Exceeded capacity charge p/kVA/day | Reactive power charge p/kVArh
Domestic Unrestricted | 2.196 |  |  | 4.14
Domestic Two Rate | 2.405 | 1.092 |  | 4.14
Domestic Off Peak (related MPAN) | 1.162
Small Non Domestic Unrestricted | 2.021 |  |  | 7.5
Small Non Domestic Two Rate | 2.192 | 1.082 |  | 7.5
Small Non Domestic Off Peak (related MPAN) | 1.228
LV Medium Non-Domestic | 2.144 | 1.078 |  | 19.54
LV Sub Medium Non-Domestic | 2.046 | 1.07 |  | 23.88
HV Medium Non-Domestic | 1.315 | 1.018 |  | 183.19
LV Network Domestic | 7.5 | 1.613 | 1.084 | 4.14
LV Network Non-Domestic Non-CT | 6.852 | 1.553 | 1.076 | 7.5
LV HH Metered | 5.282 | 1.415 | 1.054 | 9.26 | 3.84 | 7.58 | 0.168
LV Sub HH Metered | 3.924 | 1.303 | 1.031 | 7.22 | 4.68 | 6.74 | 0.114
HV HH Metered | 2.418 | 1.147 | 1.016 | 78.03 | 4.95 | 6.77 | 0.049
NHH UMS category A | 2.64
NHH UMS category B | 2.922
NHH UMS category C | 3.86
NHH UMS category D | 2.347
LV UMS (Pseudo HH Metered) | 23.795 | 2.315 | 1.805
LV Generation NHH or Aggregate HH | -0.596 |  |  | 0
LV Sub Generation NHH | -0.503 |  |  | 0
LV Generation Intermittent | -0.596 |  |  | 0 |  |  | 0.247
LV Generation Intermittent no RP charge | -0.596 |  |  | 0
LV Generation Non-Intermittent | -4.733 | -0.442 | -0.056 | 0 |  |  | 0.247
LV Generation Non-Intermittent no RP charge | -4.733 | -0.442 | -0.056 | 0
LV Sub Generation Intermittent | -0.503 |  |  | 0 |  |  | 0.208
LV Sub Generation Intermittent no RP charge | -0.503 |  |  | 0
LV Sub Generation Non-Intermittent | -3.996 | -0.378 | -0.045 | 0 |  |  | 0.208
LV Sub Generation Non-Intermittent no RP charge | -3.996 | -0.378 | -0.045 | 0
HV Generation Intermittent | -0.26 |  |  | 32.08 |  |  | 0.169
HV Generation Intermittent no RP charge | -0.26 |  |  | 32.08
HV Generation Non-Intermittent | -2.061 | -0.209 | -0.017 | 32.08 |  |  | 0.169
HV Generation Non-Intermittent no RP charge | -2.061 | -0.209 | -0.017 | 32.08
3605. Net revenues by tariff from rounding
Data sources:
x1 = 1010. Days in the charging year (in Financial and general assumptions)
x2 = 3603. Fixed charge p/MPAN/day rounding (in Tariff rounding)
x3 = 2305. MPANs (in Equivalent volume for each end user)
x4 = 3603. Capacity charge p/kVA/day rounding (in Tariff rounding)
x5 = 2305. Import capacity (kVA) (in Equivalent volume for each end user)
x6 = 3603. Exceeded capacity charge p/kVA/day rounding (in Tariff rounding)
x7 = 2305. Exceeded capacity (kVA) (in Equivalent volume for each end user)
x8 = 3603. Unit rate 1 p/kWh rounding (in Tariff rounding)
x9 = 2305. Rate 1 units (MWh) (in Equivalent volume for each end user)
x10 = 3603. Unit rate 2 p/kWh rounding (in Tariff rounding)
x11 = 2305. Rate 2 units (MWh) (in Equivalent volume for each end user)
x12 = 3603. Unit rate 3 p/kWh rounding (in Tariff rounding)
x13 = 2305. Rate 3 units (MWh) (in Equivalent volume for each end user)
x14 = 3603. Reactive power charge p/kVArh rounding (in Tariff rounding)
x15 = 2305. Reactive power units (MVArh) (in Equivalent volume for each end user)
Calculation =0.01*x1*(x2*x3+x4*x5+x6*x7)+10*(x8*x9+x10*x11+x12*x13+x14*x15)
Net revenues by tariff from rounding
Domestic Unrestricted | -32636.822
Domestic Two Rate | -2537.7873
Domestic Off Peak (related MPAN) | 9.4363
Small Non Domestic Unrestricted | -7062.6115
Small Non Domestic Two Rate | -3737.051
Small Non Domestic Off Peak (related MPAN) | 2.8285
LV Medium Non-Domestic | 467.4722
LV Sub Medium Non-Domestic | 0.0014002
HV Medium Non-Domestic | 17.9502
LV Network Domestic | -2.4539
LV Network Non-Domestic Non-CT | -179.0692
LV HH Metered | 9588.5404
LV Sub HH Metered | -1225.3199
HV HH Metered | -355.9367
NHH UMS category A | 72.9198
NHH UMS category B | -11.5549
NHH UMS category C | 0.62096
NHH UMS category D | -4.5922
LV UMS (Pseudo HH Metered) | -239.0519
LV Generation NHH or Aggregate HH | -13.9858
LV Sub Generation NHH | 0
LV Generation Intermittent | -189.1625
LV Generation Intermittent no RP charge | 0
LV Generation Non-Intermittent | 24.6005
LV Generation Non-Intermittent no RP charge | 0
LV Sub Generation Intermittent | 1.8094
LV Sub Generation Intermittent no RP charge | 0
LV Sub Generation Non-Intermittent | 29.2451
LV Sub Generation Non-Intermittent no RP charge | 0
HV Generation Intermittent | -112.5181
HV Generation Intermittent no RP charge | 0
HV Generation Non-Intermittent | -544.0538
HV Generation Non-Intermittent no RP charge | 0
3606. Revenue forecast summary
Data sources:
x1 = 3403. Total net revenues before matching (£) (in Revenue surplus or shortfall)
x2 = 3507. Net revenues by tariff from adder (in Adder)
x3 = 3605. Net revenues by tariff from rounding
x4 = Total net revenues before matching (£) (in Revenue forecast summary)
x5 = Total net revenues from adder (£) (in Revenue forecast summary)
x6 = Total net revenues from rounding (£) (in Revenue forecast summary)
x7 = Total net revenues (£) (in Revenue forecast summary)
x8 = 3402. Target CDCM revenue (£/year) (in Target CDCM revenue)
Kind: | Copy cells | Cell summation | Cell summation | Calculation | Calculation
Formula: | =x1 | =SUM(x2) | =SUM(x3) | =x4+x5+x6 | =x7-x8
| Total net revenues before matching (£) | Total net revenues from adder (£) | Total net revenues from rounding (£) | Total net revenues (£) | Deviation from target revenue (£)
Revenue forecast summary | 285900817.6037 | 223843647.8049 | -38636.5456 | 509705828.863 | -38636.5456
3607. Tariffs
Data sources:
x1 = 3604. Unit rate 1 p/kWh (in All the way tariffs)
x2 = 2304. Discount for each tariff (except for fixed charges) (in LDNO discounts and volumes adjusted for discount)
x3 = 3604. Unit rate 2 p/kWh (in All the way tariffs)
x4 = 3604. Unit rate 3 p/kWh (in All the way tariffs)
x5 = 3604. Fixed charge p/MPAN/day (in All the way tariffs)
x6 = 2304. Discount for each tariff for fixed charges only (in LDNO discounts and volumes adjusted for discount)
x7 = 3604. Capacity charge p/kVA/day (in All the way tariffs)
x8 = 3604. Exceeded capacity charge p/kVA/day (in All the way tariffs)
x9 = 3604. Reactive power charge p/kVArh (in All the way tariffs)
Kind: | Calculation | Calculation | Calculation | Calculation | Calculation | Calculation | Calculation
Formula: | =ROUND(x1*(1-x2),3) | =ROUND(x3*(1-x2),3) | =ROUND(x4*(1-x2),3) | =ROUND(x5*(1-x6),2) | =ROUND(x7*(1-x2),2) | =ROUND(x8*(1-x2),2) | =ROUND(x9*(1-x2),3)
| Unit rate 1 p/kWh | Unit rate 2 p/kWh | Unit rate 3 p/kWh | Fixed charge p/MPAN/day | Capacity charge p/kVA/day | Exceeded capacity charge p/kVA/day | Reactive power charge p/kVArh
> Domestic Unrestricted
Domestic Unrestricted | 2.196 | 0 | 0 | 4.14 | 0 | 0 | 0
LDNO LV: Domestic Unrestricted | 1.467 | 0 | 0 | 2.77 | 0 | 0 | 0
LDNO HV: Domestic Unrestricted | 1.077 | 0 | 0 | 2.03 | 0 | 0 | 0
> Domestic Two Rate
Domestic Two Rate | 2.405 | 1.092 | 0 | 4.14 | 0 | 0 | 0
LDNO LV: Domestic Two Rate | 1.607 | 0.729 | 0 | 2.77 | 0 | 0 | 0
LDNO HV: Domestic Two Rate | 1.18 | 0.536 | 0 | 2.03 | 0 | 0 | 0
> Domestic Off Peak (related MPAN)
Domestic Off Peak (related MPAN) | 1.162 | 0 | 0 | 0 | 0 | 0 | 0
LDNO LV: Domestic Off Peak (related MPAN) | 0.776 | 0 | 0 | 0 | 0 | 0 | 0
LDNO HV: Domestic Off Peak (related MPAN) | 0.57 | 0 | 0 | 0 | 0 | 0 | 0
> Small Non Domestic Unrestricted
Small Non Domestic Unrestricted | 2.021 | 0 | 0 | 7.5 | 0 | 0 | 0
LDNO LV: Small Non Domestic Unrestricted | 1.35 | 0 | 0 | 5.01 | 0 | 0 | 0
LDNO HV: Small Non Domestic Unrestricted | 0.991 | 0 | 0 | 3.68 | 0 | 0 | 0
> Small Non Domestic Two Rate
Small Non Domestic Two Rate | 2.192 | 1.082 | 0 | 7.5 | 0 | 0 | 0
LDNO LV: Small Non Domestic Two Rate | 1.464 | 0.723 | 0 | 5.01 | 0 | 0 | 0
LDNO HV: Small Non Domestic Two Rate | 1.075 | 0.531 | 0 | 3.68 | 0 | 0 | 0
> Small Non Domestic Off Peak (related MPAN)
Small Non Domestic Off Peak (related MPAN) | 1.228 | 0 | 0 | 0 | 0 | 0 | 0
LDNO LV: Small Non Domestic Off Peak (related MPAN) | 0.82 | 0 | 0 | 0 | 0 | 0 | 0
LDNO HV: Small Non Domestic Off Peak (related MPAN) | 0.602 | 0 | 0 | 0 | 0 | 0 | 0
> LV Medium Non-Domestic
LV Medium Non-Domestic | 2.144 | 1.078 | 0 | 19.54 | 0 | 0 | 0
LDNO LV: LV Medium Non-Domestic | 1.432 | 0.72 | 0 | 13.05 | 0 | 0 | 0
LDNO HV: LV Medium Non-Domestic | 1.052 | 0.529 | 0 | 9.59 | 0 | 0 | 0
> LV Sub Medium Non-Domestic
LV Sub Medium Non-Domestic | 2.046 | 1.07 | 0 | 23.88 | 0 | 0 | 0
> HV Medium Non-Domestic
HV Medium Non-Domestic | 1.315 | 1.018 | 0 | 183.19 | 0 | 0 | 0
> LV Network Domestic
LV Network Domestic | 7.5 | 1.613 | 1.084 | 4.14 | 0 | 0 | 0
LDNO LV: LV Network Domestic | 5.01 | 1.077 | 0.724 | 2.77 | 0 | 0 | 0
LDNO HV: LV Network Domestic | 3.679 | 0.791 | 0.532 | 2.03 | 0 | 0 | 0
> LV Network Non-Domestic Non-CT
LV Network Non-Domestic Non-CT | 6.852 | 1.553 | 1.076 | 7.5 | 0 | 0 | 0
LDNO LV: LV Network Non-Domestic Non-CT | 4.577 | 1.037 | 0.719 | 5.01 | 0 | 0 | 0
LDNO HV: LV Network Non-Domestic Non-CT | 3.361 | 0.762 | 0.528 | 3.68 | 0 | 0 | 0
> LV HH Metered
LV HH Metered | 5.282 | 1.415 | 1.054 | 9.26 | 3.84 | 7.58 | 0.168
LDNO LV: LV HH Metered | 3.528 | 0.945 | 0.704 | 6.19 | 2.57 | 5.06 | 0.112
LDNO HV: LV HH Metered | 2.591 | 0.694 | 0.517 | 4.54 | 1.88 | 3.72 | 0.082
> LV Sub HH Metered
LV Sub HH Metered | 3.924 | 1.303 | 1.031 | 7.22 | 4.68 | 6.74 | 0.114
LDNO HV: LV Sub HH Metered | 2.95 | 0.979 | 0.775 | 5.43 | 3.52 | 5.07 | 0.086
> HV HH Metered
HV HH Metered | 2.418 | 1.147 | 1.016 | 78.03 | 4.95 | 6.77 | 0.049
LDNO HV: HV HH Metered | 2.084 | 0.989 | 0.876 | 67.27 | 4.27 | 5.84 | 0.042
> NHH UMS category A
NHH UMS category A | 2.64 | 0 | 0 | 0 | 0 | 0 | 0
LDNO LV: NHH UMS category A | 1.763 | 0 | 0 | 0 | 0 | 0 | 0
LDNO HV: NHH UMS category A | 1.295 | 0 | 0 | 0 | 0 | 0 | 0
> NHH UMS category B
NHH UMS category B | 2.922 | 0 | 0 | 0 | 0 | 0 | 0
LDNO LV: NHH UMS category B | 1.952 | 0 | 0 | 0 | 0 | 0 | 0
LDNO HV: NHH UMS category B | 1.433 | 0 | 0 | 0 | 0 | 0 | 0
> NHH UMS category C
NHH UMS category C | 3.86 | 0 | 0 | 0 | 0 | 0 | 0
LDNO LV: NHH UMS category C | 2.578 | 0 | 0 | 0 | 0 | 0 | 0
LDNO HV: NHH UMS category C | 1.894 | 0 | 0 | 0 | 0 | 0 | 0
> NHH UMS category D
NHH UMS category D | 2.347 | 0 | 0 | 0 | 0 | 0 | 0
LDNO LV: NHH UMS category D | 1.568 | 0 | 0 | 0 | 0 | 0 | 0
LDNO HV: NHH UMS category D | 1.151 | 0 | 0 | 0 | 0 | 0 | 0
> LV UMS (Pseudo HH Metered)
LV UMS (Pseudo HH Metered) | 23.795 | 2.315 | 1.805 | 0 | 0 | 0 | 0
LDNO LV: LV UMS (Pseudo HH Metered) | 15.895 | 1.546 | 1.206 | 0 | 0 | 0 | 0
LDNO HV: LV UMS (Pseudo HH Metered) | 11.673 | 1.136 | 0.885 | 0 | 0 | 0 | 0
> LV Generation NHH or Aggregate HH
LV Generation NHH or Aggregate HH | -0.596 | 0 | 0 | 0 | 0 | 0 | 0
LDNO LV: LV Generation NHH or Aggregate HH | -0.596 | 0 | 0 | 0 | 0 | 0 | 0
LDNO HV: LV Generation NHH or Aggregate HH | -0.596 | 0 | 0 | 0 | 0 | 0 | 0
> LV Sub Generation NHH
LV Sub Generation NHH | -0.503 | 0 | 0 | 0 | 0 | 0 | 0
LDNO HV: LV Sub Generation NHH | -0.503 | 0 | 0 | 0 | 0 | 0 | 0
> LV Generation Intermittent
LV Generation Intermittent | -0.596 | 0 | 0 | 0 | 0 | 0 | 0.247
LDNO LV: LV Generation Intermittent | -0.596 | 0 | 0 | 0 | 0 | 0 | 0.247
LDNO HV: LV Generation Intermittent | -0.596 | 0 | 0 | 0 | 0 | 0 | 0.247
> LV Generation Intermittent no RP charge
LV Generation Intermittent no RP charge | -0.596 | 0 | 0 | 0 | 0 | 0 | 0
> LV Generation Non-Intermittent
LV Generation Non-Intermittent | -4.733 | -0.442 | -0.056 | 0 | 0 | 0 | 0.247
LDNO LV: LV Generation Non-Intermittent | -4.733 | -0.442 | -0.056 | 0 | 0 | 0 | 0.247
LDNO HV: LV Generation Non-Intermittent | -4.733 | -0.442 | -0.056 | 0 | 0 | 0 | 0.247
> LV Generation Non-Intermittent no RP charge
LV Generation Non-Intermittent no RP charge | -4.733 | -0.442 | -0.056 | 0 | 0 | 0 | 0
> LV Sub Generation Intermittent
LV Sub Generation Intermittent | -0.503 | 0 | 0 | 0 | 0 | 0 | 0.208
LDNO HV: LV Sub Generation Intermittent | -0.503 | 0 | 0 | 0 | 0 | 0 | 0.208
> LV Sub Generation Intermittent no RP charge
LV Sub Generation Intermittent no RP charge | -0.503 | 0 | 0 | 0 | 0 | 0 | 0
> LV Sub Generation Non-Intermittent
LV Sub Generation Non-Intermittent | -3.996 | -0.378 | -0.045 | 0 | 0 | 0 | 0.208
LDNO HV: LV Sub Generation Non-Intermittent | -3.996 | -0.378 | -0.045 | 0 | 0 | 0 | 0.208
> LV Sub Generation Non-Intermittent no RP charge
LV Sub Generation Non-Intermittent no RP charge | -3.996 | -0.378 | -0.045 | 0 | 0 | 0 | 0
> HV Generation Intermittent
HV Generation Intermittent | -0.26 | 0 | 0 | 32.08 | 0 | 0 | 0.169
LDNO HV: HV Generation Intermittent | -0.26 | 0 | 0 | 0 | 0 | 0 | 0.169
> HV Generation Intermittent no RP charge
HV Generation Intermittent no RP charge | -0.26 | 0 | 0 | 32.08 | 0 | 0 | 0
> HV Generation Non-Intermittent
HV Generation Non-Intermittent | -2.061 | -0.209 | -0.017 | 32.08 | 0 | 0 | 0.169
LDNO HV: HV Generation Non-Intermittent | -2.061 | -0.209 | -0.017 | 0 | 0 | 0 | 0.169
> HV Generation Non-Intermittent no RP charge
HV Generation Non-Intermittent no RP charge | -2.061 | -0.209 | -0.017 | 32.08 | 0 | 0 | 0

## Tariffs
Tariffs for WPD West Midlands in April 19 ()
3701. Tariffs
Data sources:
x1 = 3607. Unit rate 1 p/kWh (in Tariffs)
x2 = 3607. Unit rate 2 p/kWh (in Tariffs)
x3 = 3607. Unit rate 3 p/kWh (in Tariffs)
x4 = 3607. Fixed charge p/MPAN/day (in Tariffs)
x5 = 3607. Capacity charge p/kVA/day (in Tariffs)
x6 = 3607. Exceeded capacity charge p/kVA/day (in Tariffs)
x7 = 3607. Reactive power charge p/kVArh (in Tariffs)
Kind: | Input data | Fixed data | Copy cells | Copy cells | Copy cells | Copy cells | Copy cells | Copy cells | Copy cells | Input data
Formula: |  |  | = x1 | = x2 | = x3 | = x4 | = x5 | = x6 | = x7
| Open LLFCs | PCs | Unit rate 1 p/kWh | Unit rate 2 p/kWh | Unit rate 3 p/kWh | Fixed charge p/MPAN/day | Capacity charge p/kVA/day | Exceeded capacity charge p/kVA/day | Reactive power charge p/kVArh | Closed LLFCs
Domestic Unrestricted | 1 | 1 | 2.196 | 0 | 0 | 4.14 | 0 | 0 | 0 | 2, 3
Domestic Two Rate | 4 | 2 | 2.405 | 1.092 | 0 | 4.14 | 0 | 0 | 0 | 5, 6, 30
Domestic Off Peak (related MPAN) | 34 | 2 | 1.162 | 0 | 0 | 0 | 0 | 0 | 0
Small Non Domestic Unrestricted | 7 | 3 | 2.021 | 0 | 0 | 7.5 | 0 | 0 | 0 | 8, 9, 13, 14, 107, 108, 109
Small Non Domestic Two Rate | 10 | 4 | 2.192 | 1.082 | 0 | 7.5 | 0 | 0 | 0 | 11, 12, 110, 111, 112
Small Non Domestic Off Peak (related MPAN) | 40 | 4 | 1.228 | 0 | 0 | 0 | 0 | 0 | 0
LV Medium Non-Domestic | 21 | 5-8 | 2.144 | 1.078 | 0 | 19.54 | 0 | 0 | 0 | 20, 22, 25, 26, 27
LV Sub Medium Non-Domestic | 19 | 5-8 | 2.046 | 1.07 | 0 | 23.88 | 0 | 0 | 0
HV Medium Non-Domestic | 322, 323 | 5-8 | 1.315 | 1.018 | 0 | 183.19 | 0 | 0 | 0
LV Network Domestic | 632 |  | 7.5 | 1.613 | 1.084 | 4.14 | 0 | 0 | 0
LV Network Non-Domestic Non-CT | 633 |  | 6.852 | 1.553 | 1.076 | 7.5 | 0 | 0 | 0
LV HH Metered | 127, 129 |  | 5.282 | 1.415 | 1.054 | 9.26 | 3.84 | 7.58 | 0.168 | 121, 124, 132
LV Sub HH Metered | 128 |  | 3.924 | 1.303 | 1.031 | 7.22 | 4.68 | 6.74 | 0.114
HV HH Metered | 365, 367 |  | 2.418 | 1.147 | 1.016 | 78.03 | 4.95 | 6.77 | 0.049
NHH UMS category A | 95 | 8 | 2.64 | 0 | 0 | 0 | 0 | 0 | 0
NHH UMS category B | 96 | 1 | 2.922 | 0 | 0 | 0 | 0 | 0 | 0
NHH UMS category C | 97 | 1 | 3.86 | 0 | 0 | 0 | 0 | 0 | 0
NHH UMS category D | 98 | 1 | 2.347 | 0 | 0 | 0 | 0 | 0 | 0
LV UMS (Pseudo HH Metered) | 99 |  | 23.795 | 2.315 | 1.805 | 0 | 0 | 0 | 0
LV Generation NHH or Aggregate HH | 625 | 8&0 | -0.596 | 0 | 0 | 0 | 0 | 0 | 0
LV Sub Generation NHH | 570 | 8 | -0.503 | 0 | 0 | 0 | 0 | 0 | 0
LV Generation Intermittent | 571 |  | -0.596 | 0 | 0 | 0 | 0 | 0 | 0.247
LV Generation Intermittent no RP charge | 141 |  | -0.596 | 0 | 0 | 0 | 0 | 0 | 0
LV Generation Non-Intermittent | 573 |  | -4.733 | -0.442 | -0.056 | 0 | 0 | 0 | 0.247
LV Generation Non-Intermittent no RP charge | 142 |  | -4.733 | -0.442 | -0.056 | 0 | 0 | 0 | 0
LV Sub Generation Intermittent | 572 |  | -0.503 | 0 | 0 | 0 | 0 | 0 | 0.208
LV Sub Generation Intermittent no RP charge | 143 |  | -0.503 | 0 | 0 | 0 | 0 | 0 | 0
LV Sub Generation Non-Intermittent | 574 |  | -3.996 | -0.378 | -0.045 | 0 | 0 | 0 | 0.208
LV Sub Generation Non-Intermittent no RP charge | 144 |  | -3.996 | -0.378 | -0.045 | 0 | 0 | 0 | 0
HV Generation Intermittent | 575 |  | -0.26 | 0 | 0 | 32.08 | 0 | 0 | 0.169
HV Generation Intermittent no RP charge | 145 |  | -0.26 | 0 | 0 | 32.08 | 0 | 0 | 0
HV Generation Non-Intermittent | 577 |  | -2.061 | -0.209 | -0.017 | 32.08 | 0 | 0 | 0.169
HV Generation Non-Intermittent no RP charge | 146 |  | -2.061 | -0.209 | -0.017 | 32.08 | 0 | 0 | 0
LDNO LV: Domestic Unrestricted | 10300 | 1 | 1.467 | 0 | 0 | 2.77 | 0 | 0 | 0
LDNO LV: Domestic Two Rate | 10301 | 2 | 1.607 | 0.729 | 0 | 2.77 | 0 | 0 | 0
LDNO LV: Domestic Off Peak (related MPAN) | 10302 | 2 | 0.776 | 0 | 0 | 0 | 0 | 0 | 0
LDNO LV: Small Non Domestic Unrestricted | 10303 | 3 | 1.35 | 0 | 0 | 5.01 | 0 | 0 | 0
LDNO LV: Small Non Domestic Two Rate | 10304 | 4 | 1.464 | 0.723 | 0 | 5.01 | 0 | 0 | 0
LDNO LV: Small Non Domestic Off Peak (related MPAN) | 10305 | 4 | 0.82 | 0 | 0 | 0 | 0 | 0 | 0
LDNO LV: LV Medium Non-Domestic | 10306 | 5-8 | 1.432 | 0.72 | 0 | 13.05 | 0 | 0 | 0
LDNO LV: LV Network Domestic | 10307 |  | 5.01 | 1.077 | 0.724 | 2.77 | 0 | 0 | 0
LDNO LV: LV Network Non-Domestic Non-CT | 10308 |  | 4.577 | 1.037 | 0.719 | 5.01 | 0 | 0 | 0
LDNO LV: LV HH Metered | 10309 |  | 3.528 | 0.945 | 0.704 | 6.19 | 2.57 | 5.06 | 0.112
LDNO LV: NHH UMS category A | 10310 | 8 | 1.763 | 0 | 0 | 0 | 0 | 0 | 0
LDNO LV: NHH UMS category B | 10311 | 1 | 1.952 | 0 | 0 | 0 | 0 | 0 | 0
LDNO LV: NHH UMS category C | 10312 | 1 | 2.578 | 0 | 0 | 0 | 0 | 0 | 0
LDNO LV: NHH UMS category D | 10313 | 1 | 1.568 | 0 | 0 | 0 | 0 | 0 | 0
LDNO LV: LV UMS (Pseudo HH Metered) | 10314 |  | 15.895 | 1.546 | 1.206 | 0 | 0 | 0 | 0
LDNO LV: LV Generation NHH or Aggregate HH | 10315 | 8&0 | -0.596 | 0 | 0 | 0 | 0 | 0 | 0
LDNO LV: LV Generation Intermittent | 10316 |  | -0.596 | 0 | 0 | 0 | 0 | 0 | 0.247
LDNO LV: LV Generation Non-Intermittent | 10317 |  | -4.733 | -0.442 | -0.056 | 0 | 0 | 0 | 0.247
LDNO HV: Domestic Unrestricted | 10318 | 1 | 1.077 | 0 | 0 | 2.03 | 0 | 0 | 0
LDNO HV: Domestic Two Rate | 10319 | 2 | 1.18 | 0.536 | 0 | 2.03 | 0 | 0 | 0
LDNO HV: Domestic Off Peak (related MPAN) | 10320 | 2 | 0.57 | 0 | 0 | 0 | 0 | 0 | 0
LDNO HV: Small Non Domestic Unrestricted | 10321 | 3 | 0.991 | 0 | 0 | 3.68 | 0 | 0 | 0
LDNO HV: Small Non Domestic Two Rate | 10322 | 4 | 1.075 | 0.531 | 0 | 3.68 | 0 | 0 | 0
LDNO HV: Small Non Domestic Off Peak (related MPAN) | 10323 | 4 | 0.602 | 0 | 0 | 0 | 0 | 0 | 0
LDNO HV: LV Medium Non-Domestic | 10324 | 5-8 | 1.052 | 0.529 | 0 | 9.59 | 0 | 0 | 0
LDNO HV: LV Network Domestic | 10325 |  | 3.679 | 0.791 | 0.532 | 2.03 | 0 | 0 | 0
LDNO HV: LV Network Non-Domestic Non-CT | 10326 |  | 3.361 | 0.762 | 0.528 | 3.68 | 0 | 0 | 0
LDNO HV: LV HH Metered | 10327 |  | 2.591 | 0.694 | 0.517 | 4.54 | 1.88 | 3.72 | 0.082
LDNO HV: LV Sub HH Metered | 10328 |  | 2.95 | 0.979 | 0.775 | 5.43 | 3.52 | 5.07 | 0.086
LDNO HV: HV HH Metered | 10329 |  | 2.084 | 0.989 | 0.876 | 67.27 | 4.27 | 5.84 | 0.042
LDNO HV: NHH UMS category A | 10330 | 8 | 1.295 | 0 | 0 | 0 | 0 | 0 | 0
LDNO HV: NHH UMS category B | 10331 | 1 | 1.433 | 0 | 0 | 0 | 0 | 0 | 0
LDNO HV: NHH UMS category C | 10332 | 1 | 1.894 | 0 | 0 | 0 | 0 | 0 | 0
LDNO HV: NHH UMS category D | 10333 | 1 | 1.151 | 0 | 0 | 0 | 0 | 0 | 0
LDNO HV: LV UMS (Pseudo HH Metered) | 10334 |  | 11.673 | 1.136 | 0.885 | 0 | 0 | 0 | 0
LDNO HV: LV Generation NHH or Aggregate HH | 10335 | 8&0 | -0.596 | 0 | 0 | 0 | 0 | 0 | 0
LDNO HV: LV Sub Generation NHH | 10336 | 8 | -0.503 | 0 | 0 | 0 | 0 | 0 | 0
LDNO HV: LV Generation Intermittent | 10337 |  | -0.596 | 0 | 0 | 0 | 0 | 0 | 0.247
LDNO HV: LV Generation Non-Intermittent | 10338 |  | -4.733 | -0.442 | -0.056 | 0 | 0 | 0 | 0.247
LDNO HV: LV Sub Generation Intermittent | 10339 |  | -0.503 | 0 | 0 | 0 | 0 | 0 | 0.208
LDNO HV: LV Sub Generation Non-Intermittent | 10340 |  | -3.996 | -0.378 | -0.045 | 0 | 0 | 0 | 0.208
LDNO HV: HV Generation Intermittent | 10341 |  | -0.26 | 0 | 0 | 0 | 0 | 0 | 0.169
LDNO HV: HV Generation Non-Intermittent | 10342 |  | -2.061 | -0.209 | -0.017 | 0 | 0 | 0 | 0.169

## Summary
Summary for WPD West Midlands in April 19 ()
This sheet is for information only. It can be deleted without affecting any calculations elsewhere in the model.
3801. Headline parameters
Data sources:
x1 = 1010. Annuity proportion for customer-contributed assets (in Financial and general assumptions)
x2 = 3606. Total net revenues from adder (£) (in Revenue forecast summary)
x3 = 3606. Deviation from target revenue (£) (in Revenue forecast summary)
x4 = 3402. Target CDCM revenue (£/year) (in Target CDCM revenue)
Kind: | Copy cells | Copy cells | Copy cells | Calculation
Formula: | = x1 | = x2 | = x3 | =x3/x4
| Annuity proportion for customer-contributed assets | Total net revenues from adder (£) | Deviation from target revenue (£) | Over/under recovery
Headline parameters | 0 | 223843647.8049 | -38636.5456 | -0.00758%
3802. Revenue summary
Data sources:
x1 = 1053. Rate 1 units (MWh) by tariff (in Volume forecasts for the charging year)
x2 = 1053. Rate 2 units (MWh) by tariff (in Volume forecasts for the charging year)
x3 = 1053. Rate 3 units (MWh) by tariff (in Volume forecasts for the charging year)
x4 = 1053. MPANs by tariff (in Volume forecasts for the charging year)
x5 = 1010. Days in the charging year (in Financial and general assumptions)
x6 = 3607. Fixed charge p/MPAN/day (in Tariffs)
x7 = 3607. Capacity charge p/kVA/day (in Tariffs)
x8 = 1053. Import capacity (kVA) by tariff (in Volume forecasts for the charging year)
x9 = 3607. Exceeded capacity charge p/kVA/day (in Tariffs)
x10 = 1053. Exceeded capacity (kVA) by tariff (in Volume forecasts for the charging year)
x11 = 3607. Unit rate 1 p/kWh (in Tariffs)
x12 = 3607. Unit rate 2 p/kWh (in Tariffs)
x13 = 3607. Unit rate 3 p/kWh (in Tariffs)
x14 = 3607. Reactive power charge p/kVArh (in Tariffs)
x15 = 1053. Reactive power units (MVArh) by tariff (in Volume forecasts for the charging year)
x16 = All units (MWh) (in Revenue summary)
x17 = Net revenues (£) (in Revenue summary)
x18 = MPANs (in Revenue summary)
x19 = Revenues from unit rates (£) (in Revenue summary)
x20 = Net revenues from unit rate 1 (£) (in Revenue summary)
x21 = Net revenues from unit rate 2 (£) (in Revenue summary)
x22 = Net revenues from unit rate 3 (£) (in Revenue summary)
x23 = Revenues from fixed charges (£) (in Revenue summary)
x24 = Revenues from capacity charges (£) (in Revenue summary)
x25 = Revenues from exceeded capacity charges (£) (in Revenue summary)
x26 = Revenues from reactive power charges (£) (in Revenue summary)
Kind: | Calculation | Copy cells | Calculation | Calculation | Calculation | Calculation | Calculation | Calculation | Calculation | Calculation | Calculation | Calculation | Calculation | Calculation | Calculation | Calculation | Calculation | Calculation | Calculation | Calculation | Calculation
Formula: | =x1+x2+x3 | = x4 | =0.01*x5*(x6*x4+x7*x8+x9*x10)+10*(x11*x1+x12*x2+x13*x3+x14*x15) | =10*(x11*x1+x12*x2+x13*x3) | =x6*x5*x4/100 | =x7*x5*x8/100 | =x9*x5*x10/100 | =x14*x15*10 | =IF(x16<>0,0.1*x17/x16,"") | =IF(x18<>0,x17/x18,"") | =IF(x16<>0,0.1*x19/x16,0) | =x11*x1*10 | =x12*x2*10 | =x13*x3*10 | =IF(x19<>0,x20/x19,"") | =IF(x19<>0,x21/x19,"") | =IF(x19<>0,x22/x19,"") | =IF(x17<>0,x23/x17,"") | =IF(x17<>0,x24/x17,"") | =IF(x17<>0,x25/x17,"") | =IF(x17<>0,x26/x17,"")
| All units (MWh) | MPANs | Net revenues (£) | Revenues from unit rates (£) | Revenues from fixed charges (£) | Revenues from capacity charges (£) | Revenues from exceeded capacity charges (£) | Revenues from reactive power charges (£) | Average p/kWh | Average £/MPAN | Average unit rate p/kWh | Net revenues from unit rate 1 (£) | Net revenues from unit rate 2 (£) | Net revenues from unit rate 3 (£) | Rate 1 revenue proportion | Rate 2 revenue proportion | Rate 3 revenue proportion | Fixed charge proportion | Capacity charge proportion | Exceeded capacity charge proportion | Reactive power charge proportion
> Domestic Unrestricted
Domestic Unrestricted | 7011938.3334 | 2020063.3135 | 184590973.1528 | 153982165.802 | 30608807.3508 | 0 | 0 | 0 | 2.6325 | 91.3788 | 2.196 | 153982165.802 | 0 | 0 | 100% | 0% | 0% | 16.58% | 0% | 0% | 0%
LDNO LV: Domestic Unrestricted | 62258.1323 | 22099.3673 | 1137374.6073 | 913326.8015 | 224047.8058 | 0 | 0 | 0 | 1.8269 | 51.4664 | 1.467 | 913326.8015 | 0 | 0 | 100% | 0% | 0% | 19.7% | 0% | 0% | 0%
LDNO HV: Domestic Unrestricted | 126932.121 | 45341.7429 | 1703939.024 | 1367058.9428 | 336880.0812 | 0 | 0 | 0 | 1.3424 | 37.5799 | 1.077 | 1367058.9428 | 0 | 0 | 100% | 0% | 0% | 19.77% | 0% | 0% | 0%
> Domestic Two Rate
Domestic Two Rate | 1445698.4232 | 270511.3767 | 30961531.6127 | 26862635.0283 | 4098896.5843 | 0 | 0 | 0 | 2.1416 | 114.4556 | 1.8581 | 20287005.2049 | 6575629.8235 | 0 | 75.52% | 24.48% | 0% | 13.24% | 0% | 0% | 0%
LDNO LV: Domestic Two Rate | 5209.4516 | 1296.5854 | 84728.6347 | 71583.5922 | 13145.0425 | 0 | 0 | 0 | 1.6264 | 65.3475 | 1.3741 | 61510.1944 | 10073.3978 | 0 | 85.93% | 14.07% | 0% | 15.51% | 0% | 0% | 0%
LDNO HV: Domestic Two Rate | 8882.5303 | 1985.4499 | 102550.007 | 87798.5111 | 14751.496 | 0 | 0 | 0 | 1.1545 | 51.6508 | 0.98844 | 73636.6704 | 14161.8407 | 0 | 83.87% | 16.13% | 0% | 14.38% | 0% | 0% | 0%
> Domestic Off Peak (related MPAN)
Domestic Off Peak (related MPAN) | 22610.7795 | 8980 | 262737.2577 | 262737.2577 | 0 | 0 | 0 | 0 | 1.162 | 29.258 | 1.162 | 262737.2577 | 0 | 0 | 100% | 0% | 0% | 0% | 0% | 0% | 0%
LDNO LV: Domestic Off Peak (related MPAN) | 0 | 0 | 0 | 0 | 0 | 0 | 0 | 0 |  |  | 0 | 0 | 0 | 0
LDNO HV: Domestic Off Peak (related MPAN) | 0 | 0 | 0 | 0 | 0 | 0 | 0 | 0 |  |  | 0 | 0 | 0 | 0
> Small Non Domestic Unrestricted
Small Non Domestic Unrestricted | 1589899.3263 | 131912.2778 | 35752857.41 | 32131865.3837 | 3620992.0263 | 0 | 0 | 0 | 2.2487 | 271.0351 | 2.021 | 32131865.3837 | 0 | 0 | 100% | 0% | 0% | 10.13% | 0% | 0% | 0%
LDNO LV: Small Non Domestic Unrestricted | 3147.381 | 405.2091 | 49919.7999 | 42489.6429 | 7430.157 | 0 | 0 | 0 | 1.5861 | 123.1952 | 1.35 | 42489.6429 | 0 | 0 | 100% | 0% | 0% | 14.88% | 0% | 0% | 0%
LDNO HV: Small Non Domestic Unrestricted | 21885.5418 | 1432.6293 | 236181.5174 | 216885.7196 | 19295.7977 | 0 | 0 | 0 | 1.0792 | 164.8588 | 0.991 | 216885.7196 | 0 | 0 | 100% | 0% | 0% | 8.17% | 0% | 0% | 0%
> Small Non Domestic Two Rate
Small Non Domestic Two Rate | 733496.281 | 36898.2674 | 14958007.6243 | 13945150.1851 | 1012857.4392 | 0 | 0 | 0 | 2.0393 | 405.3851 | 1.9012 | 11865869.5226 | 2079280.6625 | 0 | 85.09% | 14.91% | 0% | 6.771% | 0% | 0% | 0%
LDNO LV: Small Non Domestic Two Rate | 1007.8606 | 18.6544 | 13343.0076 | 13000.9487 | 342.0589 | 0 | 0 | 0 | 1.3239 | 715.2727 | 1.29 | 11289.4285 | 1711.5202 | 0 | 86.84% | 13.16% | 0% | 2.564% | 0% | 0% | 0%
LDNO HV: Small Non Domestic Two Rate | 6810.7153 | 101.9841 | 64321.799 | 62948.1957 | 1373.6033 | 0 | 0 | 0 | 0.94442 | 630.7043 | 0.92425 | 52926.5525 | 10021.6432 | 0 | 84.08% | 15.92% | 0% | 2.136% | 0% | 0% | 0%
> Small Non Domestic Off Peak (related MPAN)
Small Non Domestic Off Peak (related MPAN) | 5399.3137 | 813 | 66303.5725 | 66303.5725 | 0 | 0 | 0 | 0 | 1.228 | 81.5542 | 1.228 | 66303.5725 | 0 | 0 | 100% | 0% | 0% | 0% | 0% | 0% | 0%
LDNO LV: Small Non Domestic Off Peak (related MPAN) | 0 | 0 | 0 | 0 | 0 | 0 | 0 | 0 |  |  | 0 | 0 | 0 | 0
LDNO HV: Small Non Domestic Off Peak (related MPAN) | 0 | 0 | 0 | 0 | 0 | 0 | 0 | 0 |  |  | 0 | 0 | 0 | 0
> LV Medium Non-Domestic
LV Medium Non-Domestic | 93427.5161 | 2818.5227 | 2001467.0427 | 1799896.4479 | 201570.5947 | 0 | 0 | 0 | 2.1423 | 710.1121 | 1.9265 | 1594419.6397 | 205476.8082 | 0 | 88.58% | 11.42% | 0% | 10.07% | 0% | 0% | 0%
LDNO LV: LV Medium Non-Domestic | -1.6371e-14 | 0 | -2.3443e-13 | -2.3443e-13 | 0 | 0 | 0 | 0 | 1.432 |  | 1.432 | -2.3443e-13 | 0 | 0 | 100% | 0% | 0% | 0% | 0% | 0% | 0%
LDNO HV: LV Medium Non-Domestic | -7.276e-14 | 0 | -9.9375e-13 | -9.9375e-13 | 0 | 0 | 0 | 0 | 1.3658 |  | 1.3658 | -1.2247e-12 | 2.3094e-13 | 0 | 123.2% | -23.24% | 0% | 0% | 0% | 0% | 0%
> LV Sub Medium Non-Domestic
LV Sub Medium Non-Domestic | 0.37975 | 0.005486 | 7.3512 | 6.8717 | 0.47948 | 0 | 0 | 0 | 1.9358 | 1339.9903 | 1.8095 | 5.8872 | 0.9845 | 0 | 85.67% | 14.33% | 0% | 6.522% | 0% | 0% | 0%
> HV Medium Non-Domestic
HV Medium Non-Domestic | 7843.7079 | 92.1797 | 159980.4326 | 98176.1948 | 61804.2378 | 0 | 0 | 0 | 2.0396 | 1735.5273 | 1.2517 | 81145.8992 | 17030.2956 | 0 | 82.65% | 17.35% | 0% | 38.63% | 0% | 0% | 0%
> LV Network Domestic
LV Network Domestic | 431.4252 | 130.7879 | 10458.4239 | 8476.6738 | 1981.75 | 0 | 0 | 0 | 2.4242 | 79.9648 | 1.9648 | 3347.6431 | 2854.6973 | 2274.3334 | 39.49% | 33.68% | 26.83% | 18.95% | 0% | 0% | 0%
LDNO LV: LV Network Domestic | 0 | 0 | 0 | 0 | 0 | 0 | 0 | 0 |  |  | 0 | 0 | 0 | 0
LDNO HV: LV Network Domestic | 1.97 | 0.48624 | 19.7028 | 16.0902 | 3.6126 | 0 | 0 | 0 | 1.0001 | 40.5212 | 0.81675 | 4.8957 | 4.3425 | 6.852 | 30.43% | 26.99% | 42.58% | 18.34% | 0% | 0% | 0%
> LV Network Non-Domestic Non-CT
LV Network Non-Domestic Non-CT | 559209.0606 | 8895.0299 | 10920919.9601 | 10676751.3899 | 244168.5702 | 0 | 0 | 0 | 1.9529 | 1227.7553 | 1.9093 | 4199900.7916 | 3644146.0356 | 2832704.5627 | 39.34% | 34.13% | 26.53% | 2.236% | 0% | 0% | 0%
LDNO LV: LV Network Non-Domestic Non-CT | 845.96 | 18.3807 | 10573.5858 | 10236.546 | 337.0398 | 0 | 0 | 0 | 1.2499 | 575.2544 | 1.2101 | 3712.3592 | 3342.2322 | 3181.9546 | 36.27% | 32.65% | 31.08% | 3.188% | 0% | 0% | 0%
LDNO HV: LV Network Non-Domestic Non-CT | 6711.1892 | 140.5385 | 66973.6862 | 65080.8016 | 1892.8846 | 0 | 0 | 0 | 0.99794 | 476.5505 | 0.96974 | 26918.1126 | 22652.6989 | 15509.9901 | 41.36% | 34.81% | 23.83% | 2.826% | 0% | 0% | 0%
> LV HH Metered
LV HH Metered | 2549367.7196 | 14470.4403 | 65146467.6089 | 42595297.0579 | 490426.3746 | 20519424 | 1124359.7496 | 416960.4269 | 2.5554 | 4502.0377 | 1.6708 | 14648202.9249 | 15677663.7898 | 12269430.3432 | 34.39% | 36.81% | 28.8% | 0.7528% | 31.5% | 1.726% | 0.64%
LDNO LV: LV HH Metered | 5266.1435 | 45.579 | 108036.0127 | 57377.5564 | 1032.6102 | 45920.2246 | 2305.6688 | 1399.9527 | 2.0515 | 2370.303 | 1.0896 | 18913.5743 | 20250.7191 | 18213.2629 | 32.96% | 35.29% | 31.74% | 0.9558% | 42.5% | 2.134% | 1.296%
LDNO HV: LV HH Metered | 172587.1241 | 562.8139 | 2292349.8029 | 1423525.5034 | 9351.9403 | 840596.6084 | 13836.2148 | 5039.5361 | 1.3282 | 4073.0159 | 0.82482 | 507650.8008 | 489698.6212 | 426176.0815 | 35.66% | 34.4% | 29.94% | 0.408% | 36.67% | 0.6036% | 0.2198%
> LV Sub HH Metered
LV Sub HH Metered | 143198.6987 | 256.0775 | 3817175.1498 | 2089952.8259 | 6766.8981 | 1695137.7859 | 14211.2412 | 11106.3987 | 2.6656 | 14906.3301 | 1.4595 | 610493.756 | 783155.2056 | 696303.8642 | 29.21% | 37.47% | 33.32% | 0.1773% | 44.41% | 0.3723% | 0.291%
LDNO HV: LV Sub HH Metered | 8419.8357 | 11.5226 | 193214.1229 | 88906.7438 | 228.9976 | 102989.1319 | 0 | 1089.2496 | 2.2947 | 16768.29 | 1.0559 | 23929.2026 | 28843.5467 | 36133.9945 | 26.91% | 32.44% | 40.64% | 0.1185% | 53.3% | 0% | 0.5638%
> HV HH Metered
HV HH Metered | 7469404.8949 | 4424.0438 | 147202183.5471 | 89941888.9401 | 1263461.7829 | 54515389.8564 | 1083947.2305 | 397495.7373 | 1.9707 | 33273.2202 | 1.2041 | 17672958.7863 | 33321094.546 | 38947835.6078 | 19.65% | 37.05% | 43.3% | 0.8583% | 37.03% | 0.7364% | 0.27%
LDNO HV: HV HH Metered | 67810.8802 | 46.5209 | 1632936.3031 | 714356.1599 | 11453.8158 | 900345.9261 | 6263.7828 | 516.6184 | 2.4081 | 35101.1676 | 1.0535 | 154862.8651 | 267519.1678 | 291974.127 | 21.68% | 37.45% | 40.87% | 0.7014% | 55.14% | 0.3836% | 0.03164%
> NHH UMS category A
NHH UMS category A | 33050.5275 | 995 | 872533.9247 | 872533.9247 | 0 | 0 | 0 | 0 | 2.64 | 876.9185 | 2.64 | 872533.9247 | 0 | 0 | 100% | 0% | 0% | 0% | 0% | 0% | 0%
LDNO LV: NHH UMS category A | 250.5438 | 0 | 4417.0877 | 4417.0877 | 0 | 0 | 0 | 0 | 1.763 |  | 1.763 | 4417.0877 | 0 | 0 | 100% | 0% | 0% | 0% | 0% | 0% | 0%
LDNO HV: NHH UMS category A | 361.8785 | 0 | 4686.3265 | 4686.3265 | 0 | 0 | 0 | 0 | 1.295 |  | 1.295 | 4686.3265 | 0 | 0 | 100% | 0% | 0% | 0% | 0% | 0% | 0%
> NHH UMS category B
NHH UMS category B | 14987.9537 | 730 | 437948.0058 | 437948.0058 | 0 | 0 | 0 | 0 | 2.922 | 599.9288 | 2.922 | 437948.0058 | 0 | 0 | 100% | 0% | 0% | 0% | 0% | 0% | 0%
LDNO LV: NHH UMS category B | 431.0182 | 0 | 8413.4745 | 8413.4745 | 0 | 0 | 0 | 0 | 1.952 |  | 1.952 | 8413.4745 | 0 | 0 | 100% | 0% | 0% | 0% | 0% | 0% | 0%
LDNO HV: NHH UMS category B | 490.4066 | 0 | 7027.5263 | 7027.5263 | 0 | 0 | 0 | 0 | 1.433 |  | 1.433 | 7027.5263 | 0 | 0 | 100% | 0% | 0% | 0% | 0% | 0% | 0%
> NHH UMS category C
NHH UMS category C | 566.4925 | 136 | 21866.6095 | 21866.6095 | 0 | 0 | 0 | 0 | 3.86 | 160.7839 | 3.86 | 21866.6095 | 0 | 0 | 100% | 0% | 0% | 0% | 0% | 0% | 0%
LDNO LV: NHH UMS category C | 0 | 0 | 0 | 0 | 0 | 0 | 0 | 0 |  |  | 0 | 0 | 0 | 0
LDNO HV: NHH UMS category C | 30.664 | 0 | 580.7757 | 580.7757 | 0 | 0 | 0 | 0 | 1.894 |  | 1.894 | 580.7757 | 0 | 0 | 100% | 0% | 0% | 0% | 0% | 0% | 0%
> NHH UMS category D
NHH UMS category D | 3921.1677 | 42 | 92029.8051 | 92029.8051 | 0 | 0 | 0 | 0 | 2.347 | 2191.1858 | 2.347 | 92029.8051 | 0 | 0 | 100% | 0% | 0% | 0% | 0% | 0% | 0%
LDNO LV: NHH UMS category D | 0 | 0 | 0 | 0 | 0 | 0 | 0 | 0 |  |  | 0 | 0 | 0 | 0
LDNO HV: NHH UMS category D | 0 | 0 | 0 | 0 | 0 | 0 | 0 | 0 |  |  | 0 | 0 | 0 | 0
> LV UMS (Pseudo HH Metered)
LV UMS (Pseudo HH Metered) | 260431.0433 | 27.3962 | 7587432.5195 | 7587432.5195 | 0 | 0 | 0 | 0 | 2.9134 | 276952.2591 | 2.9134 | 2920284.6443 | 852870.7404 | 3814277.1348 | 38.49% | 11.24% | 50.27% | 0% | 0% | 0% | 0%
LDNO LV: LV UMS (Pseudo HH Metered) | 0 | 0 | 0 | 0 | 0 | 0 | 0 | 0 |  |  | 0 | 0 | 0 | 0
LDNO HV: LV UMS (Pseudo HH Metered) | 0 | 0 | 0 | 0 | 0 | 0 | 0 | 0 |  |  | 0 | 0 | 0 | 0
> LV Generation NHH or Aggregate HH
LV Generation NHH or Aggregate HH | 3220.4738 | 143 | -19194.0238 | -19194.0238 | 0 | 0 | 0 | 0 | -0.596 | -134.2239 | -0.596 | -19194.0238 | 0 | 0 | 100% | 0% | 0% | 0% | 0% | 0% | 0%
LDNO LV: LV Generation NHH or Aggregate HH | 0 | 0 | 0 | 0 | 0 | 0 | 0 | 0 |  |  | 0 | 0 | 0 | 0
LDNO HV: LV Generation NHH or Aggregate HH | 0 | 0 | 0 | 0 | 0 | 0 | 0 | 0 |  |  | 0 | 0 | 0 | 0
> LV Sub Generation NHH
LV Sub Generation NHH | 0 | 0 | 0 | 0 | 0 | 0 | 0 | 0 |  |  | 0 | 0 | 0 | 0
LDNO HV: LV Sub Generation NHH | 0 | 0 | 0 | 0 | 0 | 0 | 0 | 0 |  |  | 0 | 0 | 0 | 0
> LV Generation Intermittent
LV Generation Intermittent | 46729.954 | 658.3 | -263620.5238 | -278510.526 | 0 | 0 | 0 | 14890.0022 | -0.56414 | -400.4565 | -0.596 | -278510.526 | 0 | 0 | 100% | 0% | 0% | 0% | 0% | 0% | -5.648%
LDNO LV: LV Generation Intermittent | 0 | 0 | 0 | 0 | 0 | 0 | 0 | 0 |  |  | 0 | 0 | 0 | 0
LDNO HV: LV Generation Intermittent | 311.8171 | 2.944 | -1762.865 | -1858.4296 | 0 | 0 | 0 | 95.5647 | -0.56535 | -598.7992 | -0.596 | -1858.4296 | 0 | 0 | 100% | 0% | 0% | 0% | 0% | 0% | -5.421%
> LV Generation Intermittent no RP charge
LV Generation Intermittent no RP charge | 0 | 0 | 0 | 0 | 0 | 0 | 0 | 0 |  |  | 0 | 0 | 0 | 0
> LV Generation Non-Intermittent
LV Generation Non-Intermittent | 13880.0139 | 110.2012 | -82863.5114 | -84063.9881 | 0 | 0 | 0 | 1200.4767 | -0.597 | -751.9293 | -0.60565 | -57655.741 | -22120.1667 | -4288.0805 | 68.59% | 26.31% | 5.101% | 0% | 0% | 0% | -1.449%
LDNO LV: LV Generation Non-Intermittent | 0 | 0 | 0 | 0 | 0 | 0 | 0 | 0 |  |  | 0 | 0 | 0 | 0
LDNO HV: LV Generation Non-Intermittent | 2.0732 | 0.97015 | -3.1649 | -5.3994 | 0 | 0 | 0 | 2.2344 | -0.15266 | -3.2623 | -0.26044 | -0.98256 | -3.7415 | -0.67532 | 18.2% | 69.29% | 12.51% | 0% | 0% | 0% | -70.6%
> LV Generation Non-Intermittent no RP charge
LV Generation Non-Intermittent no RP charge | 0 | 0 | 0 | 0 | 0 | 0 | 0 | 0 |  |  | 0 | 0 | 0 | 0
> LV Sub Generation Intermittent
LV Sub Generation Intermittent | 1891.6481 | 22.7606 | -9162.7267 | -9514.9898 | 0 | 0 | 0 | 352.2631 | -0.48438 | -402.5701 | -0.503 | -9514.9898 | 0 | 0 | 100% | 0% | 0% | 0% | 0% | 0% | -3.845%
LDNO HV: LV Sub Generation Intermittent | 0 | 0 | 0 | 0 | 0 | 0 | 0 | 0 |  |  | 0 | 0 | 0 | 0
> LV Sub Generation Intermittent no RP charge
LV Sub Generation Intermittent no RP charge | 0 | 0 | 0 | 0 | 0 | 0 | 0 | 0 |  |  | 0 | 0 | 0 | 0
> LV Sub Generation Non-Intermittent
LV Sub Generation Non-Intermittent | 9608.0691 | 6.6283 | -47843.5613 | -47878.9928 | 0 | 0 | 0 | 35.4315 | -0.49795 | -7218.1242 | -0.49832 | -33936.9974 | -11351.9617 | -2590.0337 | 70.88% | 23.71% | 5.41% | 0% | 0% | 0% | -0.07406%
LDNO HV: LV Sub Generation Non-Intermittent | 0 | 0 | 0 | 0 | 0 | 0 | 0 | 0 |  |  | 0 | 0 | 0 | 0
> LV Sub Generation Non-Intermittent no RP charge
LV Sub Generation Non-Intermittent no RP charge | 0 | 0 | 0 | 0 | 0 | 0 | 0 | 0 |  |  | 0 | 0 | 0 | 0
> HV Generation Intermittent
HV Generation Intermittent | 236978.1449 | 184.9652 | -584156.042 | -616143.1768 | 21717.2874 | 0 | 0 | 10269.8474 | -0.2465 | -3158.1935 | -0.26 | -616143.1768 | 0 | 0 | 100% | 0% | 0% | -3.718% | 0% | 0% | -1.758%
LDNO HV: HV Generation Intermittent | 0 | 0 | 0 | 0 | 0 | 0 | 0 | 0 |  |  | 0 | 0 | 0 | 0
> HV Generation Intermittent no RP charge
HV Generation Intermittent no RP charge | 0 | 0 | 0 | 0 | 0 | 0 | 0 | 0 |  |  | 0 | 0 | 0 | 0
> HV Generation Non-Intermittent
HV Generation Non-Intermittent | 697340.0901 | 166.7756 | -1871088.7503 | -1919138.7143 | 19581.5862 | 0 | 0 | 28468.3777 | -0.26832 | -11219.2019 | -0.27521 | -1385855.0181 | -463900.5359 | -69383.1604 | 72.21% | 24.17% | 3.615% | -1.047% | 0% | 0% | -1.521%
LDNO HV: HV Generation Non-Intermittent | 0 | 0 | 0 | 0 | 0 | 0 | 0 | 0 |  |  | 0 | 0 | 0 | 0
> HV Generation Non-Intermittent no RP charge
HV Generation Non-Intermittent no RP charge | 0 | 0 | 0 | 0 | 0 | 0 | 0 | 0 |  |  | 0 | 0 | 0 | 0
3803. Revenue summary by tariff component
Data sources:
x1 = 3802. All units (MWh) (in Revenue summary)
x2 = 3802. MPANs (in Revenue summary)
x3 = 3802. Net revenues (£) (in Revenue summary)
x4 = 3802. Revenues from unit rates (£) (in Revenue summary)
x5 = 3802. Revenues from fixed charges (£) (in Revenue summary)
x6 = 3802. Revenues from capacity charges (£) (in Revenue summary)
x7 = 3802. Revenues from exceeded capacity charges (£) (in Revenue summary)
x8 = 3802. Revenues from reactive power charges (£) (in Revenue summary)
Kind: | Cell summation | Cell summation | Cell summation | Cell summation | Cell summation | Cell summation | Cell summation | Cell summation
Formula: | =SUM(x1) | =SUM(x2) | =SUM(x3) | =SUM(x4) | =SUM(x5) | =SUM(x6) | =SUM(x7) | =SUM(x8)
| Total units (MWh) | Total MPANs | Total net revenues (£) | Total net revenues from unit rates (£) | Total revenues from fixed charges (£) | Total revenues from capacity charges (£) | Total revenues from exceeded capacity charges (£) | Total revenues from reactive power charges (£)
Revenue summary by tariff component | 23454186.6762 | 2576999.7279 | 509704772.6456 | 385656523.202 | 42294599.9054 | 78619803.5334 | 2244923.8876 | 888922.1173

## M-ATW
Tariff matrices for WPD West Midlands in April 19 ()
This sheet provides matrices breaking down each tariff component into its elements.
This sheet is for information only. It can be deleted without affecting any calculations elsewhere in the model.
Domestic Unrestricted
Domestic Two Rate
Domestic Off Peak (related MPAN)
Small Non Domestic Unrestricted
Small Non Domestic Two Rate
Small Non Domestic Off Peak (related MPAN)
LV Medium Non-Domestic
LV Sub Medium Non-Domestic
HV Medium Non-Domestic
LV Network Domestic
LV Network Non-Domestic Non-CT
LV HH Metered
LV Sub HH Metered
HV HH Metered
NHH UMS category A
NHH UMS category B
NHH UMS category C
NHH UMS category D
LV UMS (Pseudo HH Metered)
LV Generation NHH or Aggregate HH
LV Sub Generation NHH
LV Generation Intermittent
LV Generation Intermittent no RP charge
LV Generation Non-Intermittent
LV Generation Non-Intermittent no RP charge
LV Sub Generation Intermittent
LV Sub Generation Intermittent no RP charge
LV Sub Generation Non-Intermittent
LV Sub Generation Non-Intermittent no RP charge
HV Generation Intermittent
HV Generation Intermittent no RP charge
HV Generation Non-Intermittent
HV Generation Non-Intermittent no RP charge
Domestic Unrestricted
| Rate 1 units (MWh) | MPANs | MWh/year | MWh/MPAN/year
Domestic Unrestricted | 7115792.2448 | 2057067.7016 | 7115792.2448 | 3.4592
| Unit rate 1 p/kWh | Fixed charge p/MPAN/day | Revenue (£/year) | Average p/kWh | Average £/MPAN/year
Assets 132kV | 0.13276 | 0 | 9447132.0101 | 0.13276 | 4.5925
Assets 132kV/EHV | 0.030514 | 0 | 2171342.4636 | 0.030514 | 1.0556
Assets EHV | 0.029312 | 0 | 2085771.326 | 0.029312 | 1.014
Assets EHV/HV | 0.059487 | 0 | 4233004.5678 | 0.059487 | 2.0578
Assets 132kV/HV | 0.063481 | 0 | 4517168.2037 | 0.063481 | 2.1959
Assets HV | 0.23978 | 0 | 17062367.1006 | 0.23978 | 8.2945
Assets HV/LV | 0.067069 | 0 | 4772484 | 0.067069 | 2.32
Assets LV circuits | 0 | 0.40661 | 3061314.1306 | 0.043021 | 1.4882
Assets LV customer |  | 0 | 0 | 0 | 0
Assets HV customer |  | 0 | 0 | 0 | 0
Transmission exit | 0.085472 | 0 | 6082028.2712 | 0.085472 | 2.9566
Operating 132kV | 0.071501 | 0 | 5087876.3724 | 0.071501 | 2.4734
Operating 132kV/EHV | 0.016434 | 0 | 1169404.8527 | 0.016434 | 0.56848
Operating EHV | 0.015786 | 0 | 1123319.3986 | 0.015786 | 0.54608
Operating EHV/HV | 0.032038 | 0 | 2279739.9149 | 0.032038 | 1.1082
Operating 132kV/HV | 0.034188 | 0 | 2432779.9537 | 0.034188 | 1.1826
Operating HV | 0.21061 | 0 | 14986799.614 | 0.21061 | 7.2855
Operating HV/LV | 0.10068 | 0 | 7164518.7865 | 0.10068 | 3.4829
Operating LV circuits | 0 | 2.0985 | 15799332.9431 | 0.22203 | 7.6805
Operating LV customer |  | 1.6391 | 12340191.4961 | 0.17342 | 5.9989
Operating HV customer |  | 0 | 0 | 0 | 0
Adder | 1.0069 |  | 71648371.7539 | 1.0069 | 34.8303
Rounding | -1.8422e-05 | -0.0041608 | -32636.822 | -0.00045865 | -0.015866
Total | 2.196 | 4.14 | 187432310.3377 | 2.634 | 91.1163
Domestic Two Rate
| Rate 1 units (MWh) | Rate 2 units (MWh) | MPANs | MWh/year | MWh/MPAN/year
Domestic Two Rate | 849152.5464 | 604383.0281 | 272351.4367 | 1453535.5745 | 5.337
| Unit rate 1 p/kWh | Unit rate 2 p/kWh | Fixed charge p/MPAN/day | Average unit rate (p/kWh) | Revenue (£/year) | Average p/kWh | Average £/MPAN/year
Assets 132kV | 0.15633 | 0.0061715 | 0 | 0.093894 | 1364788.6825 | 0.093894 | 5.0111
Assets 132kV/EHV | 0.035931 | 0.0014185 | 0 | 0.021581 | 313685.0016 | 0.021581 | 1.1518
Assets EHV | 0.034415 | 0.0026882 | 0 | 0.021223 | 308484.0104 | 0.021223 | 1.1327
Assets EHV/HV | 0.069844 | 0.0054555 | 0 | 0.043071 | 626058.1919 | 0.043071 | 2.2987
Assets 132kV/HV | 0.07475 | 0.0029509 | 0 | 0.044896 | 652576.8916 | 0.044896 | 2.3961
Assets HV | 0.28153 | 0.02199 | 0 | 0.17361 | 2523511.2615 | 0.17361 | 9.2656
Assets HV/LV | 0.078746 | 0.0061508 | 0 | 0.048561 | 705846.7942 | 0.048561 | 2.5917
Assets LV circuits | 0 | 0 | 0.40661 | 0 | 405311.5515 | 0.027885 | 1.4882
Assets LV customer |  |  | 0 | 0 | 0 | 0 | 0
Assets HV customer |  |  | 0 | 0 | 0 | 0 | 0
Transmission exit | 0.10069 | 0 | 0 | 0.058821 | 854990.5657 | 0.058821 | 3.1393
Operating 132kV | 0.084194 | 0.0033237 | 0 | 0.050568 | 735024.7761 | 0.050568 | 2.6988
Operating 132kV/EHV | 0.019351 | 0.00076393 | 0 | 0.011623 | 168939.156 | 0.011623 | 0.6203
Operating EHV | 0.018535 | 0.0014477 | 0 | 0.01143 | 166138.0942 | 0.01143 | 0.61001
Operating EHV/HV | 0.037616 | 0.0029381 | 0 | 0.023197 | 337171.8188 | 0.023197 | 1.238
Operating 132kV/HV | 0.040258 | 0.0015893 | 0 | 0.024179 | 351453.811 | 0.024179 | 1.2904
Operating HV | 0.24728 | 0.019315 | 0 | 0.15249 | 2216536.3913 | 0.15249 | 8.1385
Operating HV/LV | 0.11821 | 0.0092337 | 0 | 0.0729 | 1059626.9401 | 0.0729 | 3.8907
Operating LV circuits | 0 | 0 | 2.0985 | 0 | 2091798.4482 | 0.14391 | 7.6805
Operating LV customer |  |  | 1.6391 | 0 | 1633815.3968 | 0.1124 | 5.9989
Operating HV customer |  |  | 0 | 0 | 0 | 0 | 0
Adder | 1.0069 | 1.0069 |  | 1.0069 | 14635539.3206 | 1.0069 | 53.7377
Rounding | 0.00042413 | -0.00032956 | -0.0041608 | 0.00011074 | -2537.7873 | -0.00017459 | -0.0093181
Total | 2.405 | 1.092 | 4.14 | 1.8591 | 31148759.3169 | 2.143 | 114.3697
Domestic Off Peak (related MPAN)
| Rate 1 units (MWh) | MWh/year
Domestic Off Peak (related MPAN) | 22610.7795 | 22610.7795
| Unit rate 1 p/kWh | Revenue (£/year) | Average p/kWh
Assets 132kV | 0.018042 | 4079.5161 | 0.018042
Assets 132kV/EHV | 0.0041469 | 937.6419 | 0.0041469
Assets EHV | 0.003957 | 894.7086 | 0.003957
Assets EHV/HV | 0.0080306 | 1815.7819 | 0.0080306
Assets 132kV/HV | 0.008627 | 1950.6301 | 0.008627
Assets HV | 0.03237 | 7319.0417 | 0.03237
Assets HV/LV | 0.0090541 | 2047.196 | 0.0090541
Assets LV circuits | 0 | 0 | 0
Transmission exit | 0.0057615 | 1302.7311 | 0.0057615
Operating 132kV | 0.0097169 | 2197.0767 | 0.0097169
Operating 132kV/EHV | 0.0022334 | 504.9793 | 0.0022334
Operating EHV | 0.0021311 | 481.857 | 0.0021311
Operating EHV/HV | 0.004325 | 977.913 | 0.004325
Operating 132kV/HV | 0.0046462 | 1050.5374 | 0.0046462
Operating HV | 0.028432 | 6428.71 | 0.028432
Operating HV/LV | 0.013592 | 3073.2788 | 0.013592
Operating LV circuits | 0 | 0 | 0
Adder | 1.0069 | 227666.2217 | 1.0069
Rounding | 4.1734e-05 | 9.4363 | 4.1734e-05
Total | 1.162 | 262737.2577 | 1.162
Small Non Domestic Unrestricted
| Rate 1 units (MWh) | MPANs | MWh/year | MWh/MPAN/year
Small Non Domestic Unrestricted | 1602737.656 | 132885.7261 | 1602737.656 | 12.061
| Unit rate 1 p/kWh | Fixed charge p/MPAN/day | Revenue (£/year) | Average p/kWh | Average £/MPAN/year
Assets 132kV | 0.11629 | 0 | 1863832.7932 | 0.11629 | 14.0258
Assets 132kV/EHV | 0.026728 | 0 | 428386.0207 | 0.026728 | 3.2237
Assets EHV | 0.024787 | 0 | 397270.7119 | 0.024787 | 2.9896
Assets EHV/HV | 0.050304 | 0 | 806247.8935 | 0.050304 | 6.0672
Assets 132kV/HV | 0.055605 | 0 | 891195.997 | 0.055605 | 6.7065
Assets HV | 0.20277 | 0 | 3249818.7311 | 0.20277 | 24.4557
Assets HV/LV | 0.056716 | 0 | 909000.9496 | 0.056716 | 6.8405
Assets LV circuits | 0 | 0.40661 | 197759.6317 | 0.012339 | 1.4882
Assets LV customer |  | 0 | 0 | 0 | 0
Assets HV customer |  | 0 | 0 | 0 | 0
Transmission exit | 0.070604 | 0 | 1131595.1218 | 0.070604 | 8.5156
Operating 132kV | 0.06263 | 0 | 1003791.5021 | 0.06263 | 7.5538
Operating 132kV/EHV | 0.014395 | 0 | 230712.8884 | 0.014395 | 1.7362
Operating EHV | 0.013349 | 0 | 213955.3323 | 0.013349 | 1.6101
Operating EHV/HV | 0.027092 | 0 | 434215.3368 | 0.027092 | 3.2676
Operating 132kV/HV | 0.029947 | 0 | 479965.2478 | 0.029947 | 3.6119
Operating HV | 0.1781 | 0 | 2854491.5144 | 0.1781 | 21.4808
Operating HV/LV | 0.085142 | 0 | 1364604.7594 | 0.085142 | 10.269
Operating LV circuits | 0 | 2.0985 | 1020630.3993 | 0.06368 | 7.6805
Operating LV customer |  | 4.9979 | 2430785.2396 | 0.15166 | 18.2923
Operating HV customer |  | 0 | 0 | 0 | 0
Adder | 1.0069 |  | 16137843.7496 | 1.0069 | 121.4415
Rounding | -0.00034943 | -0.0030062 | -7062.6115 | -0.00044066 | -0.053148
Total | 2.021 | 7.5 | 36039041.2088 | 2.2486 | 271.2033
Small Non Domestic Two Rate
| Rate 1 units (MWh) | Rate 2 units (MWh) | MPANs | MWh/year | MWh/MPAN/year
Small Non Domestic Two Rate | 544256.4397 | 193254.0655 | 36960.7564 | 737510.5051 | 19.9539
| Unit rate 1 p/kWh | Unit rate 2 p/kWh | Fixed charge p/MPAN/day | Average unit rate (p/kWh) | Revenue (£/year) | Average p/kWh | Average £/MPAN/year
Assets 132kV | 0.13525 | 0.0054542 | 0 | 0.10124 | 746650.1844 | 0.10124 | 20.2012
Assets 132kV/EHV | 0.031086 | 0.0012536 | 0 | 0.023269 | 171611.1566 | 0.023269 | 4.6431
Assets EHV | 0.029005 | 0.0023759 | 0 | 0.022027 | 162453.3869 | 0.022027 | 4.3953
Assets EHV/HV | 0.058865 | 0.0048217 | 0 | 0.044704 | 329693.8261 | 0.044704 | 8.9201
Assets 132kV/HV | 0.06467 | 0.002608 | 0 | 0.048408 | 357012.5271 | 0.048408 | 9.6592
Assets HV | 0.23727 | 0.019435 | 0 | 0.18019 | 1328927.716 | 0.18019 | 35.9551
Assets HV/LV | 0.066367 | 0.0054362 | 0 | 0.050401 | 371711.9802 | 0.050401 | 10.0569
Assets LV circuits | 0 | 0 | 0.40661 | 0 | 55004.7457 | 0.0074582 | 1.4882
Assets LV customer |  |  | 0 | 0 | 0 | 0 | 0
Assets HV customer |  |  | 0 | 0 | 0 | 0 | 0
Transmission exit | 0.083285 | 0 | 0 | 0.061462 | 453286.5483 | 0.061462 | 12.264
Operating 132kV | 0.072841 | 0.0029375 | 0 | 0.054524 | 402118.2119 | 0.054524 | 10.8796
Operating 132kV/EHV | 0.016742 | 0.00067515 | 0 | 0.012532 | 92423.4305 | 0.012532 | 2.5006
Operating EHV | 0.015621 | 0.0012795 | 0 | 0.011863 | 87491.394 | 0.011863 | 2.3671
Operating EHV/HV | 0.031702 | 0.0025968 | 0 | 0.024076 | 177560.9176 | 0.024076 | 4.804
Operating 132kV/HV | 0.034829 | 0.0014045 | 0 | 0.026071 | 192273.7609 | 0.026071 | 5.2021
Operating HV | 0.20841 | 0.017071 | 0 | 0.15827 | 1167269.0702 | 0.15827 | 31.5813
Operating HV/LV | 0.099631 | 0.0081609 | 0 | 0.075663 | 558019.1501 | 0.075663 | 15.0976
Operating LV circuits | 0 | 0 | 2.0985 | 0 | 283877.5292 | 0.038491 | 7.6805
Operating LV customer |  |  | 4.9979 | 0 | 676097.1536 | 0.091673 | 18.2923
Operating HV customer |  |  | 0 | 0 | 0 | 0 | 0
Adder | 1.0069 | 1.0069 |  | 1.0069 | 7425937.2709 | 1.0069 | 200.9141
Rounding | -0.00046882 | -0.000403 | -0.0030062 | -0.00045157 | -3737.051 | -0.00050671 | -0.10111
Total | 2.192 | 1.082 | 7.5 | 1.9011 | 15035682.9093 | 2.0387 | 406.8013
Small Non Domestic Off Peak (related MPAN)
| Rate 1 units (MWh) | MWh/year
Small Non Domestic Off Peak (related MPAN) | 5399.3137 | 5399.3137
| Unit rate 1 p/kWh | Revenue (£/year) | Average p/kWh
Assets 132kV | 0.024357 | 1315.0898 | 0.024357
Assets 132kV/EHV | 0.0055982 | 302.2621 | 0.0055982
Assets EHV | 0.0056488 | 304.9964 | 0.0056488
Assets EHV/HV | 0.011464 | 618.9802 | 0.011464
Assets 132kV/HV | 0.011646 | 628.8132 | 0.011646
Assets HV | 0.046209 | 2494.9814 | 0.046209
Assets HV/LV | 0.012925 | 697.8668 | 0.012925
Assets LV circuits | 0 | 0 | 0
Transmission exit | 0.011595 | 626.0285 | 0.011595
Operating 132kV | 0.013118 | 708.2588 | 0.013118
Operating 132kV/EHV | 0.003015 | 162.7872 | 0.003015
Operating EHV | 0.0030422 | 164.2598 | 0.0030422
Operating EHV/HV | 0.0061741 | 333.3599 | 0.0061741
Operating 132kV/HV | 0.0062722 | 338.6556 | 0.0062722
Operating HV | 0.040588 | 2191.4771 | 0.040588
Operating HV/LV | 0.019403 | 1047.6472 | 0.019403
Operating LV circuits | 0 | 0 | 0
Adder | 1.0069 | 54365.2798 | 1.0069
Rounding | 5.2387e-05 | 2.8285 | 5.2387e-05
Total | 1.228 | 66303.5725 | 1.228
LV Medium Non-Domestic
| Rate 1 units (MWh) | Rate 2 units (MWh) | MPANs | MWh/year | MWh/MPAN/year
LV Medium Non-Domestic | 74366.5877 | 19060.9284 | 2818.5227 | 93427.5161 | 33.1477
| Unit rate 1 p/kWh | Unit rate 2 p/kWh | Fixed charge p/MPAN/day | Average unit rate (p/kWh) | Revenue (£/year) | Average p/kWh | Average £/MPAN/year
Assets 132kV | 0.12932 | 0.0051113 | 0 | 0.10398 | 97143.5835 | 0.10398 | 34.4661
Assets 132kV/EHV | 0.029723 | 0.0011748 | 0 | 0.023898 | 22327.6215 | 0.023898 | 7.9217
Assets EHV | 0.027827 | 0.0022264 | 0 | 0.022604 | 21118.7146 | 0.022604 | 7.4928
Assets EHV/HV | 0.056475 | 0.0045183 | 0 | 0.045875 | 42859.7393 | 0.045875 | 15.2065
Assets 132kV/HV | 0.061834 | 0.002444 | 0 | 0.049717 | 46449.431 | 0.049717 | 16.4801
Assets HV | 0.22764 | 0.018213 | 0 | 0.18491 | 172758.7566 | 0.18491 | 61.2941
Assets HV/LV | 0.063672 | 0.0050942 | 0 | 0.051721 | 48322.041 | 0.051721 | 17.1445
Assets LV circuits | 0 | 0 | 2.2326 | 0 | 23030.6916 | 0.024651 | 8.1712
Assets LV customer |  |  | 0 | 0 | 0 | 0 | 0
Assets HV customer |  |  | 0 | 0 | 0 | 0 | 0
Transmission exit | 0.080256 | 0 | 0 | 0.063882 | 59683.3875 | 0.063882 | 21.1754
Operating 132kV | 0.069646 | 0.0027528 | 0 | 0.055998 | 52317.9461 | 0.055998 | 18.5622
Operating 132kV/EHV | 0.016008 | 0.0006327 | 0 | 0.012871 | 12024.8323 | 0.012871 | 4.2664
Operating EHV | 0.014987 | 0.001199 | 0 | 0.012174 | 11373.7597 | 0.012174 | 4.0354
Operating EHV/HV | 0.030415 | 0.0024334 | 0 | 0.024707 | 23082.6726 | 0.024707 | 8.1896
Operating 132kV/HV | 0.033301 | 0.0013162 | 0 | 0.026776 | 25015.9479 | 0.026776 | 8.8756
Operating HV | 0.19995 | 0.015997 | 0 | 0.16242 | 151743.3573 | 0.16242 | 53.8379
Operating HV/LV | 0.095586 | 0.0076475 | 0 | 0.077645 | 72541.7142 | 0.077645 | 25.7375
Operating LV circuits | 0 | 0 | 11.5222 | 0 | 118860.5772 | 0.12722 | 42.1712
Operating LV customer |  |  | 5.7805 | 0 | 59630.2321 | 0.063825 | 21.1566
Operating HV customer |  |  | 0 | 0 | 0 | 0 | 0
Adder | 1.0069 | 1.0069 |  | 1.0069 | 940714.5647 | 1.0069 | 333.7616
Rounding | 0.00047355 | 0.00034739 | 0.0047591 | 0.00044781 | 467.4722 | 0.00050036 | 0.16586
Total | 2.144 | 1.078 | 19.54 | 1.9265 | 2001467.0427 | 2.1423 | 710.1121
LV Sub Medium Non-Domestic
| Rate 1 units (MWh) | Rate 2 units (MWh) | MPANs | MWh/year | MWh/MPAN/year
LV Sub Medium Non-Domestic | 0.28774 | 0.09201 | 0.005486 | 0.37975 | 69.222
| Unit rate 1 p/kWh | Unit rate 2 p/kWh | Fixed charge p/MPAN/day | Average unit rate (p/kWh) | Revenue (£/year) | Average p/kWh | Average £/MPAN/year
Assets 132kV | 0.13821 | 0.0055455 | 0 | 0.10607 | 0.4028 | 0.10607 | 73.4233
Assets 132kV/EHV | 0.031767 | 0.0012746 | 0 | 0.024379 | 0.09258 | 0.024379 | 16.8757
Assets EHV | 0.029507 | 0.0024155 | 0 | 0.022943 | 0.087128 | 0.022943 | 15.8818
Assets EHV/HV | 0.059884 | 0.0049021 | 0 | 0.046563 | 0.17682 | 0.046563 | 32.2317
Assets 132kV/HV | 0.066087 | 0.0026516 | 0 | 0.050717 | 0.1926 | 0.050717 | 35.1075
Assets HV | 0.24138 | 0.019759 | 0 | 0.18768 | 0.71274 | 0.18768 | 129.9192
Assets HV/LV | 0 | 0 | 7.8704 | 0 | 0.15803 | 0.041613 | 28.8057
Assets LV circuits | 0 | 0 | 0 | 0 | 0 | 0 | 0
Assets LV customer |  |  | 0 | 0 | 0 | 0 | 0
Assets HV customer |  |  | 0 | 0 | 0 | 0 | 0
Transmission exit | 0.084529 | 0 | 0 | 0.064048 | 0.24322 | 0.064048 | 44.3356
Operating 132kV | 0.074437 | 0.0029866 | 0 | 0.057125 | 0.21693 | 0.057125 | 39.5431
Operating 132kV/EHV | 0.017109 | 0.00068644 | 0 | 0.01313 | 0.04986 | 0.01313 | 9.0886
Operating EHV | 0.015892 | 0.0013009 | 0 | 0.012356 | 0.046924 | 0.012356 | 8.5534
Operating EHV/HV | 0.032252 | 0.0026401 | 0 | 0.025077 | 0.09523 | 0.025077 | 17.3588
Operating 132kV/HV | 0.035592 | 0.001428 | 0 | 0.027314 | 0.10373 | 0.027314 | 18.9076
Operating HV | 0.21202 | 0.017356 | 0 | 0.16485 | 0.62603 | 0.16485 | 114.115
Operating HV/LV | 0 | 0 | 11.8151 | 0 | 0.23723 | 0.062471 | 43.2434
Operating LV circuits | 0 | 0 | 0 | 0 | 0 | 0 | 0
Operating LV customer |  |  | 4.195 | 0 | 0.084231 | 0.022181 | 15.3538
Operating HV customer |  |  | 0 | 0 | 0 | 0 | 0
Adder | 1.0069 | 1.0069 |  | 1.0069 | 3.8237 | 1.0069 | 696.9908
Rounding | 0.00043915 | 0.00016116 | -0.0005805 | 0.0003718 | 0.0014002 | 0.00036873 | 0.25524
Total | 2.046 | 1.07 | 23.88 | 1.8095 | 7.3512 | 1.9358 | 1339.9903
HV Medium Non-Domestic
| Rate 1 units (MWh) | Rate 2 units (MWh) | MPANs | MWh/year | MWh/MPAN/year
HV Medium Non-Domestic | 6170.7908 | 1672.9171 | 92.1797 | 7843.7079 | 85.0915
| Unit rate 1 p/kWh | Unit rate 2 p/kWh | Fixed charge p/MPAN/day | Average unit rate (p/kWh) | Revenue (£/year) | Average p/kWh | Average £/MPAN/year
Assets 132kV | 0.10384 | 0.0041849 | 3.9892 | 0.082588 | 7823.8192 | 0.099746 | 84.8757
Assets 132kV/EHV | 0.027705 | 0.0011165 | 0 | 0.022034 | 1728.2945 | 0.022034 | 18.7492
Assets EHV | 0.020609 | 0.0016927 | 1.2429 | 0.016575 | 1719.423 | 0.021921 | 18.6529
Assets EHV/HV | 0 | 0 | 9.363 | 0 | 3158.8703 | 0.040273 | 34.2686
Assets 132kV/HV | 0 | 0 | 10.2229 | 0 | 3448.973 | 0.043971 | 37.4157
Assets HV | 0 | 0 | 29.9923 | 0 | 10118.7222 | 0.129 | 109.7717
Assets HV/LV | 0 | 0 | 0 | 0 | 0 | 0 | 0
Assets LV circuits | 0 | 0 | 0 | 0 | 0 | 0 | 0
Assets LV customer |  |  | 0 | 0 | 0 | 0 | 0
Assets HV customer |  |  | 0 | 0 | 0 | 0 | 0
Transmission exit | 0.073813 | 0 | 0 | 0.05807 | 4554.8423 | 0.05807 | 49.4126
Operating 132kV | 0.055926 | 0.0022538 | 2.1484 | 0.044479 | 4213.62 | 0.05372 | 45.7109
Operating 132kV/EHV | 0.014921 | 0.00060131 | 0 | 0.011867 | 930.7956 | 0.011867 | 10.0976
Operating EHV | 0.011099 | 0.00091165 | 0.6694 | 0.0089266 | 926.0177 | 0.011806 | 10.0458
Operating EHV/HV | 0 | 0 | 6.7926 | 0 | 2291.6823 | 0.029217 | 24.861
Operating 132kV/HV | 0 | 0 | 7.4164 | 0 | 2502.1447 | 0.0319 | 27.1442
Operating HV | 0 | 0 | 33.324 | 0 | 11242.7672 | 0.14333 | 121.9657
Operating HV/LV | 0 | 0 | 0 | 0 | 0 | 0 | 0
Operating LV circuits | 0 | 0 | 0 | 0 | 0 | 0 | 0
Operating LV customer |  |  | 0 | 0 | 0 | 0 | 0
Operating HV customer |  |  | 78.0277 | 0 | 26324.8114 | 0.33562 | 285.5814
Adder | 1.0069 | 1.0069 |  | 1.0069 | 78977.6989 | 1.0069 | 856.7795
Rounding | 0.00019054 | 0.00034665 | 0.0011649 | 0.00022384 | 17.9502 | 0.00022885 | 0.19473
Total | 1.315 | 1.018 | 183.19 | 1.2517 | 159980.4326 | 2.0396 | 1735.5273
LV Network Domestic
| Rate 1 units (MWh) | Rate 2 units (MWh) | Rate 3 units (MWh) | MPANs | MWh/year | MWh/MPAN/year
LV Network Domestic | 44.7005 | 177.2499 | 210.4412 | 131.0264 | 432.3916 | 3.3
| Unit rate 1 p/kWh | Unit rate 2 p/kWh | Unit rate 3 p/kWh | Fixed charge p/MPAN/day | Average unit rate (p/kWh) | Revenue (£/year) | Average p/kWh | Average £/MPAN/year
Assets 132kV | 0.68978 | 0.083851 | 0.0055704 | 0 | 0.10839 | 468.6838 | 0.10839 | 3.577
Assets 132kV/EHV | 0.15854 | 0.019272 | 0.0012803 | 0 | 0.024913 | 107.723 | 0.024913 | 0.82215
Assets EHV | 0.16132 | 0.013887 | 0.002427 | 0 | 0.023551 | 101.8344 | 0.023551 | 0.77721
Assets EHV/HV | 0.3274 | 0.028182 | 0.0049256 | 0 | 0.047797 | 206.6695 | 0.047797 | 1.5773
Assets 132kV/HV | 0.32982 | 0.040094 | 0.0026635 | 0 | 0.051829 | 224.1023 | 0.051829 | 1.7104
Assets HV | 1.3197 | 0.1136 | 0.019854 | 0 | 0.19266 | 833.0421 | 0.19266 | 6.3578
Assets HV/LV | 0.36913 | 0.031774 | 0.0055533 | 0 | 0.053888 | 233.0087 | 0.053888 | 1.7783
Assets LV circuits | 0 | 0 | 0 | 0.40661 | 0 | 194.9926 | 0.045096 | 1.4882
Assets LV customer |  |  |  | 0 | 0 | 0 | 0 | 0
Assets HV customer |  |  |  | 0 | 0 | 0 | 0 | 0
Transmission exit | 0.52603 | 0.028506 | 0 | 0 | 0.066066 | 285.6638 | 0.066066 | 2.1802
Operating 132kV | 0.37149 | 0.045159 | 0.003 | 0 | 0.058377 | 252.4158 | 0.058377 | 1.9265
Operating 132kV/EHV | 0.085384 | 0.010379 | 0.00068952 | 0 | 0.013417 | 58.0156 | 0.013417 | 0.44278
Operating EHV | 0.086884 | 0.0074788 | 0.0013071 | 0 | 0.012684 | 54.8442 | 0.012684 | 0.41857
Operating EHV/HV | 0.17633 | 0.015178 | 0.0026527 | 0 | 0.025742 | 111.3046 | 0.025742 | 0.84948
Operating 132kV/HV | 0.17763 | 0.021593 | 0.0014345 | 0 | 0.027913 | 120.6932 | 0.027913 | 0.92114
Operating HV | 1.1592 | 0.099778 | 0.017439 | 0 | 0.16922 | 731.7059 | 0.16922 | 5.5844
Operating HV/LV | 0.55414 | 0.0477 | 0.0083367 | 0 | 0.080898 | 349.7959 | 0.080898 | 2.6697
Operating LV circuits | 0 | 0 | 0 | 2.0985 | 0 | 1006.3497 | 0.23274 | 7.6805
Operating LV customer |  |  |  | 1.6391 | 0 | 786.0173 | 0.18178 | 5.9989
Operating HV customer |  |  |  | 0 | 0 | 0 | 0 | 0
Adder | 1.0069 | 1.0069 | 1.0069 |  | 1.0069 | 4353.7182 | 1.0069 | 33.2278
Rounding | 0.00037145 | -0.00032183 | -2.5746e-05 | -0.0041608 | -0.00010606 | -2.4539 | -0.00056752 | -0.018728
Total | 7.5 | 1.613 | 1.084 | 4.14 | 1.9641 | 10478.1266 | 2.4233 | 79.9696
LV Network Non-Domestic Non-CT
| Rate 1 units (MWh) | Rate 2 units (MWh) | Rate 3 units (MWh) | MPANs | MWh/year | MWh/MPAN/year
LV Network Non-Domestic Non-CT | 61741.5822 | 236325.6221 | 264999.1107 | 8976.2489 | 563066.315 | 62.7285
| Unit rate 1 p/kWh | Unit rate 2 p/kWh | Unit rate 3 p/kWh | Fixed charge p/MPAN/day | Average unit rate (p/kWh) | Revenue (£/year) | Average p/kWh | Average £/MPAN/year
Assets 132kV | 0.62082 | 0.075468 | 0.0050135 | 0 | 0.10211 | 574941.8243 | 0.10211 | 64.0515
Assets 132kV/EHV | 0.14269 | 0.017346 | 0.0011523 | 0 | 0.023469 | 132145.4592 | 0.023469 | 14.7217
Assets EHV | 0.14523 | 0.012501 | 0.0021849 | 0 | 0.0222 | 125000.3682 | 0.0222 | 13.9257
Assets EHV/HV | 0.29474 | 0.025371 | 0.0044342 | 0 | 0.045054 | 253684.1516 | 0.045054 | 28.2617
Assets 132kV/HV | 0.29685 | 0.036085 | 0.0023972 | 0 | 0.048824 | 274909.7742 | 0.048824 | 30.6264
Assets HV | 1.188 | 0.10226 | 0.017873 | 0 | 0.1816 | 1022548.4177 | 0.1816 | 113.9171
Assets HV/LV | 0.3323 | 0.028604 | 0.0049993 | 0 | 0.050796 | 286015.178 | 0.050796 | 31.8636
Assets LV circuits | 0 | 0 | 0 | 0.40661 | 0 | 13358.3924 | 0.0023724 | 1.4882
Assets LV customer |  |  |  | 0 | 0 | 0 | 0 | 0
Assets HV customer |  |  |  | 0 | 0 | 0 | 0 | 0
Transmission exit | 0.47363 | 0.025667 | 0 | 0 | 0.062707 | 353081.3873 | 0.062707 | 39.3351
Operating 132kV | 0.33435 | 0.040644 | 0.0027001 | 0 | 0.054992 | 309642.4312 | 0.054992 | 34.4957
Operating 132kV/EHV | 0.076848 | 0.0093418 | 0.00062059 | 0 | 0.012639 | 71168.6635 | 0.012639 | 7.9286
Operating EHV | 0.078215 | 0.0067326 | 0.0011767 | 0 | 0.011956 | 67320.5814 | 0.011956 | 7.4999
Operating EHV/HV | 0.15874 | 0.013664 | 0.0023881 | 0 | 0.024264 | 136624.9143 | 0.024264 | 15.2207
Operating 132kV/HV | 0.15987 | 0.019434 | 0.001291 | 0 | 0.026295 | 148056.2506 | 0.026295 | 16.4942
Operating HV | 1.0435 | 0.089824 | 0.015699 | 0 | 0.15951 | 898159.5661 | 0.15951 | 100.0596
Operating HV/LV | 0.49886 | 0.042941 | 0.007505 | 0 | 0.076256 | 429369.9289 | 0.076256 | 47.834
Operating LV circuits | 0 | 0 | 0 | 2.0985 | 0 | 68942.1864 | 0.012244 | 7.6805
Operating LV customer |  |  |  | 4.9979 | 0 | 164196.2157 | 0.029161 | 18.2923
Operating HV customer |  |  |  | 0 | 0 | 0 | 0 | 0
Adder | 1.0069 | 1.0069 | 1.0069 |  | 1.0069 | 5669471.9673 | 1.0069 | 631.6082
Rounding | 0.00042857 | 0.00022107 | -0.00032731 | -0.0030062 | -1.4262e-05 | -179.0692 | -3.1803e-05 | -0.019949
Total | 6.852 | 1.553 | 1.076 | 7.5 | 1.9096 | 10998458.5892 | 1.9533 | 1225.2845
LV HH Metered
| Rate 1 units (MWh) | Rate 2 units (MWh) | Rate 3 units (MWh) | MPANs | Import capacity (kVA) | Exceeded capacity (kVA) | Reactive power units (MVArh) | MWh/year | MWh/MPAN/year
LV HH Metered | 287292.3949 | 1144007.5382 | 1206247.8943 | 14776.974 | 1523189.1967 | 41109.659 | 252040.4863 | 2637547.8273 | 178.4904
| Unit rate 1 p/kWh | Unit rate 2 p/kWh | Unit rate 3 p/kWh | Fixed charge p/MPAN/day | Capacity charge p/kVA/day | Exceeded capacity charge p/kVA/day | Reactive power charge p/kVArh | Average unit rate (p/kWh) | Revenue (£/year) | Average p/kWh | Average £/MPAN/year | Average p/kVA/day
Assets 132kV | 0.58126 | 0.070659 | 0.004694 |  | 0 | 0 | 0.024035 | 0.098404 | 2595463.6096 | 0.098404 | 175.6424 | 0.46556
Assets 132kV/EHV | 0.1336 | 0.01624 | 0.0010789 |  | 0 | 0 | 0.0055242 | 0.022617 | 596545.1041 | 0.022617 | 40.3699 | 0.10701
Assets EHV | 0.1359 | 0.011698 | 0.0020446 |  | 0 | 0 | 0.0053245 | 0.021321 | 562357.581 | 0.021321 | 38.0563 | 0.10087
Assets EHV/HV | 0.27581 | 0.023742 | 0.0041494 |  | 0 | 0 | 0.010806 | 0.043271 | 1141286.2856 | 0.043271 | 77.2341 | 0.20472
Assets 132kV/HV | 0.27793 | 0.033786 | 0.0022445 |  | 0 | 0 | 0.011492 | 0.047052 | 1241026.9782 | 0.047052 | 83.9838 | 0.22261
Assets HV | 0.8894 | 0.076558 | 0.01338 |  | 0.3691 | 0.60197 | 0.034845 | 0.13953 | 5828485.3098 | 0.22098 | 394.4302 | 1.0455
Assets HV/LV | 0 | 0 | 0 |  | 0.5162 | 1.4389 | 0 | 0 | 3094246.0525 | 0.11732 | 209.3965 | 0.55503
Assets LV circuits | 0 | 0 | 0 |  | 0.30099 | 2.8843 | 0 | 0 | 2111929.9583 | 0.080072 | 142.9203 | 0.37883
Assets LV customer |  |  |  | 0 |  |  |  | 0 | 0 | 0 | 0 | 0
Assets HV customer |  |  |  | 0 |  |  |  | 0 | 0 | 0 | 0 | 0
Transmission exit | 0.44339 | 0.024028 | 0 |  | 0 | 0 | 0.014743 | 0.060126 | 1585851.7542 | 0.060126 | 107.3191 | 0.28446
Operating 132kV | 0.31305 | 0.038054 | 0.002528 |  | 0 | 0 | 0.012944 | 0.052997 | 1397820.8371 | 0.052997 | 94.5945 | 0.25074
Operating 132kV/EHV | 0.071951 | 0.0087465 | 0.00058104 |  | 0 | 0 | 0.0029751 | 0.012181 | 321277.1598 | 0.012181 | 21.7417 | 0.05763
Operating EHV | 0.073193 | 0.0063003 | 0.0011011 |  | 0 | 0 | 0.0028676 | 0.011483 | 302865.0226 | 0.011483 | 20.4957 | 0.054327
Operating EHV/HV | 0.14854 | 0.012786 | 0.0022347 |  | 0 | 0 | 0.0058197 | 0.023304 | 614654.6402 | 0.023304 | 41.5954 | 0.11025
Operating 132kV/HV | 0.14968 | 0.018196 | 0.0012088 |  | 0 | 0 | 0.0061893 | 0.025341 | 668371.2933 | 0.025341 | 45.2306 | 0.11989
Operating HV | 0.78121 | 0.067245 | 0.011753 |  | 0.3242 | 0.3242 | 0.030606 | 0.12256 | 5088697.7531 | 0.19293 | 344.3667 | 0.91279
Operating HV/LV | 0 | 0 | 0 |  | 0.77493 | 0.77493 | 0 | 0 | 4436715.1668 | 0.16821 | 300.2452 | 0.79584
Operating LV circuits | 0 | 0 | 0 |  | 1.5534 | 1.5534 | 0 | 0 | 8893588.9123 | 0.33719 | 601.8545 | 1.5953
Operating LV customer |  |  |  | 9.2552 |  |  |  | 0 | 500553.6334 | 0.018978 | 33.8739 | 0.089787
Operating HV customer |  |  |  | 0 |  |  |  | 0 | 0 | 0 | 0 | 0
Adder | 1.0069 | 1.0069 | 1.0069 |  |  |  |  | 1.0069 | 26557268.7831 | 1.0069 | 1797.2062 | 4.7637
Rounding | 0.00018903 | 6.7997e-05 | 0.00010929 | 0.0048381 | 0.001214 | 0.0023534 | -0.00017227 | 8.3602e-05 | 9588.5404 | 0.00036354 | 0.64888 | 0.00172
Total | 5.282 | 1.415 | 1.054 | 9.26 | 3.84 | 7.58 | 0.168 | 1.6872 | 67548594.375 | 2.561 | 4571.2061 | 12.1166
LV Sub HH Metered
| Rate 1 units (MWh) | Rate 2 units (MWh) | Rate 3 units (MWh) | MPANs | Import capacity (kVA) | Exceeded capacity (kVA) | Reactive power units (MVArh) | MWh/year | MWh/MPAN/year
LV Sub HH Metered | 16167.6772 | 62318.6255 | 71041.4188 | 264.7388 | 104973.1673 | 576.0909 | 10694.5099 | 149527.7215 | 564.8124
| Unit rate 1 p/kWh | Unit rate 2 p/kWh | Unit rate 3 p/kWh | Fixed charge p/MPAN/day | Capacity charge p/kVA/day | Exceeded capacity charge p/kVA/day | Reactive power charge p/kVArh | Average unit rate (p/kWh) | Revenue (£/year) | Average p/kWh | Average £/MPAN/year | Average p/kVA/day
Assets 132kV | 0.65097 | 0.079132 | 0.0052569 |  | 0 | 0 | 0.026719 | 0.10777 | 161152.4221 | 0.10777 | 608.7224 | 0.41945
Assets 132kV/EHV | 0.14962 | 0.018188 | 0.0012083 |  | 0 | 0 | 0.0061412 | 0.024771 | 37039.5054 | 0.024771 | 139.9096 | 0.096406
Assets EHV | 0.1522 | 0.013101 | 0.0022898 |  | 0 | 0 | 0.0059193 | 0.023428 | 35031.8532 | 0.023428 | 132.3261 | 0.091181
Assets EHV/HV | 0.30889 | 0.026589 | 0.004647 |  | 0 | 0 | 0.012013 | 0.047547 | 71095.9983 | 0.047547 | 268.5515 | 0.18505
Assets 132kV/HV | 0.31126 | 0.037837 | 0.0025136 |  | 0 | 0 | 0.012776 | 0.051533 | 77055.4065 | 0.051533 | 291.0621 | 0.20056
Assets HV | 0 | 0 | 0 |  | 1.8165 | 2.9626 | 0 | 0 | 704159.3851 | 0.47092 | 2659.8273 | 1.8328
Assets HV/LV | 0 | 0 | 0 |  | 0.5081 | 1.4163 | 0 | 0 | 198198.1586 | 0.13255 | 748.6556 | 0.51587
Assets LV circuits | 0 | 0 | 0 |  | 0 | 0 | 0 | 0 | 0 | 0 | 0 | 0
Assets LV customer |  |  |  | 0 |  |  |  | 0 | 0 | 0 | 0 | 0
Assets HV customer |  |  |  | 0 |  |  |  | 0 | 0 | 0 | 0 | 0
Transmission exit | 0.49656 | 0.026909 | 0 |  | 0 | 0 | 0.01639 | 0.066077 | 98803.8514 | 0.066077 | 373.2126 | 0.25717
Operating 132kV | 0.35059 | 0.042618 | 0.0028312 |  | 0 | 0 | 0.01439 | 0.058043 | 86790.7424 | 0.058043 | 327.8354 | 0.2259
Operating 132kV/EHV | 0.080579 | 0.0097953 | 0.00065072 |  | 0 | 0 | 0.0033074 | 0.013341 | 19948.1096 | 0.013341 | 75.3502 | 0.051921
Operating EHV | 0.08197 | 0.0070559 | 0.0012332 |  | 0 | 0 | 0.0031879 | 0.012618 | 18866.8622 | 0.012618 | 71.266 | 0.049107
Operating EHV/HV | 0.16636 | 0.01432 | 0.0025027 |  | 0 | 0 | 0.0064697 | 0.025607 | 38289.6788 | 0.025607 | 144.6319 | 0.09966
Operating 132kV/HV | 0.16763 | 0.020378 | 0.0013537 |  | 0 | 0 | 0.0068807 | 0.027754 | 41499.1959 | 0.027754 | 156.7553 | 0.10801
Operating HV | 0 | 0 | 0 |  | 1.5956 | 1.5956 | 0 | 0 | 616378.7087 | 0.41222 | 2328.2526 | 1.6043
Operating HV/LV | 0 | 0 | 0 |  | 0.76276 | 0.76276 | 0 | 0 | 294663.1003 | 0.19706 | 1113.0335 | 0.76695
Operating LV circuits | 0 | 0 | 0 |  | 0 | 0 | 0 | 0 | 0 | 0 | 0 | 0
Operating LV customer |  |  |  | 7.225 |  |  |  | 0 | 7000.5853 | 0.0046818 | 26.4434 | 0.018221
Operating HV customer |  |  |  | 0 |  |  |  | 0 | 0 | 0 | 0 | 0
Adder | 1.0069 | 1.0069 | 1.0069 |  |  |  |  | 1.0069 | 1505583.2732 | 1.0069 | 5687.0527 | 3.9187
Rounding | 0.00048892 | 0.000184 | -0.00037956 | -0.0049648 | -0.0029401 | 0.0027793 | -0.00019502 | -6.4727e-05 | -1225.3199 | -0.00081946 | -4.6284 | -0.0031893
Total | 3.924 | 1.303 | 1.031 | 7.22 | 4.68 | 6.74 | 0.114 | 1.4653 | 4010331.517 | 2.682 | 15148.2598 | 10.4381
HV HH Metered
| Rate 1 units (MWh) | Rate 2 units (MWh) | Rate 3 units (MWh) | MPANs | Import capacity (kVA) | Exceeded capacity (kVA) | Reactive power units (MVArh) | MWh/year | MWh/MPAN/year
HV HH Metered | 737297.5188 | 2928382.8833 | 3862180.8197 | 4464.1471 | 3058736.7483 | 43998.6279 | 812276.149 | 7527861.2218 | 1686.2933
| Unit rate 1 p/kWh | Unit rate 2 p/kWh | Unit rate 3 p/kWh | Fixed charge p/MPAN/day | Capacity charge p/kVA/day | Exceeded capacity charge p/kVA/day | Reactive power charge p/kVArh | Average unit rate (p/kWh) | Revenue (£/year) | Average p/kWh | Average £/MPAN/year | Average p/kVA/day
Assets 132kV | 0.44545 | 0.054149 | 0.0035972 |  | 0.18778 | 0.18778 | 0.016562 | 0.068325 | 7275846.7331 | 0.096652 | 1629.8403 | 0.64992
Assets 132kV/EHV | 0.11884 | 0.014447 | 0.00095973 |  | 0 | 0 | 0.0044187 | 0.018229 | 1372252.3306 | 0.018229 | 307.3941 | 0.12258
Assets EHV | 0.096717 | 0.0083252 | 0.001455 |  | 0.058507 | 0.058507 | 0.0034072 | 0.013825 | 1705163.1135 | 0.022651 | 381.9684 | 0.15232
Assets EHV/HV | 0 | 0 | 0 |  | 0.44073 | 0.59369 | 0 | 0 | 5029582.7705 | 0.066813 | 1126.6615 | 0.44927
Assets 132kV/HV | 0 | 0 | 0 |  | 0.48121 | 0.64821 | 0 | 0 | 5491486.9826 | 0.072949 | 1230.1313 | 0.49053
Assets HV | 0 | 0 | 0 |  | 1.4118 | 2.9126 | 0 | 0 | 16273903.8464 | 0.21618 | 3645.4677 | 1.4537
Assets HV/LV | 0 | 0 | 0 |  | 0 | 0 | 0 | 0 | 0 | 0 | 0 | 0
Assets LV circuits | 0 | 0 | 0 |  | 0 | 0 | 0 | 0 | 0 | 0 | 0 | 0
Assets LV customer |  |  |  | 0 |  |  |  | 0 | 0 | 0 | 0 | 0
Assets HV customer |  |  |  | 0 |  |  |  | 0 | 0 | 0 | 0 | 0
Transmission exit | 0.39442 | 0.021374 | 0 |  | 0 | 0 | 0.011793 | 0.048218 | 3629761.2962 | 0.048218 | 813.0918 | 0.32423
Operating 132kV | 0.2399 | 0.029163 | 0.0019373 |  | 0.10113 | 0.10113 | 0.0089197 | 0.036798 | 3918502.3183 | 0.052053 | 877.7718 | 0.35002
Operating 132kV/EHV | 0.064005 | 0.0077806 | 0.00051688 |  | 0 | 0 | 0.0023797 | 0.0098175 | 739044.4214 | 0.0098175 | 165.5511 | 0.066016
Operating EHV | 0.052088 | 0.0044837 | 0.00078363 |  | 0.03151 | 0.03151 | 0.001835 | 0.0074458 | 918337.873 | 0.012199 | 205.7141 | 0.082031
Operating EHV/HV | 0 | 0 | 0 |  | 0.31974 | 0.31974 | 0 | 0 | 3630968.3204 | 0.048234 | 813.3622 | 0.32434
Operating 132kV/HV | 0 | 0 | 0 |  | 0.3491 | 0.3491 | 0 | 0 | 3964427.3045 | 0.052663 | 888.0593 | 0.35413
Operating HV | 0 | 0 | 0 |  | 1.5686 | 1.5686 | 0 | 0 | 17813171.8915 | 0.23663 | 3990.2744 | 1.5912
Operating HV/LV | 0 | 0 | 0 |  | 0 | 0 | 0 | 0 | 0 | 0 | 0 | 0
Operating LV circuits | 0 | 0 | 0 |  | 0 | 0 | 0 | 0 | 0 | 0 | 0 | 0
Operating LV customer |  |  |  | 0 |  |  |  | 0 | 0 | 0 | 0 | 0
Operating HV customer |  |  |  | 78.0277 |  |  |  | 0 | 1274877.2019 | 0.016935 | 285.5814 | 0.11388
Adder | 1.0069 | 1.0069 | 1.0069 |  |  |  |  | 1.0069 | 75797462.9914 | 1.0069 | 16979.159 | 6.7707
Rounding | -0.00031707 | 0.00038457 | -0.00014228 | 0.0023054 | -0.00010029 | -0.00086968 | -0.00031515 | 1.1546e-05 | -355.9367 | -4.7283e-06 | -0.079732 | -3.1794e-05
Total | 2.418 | 1.147 | 1.016 | 78.03 | 4.95 | 6.77 | 0.049 | 1.2096 | 148834433.4586 | 1.9771 | 33339.9485 | 13.2948
NHH UMS category A
| Rate 1 units (MWh) | MWh/year
NHH UMS category A | 33395.4061 | 33395.4061
| Unit rate 1 p/kWh | Revenue (£/year) | Average p/kWh
Assets 132kV | 0.084285 | 28147.1859 | 0.084285
Assets 132kV/EHV | 0.019372 | 6469.3899 | 0.019372
Assets EHV | 0.018671 | 6235.3632 | 0.018671
Assets EHV/HV | 0.037893 | 12654.4654 | 0.037893
Assets 132kV/HV | 0.040301 | 13458.6426 | 0.040301
Assets HV | 0.15274 | 51007.5362 | 0.15274
Assets HV/LV | 0.042722 | 14267.2262 | 0.042722
Assets LV circuits | 0.028026 | 9359.3809 | 0.028026
Assets LV customer |  | 0 | 0
Transmission exit | 0.051687 | 17261.0579 | 0.051687
Operating 132kV | 0.045393 | 15159.0347 | 0.045393
Operating 132kV/EHV | 0.010433 | 3484.1744 | 0.010433
Operating EHV | 0.010056 | 3358.1363 | 0.010056
Operating EHV/HV | 0.020408 | 6815.2277 | 0.020408
Operating 132kV/HV | 0.021705 | 7248.3278 | 0.021705
Operating HV | 0.13416 | 44802.6771 | 0.13416
Operating HV/LV | 0.064135 | 21418.1567 | 0.064135
Operating LV circuits | 0.14464 | 48303.4305 | 0.14464
Operating LV customer | 0.70627 | 235860.5798 | 0.70627
Adder | 1.0069 | 336255.8079 | 1.0069
Rounding | 0.00021835 | 72.9198 | 0.00021835
Total | 2.64 | 881638.7208 | 2.64
NHH UMS category B
| Rate 1 units (MWh) | MWh/year
NHH UMS category B | 15516.4358 | 15516.4358
| Unit rate 1 p/kWh | Revenue (£/year) | Average p/kWh
Assets 132kV | 0.10227 | 15868.1701 | 0.10227
Assets 132kV/EHV | 0.023505 | 3647.1631 | 0.023505
Assets EHV | 0.024772 | 3843.6898 | 0.024772
Assets EHV/HV | 0.050273 | 7800.6425 | 0.050273
Assets 132kV/HV | 0.048899 | 7587.4025 | 0.048899
Assets HV | 0.20264 | 31442.7789 | 0.20264
Assets HV/LV | 0.056681 | 8794.8031 | 0.056681
Assets LV circuits | 0.037183 | 5769.4404 | 0.037183
Assets LV customer |  | 0 | 0
Transmission exit | 0.073226 | 11362.1215 | 0.073226
Operating 132kV | 0.055077 | 8546.0103 | 0.055077
Operating 132kV/EHV | 0.012659 | 1964.2273 | 0.012659
Operating EHV | 0.013341 | 2070.0694 | 0.013341
Operating EHV/HV | 0.027075 | 4201.138 | 0.027075
Operating 132kV/HV | 0.026335 | 4086.2948 | 0.026335
Operating HV | 0.17799 | 27617.8929 | 0.17799
Operating HV/LV | 0.08509 | 13202.8797 | 0.08509
Operating LV circuits | 0.1919 | 29775.8762 | 0.1919
Operating LV customer | 0.70627 | 109587.3944 | 0.70627
Adder | 1.0069 | 156233.8136 | 1.0069
Rounding | -7.4469e-05 | -11.5549 | -7.4469e-05
Total | 2.922 | 453390.2536 | 2.922
NHH UMS category C
| Rate 1 units (MWh) | MWh/year
NHH UMS category C | 581.5346 | 581.5346
| Unit rate 1 p/kWh | Revenue (£/year) | Average p/kWh
Assets 132kV | 0.1836 | 1067.6853 | 0.1836
Assets 132kV/EHV | 0.042198 | 245.3983 | 0.042198
Assets EHV | 0.043702 | 254.1416 | 0.043702
Assets EHV/HV | 0.088692 | 515.772 | 0.088692
Assets 132kV/HV | 0.087788 | 510.5162 | 0.087788
Assets HV | 0.3575 | 2078.9706 | 0.3575
Assets HV/LV | 0.099995 | 581.5051 | 0.099995
Assets LV circuits | 0.065597 | 381.4706 | 0.065597
Assets LV customer |  | 0 | 0
Transmission exit | 0.13481 | 783.9812 | 0.13481
Operating 132kV | 0.098879 | 575.0159 | 0.098879
Operating 132kV/EHV | 0.022727 | 132.1625 | 0.022727
Operating EHV | 0.023536 | 136.8713 | 0.023536
Operating EHV/HV | 0.047766 | 277.7758 | 0.047766
Operating 132kV/HV | 0.047279 | 274.9452 | 0.047279
Operating HV | 0.31401 | 1826.0723 | 0.31401
Operating HV/LV | 0.15011 | 872.9635 | 0.15011
Operating LV circuits | 0.33854 | 1968.7563 | 0.33854
Operating LV customer | 0.70627 | 4107.1847 | 0.70627
Adder | 1.0069 | 5855.4282 | 1.0069
Rounding | 0.00010678 | 0.62096 | 0.00010678
Total | 3.86 | 22447.2374 | 3.86
NHH UMS category D
| Rate 1 units (MWh) | MWh/year
NHH UMS category D | 3921.1677 | 3921.1677
| Unit rate 1 p/kWh | Revenue (£/year) | Average p/kWh
Assets 132kV | 0.064957 | 2547.0617 | 0.064957
Assets 132kV/EHV | 0.01493 | 585.4203 | 0.01493
Assets EHV | 0.012389 | 485.8 | 0.012389
Assets EHV/HV | 0.025143 | 985.9152 | 0.025143
Assets 132kV/HV | 0.031059 | 1217.8835 | 0.031059
Assets HV | 0.10135 | 3974.0206 | 0.10135
Assets HV/LV | 0.028348 | 1111.5662 | 0.028348
Assets LV circuits | 0.018596 | 729.1937 | 0.018596
Assets LV customer |  | 0 | 0
Transmission exit | 0.029672 | 1163.5055 | 0.029672
Operating 132kV | 0.034983 | 1371.7534 | 0.034983
Operating 132kV/EHV | 0.0080406 | 315.2858 | 0.0080406
Operating EHV | 0.0066723 | 261.6339 | 0.0066723
Operating EHV/HV | 0.013541 | 530.9775 | 0.013541
Operating 132kV/HV | 0.016727 | 655.9071 | 0.016727
Operating HV | 0.089019 | 3490.5972 | 0.089019
Operating HV/LV | 0.042556 | 1668.6984 | 0.042556
Operating LV circuits | 0.095975 | 3763.3425 | 0.095975
Operating LV customer | 0.70627 | 27693.8953 | 0.70627
Adder | 1.0069 | 39481.9395 | 1.0069
Rounding | -0.00011711 | -4.5922 | -0.00011711
Total | 2.347 | 92029.8051 | 2.347
LV UMS (Pseudo HH Metered)
| Rate 1 units (MWh) | Rate 2 units (MWh) | Rate 3 units (MWh) | MWh/year
LV UMS (Pseudo HH Metered) | 12272.6818 | 36841.0687 | 211317.2928 | 260431.0433
| Unit rate 1 p/kWh | Unit rate 2 p/kWh | Unit rate 3 p/kWh | Average unit rate (p/kWh) | Revenue (£/year) | Average p/kWh
Assets 132kV | 1.8801 | 0.069956 | 0.0051496 | 0.10268 | 267398.9878 | 0.10268
Assets 132kV/EHV | 0.43214 | 0.016079 | 0.0011836 | 0.023599 | 61459.3695 | 0.023599
Assets EHV | 0.44809 | 0.01125 | 0.002243 | 0.024527 | 63877.1311 | 0.024527
Assets EHV/HV | 0.90938 | 0.022831 | 0.0045522 | 0.049778 | 129636.5447 | 0.049778
Assets 132kV/HV | 0.899 | 0.03345 | 0.0024623 | 0.049095 | 127857.4497 | 0.049095
Assets HV | 3.6655 | 0.092026 | 0.018349 | 0.20064 | 522538.1357 | 0.20064
Assets HV/LV | 1.0253 | 0.02574 | 0.0051323 | 0.056122 | 146158.2017 | 0.056122
Assets LV circuits | 0.67259 | 0.016886 | 0.0033668 | 0.036816 | 95880.6048 | 0.036816
Assets LV customer |  |  |  | 0 | 0 | 0
Transmission exit | 1.4588 | 0.023929 | 0 | 0.072132 | 187853.2553 | 0.072132
Operating 132kV | 1.0126 | 0.037676 | 0.0027734 | 0.055297 | 144011.2185 | 0.055297
Operating 132kV/EHV | 0.23273 | 0.0086595 | 0.00063744 | 0.01271 | 33099.7464 | 0.01271
Operating EHV | 0.24132 | 0.0060586 | 0.001208 | 0.01321 | 34401.8635 | 0.01321
Operating EHV/HV | 0.48976 | 0.012296 | 0.0024516 | 0.026808 | 69817.4549 | 0.026808
Operating 132kV/HV | 0.48417 | 0.018015 | 0.0013261 | 0.026441 | 68859.3 | 0.026441
Operating HV | 3.2196 | 0.080832 | 0.016117 | 0.17624 | 458973.4991 | 0.17624
Operating HV/LV | 1.5392 | 0.038642 | 0.0077047 | 0.084251 | 219414.7077 | 0.084251
Operating LV circuits | 3.4712 | 0.087148 | 0.017376 | 0.19001 | 494836.3785 | 0.19001
Operating LV customer | 0.70627 | 0.70627 | 0.70627 | 0.70627 | 1839337.3239 | 0.70627
Adder | 1.0069 | 1.0069 | 1.0069 | 1.0069 | 2622260.3986 | 1.0069
Rounding | 0.00025429 | 0.00036808 | -0.00019206 | -9.1791e-05 | -239.0519 | -9.1791e-05
Total | 23.795 | 2.315 | 1.805 | 2.9134 | 7587432.5195 | 2.9134
LV Generation NHH or Aggregate HH
| Rate 1 units (MWh) | MPANs | MWh/year | MWh/MPAN/year
LV Generation NHH or Aggregate HH | 3220.4738 | 143 | 3220.4738 | 22.5208
| Unit rate 1 p/kWh | Fixed charge p/MPAN/day | Revenue (£/year) | Average p/kWh | Average £/MPAN/year
Assets 132kV | -0.066575 |  | -2144.0465 | -0.066575 | -14.9933
Assets 132kV/EHV | -0.015302 |  | -492.7907 | -0.015302 | -3.4461
Assets EHV | -0.014749 |  | -474.9797 | -0.014749 | -3.3215
Assets EHV/HV | -0.029932 |  | -963.9558 | -0.029932 | -6.7409
Assets 132kV/HV | -0.031833 |  | -1025.1808 | -0.031833 | -7.1691
Assets HV | -0.12065 |  | -3885.5066 | -0.12065 | -27.1714
Assets HV/LV | -0.033747 |  | -1086.808 | -0.033747 | -7.6001
Assets LV circuits | 0 |  | 0 | 0 | 0
Assets LV customer |  | 0 | 0 | 0 | 0
Assets HV customer |  | 0 | 0 | 0 | 0
Transmission exit | -0.040839 |  | -1315.2029 | -0.040839 | -9.1972
Operating 132kV | -0.035855 |  | -1154.7042 | -0.035855 | -8.0749
Operating 132kV/EHV | -0.008241 |  | -265.3989 | -0.008241 | -1.8559
Operating EHV | -0.0079431 |  | -255.8065 | -0.0079431 | -1.7889
Operating EHV/HV | -0.01612 |  | -519.151 | -0.01612 | -3.6304
Operating 132kV/HV | -0.017144 |  | -552.1245 | -0.017144 | -3.861
Operating HV | -0.10597 |  | -3412.8505 | -0.10597 | -23.8661
Operating HV/LV | -0.050661 |  | -1631.5312 | -0.050661 | -11.4093
Operating LV circuits | 0 |  | 0 | 0 | 0
Operating LV customer |  | 0 | 0 | 0 | 0
Operating HV customer |  | 0 | 0 | 0 | 0
Adder | 0 |  | 0 | 0 | 0
Rounding | -0.00043428 | 0 | -13.9858 | -0.00043428 | -0.097803
Total | -0.596 | 0 | -19194.0238 | -0.596 | -134.2239
LV Sub Generation NHH
| Rate 1 units (MWh) | MPANs | MWh/year | MWh/MPAN/year
LV Sub Generation NHH | 0 | 0 | 0
| Unit rate 1 p/kWh | Fixed charge p/MPAN/day | Revenue (£/year) | Average p/kWh | Average £/MPAN/year
Assets 132kV | -0.06553 |  | 0
Assets 132kV/EHV | -0.015062 |  | 0
Assets EHV | -0.014517 |  | 0
Assets EHV/HV | -0.029462 |  | 0
Assets 132kV/HV | -0.031334 |  | 0
Assets HV | -0.11876 |  | 0
Assets HV/LV | 0 |  | 0
Assets LV circuits | 0 |  | 0
Assets LV customer |  | 0 | 0
Assets HV customer |  | 0 | 0
Transmission exit | -0.040198 |  | 0
Operating 132kV | -0.035292 |  | 0
Operating 132kV/EHV | -0.0081116 |  | 0
Operating EHV | -0.0078184 |  | 0
Operating EHV/HV | -0.015867 |  | 0
Operating 132kV/HV | -0.016875 |  | 0
Operating HV | -0.10431 |  | 0
Operating HV/LV | 0 |  | 0
Operating LV circuits | 0 |  | 0
Operating LV customer |  | 0 | 0
Operating HV customer |  | 0 | 0
Adder | 0 |  | 0
Rounding | 0.00013395 | 0 | 0
Total | -0.503 | 0 | 0 | 0 | 0
LV Generation Intermittent
| Rate 1 units (MWh) | MPANs | Reactive power units (MVArh) | MWh/year | MWh/MPAN/year
LV Generation Intermittent | 47041.7711 | 658.3 | 6067.0311 | 47041.7711 | 71.4595
| Unit rate 1 p/kWh | Fixed charge p/MPAN/day | Reactive power charge p/kVArh | Revenue (£/year) | Average p/kWh | Average £/MPAN/year
Assets 132kV | -0.066575 |  | 0.017084 | -30281.8258 | -0.064372 | -46
Assets 132kV/EHV | -0.015302 |  | 0.012772 | -6423.3666 | -0.013655 | -9.7575
Assets EHV | -0.014749 |  | 0.01231 | -6191.2057 | -0.013161 | -9.4048
Assets EHV/HV | -0.029932 |  | 0.024983 | -12564.8491 | -0.02671 | -19.0868
Assets 132kV/HV | -0.031833 |  | 0.011795 | -14259.3302 | -0.030312 | -21.6608
Assets HV | -0.12065 |  | 0.030959 | -54877.6502 | -0.11666 | -83.3627
Assets HV/LV | -0.033747 |  | 0.0086596 | -15349.7288 | -0.03263 | -23.3172
Assets LV circuits | 0 |  | 0.0056808 | 344.653 | 0.00073265 | 0.52355
Assets LV customer |  | 0 |  | 0 | 0 | 0
Assets HV customer |  | 0 |  | 0 | 0 | 0
Transmission exit | -0.040839 |  | 0.010479 | -18575.5048 | -0.039487 | -28.2174
Operating 132kV | -0.035855 |  | 0.0092006 | -16308.6729 | -0.034668 | -24.7739
Operating 132kV/EHV | -0.008241 |  | 0.0068785 | -3459.388 | -0.0073539 | -5.255
Operating EHV | -0.0079431 |  | 0.0066299 | -3334.3547 | -0.0070881 | -5.0651
Operating EHV/HV | -0.01612 |  | 0.013455 | -6766.9636 | -0.014385 | -10.2795
Operating 132kV/HV | -0.017144 |  | 0.0063522 | -7679.5486 | -0.016325 | -11.6657
Operating HV | -0.10597 |  | 0.027193 | -48202.0075 | -0.10247 | -73.222
Operating HV/LV | -0.050661 |  | 0.013 | -23043.2245 | -0.048985 | -35.0041
Operating LV circuits | 0 |  | 0.029318 | 1778.7418 | 0.0037812 | 2.702
Operating LV customer |  | 0 |  | 0 | 0 | 0
Operating HV customer |  | 0 |  | 0 | 0 | 0
Adder | 0 |  |  | 0 | 0 | 0
Rounding | -0.00043428 | 0 | 0.00024938 | -189.1625 | -0.00040212 | -0.28735
Total | -0.596 | 0 | 0.247 | -265383.3887 | -0.56414 | -403.1344
LV Generation Intermittent no RP charge
| Rate 1 units (MWh) | MPANs | MWh/year | MWh/MPAN/year
LV Generation Intermittent no RP charge | 0 | 0 | 0
| Unit rate 1 p/kWh | Fixed charge p/MPAN/day | Revenue (£/year) | Average p/kWh | Average £/MPAN/year
Assets 132kV | -0.066575 |  | 0
Assets 132kV/EHV | -0.015302 |  | 0
Assets EHV | -0.014749 |  | 0
Assets EHV/HV | -0.029932 |  | 0
Assets 132kV/HV | -0.031833 |  | 0
Assets HV | -0.12065 |  | 0
Assets HV/LV | -0.033747 |  | 0
Assets LV circuits | 0 |  | 0
Assets LV customer |  | 0 | 0
Assets HV customer |  | 0 | 0
Transmission exit | -0.040839 |  | 0
Operating 132kV | -0.035855 |  | 0
Operating 132kV/EHV | -0.008241 |  | 0
Operating EHV | -0.0079431 |  | 0
Operating EHV/HV | -0.01612 |  | 0
Operating 132kV/HV | -0.017144 |  | 0
Operating HV | -0.10597 |  | 0
Operating HV/LV | -0.050661 |  | 0
Operating LV circuits | 0 |  | 0
Operating LV customer |  | 0 | 0
Operating HV customer |  | 0 | 0
Adder | 0 |  | 0
Rounding | -0.00043428 | 0 | 0
Total | -0.596 | 0 | 0 | 0 | 0
LV Generation Non-Intermittent
| Rate 1 units (MWh) | Rate 2 units (MWh) | Rate 3 units (MWh) | MPANs | Reactive power units (MVArh) | MWh/year | MWh/MPAN/year
LV Generation Non-Intermittent | 1218.1856 | 5005.4091 | 7658.4925 | 110.2012 | 486.9276 | 13882.0871 | 125.9704
| Unit rate 1 p/kWh | Unit rate 2 p/kWh | Unit rate 3 p/kWh | Fixed charge p/MPAN/day | Reactive power charge p/kVArh | Average unit rate (p/kWh) | Revenue (£/year) | Average p/kWh | Average £/MPAN/year
Assets 132kV | -0.50293 | -0.061137 | -0.0040614 |  | 0.017084 | -0.067818 | -9414.6045 | -0.067818 | -85.4311
Assets 132kV/EHV | -0.11559 | -0.014052 | -0.00093348 |  | 0.012772 | -0.015277 | -2120.7957 | -0.015277 | -19.2448
Assets EHV | -0.11759 | -0.010122 | -0.0017691 |  | 0.01231 | -0.014513 | -2014.6435 | -0.014513 | -18.2815
Assets EHV/HV | -0.23864 | -0.020542 | -0.0035902 |  | 0.024983 | -0.029453 | -4088.653 | -0.029453 | -37.1017
Assets 132kV/HV | -0.24048 | -0.029233 | -0.001942 |  | 0.011795 | -0.0323 | -4483.9587 | -0.0323 | -40.6888
Assets HV | -0.96193 | -0.082801 | -0.014472 |  | 0.030959 | -0.12116 | -16820.1143 | -0.12116 | -152.631
Assets HV/LV | -0.26906 | -0.02316 | -0.0040478 |  | 0.0086596 | -0.033891 | -4704.7239 | -0.033891 | -42.6921
Assets LV circuits | 0 | 0 | 0 |  | 0.0056808 | 0.00019926 | 27.6611 | 0.00019926 | 0.25101
Assets LV customer |  |  |  | 0 |  | 0 | 0 | 0 | 0
Assets HV customer |  |  |  | 0 |  | 0 | 0 | 0 | 0
Transmission exit | -0.38363 | -0.02079 | 0 |  | 0.010479 | -0.040793 | -5662.945 | -0.040793 | -51.3873
Operating 132kV | -0.27086 | -0.032926 | -0.0021873 |  | 0.0092006 | -0.036524 | -5070.3583 | -0.036524 | -46.01
Operating 132kV/EHV | -0.062255 | -0.0075678 | -0.00050274 |  | 0.0068785 | -0.0082277 | -1142.1822 | -0.0082277 | -10.3645
Operating EHV | -0.063329 | -0.0054513 | -0.00095275 |  | 0.0066299 | -0.0078159 | -1085.0126 | -0.0078159 | -9.8457
Operating EHV/HV | -0.12852 | -0.011063 | -0.0019336 |  | 0.013455 | -0.015862 | -2201.9975 | -0.015862 | -19.9816
Operating 132kV/HV | -0.12951 | -0.015744 | -0.0010459 |  | 0.0063522 | -0.017396 | -2414.8946 | -0.017396 | -21.9135
Operating HV | -0.84491 | -0.072729 | -0.012711 |  | 0.027193 | -0.10643 | -14774.0159 | -0.10643 | -134.064
Operating HV/LV | -0.40391 | -0.034768 | -0.0060766 |  | 0.013 | -0.050877 | -7062.7964 | -0.050877 | -64.09
Operating LV circuits | 0 | 0 | 0 |  | 0.029318 | 0.0010284 | 142.7582 | 0.0010284 | 1.2954
Operating LV customer |  |  |  | 0 |  | 0 | 0 | 0 | 0
Operating HV customer |  |  |  | 0 |  | 0 | 0 | 0 | 0
Adder | 0 | 0 | 0 |  |  | 0 | 0 | 0 | 0
Rounding | 0.00015312 | 8.4773e-05 | 0.0002256 | 0 | 0.00024938 | 0.00017721 | 24.6005 | 0.00017721 | 0.22323
Total | -4.733 | -0.442 | -0.056 | 0 | 0.247 | -0.59693 | -82866.6763 | -0.59693 | -751.958
LV Generation Non-Intermittent no RP charge
| Rate 1 units (MWh) | Rate 2 units (MWh) | Rate 3 units (MWh) | MPANs | MWh/year | MWh/MPAN/year
LV Generation Non-Intermittent no RP charge | 0 | 0 | 0 | 0 | 0
| Unit rate 1 p/kWh | Unit rate 2 p/kWh | Unit rate 3 p/kWh | Fixed charge p/MPAN/day | Average unit rate (p/kWh) | Revenue (£/year) | Average p/kWh | Average £/MPAN/year
Assets 132kV | -0.50293 | -0.061137 | -0.0040614 |  | 0 | 0
Assets 132kV/EHV | -0.11559 | -0.014052 | -0.00093348 |  | 0 | 0
Assets EHV | -0.11759 | -0.010122 | -0.0017691 |  | 0 | 0
Assets EHV/HV | -0.23864 | -0.020542 | -0.0035902 |  | 0 | 0
Assets 132kV/HV | -0.24048 | -0.029233 | -0.001942 |  | 0 | 0
Assets HV | -0.96193 | -0.082801 | -0.014472 |  | 0 | 0
Assets HV/LV | -0.26906 | -0.02316 | -0.0040478 |  | 0 | 0
Assets LV circuits | 0 | 0 | 0 |  | 0 | 0
Assets LV customer |  |  |  | 0 | 0 | 0
Assets HV customer |  |  |  | 0 | 0 | 0
Transmission exit | -0.38363 | -0.02079 | 0 |  | 0 | 0
Operating 132kV | -0.27086 | -0.032926 | -0.0021873 |  | 0 | 0
Operating 132kV/EHV | -0.062255 | -0.0075678 | -0.00050274 |  | 0 | 0
Operating EHV | -0.063329 | -0.0054513 | -0.00095275 |  | 0 | 0
Operating EHV/HV | -0.12852 | -0.011063 | -0.0019336 |  | 0 | 0
Operating 132kV/HV | -0.12951 | -0.015744 | -0.0010459 |  | 0 | 0
Operating HV | -0.84491 | -0.072729 | -0.012711 |  | 0 | 0
Operating HV/LV | -0.40391 | -0.034768 | -0.0060766 |  | 0 | 0
Operating LV circuits | 0 | 0 | 0 |  | 0 | 0
Operating LV customer |  |  |  | 0 | 0 | 0
Operating HV customer |  |  |  | 0 | 0 | 0
Adder | 0 | 0 | 0 |  | 0 | 0
Rounding | 0.00015312 | 8.4773e-05 | 0.0002256 | 0 | 0 | 0
Total | -4.733 | -0.442 | -0.056 | 0 | 0 | 0 | 0 | 0
LV Sub Generation Intermittent
| Rate 1 units (MWh) | MPANs | Reactive power units (MVArh) | MWh/year | MWh/MPAN/year
LV Sub Generation Intermittent | 1891.6481 | 22.7606 | 169.3573 | 1891.6481 | 83.1107
| Unit rate 1 p/kWh | Fixed charge p/MPAN/day | Reactive power charge p/kVArh | Revenue (£/year) | Average p/kWh | Average £/MPAN/year
Assets 132kV | -0.06553 |  | 0.016815 | -1211.1274 | -0.064025 | -53.2116
Assets 132kV/EHV | -0.015062 |  | 0.012571 | -263.6221 | -0.013936 | -11.5824
Assets EHV | -0.014517 |  | 0.012117 | -254.094 | -0.013432 | -11.1638
Assets EHV/HV | -0.029462 |  | 0.024591 | -515.6754 | -0.027261 | -22.6565
Assets 132kV/HV | -0.031334 |  | 0.01161 | -573.0588 | -0.030294 | -25.1777
Assets HV | -0.11876 |  | 0.030473 | -2194.8421 | -0.11603 | -96.4318
Assets HV/LV | 0 |  | 0.0085237 | 14.4355 | 0.00076312 | 0.63423
Assets LV circuits | 0 |  | 0 | 0 | 0 | 0
Assets LV customer |  | 0 |  | 0 | 0 | 0
Assets HV customer |  | 0 |  | 0 | 0 | 0
Transmission exit | -0.040198 |  | 0.010315 | -742.9309 | -0.039274 | -32.6411
Operating 132kV | -0.035292 |  | 0.0090562 | -652.2685 | -0.034481 | -28.6578
Operating 132kV/EHV | -0.0081116 |  | 0.0067705 | -141.9771 | -0.0075055 | -6.2379
Operating EHV | -0.0078184 |  | 0.0065258 | -136.8456 | -0.0072342 | -6.0124
Operating EHV/HV | -0.015867 |  | 0.013244 | -277.7237 | -0.014682 | -12.202
Operating 132kV/HV | -0.016875 |  | 0.0062525 | -308.6283 | -0.016315 | -13.5598
Operating HV | -0.10431 |  | 0.026766 | -1927.8485 | -0.10191 | -84.7012
Operating HV/LV | 0 |  | 0.012796 | 21.6707 | 0.0011456 | 0.95212
Operating LV circuits | 0 |  | 0 | 0 | 0 | 0
Operating LV customer |  | 0 |  | 0 | 0 | 0
Operating HV customer |  | 0 |  | 0 | 0 | 0
Adder | 0 |  |  | 0 | 0 | 0
Rounding | 0.00013395 | 0 | -0.00042781 | 1.8094 | 9.5653e-05 | 0.079498
Total | -0.503 | 0 | 0.208 | -9162.7267 | -0.48438 | -402.5701
LV Sub Generation Intermittent no RP charge
| Rate 1 units (MWh) | MPANs | MWh/year | MWh/MPAN/year
LV Sub Generation Intermittent no RP charge | 0 | 0 | 0
| Unit rate 1 p/kWh | Fixed charge p/MPAN/day | Revenue (£/year) | Average p/kWh | Average £/MPAN/year
Assets 132kV | -0.06553 |  | 0
Assets 132kV/EHV | -0.015062 |  | 0
Assets EHV | -0.014517 |  | 0
Assets EHV/HV | -0.029462 |  | 0
Assets 132kV/HV | -0.031334 |  | 0
Assets HV | -0.11876 |  | 0
Assets HV/LV | 0 |  | 0
Assets LV circuits | 0 |  | 0
Assets LV customer |  | 0 | 0
Assets HV customer |  | 0 | 0
Transmission exit | -0.040198 |  | 0
Operating 132kV | -0.035292 |  | 0
Operating 132kV/EHV | -0.0081116 |  | 0
Operating EHV | -0.0078184 |  | 0
Operating EHV/HV | -0.015867 |  | 0
Operating 132kV/HV | -0.016875 |  | 0
Operating HV | -0.10431 |  | 0
Operating HV/LV | 0 |  | 0
Operating LV circuits | 0 |  | 0
Operating LV customer |  | 0 | 0
Operating HV customer |  | 0 | 0
Adder | 0 |  | 0
Rounding | 0.00013395 | 0 | 0
Total | -0.503 | 0 | 0 | 0 | 0
LV Sub Generation Non-Intermittent
| Rate 1 units (MWh) | Rate 2 units (MWh) | Rate 3 units (MWh) | MPANs | Reactive power units (MVArh) | MWh/year | MWh/MPAN/year
LV Sub Generation Non-Intermittent | 849.2742 | 3003.1645 | 5755.6304 | 6.6283 | 17.0344 | 9608.0691 | 1449.5626
| Unit rate 1 p/kWh | Unit rate 2 p/kWh | Unit rate 3 p/kWh | Fixed charge p/MPAN/day | Reactive power charge p/kVArh | Average unit rate (p/kWh) | Revenue (£/year) | Average p/kWh | Average £/MPAN/year
Assets 132kV | -0.49503 | -0.060177 | -0.0039977 |  | 0.016815 | -0.064931 | -6238.638 | -0.064931 | -941.2189
Assets 132kV/EHV | -0.11378 | -0.013831 | -0.00091883 |  | 0.012571 | -0.014908 | -1432.4145 | -0.014908 | -216.1074
Assets EHV | -0.11574 | -0.009963 | -0.0017413 |  | 0.012117 | -0.014367 | -1380.3461 | -0.014367 | -208.2518
Assets EHV/HV | -0.2349 | -0.02022 | -0.0035339 |  | 0.024591 | -0.029156 | -2801.3673 | -0.029156 | -422.6403
Assets 132kV/HV | -0.2367 | -0.028774 | -0.0019115 |  | 0.01161 | -0.031041 | -2982.4113 | -0.031041 | -449.9543
Assets HV | -0.94683 | -0.081501 | -0.014244 |  | 0.030473 | -0.11765 | -11303.4266 | -0.11765 | -1705.34
Assets HV/LV | 0 | 0 | 0 |  | 0.0085237 | 1.5112e-05 | 1.452 | 1.5112e-05 | 0.21906
Assets LV circuits | 0 | 0 | 0 |  | 0 | 0 | 0 | 0 | 0
Assets LV customer |  |  |  | 0 |  | 0 | 0 | 0 | 0
Assets HV customer |  |  |  | 0 |  | 0 | 0 | 0 | 0
Transmission exit | -0.37761 | -0.020463 | 0 |  | 0.010315 | -0.039756 | -3819.7451 | -0.039756 | -576.2822
Operating 132kV | -0.26661 | -0.032409 | -0.002153 |  | 0.0090562 | -0.03497 | -3359.9 | -0.03497 | -506.9057
Operating 132kV/EHV | -0.061277 | -0.007449 | -0.00049485 |  | 0.0067705 | -0.0080291 | -771.4455 | -0.0080291 | -116.3874
Operating EHV | -0.062335 | -0.0053657 | -0.00093779 |  | 0.0065258 | -0.0077373 | -743.4034 | -0.0077373 | -112.1568
Operating EHV/HV | -0.12651 | -0.01089 | -0.0019032 |  | 0.013244 | -0.015703 | -1508.7129 | -0.015703 | -227.6185
Operating 132kV/HV | -0.12748 | -0.015497 | -0.0010295 |  | 0.0062525 | -0.016717 | -1606.2166 | -0.016717 | -242.3288
Operating HV | -0.83165 | -0.071587 | -0.012512 |  | 0.026766 | -0.10333 | -9928.4108 | -0.10333 | -1497.8923
Operating HV/LV | 0 | 0 | 0 |  | 0.012796 | 2.2686e-05 | 2.1797 | 2.2686e-05 | 0.32885
Operating LV circuits | 0 | 0 | 0 |  | 0 | 0 | 0 | 0 | 0
Operating LV customer |  |  |  | 0 |  | 0 | 0 | 0 | 0
Operating HV customer |  |  |  | 0 |  | 0 | 0 | 0 | 0
Adder | 0 | 0 | 0 |  |  | 0 | 0 | 0 | 0
Rounding | 0.00044726 | 0.00012626 | 0.00037751 | 0 | -0.00042781 | 0.00030438 | 29.2451 | 0.00030438 | 4.4122
Total | -3.996 | -0.378 | -0.045 | 0 | 0.208 | -0.49795 | -47843.5613 | -0.49795 | -7218.1242
LV Sub Generation Non-Intermittent no RP charge
| Rate 1 units (MWh) | Rate 2 units (MWh) | Rate 3 units (MWh) | MPANs | MWh/year | MWh/MPAN/year
LV Sub Generation Non-Intermittent no RP charge | 0 | 0 | 0 | 0 | 0
| Unit rate 1 p/kWh | Unit rate 2 p/kWh | Unit rate 3 p/kWh | Fixed charge p/MPAN/day | Average unit rate (p/kWh) | Revenue (£/year) | Average p/kWh | Average £/MPAN/year
Assets 132kV | -0.49503 | -0.060177 | -0.0039977 |  | 0 | 0
Assets 132kV/EHV | -0.11378 | -0.013831 | -0.00091883 |  | 0 | 0
Assets EHV | -0.11574 | -0.009963 | -0.0017413 |  | 0 | 0
Assets EHV/HV | -0.2349 | -0.02022 | -0.0035339 |  | 0 | 0
Assets 132kV/HV | -0.2367 | -0.028774 | -0.0019115 |  | 0 | 0
Assets HV | -0.94683 | -0.081501 | -0.014244 |  | 0 | 0
Assets HV/LV | 0 | 0 | 0 |  | 0 | 0
Assets LV circuits | 0 | 0 | 0 |  | 0 | 0
Assets LV customer |  |  |  | 0 | 0 | 0
Assets HV customer |  |  |  | 0 | 0 | 0
Transmission exit | -0.37761 | -0.020463 | 0 |  | 0 | 0
Operating 132kV | -0.26661 | -0.032409 | -0.002153 |  | 0 | 0
Operating 132kV/EHV | -0.061277 | -0.007449 | -0.00049485 |  | 0 | 0
Operating EHV | -0.062335 | -0.0053657 | -0.00093779 |  | 0 | 0
Operating EHV/HV | -0.12651 | -0.01089 | -0.0019032 |  | 0 | 0
Operating 132kV/HV | -0.12748 | -0.015497 | -0.0010295 |  | 0 | 0
Operating HV | -0.83165 | -0.071587 | -0.012512 |  | 0 | 0
Operating HV/LV | 0 | 0 | 0 |  | 0 | 0
Operating LV circuits | 0 | 0 | 0 |  | 0 | 0
Operating LV customer |  |  |  | 0 | 0 | 0
Operating HV customer |  |  |  | 0 | 0 | 0
Adder | 0 | 0 | 0 |  | 0 | 0
Rounding | 0.00044726 | 0.00012626 | 0.00037751 | 0 | 0 | 0
Total | -3.996 | -0.378 | -0.045 | 0 | 0 | 0 | 0 | 0
HV Generation Intermittent
| Rate 1 units (MWh) | MPANs | Reactive power units (MVArh) | MWh/year | MWh/MPAN/year
HV Generation Intermittent | 236978.1449 | 184.9652 | 6076.8328 | 236978.1449 | 1281.2036
| Unit rate 1 p/kWh | Fixed charge p/MPAN/day | Reactive power charge p/kVArh | Revenue (£/year) | Average p/kWh | Average £/MPAN/year
Assets 132kV | -0.064424 |  | 0.016532 | -151666.056 | -0.064 | -819.9706
Assets 132kV/EHV | -0.014807 |  | 0.012359 | -34338.9977 | -0.01449 | -185.6511
Assets EHV | -0.014272 |  | 0.011912 | -33097.8768 | -0.013967 | -178.9411
Assets EHV/HV | -0.021502 |  | 0.017947 | -49865.0337 | -0.021042 | -269.5914
Assets 132kV/HV | -0.022868 |  | 0.0084729 | -53677.1895 | -0.022651 | -290.2015
Assets HV | 0 |  | 0.023684 | 1439.2136 | 0.00060732 | 7.781
Assets HV/LV | 0 |  | 0 | 0 | 0 | 0
Assets LV circuits | 0 |  | 0 | 0 | 0 | 0
Assets LV customer |  | 0 |  | 0 | 0 | 0
Assets HV customer |  | 0 |  | 0 | 0 | 0
Transmission exit | -0.039519 |  | 0.010141 | -93035.1286 | -0.039259 | -502.9871
Operating 132kV | -0.034696 |  | 0.0089033 | -81681.736 | -0.034468 | -441.6059
Operating 132kV/EHV | -0.0079747 |  | 0.0066562 | -18493.7159 | -0.007804 | -99.9848
Operating EHV | -0.0076864 |  | 0.0064156 | -17825.294 | -0.0075219 | -96.371
Operating EHV/HV | -0.015599 |  | 0.01302 | -36175.8501 | -0.015265 | -195.5819
Operating 132kV/HV | -0.01659 |  | 0.0061469 | -38941.475 | -0.016433 | -210.534
Operating HV | 0 |  | 0.026315 | 1599.0896 | 0.00067478 | 8.6454
Operating HV/LV | 0 |  | 0 | 0 | 0 | 0
Operating LV circuits | 0 |  | 0 | 0 | 0 | 0
Operating LV customer |  | 0 |  | 0 | 0 | 0
Operating HV customer |  | 32.0789 |  | 21716.5262 | 0.0091639 | 117.4087
Adder | 0 |  |  | 0 | 0 | 0
Rounding | -6.0514e-05 | 0.0011244 | 0.00049573 | -112.5181 | -4.748e-05 | -0.60832
Total | -0.26 | 32.08 | 0.169 | -584156.042 | -0.2465 | -3158.1935
HV Generation Intermittent no RP charge
| Rate 1 units (MWh) | MPANs | MWh/year | MWh/MPAN/year
HV Generation Intermittent no RP charge | 0 | 0 | 0
| Unit rate 1 p/kWh | Fixed charge p/MPAN/day | Revenue (£/year) | Average p/kWh | Average £/MPAN/year
Assets 132kV | -0.064424 |  | 0
Assets 132kV/EHV | -0.014807 |  | 0
Assets EHV | -0.014272 |  | 0
Assets EHV/HV | -0.021502 |  | 0
Assets 132kV/HV | -0.022868 |  | 0
Assets HV | 0 |  | 0
Assets HV/LV | 0 |  | 0
Assets LV circuits | 0 |  | 0
Assets LV customer |  | 0 | 0
Assets HV customer |  | 0 | 0
Transmission exit | -0.039519 |  | 0
Operating 132kV | -0.034696 |  | 0
Operating 132kV/EHV | -0.0079747 |  | 0
Operating EHV | -0.0076864 |  | 0
Operating EHV/HV | -0.015599 |  | 0
Operating 132kV/HV | -0.01659 |  | 0
Operating HV | 0 |  | 0
Operating HV/LV | 0 |  | 0
Operating LV circuits | 0 |  | 0
Operating LV customer |  | 0 | 0
Operating HV customer |  | 32.0789 | 0
Adder | 0 |  | 0
Rounding | -6.0514e-05 | 0.0011244 | 0
Total | -0.26 | 32.08 | 0 | 0 | 0
HV Generation Non-Intermittent
| Rate 1 units (MWh) | Rate 2 units (MWh) | Rate 3 units (MWh) | MPANs | Reactive power units (MVArh) | MWh/year | MWh/MPAN/year
HV Generation Non-Intermittent | 67241.8738 | 221961.9789 | 408136.2374 | 166.7756 | 16845.1939 | 697340.0901 | 4181.3085
| Unit rate 1 p/kWh | Unit rate 2 p/kWh | Unit rate 3 p/kWh | Fixed charge p/MPAN/day | Reactive power charge p/kVArh | Average unit rate (p/kWh) | Revenue (£/year) | Average p/kWh | Average £/MPAN/year
Assets 132kV | -0.48667 | -0.059161 | -0.0039302 |  | 0.016532 | -0.06766 | -471819.8192 | -0.06766 | -2829.0704
Assets 132kV/EHV | -0.11186 | -0.013598 | -0.00090332 |  | 0.012359 | -0.015344 | -107001.8812 | -0.015344 | -641.5921
Assets EHV | -0.11379 | -0.0097948 | -0.0017119 |  | 0.011912 | -0.014804 | -103234.9794 | -0.014804 | -619.0054
Assets EHV/HV | -0.17143 | -0.014757 | -0.0025791 |  | 0.017947 | -0.022304 | -155533.1104 | -0.022304 | -932.5893
Assets 132kV/HV | -0.17275 | -0.021 | -0.0013951 |  | 0.0084729 | -0.023954 | -167038.6781 | -0.023954 | -1001.5776
Assets HV | 0 | 0 | 0 |  | 0.023684 | 0.00057211 | 3989.5506 | 0.00057211 | 23.9217
Assets HV/LV | 0 | 0 | 0 |  | 0 | 0 | 0 | 0 | 0
Assets LV circuits | 0 | 0 | 0 |  | 0 | 0 | 0 | 0 | 0
Assets LV customer |  |  |  | 0 |  | 0 | 0 | 0 | 0
Assets HV customer |  |  |  | 0 |  | 0 | 0 | 0 | 0
Transmission exit | -0.37123 | -0.020118 | 0 |  | 0.010141 | -0.041955 | -292571.0111 | -0.041955 | -1754.2798
Operating 132kV | -0.26211 | -0.031862 | -0.0021166 |  | 0.0089033 | -0.036439 | -254104.728 | -0.036439 | -1523.6328
Operating 132kV/EHV | -0.060243 | -0.0073232 | -0.00048649 |  | 0.0066562 | -0.0082639 | -57627.2611 | -0.0082639 | -345.5378
Operating EHV | -0.061283 | -0.0052751 | -0.00092196 |  | 0.0064156 | -0.0079729 | -55598.5469 | -0.0079729 | -333.3735
Operating EHV/HV | -0.12437 | -0.010706 | -0.0018711 |  | 0.01302 | -0.016181 | -112835.4294 | -0.016181 | -676.5705
Operating 132kV/HV | -0.12533 | -0.015235 | -0.0010121 |  | 0.0061469 | -0.017378 | -121182.4345 | -0.017378 | -726.6198
Operating HV | 0 | 0 | 0 |  | 0.026315 | 0.00063566 | 4432.7325 | 0.00063566 | 26.579
Operating HV/LV | 0 | 0 | 0 |  | 0 | 0 | 0 | 0 | 0
Operating LV circuits | 0 | 0 | 0 |  | 0 | 0 | 0 | 0 | 0
Operating LV customer |  |  |  | 0 |  | 0 | 0 | 0 | 0
Operating HV customer |  |  |  | 32.0789 |  | 0 | 19580.8999 | 0.0028079 | 117.4087
Adder | 0 | 0 | 0 |  |  | 0 | 0 | 0 | 0
Rounding | 6.9396e-05 | -0.00017132 | -7.2193e-05 | 0.0011244 | 0.00049573 | -7.8117e-05 | -544.0538 | -7.8018e-05 | -3.2622
Total | -2.061 | -0.209 | -0.017 | 32.08 | 0.169 | -0.27113 | -1871088.7503 | -0.26832 | -11219.2019
HV Generation Non-Intermittent no RP charge
| Rate 1 units (MWh) | Rate 2 units (MWh) | Rate 3 units (MWh) | MPANs | MWh/year | MWh/MPAN/year
HV Generation Non-Intermittent no RP charge | 0 | 0 | 0 | 0 | 0
| Unit rate 1 p/kWh | Unit rate 2 p/kWh | Unit rate 3 p/kWh | Fixed charge p/MPAN/day | Average unit rate (p/kWh) | Revenue (£/year) | Average p/kWh | Average £/MPAN/year
Assets 132kV | -0.48667 | -0.059161 | -0.0039302 |  | 0 | 0
Assets 132kV/EHV | -0.11186 | -0.013598 | -0.00090332 |  | 0 | 0
Assets EHV | -0.11379 | -0.0097948 | -0.0017119 |  | 0 | 0
Assets EHV/HV | -0.17143 | -0.014757 | -0.0025791 |  | 0 | 0
Assets 132kV/HV | -0.17275 | -0.021 | -0.0013951 |  | 0 | 0
Assets HV | 0 | 0 | 0 |  | 0 | 0
Assets HV/LV | 0 | 0 | 0 |  | 0 | 0
Assets LV circuits | 0 | 0 | 0 |  | 0 | 0
Assets LV customer |  |  |  | 0 | 0 | 0
Assets HV customer |  |  |  | 0 | 0 | 0
Transmission exit | -0.37123 | -0.020118 | 0 |  | 0 | 0
Operating 132kV | -0.26211 | -0.031862 | -0.0021166 |  | 0 | 0
Operating 132kV/EHV | -0.060243 | -0.0073232 | -0.00048649 |  | 0 | 0
Operating EHV | -0.061283 | -0.0052751 | -0.00092196 |  | 0 | 0
Operating EHV/HV | -0.12437 | -0.010706 | -0.0018711 |  | 0 | 0
Operating 132kV/HV | -0.12533 | -0.015235 | -0.0010121 |  | 0 | 0
Operating HV | 0 | 0 | 0 |  | 0 | 0
Operating HV/LV | 0 | 0 | 0 |  | 0 | 0
Operating LV circuits | 0 | 0 | 0 |  | 0 | 0
Operating LV customer |  |  |  | 0 | 0 | 0
Operating HV customer |  |  |  | 32.0789 | 0 | 0
Adder | 0 | 0 | 0 |  | 0 | 0
Rounding | 6.9396e-05 | -0.00017132 | -7.2193e-05 | 0.0011244 | 0 | 0
Total | -2.061 | -0.209 | -0.017 | 32.08 | 0 | 0 | 0 | 0

## M-Rev
Revenue matrix for WPD West Midlands in April 19 ()
This sheet is for information only. It can be deleted without affecting any calculations elsewhere in the model.
3901. Revenue matrix by tariff
Revenue matrix by tariff, charging element and network level
| Assets 132kV | Assets 132kV/EHV | Assets EHV | Assets EHV/HV | Assets 132kV/HV | Assets HV | Assets HV/LV | Assets LV circuits | Assets LV customer | Assets HV customer | Transmission exit | Operating 132kV | Operating 132kV/EHV | Operating EHV | Operating EHV/HV | Operating 132kV/HV | Operating HV | Operating HV/LV | Operating LV circuits | Operating LV customer | Operating HV customer | Adder | Rounding | Total net revenue by tariff (£/year)
Domestic Unrestricted | 9447132.0101 | 2171342.4636 | 2085771.326 | 4233004.5678 | 4517168.2037 | 17062367.1006 | 4772484 | 3061314.1306 | 0 | 0 | 6082028.2712 | 5087876.3724 | 1169404.8527 | 1123319.3986 | 2279739.9149 | 2432779.9537 | 14986799.614 | 7164518.7865 | 15799332.9431 | 12340191.4961 | 0 | 71648371.7539 | -32636.822 | 187432310.3377
Domestic Two Rate | 1364788.6825 | 313685.0016 | 308484.0104 | 626058.1919 | 652576.8916 | 2523511.2615 | 705846.7942 | 405311.5515 | 0 | 0 | 854990.5657 | 735024.7761 | 168939.156 | 166138.0942 | 337171.8188 | 351453.811 | 2216536.3913 | 1059626.9401 | 2091798.4482 | 1633815.3968 | 0 | 14635539.3206 | -2537.7873 | 31148759.3169
Domestic Off Peak (related MPAN) | 4079.5161 | 937.6419 | 894.7086 | 1815.7819 | 1950.6301 | 7319.0417 | 2047.196 | 0 |  |  | 1302.7311 | 2197.0767 | 504.9793 | 481.857 | 977.913 | 1050.5374 | 6428.71 | 3073.2788 | 0 |  |  | 227666.2217 | 9.4363 | 262737.2577
Small Non Domestic Unrestricted | 1863832.7932 | 428386.0207 | 397270.7119 | 806247.8935 | 891195.997 | 3249818.7311 | 909000.9496 | 197759.6317 | 0 | 0 | 1131595.1218 | 1003791.5021 | 230712.8884 | 213955.3323 | 434215.3368 | 479965.2478 | 2854491.5144 | 1364604.7594 | 1020630.3993 | 2430785.2396 | 0 | 16137843.7496 | -7062.6115 | 36039041.2088
Small Non Domestic Two Rate | 746650.1844 | 171611.1566 | 162453.3869 | 329693.8261 | 357012.5271 | 1328927.716 | 371711.9802 | 55004.7457 | 0 | 0 | 453286.5483 | 402118.2119 | 92423.4305 | 87491.394 | 177560.9176 | 192273.7609 | 1167269.0702 | 558019.1501 | 283877.5292 | 676097.1536 | 0 | 7425937.2709 | -3737.051 | 15035682.9093
Small Non Domestic Off Peak (related MPAN) | 1315.0898 | 302.2621 | 304.9964 | 618.9802 | 628.8132 | 2494.9814 | 697.8668 | 0 |  |  | 626.0285 | 708.2588 | 162.7872 | 164.2598 | 333.3599 | 338.6556 | 2191.4771 | 1047.6472 | 0 |  |  | 54365.2798 | 2.8285 | 66303.5725
LV Medium Non-Domestic | 97143.5835 | 22327.6215 | 21118.7146 | 42859.7393 | 46449.431 | 172758.7566 | 48322.041 | 23030.6916 | 0 | 0 | 59683.3875 | 52317.9461 | 12024.8323 | 11373.7597 | 23082.6726 | 25015.9479 | 151743.3573 | 72541.7142 | 118860.5772 | 59630.2321 | 0 | 940714.5647 | 467.4722 | 2001467.0427
LV Sub Medium Non-Domestic | 0.4028 | 0.09258 | 0.087128 | 0.17682 | 0.1926 | 0.71274 | 0.15803 | 0 | 0 | 0 | 0.24322 | 0.21693 | 0.04986 | 0.046924 | 0.09523 | 0.10373 | 0.62603 | 0.23723 | 0 | 0.084231 | 0 | 3.8237 | 0.0014002 | 7.3512
HV Medium Non-Domestic | 7823.8192 | 1728.2945 | 1719.423 | 3158.8703 | 3448.973 | 10118.7222 | 0 | 0 | 0 | 0 | 4554.8423 | 4213.62 | 930.7956 | 926.0177 | 2291.6823 | 2502.1447 | 11242.7672 | 0 | 0 | 0 | 26324.8114 | 78977.6989 | 17.9502 | 159980.4326
LV Network Domestic | 468.6838 | 107.723 | 101.8344 | 206.6695 | 224.1023 | 833.0421 | 233.0087 | 194.9926 | 0 | 0 | 285.6638 | 252.4158 | 58.0156 | 54.8442 | 111.3046 | 120.6932 | 731.7059 | 349.7959 | 1006.3497 | 786.0173 | 0 | 4353.7182 | -2.4539 | 10478.1266
LV Network Non-Domestic Non-CT | 574941.8243 | 132145.4592 | 125000.3682 | 253684.1516 | 274909.7742 | 1022548.4177 | 286015.178 | 13358.3924 | 0 | 0 | 353081.3873 | 309642.4312 | 71168.6635 | 67320.5814 | 136624.9143 | 148056.2506 | 898159.5661 | 429369.9289 | 68942.1864 | 164196.2157 | 0 | 5669471.9673 | -179.0692 | 10998458.5892
LV HH Metered | 2595463.6096 | 596545.1041 | 562357.581 | 1141286.2856 | 1241026.9782 | 5828485.3098 | 3094246.0525 | 2111929.9583 | 0 | 0 | 1585851.7542 | 1397820.8371 | 321277.1598 | 302865.0226 | 614654.6402 | 668371.2933 | 5088697.7531 | 4436715.1668 | 8893588.9123 | 500553.6334 | 0 | 26557268.7831 | 9588.5404 | 67548594.375
LV Sub HH Metered | 161152.4221 | 37039.5054 | 35031.8532 | 71095.9983 | 77055.4065 | 704159.3851 | 198198.1586 | 0 | 0 | 0 | 98803.8514 | 86790.7424 | 19948.1096 | 18866.8622 | 38289.6788 | 41499.1959 | 616378.7087 | 294663.1003 | 0 | 7000.5853 | 0 | 1505583.2732 | -1225.3199 | 4010331.517
HV HH Metered | 7275846.7331 | 1372252.3306 | 1705163.1135 | 5029582.7705 | 5491486.9826 | 16273903.8464 | 0 | 0 | 0 | 0 | 3629761.2962 | 3918502.3183 | 739044.4214 | 918337.873 | 3630968.3204 | 3964427.3045 | 17813171.8915 | 0 | 0 | 0 | 1274877.2019 | 75797462.9914 | -355.9367 | 148834433.4586
NHH UMS category A | 28147.1859 | 6469.3899 | 6235.3632 | 12654.4654 | 13458.6426 | 51007.5362 | 14267.2262 | 9359.3809 | 0 |  | 17261.0579 | 15159.0347 | 3484.1744 | 3358.1363 | 6815.2277 | 7248.3278 | 44802.6771 | 21418.1567 | 48303.4305 | 235860.5798 |  | 336255.8079 | 72.9198 | 881638.7208
NHH UMS category B | 15868.1701 | 3647.1631 | 3843.6898 | 7800.6425 | 7587.4025 | 31442.7789 | 8794.8031 | 5769.4404 | 0 |  | 11362.1215 | 8546.0103 | 1964.2273 | 2070.0694 | 4201.138 | 4086.2948 | 27617.8929 | 13202.8797 | 29775.8762 | 109587.3944 |  | 156233.8136 | -11.5549 | 453390.2536
NHH UMS category C | 1067.6853 | 245.3983 | 254.1416 | 515.772 | 510.5162 | 2078.9706 | 581.5051 | 381.4706 | 0 |  | 783.9812 | 575.0159 | 132.1625 | 136.8713 | 277.7758 | 274.9452 | 1826.0723 | 872.9635 | 1968.7563 | 4107.1847 |  | 5855.4282 | 0.62096 | 22447.2374
NHH UMS category D | 2547.0617 | 585.4203 | 485.8 | 985.9152 | 1217.8835 | 3974.0206 | 1111.5662 | 729.1937 | 0 |  | 1163.5055 | 1371.7534 | 315.2858 | 261.6339 | 530.9775 | 655.9071 | 3490.5972 | 1668.6984 | 3763.3425 | 27693.8953 |  | 39481.9395 | -4.5922 | 92029.8051
LV UMS (Pseudo HH Metered) | 267398.9878 | 61459.3695 | 63877.1311 | 129636.5447 | 127857.4497 | 522538.1357 | 146158.2017 | 95880.6048 | 0 |  | 187853.2553 | 144011.2185 | 33099.7464 | 34401.8635 | 69817.4549 | 68859.3 | 458973.4991 | 219414.7077 | 494836.3785 | 1839337.3239 |  | 2622260.3986 | -239.0519 | 7587432.5195
LV Generation NHH or Aggregate HH | -2144.0465 | -492.7907 | -474.9797 | -963.9558 | -1025.1808 | -3885.5066 | -1086.808 | 0 | 0 | 0 | -1315.2029 | -1154.7042 | -265.3989 | -255.8065 | -519.151 | -552.1245 | -3412.8505 | -1631.5312 | 0 | 0 | 0 | 0 | -13.9858 | -19194.0238
LV Sub Generation NHH | 0 | 0 | 0 | 0 | 0 | 0 | 0 | 0 | 0 | 0 | 0 | 0 | 0 | 0 | 0 | 0 | 0 | 0 | 0 | 0 | 0 | 0 | 0 | 0
LV Generation Intermittent | -30281.8258 | -6423.3666 | -6191.2057 | -12564.8491 | -14259.3302 | -54877.6502 | -15349.7288 | 344.653 | 0 | 0 | -18575.5048 | -16308.6729 | -3459.388 | -3334.3547 | -6766.9636 | -7679.5486 | -48202.0075 | -23043.2245 | 1778.7418 | 0 | 0 | 0 | -189.1625 | -265383.3887
LV Generation Intermittent no RP charge | 0 | 0 | 0 | 0 | 0 | 0 | 0 | 0 | 0 | 0 | 0 | 0 | 0 | 0 | 0 | 0 | 0 | 0 | 0 | 0 | 0 | 0 | 0 | 0
LV Generation Non-Intermittent | -9414.6045 | -2120.7957 | -2014.6435 | -4088.653 | -4483.9587 | -16820.1143 | -4704.7239 | 27.6611 | 0 | 0 | -5662.945 | -5070.3583 | -1142.1822 | -1085.0126 | -2201.9975 | -2414.8946 | -14774.0159 | -7062.7964 | 142.7582 | 0 | 0 | 0 | 24.6005 | -82866.6763
LV Generation Non-Intermittent no RP charge | 0 | 0 | 0 | 0 | 0 | 0 | 0 | 0 | 0 | 0 | 0 | 0 | 0 | 0 | 0 | 0 | 0 | 0 | 0 | 0 | 0 | 0 | 0 | 0
LV Sub Generation Intermittent | -1211.1274 | -263.6221 | -254.094 | -515.6754 | -573.0588 | -2194.8421 | 14.4355 | 0 | 0 | 0 | -742.9309 | -652.2685 | -141.9771 | -136.8456 | -277.7237 | -308.6283 | -1927.8485 | 21.6707 | 0 | 0 | 0 | 0 | 1.8094 | -9162.7267
LV Sub Generation Intermittent no RP charge | 0 | 0 | 0 | 0 | 0 | 0 | 0 | 0 | 0 | 0 | 0 | 0 | 0 | 0 | 0 | 0 | 0 | 0 | 0 | 0 | 0 | 0 | 0 | 0
LV Sub Generation Non-Intermittent | -6238.638 | -1432.4145 | -1380.3461 | -2801.3673 | -2982.4113 | -11303.4266 | 1.452 | 0 | 0 | 0 | -3819.7451 | -3359.9 | -771.4455 | -743.4034 | -1508.7129 | -1606.2166 | -9928.4108 | 2.1797 | 0 | 0 | 0 | 0 | 29.2451 | -47843.5613
LV Sub Generation Non-Intermittent no RP charge | 0 | 0 | 0 | 0 | 0 | 0 | 0 | 0 | 0 | 0 | 0 | 0 | 0 | 0 | 0 | 0 | 0 | 0 | 0 | 0 | 0 | 0 | 0 | 0
HV Generation Intermittent | -151666.056 | -34338.9977 | -33097.8768 | -49865.0337 | -53677.1895 | 1439.2136 | 0 | 0 | 0 | 0 | -93035.1286 | -81681.736 | -18493.7159 | -17825.294 | -36175.8501 | -38941.475 | 1599.0896 | 0 | 0 | 0 | 21716.5262 | 0 | -112.5181 | -584156.042
HV Generation Intermittent no RP charge | 0 | 0 | 0 | 0 | 0 | 0 | 0 | 0 | 0 | 0 | 0 | 0 | 0 | 0 | 0 | 0 | 0 | 0 | 0 | 0 | 0 | 0 | 0 | 0
HV Generation Non-Intermittent | -471819.8192 | -107001.8812 | -103234.9794 | -155533.1104 | -167038.6781 | 3989.5506 | 0 | 0 | 0 | 0 | -292571.0111 | -254104.728 | -57627.2611 | -55598.5469 | -112835.4294 | -121182.4345 | 4432.7325 | 0 | 0 | 0 | 19580.8999 | 0 | -544.0538 | -1871088.7503
HV Generation Non-Intermittent no RP charge | 0 | 0 | 0 | 0 | 0 | 0 | 0 | 0 | 0 | 0 | 0 | 0 | 0 | 0 | 0 | 0 | 0 | 0 | 0 | 0 | 0 | 0 | 0 | 0
3902. Revenues by charging element and network level
Total net revenue by charging element and network level (£/year)
| Assets 132kV | Assets 132kV/EHV | Assets EHV | Assets EHV/HV | Assets 132kV/HV | Assets HV | Assets HV/LV | Assets LV circuits | Assets LV customer | Assets HV customer | Transmission exit | Operating 132kV | Operating 132kV/EHV | Operating EHV | Operating EHV/HV | Operating 132kV/HV | Operating HV | Operating HV/LV | Operating LV circuits | Operating LV customer | Operating HV customer | Adder | Rounding | Total net revenue (£/year)
Revenues by charging element and network level | 23782892.328 | 5168743.5499 | 5333720.1157 | 12464574.5987 | 13461726.9899 | 48714635.6915 | 10538591.3124 | 5980396.4989 | 0 | 0 | 14058553.1455 | 12808587.3907 | 2783694.3693 | 2872544.6543 | 7597379.315 | 8216294.353 | 46278340.5804 | 15609394.2096 | 28858606.6294 | 20029642.4321 | 1342499.4394 | 223843647.8049 | -38636.5456 | 509705828.863

## CData
Additional calculations for tariff comparisons for WPD West Midlands in April 19 ()
This sheet is for information only. It can be deleted without affecting any calculations elsewhere in the model.
4001. Revenues under current tariffs (£)
Data sources:
x1 = 1201. Current revenues if known (£) (in Current tariff information)
x2 = 1010. Days in the charging year (in Financial and general assumptions)
x3 = 1201. Current Fixed charge p/MPAN/day (in Current tariff information)
x4 = 1053. MPANs by tariff (in Volume forecasts for the charging year)
x5 = 1201. Current Capacity charge p/kVA/day (in Current tariff information)
x6 = 1053. Import capacity (kVA) by tariff (in Volume forecasts for the charging year)
x7 = 1201. Current Exceeded capacity charge p/kVA/day (in Current tariff information)
x8 = 1053. Exceeded capacity (kVA) by tariff (in Volume forecasts for the charging year)
x9 = 1201. Current Unit rate 1 p/kWh (in Current tariff information)
x10 = 1053. Rate 1 units (MWh) by tariff (in Volume forecasts for the charging year)
x11 = 1201. Current Unit rate 2 p/kWh (in Current tariff information)
x12 = 1053. Rate 2 units (MWh) by tariff (in Volume forecasts for the charging year)
x13 = 1201. Current Unit rate 3 p/kWh (in Current tariff information)
x14 = 1053. Rate 3 units (MWh) by tariff (in Volume forecasts for the charging year)
x15 = 1201. Current Reactive power charge p/kVArh (in Current tariff information)
x16 = 1053. Reactive power units (MVArh) by tariff (in Volume forecasts for the charging year)
Calculation =IF(x1,x1,0.01*x2*(x3*x4+x5*x6+x7*x8)+10*(x9*x10+x11*x12+x13*x14+x15*x16))
Revenues under current tariffs (£)
Domestic Unrestricted | 181602544.207
Domestic Two Rate | 30465820.0156
Domestic Off Peak (related MPAN) | 251205.7601
Small Non Domestic Unrestricted | 34252522.9043
Small Non Domestic Two Rate | 14504065.0044
Small Non Domestic Off Peak (related MPAN) | 64413.8127
LV Medium Non-Domestic | 2142330.7336
LV Sub Medium Non-Domestic | 7.231
HV Medium Non-Domestic | 184799.9213
LV Network Domestic | 10063.6163
LV Network Non-Domestic Non-CT | 10375513.0433
LV HH Metered | 63242589.4919
LV Sub HH Metered | 3736123.9723
HV HH Metered | 144035003.0937
NHH UMS category A | 817009.0386
NHH UMS category B | 415615.9549
NHH UMS category C | 21039.5305
NHH UMS category D | 84775.645
LV UMS (Pseudo HH Metered) | 7193741.9152
4002. All-the-way volumes
Data sources:
x1 = 1053. Rate 1 units (MWh) by tariff (in Volume forecasts for the charging year)
x2 = 1053. Rate 2 units (MWh) by tariff (in Volume forecasts for the charging year)
x3 = 1053. Rate 3 units (MWh) by tariff (in Volume forecasts for the charging year)
x4 = 1053. MPANs by tariff (in Volume forecasts for the charging year)
x5 = 1053. Import capacity (kVA) by tariff (in Volume forecasts for the charging year)
x6 = 1053. Exceeded capacity (kVA) by tariff (in Volume forecasts for the charging year)
x7 = 1053. Reactive power units (MVArh) by tariff (in Volume forecasts for the charging year)
x8 = 3802. All units (MWh) (in Revenue summary)
Kind: | Copy cells | Copy cells | Copy cells | Copy cells | Copy cells | Copy cells | Copy cells | Copy cells
Formula: | = x1 | = x2 | = x3 | = x4 | = x5 | = x6 | = x7 | = x8
| Rate 1 units (MWh) | Rate 2 units (MWh) | Rate 3 units (MWh) | MPANs | Import capacity (kVA) | Exceeded capacity (kVA) | Reactive power units (MVArh) | All units (MWh)
Domestic Unrestricted | 7011938.3334 | 0 | 0 | 2020063.3135 | 0 | 0 | 0 | 7011938.3334
Domestic Two Rate | 843534.52 | 602163.9032 | 0 | 270511.3767 | 0 | 0 | 0 | 1445698.4232
Domestic Off Peak (related MPAN) | 22610.7795 | 0 | 0 | 8980 | 0 | 0 | 0 | 22610.7795
Small Non Domestic Unrestricted | 1589899.3263 | 0 | 0 | 131912.2778 | 0 | 0 | 0 | 1589899.3263
Small Non Domestic Two Rate | 541326.1644 | 192170.1167 | 0 | 36898.2674 | 0 | 0 | 0 | 733496.281
Small Non Domestic Off Peak (related MPAN) | 5399.3137 | 0 | 0 | 813 | 0 | 0 | 0 | 5399.3137
LV Medium Non-Domestic | 74366.5877 | 19060.9284 | 0 | 2818.5227 | 0 | 0 | 0 | 93427.5161
LV Sub Medium Non-Domestic | 0.28774 | 0.09201 | 0 | 0.005486 | 0 | 0 | 0 | 0.37975
HV Medium Non-Domestic | 6170.7908 | 1672.9171 | 0 | 92.1797 | 0 | 0 | 0 | 7843.7079
LV Network Domestic | 44.6352 | 176.9806 | 209.8094 | 130.7879 | 0 | 0 | 0 | 431.4252
LV Network Non-Domestic Non-CT | 61294.5241 | 234652.0306 | 263262.5058 | 8895.0299 | 0 | 0 | 0 | 559209.0606
LV HH Metered | 277323.0391 | 1107962.1053 | 1164082.5753 | 14470.4403 | 1460000 | 40527.9838 | 248190.7303 | 2549367.7196
LV Sub HH Metered | 15557.9449 | 60104.0066 | 67536.7473 | 256.0775 | 98964.1881 | 576.0909 | 9742.455 | 143198.6987
HV HH Metered | 730891.5958 | 2905064.9125 | 3833448.3866 | 4424.0438 | 3009073.7902 | 43746.0038 | 811215.7904 | 7469404.8949
NHH UMS category A | 33050.5275 | 0 | 0 | 995 | 0 | 0 | 0 | 33050.5275
NHH UMS category B | 14987.9537 | 0 | 0 | 730 | 0 | 0 | 0 | 14987.9537
NHH UMS category C | 566.4925 | 0 | 0 | 136 | 0 | 0 | 0 | 566.4925
NHH UMS category D | 3921.1677 | 0 | 0 | 42 | 0 | 0 | 0 | 3921.1677
LV UMS (Pseudo HH Metered) | 12272.6818 | 36841.0687 | 211317.2928 | 27.3962 | 0 | 0 | 0 | 260431.0433
LV Generation NHH or Aggregate HH | 3220.4738 | 0 | 0 | 143 | 0 | 0 | 0 | 3220.4738
LV Sub Generation NHH | 0 | 0 | 0 | 0 | 0 | 0 | 0 | 0
LV Generation Intermittent | 46729.954 | 0 | 0 | 658.3 | 0 | 0 | 6028.341 | 46729.954
LV Generation Intermittent no RP charge | 0 | 0 | 0 | 0 | 0 | 0 | 0 | 0
LV Generation Non-Intermittent | 1218.1648 | 5004.5626 | 7657.2865 | 110.2012 | 0 | 0 | 486.0229 | 13880.0139
LV Generation Non-Intermittent no RP charge | 0 | 0 | 0 | 0 | 0 | 0 | 0 | 0
LV Sub Generation Intermittent | 1891.6481 | 0 | 0 | 22.7606 | 0 | 0 | 169.3573 | 1891.6481
LV Sub Generation Intermittent no RP charge | 0 | 0 | 0 | 0 | 0 | 0 | 0 | 0
LV Sub Generation Non-Intermittent | 849.2742 | 3003.1645 | 5755.6304 | 6.6283 | 0 | 0 | 17.0344 | 9608.0691
LV Sub Generation Non-Intermittent no RP charge | 0 | 0 | 0 | 0 | 0 | 0 | 0 | 0
HV Generation Intermittent | 236978.1449 | 0 | 0 | 184.9652 | 0 | 0 | 6076.8328 | 236978.1449
HV Generation Intermittent no RP charge | 0 | 0 | 0 | 0 | 0 | 0 | 0 | 0
HV Generation Non-Intermittent | 67241.8738 | 221961.9789 | 408136.2374 | 166.7756 | 0 | 0 | 16845.1939 | 697340.0901
HV Generation Non-Intermittent no RP charge | 0 | 0 | 0 | 0 | 0 | 0 | 0 | 0
4003. Normalised to
Normalised to
Domestic Unrestricted | MPAN
Domestic Two Rate | MPAN
Domestic Off Peak (related MPAN) | MPAN
Small Non Domestic Unrestricted | MPAN
Small Non Domestic Two Rate | MPAN
Small Non Domestic Off Peak (related MPAN) | MPAN
LV Medium Non-Domestic | MPAN
LV Sub Medium Non-Domestic | MPAN
HV Medium Non-Domestic | MPAN
LV Network Domestic | MPAN
LV Network Non-Domestic Non-CT | MPAN
LV HH Metered | kVA
LV Sub HH Metered | kVA
HV HH Metered | kVA
NHH UMS category A | MWh
NHH UMS category B | MWh
NHH UMS category C | MWh
NHH UMS category D | MWh
LV UMS (Pseudo HH Metered) | MWh
LV Generation NHH or Aggregate HH | MWh
LV Sub Generation NHH | MWh
LV Generation Intermittent | MWh
LV Generation Intermittent no RP charge | MWh
LV Generation Non-Intermittent | MWh
LV Generation Non-Intermittent no RP charge | MWh
LV Sub Generation Intermittent | MWh
LV Sub Generation Intermittent no RP charge | MWh
LV Sub Generation Non-Intermittent | MWh
LV Sub Generation Non-Intermittent no RP charge | MWh
HV Generation Intermittent | MWh
HV Generation Intermittent no RP charge | MWh
HV Generation Non-Intermittent | MWh
HV Generation Non-Intermittent no RP charge | MWh
4004. Normalised volumes for comparisons
Data sources:
x1 = 4002. Rate 1 units (MWh) by tariff (in Volume forecasts for the charging year) (in All-the-way volumes)
x2 = 4003. Normalised to
x3 = 4002. Import capacity (kVA) by tariff (in Volume forecasts for the charging year) (in All-the-way volumes)
x4 = 4002. MPANs by tariff (in Volume forecasts for the charging year) (in All-the-way volumes)
x5 = 4002. All units (MWh) (in Revenue summary) (in All-the-way volumes)
x6 = 4002. Rate 2 units (MWh) by tariff (in Volume forecasts for the charging year) (in All-the-way volumes)
x7 = 4002. Rate 3 units (MWh) by tariff (in Volume forecasts for the charging year) (in All-the-way volumes)
x8 = 4002. Exceeded capacity (kVA) by tariff (in Volume forecasts for the charging year) (in All-the-way volumes)
x9 = 4002. Reactive power units (MVArh) by tariff (in Volume forecasts for the charging year) (in All-the-way volumes)
x10 = 1010. Days in the charging year (in Financial and general assumptions)
x11 = 3607. Fixed charge p/MPAN/day (in Tariffs)
x12 = Normalised MPANs (in Normalised volumes for comparisons)
x13 = 3607. Capacity charge p/kVA/day (in Tariffs)
x14 = Normalised Import capacity (kVA) (in Normalised volumes for comparisons)
x15 = 3607. Exceeded capacity charge p/kVA/day (in Tariffs)
x16 = Normalised Exceeded capacity (kVA) (in Normalised volumes for comparisons)
x17 = 3607. Unit rate 1 p/kWh (in Tariffs)
x18 = Normalised Rate 1 units (MWh) (in Normalised volumes for comparisons)
x19 = 3607. Unit rate 2 p/kWh (in Tariffs)
x20 = Normalised Rate 2 units (MWh) (in Normalised volumes for comparisons)
x21 = 3607. Unit rate 3 p/kWh (in Tariffs)
x22 = Normalised Rate 3 units (MWh) (in Normalised volumes for comparisons)
x23 = 3607. Reactive power charge p/kVArh (in Tariffs)
x24 = Normalised Reactive power units (MVArh) (in Normalised volumes for comparisons)
Kind: | Calculation | Calculation | Calculation | Calculation | Calculation | Calculation | Calculation | Calculation
Formula: | =x1/IF(x2="kVA",IF(x3,x3,1),IF(x2="MPAN",IF(x4,x4,1),IF(x5,x5,1))) | =x6/IF(x2="kVA",IF(x3,x3,1),IF(x2="MPAN",IF(x4,x4,1),IF(x5,x5,1))) | =x7/IF(x2="kVA",IF(x3,x3,1),IF(x2="MPAN",IF(x4,x4,1),IF(x5,x5,1))) | =x4/IF(x2="kVA",IF(x3,x3,1),IF(x2="MPAN",IF(x4,x4,1),IF(x5,x5,1))) | =x3/IF(x2="kVA",IF(x3,x3,1),IF(x2="MPAN",IF(x4,x4,1),IF(x5,x5,1))) | =x8/IF(x2="kVA",IF(x3,x3,1),IF(x2="MPAN",IF(x4,x4,1),IF(x5,x5,1))) | =x9/IF(x2="kVA",IF(x3,x3,1),IF(x2="MPAN",IF(x4,x4,1),IF(x5,x5,1))) | =0.01*x10*(x11*x12+x13*x14+x15*x16)+10*(x17*x18+x19*x20+x21*x22+x23*x24)
| Normalised Rate 1 units (MWh) | Normalised Rate 2 units (MWh) | Normalised Rate 3 units (MWh) | Normalised MPANs | Normalised Import capacity (kVA) | Normalised Exceeded capacity (kVA) | Normalised Reactive power units (MVArh) | Normalised revenues (£)
Domestic Unrestricted
Domestic Unrestricted | 3.4711 | 0 | 0 | 1 | 0 | 0 | 0 | 91.3788
LDNO LV: Domestic Unrestricted | 3.4711 | 0 | 0 | 1 | 0 | 0 | 0 | 61.0599
LDNO HV: Domestic Unrestricted | 3.4711 | 0 | 0 | 1 | 0 | 0 | 0 | 44.8141
Domestic Two Rate
Domestic Two Rate | 3.1183 | 2.226 | 0 | 1 | 0 | 0 | 0 | 114.4556
LDNO LV: Domestic Two Rate | 3.1183 | 2.226 | 0 | 1 | 0 | 0 | 0 | 76.4769
LDNO HV: Domestic Two Rate | 3.1183 | 2.226 | 0 | 1 | 0 | 0 | 0 | 56.1572
Domestic Off Peak (related MPAN)
Domestic Off Peak (related MPAN) | 2.5179 | 0 | 0 | 1 | 0 | 0 | 0 | 29.258
LDNO LV: Domestic Off Peak (related MPAN) | 2.5179 | 0 | 0 | 1 | 0 | 0 | 0 | 19.5389
LDNO HV: Domestic Off Peak (related MPAN) | 2.5179 | 0 | 0 | 1 | 0 | 0 | 0 | 14.3521
Small Non Domestic Unrestricted
Small Non Domestic Unrestricted | 12.0527 | 0 | 0 | 1 | 0 | 0 | 0 | 271.0351
LDNO LV: Small Non Domestic Unrestricted | 12.0527 | 0 | 0 | 1 | 0 | 0 | 0 | 181.0481
LDNO HV: Small Non Domestic Unrestricted | 12.0527 | 0 | 0 | 1 | 0 | 0 | 0 | 132.9111
Small Non Domestic Two Rate
Small Non Domestic Two Rate | 14.6708 | 5.2081 | 0 | 1 | 0 | 0 | 0 | 405.3851
LDNO LV: Small Non Domestic Two Rate | 14.6708 | 5.2081 | 0 | 1 | 0 | 0 | 0 | 270.7714
LDNO HV: Small Non Domestic Two Rate | 14.6708 | 5.2081 | 0 | 1 | 0 | 0 | 0 | 198.8347
Small Non Domestic Off Peak (related MPAN)
Small Non Domestic Off Peak (related MPAN) | 6.6412 | 0 | 0 | 1 | 0 | 0 | 0 | 81.5542
LDNO LV: Small Non Domestic Off Peak (related MPAN) | 6.6412 | 0 | 0 | 1 | 0 | 0 | 0 | 54.458
LDNO HV: Small Non Domestic Off Peak (related MPAN) | 6.6412 | 0 | 0 | 1 | 0 | 0 | 0 | 39.9802
LV Medium Non-Domestic
LV Medium Non-Domestic | 26.385 | 6.7627 | 0 | 1 | 0 | 0 | 0 | 710.1121
LDNO LV: LV Medium Non-Domestic | 26.385 | 6.7627 | 0 | 1 | 0 | 0 | 0 | 474.2872
LDNO HV: LV Medium Non-Domestic | 26.385 | 6.7627 | 0 | 1 | 0 | 0 | 0 | 348.444
LV Sub Medium Non-Domestic
LV Sub Medium Non-Domestic | 52.4502 | 16.7717 | 0 | 1 | 0 | 0 | 0 | 1339.9903
HV Medium Non-Domestic
HV Medium Non-Domestic | 66.943 | 18.1484 | 0 | 1 | 0 | 0 | 0 | 1735.5273
LV Network Domestic
LV Network Domestic | 0.34128 | 1.3532 | 1.6042 | 1 | 0 | 0 | 0 | 79.9648
LDNO LV: LV Network Domestic | 0.34128 | 1.3532 | 1.6042 | 1 | 0 | 0 | 0 | 53.4245
LDNO HV: LV Network Domestic | 0.34128 | 1.3532 | 1.6042 | 1 | 0 | 0 | 0 | 39.2235
LV Network Non-Domestic Non-CT
LV Network Non-Domestic Non-CT | 6.8909 | 26.3801 | 29.5966 | 1 | 0 | 0 | 0 | 1227.7553
LDNO LV: LV Network Non-Domestic Non-CT | 6.8909 | 26.3801 | 29.5966 | 1 | 0 | 0 | 0 | 820.0932
LDNO HV: LV Network Non-Domestic Non-CT | 6.8909 | 26.3801 | 29.5966 | 1 | 0 | 0 | 0 | 602.3576
LV HH Metered
LV HH Metered | 0.18995 | 0.75888 | 0.79732 | 0.0099113 | 1 | 0.027759 | 0.16999 | 44.6209
LDNO LV: LV HH Metered | 0.18995 | 0.75888 | 0.79732 | 0.0099113 | 1 | 0.027759 | 0.16999 | 29.8211
LDNO HV: LV HH Metered | 0.18995 | 0.75888 | 0.79732 | 0.0099113 | 1 | 0.027759 | 0.16999 | 21.8731
LV Sub HH Metered
LV Sub HH Metered | 0.15721 | 0.60733 | 0.68244 | 0.0025876 | 1 | 0.0058212 | 0.098444 | 38.5713
LDNO HV: LV Sub HH Metered | 0.15721 | 0.60733 | 0.68244 | 0.0025876 | 1 | 0.0058212 | 0.098444 | 28.9996
HV HH Metered
HV HH Metered | 0.2429 | 0.96543 | 1.274 | 0.0014702 | 1 | 0.014538 | 0.26959 | 48.9194
LDNO HV: HV HH Metered | 0.2429 | 0.96543 | 1.274 | 0.0014702 | 1 | 0.014538 | 0.26959 | 42.1842
NHH UMS category A
NHH UMS category A | 1 | 0 | 0 | 0.030105 | 0 | 0 | 0 | 26.4
LDNO LV: NHH UMS category A | 1 | 0 | 0 | 0.030105 | 0 | 0 | 0 | 17.63
LDNO HV: NHH UMS category A | 1 | 0 | 0 | 0.030105 | 0 | 0 | 0 | 12.95
NHH UMS category B
NHH UMS category B | 1 | 0 | 0 | 0.048706 | 0 | 0 | 0 | 29.22
LDNO LV: NHH UMS category B | 1 | 0 | 0 | 0.048706 | 0 | 0 | 0 | 19.52
LDNO HV: NHH UMS category B | 1 | 0 | 0 | 0.048706 | 0 | 0 | 0 | 14.33
NHH UMS category C
NHH UMS category C | 1 | 0 | 0 | 0.24007 | 0 | 0 | 0 | 38.6
LDNO LV: NHH UMS category C | 1 | 0 | 0 | 0.24007 | 0 | 0 | 0 | 25.78
LDNO HV: NHH UMS category C | 1 | 0 | 0 | 0.24007 | 0 | 0 | 0 | 18.94
NHH UMS category D
NHH UMS category D | 1 | 0 | 0 | 0.010711 | 0 | 0 | 0 | 23.47
LDNO LV: NHH UMS category D | 1 | 0 | 0 | 0.010711 | 0 | 0 | 0 | 15.68
LDNO HV: NHH UMS category D | 1 | 0 | 0 | 0.010711 | 0 | 0 | 0 | 11.51
LV UMS (Pseudo HH Metered)
LV UMS (Pseudo HH Metered) | 0.047124 | 0.14146 | 0.81141 | 0.0001052 | 0 | 0 | 0 | 29.1341
LDNO LV: LV UMS (Pseudo HH Metered) | 0.047124 | 0.14146 | 0.81141 | 0.0001052 | 0 | 0 | 0 | 19.4631
LDNO HV: LV UMS (Pseudo HH Metered) | 0.047124 | 0.14146 | 0.81141 | 0.0001052 | 0 | 0 | 0 | 14.2889
LV Generation NHH or Aggregate HH
LV Generation NHH or Aggregate HH | 1 | 0 | 0 | 0.044403 | 0 | 0 | 0 | -5.96
LDNO LV: LV Generation NHH or Aggregate HH | 1 | 0 | 0 | 0.044403 | 0 | 0 | 0 | -5.96
LDNO HV: LV Generation NHH or Aggregate HH | 1 | 0 | 0 | 0.044403 | 0 | 0 | 0 | -5.96
LV Sub Generation NHH
LV Sub Generation NHH | 0 | 0 | 0 | 0 | 0 | 0 | 0 | 0
LDNO HV: LV Sub Generation NHH | 0 | 0 | 0 | 0 | 0 | 0 | 0 | 0
LV Generation Intermittent
LV Generation Intermittent | 1 | 0 | 0 | 0.014087 | 0 | 0 | 0.129 | -5.6414
LDNO LV: LV Generation Intermittent | 1 | 0 | 0 | 0.014087 | 0 | 0 | 0.129 | -5.6414
LDNO HV: LV Generation Intermittent | 1 | 0 | 0 | 0.014087 | 0 | 0 | 0.129 | -5.6414
LV Generation Intermittent no RP charge
LV Generation Intermittent no RP charge | 0 | 0 | 0 | 0 | 0 | 0 | 0 | 0
LV Generation Non-Intermittent
LV Generation Non-Intermittent | 0.087764 | 0.36056 | 0.55168 | 0.0079396 | 0 | 0 | 0.035016 | -5.97
LDNO LV: LV Generation Non-Intermittent | 0.087764 | 0.36056 | 0.55168 | 0.0079396 | 0 | 0 | 0.035016 | -5.97
LDNO HV: LV Generation Non-Intermittent | 0.087764 | 0.36056 | 0.55168 | 0.0079396 | 0 | 0 | 0.035016 | -5.97
LV Generation Non-Intermittent no RP charge
LV Generation Non-Intermittent no RP charge | 0 | 0 | 0 | 0 | 0 | 0 | 0 | 0
LV Sub Generation Intermittent
LV Sub Generation Intermittent | 1 | 0 | 0 | 0.012032 | 0 | 0 | 0.089529 | -4.8438
LDNO HV: LV Sub Generation Intermittent | 1 | 0 | 0 | 0.012032 | 0 | 0 | 0.089529 | -4.8438
LV Sub Generation Intermittent no RP charge
LV Sub Generation Intermittent no RP charge | 0 | 0 | 0 | 0 | 0 | 0 | 0 | 0
LV Sub Generation Non-Intermittent
LV Sub Generation Non-Intermittent | 0.088392 | 0.31257 | 0.59904 | 0.00068986 | 0 | 0 | 0.0017729 | -4.9795
LDNO HV: LV Sub Generation Non-Intermittent | 0.088392 | 0.31257 | 0.59904 | 0.00068986 | 0 | 0 | 0.0017729 | -4.9795
LV Sub Generation Non-Intermittent no RP charge
LV Sub Generation Non-Intermittent no RP charge | 0 | 0 | 0 | 0 | 0 | 0 | 0 | 0
HV Generation Intermittent
HV Generation Intermittent | 1 | 0 | 0 | 0.00078052 | 0 | 0 | 0.025643 | -2.465
LDNO HV: HV Generation Intermittent | 1 | 0 | 0 | 0.00078052 | 0 | 0 | 0.025643 | -2.5567
HV Generation Intermittent no RP charge
HV Generation Intermittent no RP charge | 0 | 0 | 0 | 0 | 0 | 0 | 0 | 0
HV Generation Non-Intermittent
HV Generation Non-Intermittent | 0.096426 | 0.3183 | 0.58528 | 0.00023916 | 0 | 0 | 0.024156 | -2.6832
LDNO HV: HV Generation Non-Intermittent | 0.096426 | 0.3183 | 0.58528 | 0.00023916 | 0 | 0 | 0.024156 | -2.7113
HV Generation Non-Intermittent no RP charge
HV Generation Non-Intermittent no RP charge | 0 | 0 | 0 | 0 | 0 | 0 | 0 | 0
4005. LDNO LV charges (normalised £)
Data sources:
x1 = 4004. Normalised revenues (£) (in Normalised volumes for comparisons)
Copy cells = x1
LDNO LV charges (normalised £)
LDNO LV: Domestic Unrestricted | 61.0599
LDNO LV: Domestic Two Rate | 76.4769
LDNO LV: Domestic Off Peak (related MPAN) | 19.5389
LDNO LV: Small Non Domestic Unrestricted | 181.0481
LDNO LV: Small Non Domestic Two Rate | 270.7714
LDNO LV: Small Non Domestic Off Peak (related MPAN) | 54.458
LDNO LV: LV Medium Non-Domestic | 474.2872
LDNO LV: LV Network Domestic | 53.4245
LDNO LV: LV Network Non-Domestic Non-CT | 820.0932
LDNO LV: LV HH Metered | 29.8211
N/A
N/A
LDNO LV: NHH UMS category A | 17.63
LDNO LV: NHH UMS category B | 19.52
LDNO LV: NHH UMS category C | 25.78
LDNO LV: NHH UMS category D | 15.68
LDNO LV: LV UMS (Pseudo HH Metered) | 19.4631
LDNO LV: LV Generation NHH or Aggregate HH | -5.96
N/A
LDNO LV: LV Generation Intermittent | -5.6414
LDNO LV: LV Generation Non-Intermittent | -5.97
N/A
N/A
N/A
N/A
4006. LDNO HV charges (normalised £)
Data sources:
x1 = 4004. Normalised revenues (£) (in Normalised volumes for comparisons)
Copy cells = x1
LDNO HV charges (normalised £)
LDNO HV: Domestic Unrestricted | 44.8141
LDNO HV: Domestic Two Rate | 56.1572
LDNO HV: Domestic Off Peak (related MPAN) | 14.3521
LDNO HV: Small Non Domestic Unrestricted | 132.9111
LDNO HV: Small Non Domestic Two Rate | 198.8347
LDNO HV: Small Non Domestic Off Peak (related MPAN) | 39.9802
LDNO HV: LV Medium Non-Domestic | 348.444
LDNO HV: LV Network Domestic | 39.2235
LDNO HV: LV Network Non-Domestic Non-CT | 602.3576
LDNO HV: LV HH Metered | 21.8731
LDNO HV: LV Sub HH Metered | 28.9996
LDNO HV: HV HH Metered | 42.1842
LDNO HV: NHH UMS category A | 12.95
LDNO HV: NHH UMS category B | 14.33
LDNO HV: NHH UMS category C | 18.94
LDNO HV: NHH UMS category D | 11.51
LDNO HV: LV UMS (Pseudo HH Metered) | 14.2889
LDNO HV: LV Generation NHH or Aggregate HH | -5.96
LDNO HV: LV Sub Generation NHH | 0
LDNO HV: LV Generation Intermittent | -5.6414
LDNO HV: LV Generation Non-Intermittent | -5.97
LDNO HV: LV Sub Generation Intermittent | -4.8438
LDNO HV: LV Sub Generation Non-Intermittent | -4.9795
LDNO HV: HV Generation Intermittent | -2.5567
LDNO HV: HV Generation Non-Intermittent | -2.7113

## CTables
Tariff comparisons for WPD West Midlands in April 19 ()
This sheet is for information only. It can be deleted without affecting any calculations elsewhere in the model.
4101. Comparison with current all-the-way demand tariffs
Data sources:
x1 = 4001. Revenues under current tariffs (£)
x2 = 3802. Net revenues (£) (in Revenue summary)
x3 = 3802. All units (MWh) (in Revenue summary)
x4 = 1053. MPANs by tariff (in Volume forecasts for the charging year)
Kind: | Calculation | Calculation | Copy cells
Formula: | =IF(x1,x2/x1-1,"") | =(x2-x1)/IF(x3,x3,1)/10 | = x4
| Change | Absolute change (average p/kWh) | MPANs
Domestic Unrestricted | 1.646% | 0.042619 | 2020063.3135
Domestic Two Rate | 1.627% | 0.034289 | 270511.3767
Domestic Off Peak (related MPAN) | 4.59% | 0.051 | 8980
Small Non Domestic Unrestricted | 4.38% | 0.094367 | 131912.2778
Small Non Domestic Two Rate | 3.13% | 0.061888 | 36898.2674
Small Non Domestic Off Peak (related MPAN) | 2.934% | 0.035 | 813
LV Medium Non-Domestic | -6.575% | -0.15077 | 2818.5227
LV Sub Medium Non-Domestic | 1.663% | 0.031659 | 0.005486
HV Medium Non-Domestic | -13.43% | -0.31643 | 92.1797
LV Network Domestic | 3.923% | 0.091512 | 130.7879
LV Network Non-Domestic Non-CT | 5.257% | 0.097532 | 8895.0299
LV HH Metered | 3.01% | 0.07468 | 14470.4403
LV Sub HH Metered | 2.169% | 0.0566 | 256.0775
HV HH Metered | 2.199% | 0.042402 | 4424.0438
NHH UMS category A | 6.796% | 0.168 | 995
NHH UMS category B | 5.373% | 0.149 | 730
NHH UMS category C | 3.931% | 0.146 | 136
NHH UMS category D | 8.557% | 0.185 | 42
LV UMS (Pseudo HH Metered) | 5.473% | 0.15117 | 27.3962
4102. LDNO margins in use of system charges
Data sources:
x1 = 4003. Normalised to
x2 = 4004. Normalised revenues (£) (in Normalised volumes for comparisons)
x3 = 4005. LDNO LV charges (normalised £)
x4 = All-the-way charges (normalised £) (in LDNO margins in use of system charges)
x5 = 4006. LDNO HV charges (normalised £)
Kind: | Copy cells | Copy cells | Calculation | Calculation
Formula: | = x1 | = x2 | =IF(x3,x4-x3,"") | =IF(x5,x4-x5,"")
| Normalised to | All-the-way charges (normalised £) | LDNO LV margin (normalised £) | LDNO HV margin (normalised £)
Domestic Unrestricted | MPAN | 91.3788 | 30.3189 | 46.5647
Domestic Two Rate | MPAN | 114.4556 | 37.9787 | 58.2984
Domestic Off Peak (related MPAN) | MPAN | 29.258 | 9.7191 | 14.906
Small Non Domestic Unrestricted | MPAN | 271.0351 | 89.987 | 138.124
Small Non Domestic Two Rate | MPAN | 405.3851 | 134.6137 | 206.5504
Small Non Domestic Off Peak (related MPAN) | MPAN | 81.5542 | 27.0962 | 41.5741
LV Medium Non-Domestic | MPAN | 710.1121 | 235.8249 | 361.6681
LV Network Domestic | MPAN | 79.9648 | 26.5403 | 40.7413
LV Network Non-Domestic Non-CT | MPAN | 1227.7553 | 407.662 | 625.3977
LV HH Metered | kVA | 44.6209 | 14.7998 | 22.7478
LV Sub HH Metered | kVA | 38.5713 |  | 9.5717
HV HH Metered | kVA | 48.9194 |  | 6.7353
NHH UMS category A | MWh | 26.4 | 8.77 | 13.45
NHH UMS category B | MWh | 29.22 | 9.7 | 14.89
NHH UMS category C | MWh | 38.6 | 12.82 | 19.66
NHH UMS category D | MWh | 23.47 | 7.79 | 11.96
LV UMS (Pseudo HH Metered) | MWh | 29.1341 | 9.671 | 14.8453
LV Generation NHH or Aggregate HH | MWh | -5.96 | 0 | 0
LV Sub Generation NHH | MWh | 0
LV Generation Intermittent | MWh | -5.6414 | 0 | 0
LV Generation Non-Intermittent | MWh | -5.97 | 0 | 0
LV Sub Generation Intermittent | MWh | -4.8438 |  | 0
LV Sub Generation Non-Intermittent | MWh | -4.9795 |  | 0
HV Generation Intermittent | MWh | -2.465 |  | 0.091643
HV Generation Non-Intermittent | MWh | -2.6832 |  | 0.02808