## Index
Index for WPD South Wales in April 19 (no data version)
This document, model or dataset has been prepared by or for Reckon LLP on the instructions of the DCUSA Panel or one of its working
groups. Only the DCUSA Panel and its working groups have authority to approve this material as meeting their requirements.
Reckon LLP makes no representation about the suitability of this material for the purposes of complying with any licence
conditions or furthering any relevant objective.
UNLESS STATED OTHERWISE, THIS WORKBOOK IS ONLY A PROTOTYPE FOR TESTING PURPOSES AND ALL THE DATA IN THIS MODEL ARE FOR ILLUSTRATION ONLY.
This workbook is structured as a sequential series of named and numbered tables. There is a list of
tables below, with hyperlinks. Above each calculation table, there is a description of the calculations
and hyperlinks to tables from which data are used. Hyperlinks point to the first relevant table column
heading in the relevant table. Scrolling up or down is usually required after clicking a hyperlink in
order to bring the relevant data and/or headings into view. Some versions of Microsoft Excel can
display a "Back" button, which can be useful when using hyperlinks to navigate around the workbook.
Copyright 2009-2011 Energy Networks Association Limited and others. Copyright 2011-2016 Franck Latrémolière, Reckon LLP and others.
The code used to generate this spreadsheet includes open-source software published at https://github.com/f20/power-models.
Use and distribution of the source code is subject to the conditions stated therein. |  | Colour coding
Any redistribution of this software must retain the following disclaimer: |  | Input data
THIS SOFTWARE IS PROVIDED BY AUTHORS AND CONTRIBUTORS "AS IS" AND ANY EXPRESS OR IMPLIED WARRANTIES, INCLUDING, BUT NOT LIMITED |  | Constant value
TO, THE IMPLIED WARRANTIES OF MERCHANTABILITY AND FITNESS FOR A PARTICULAR PURPOSE ARE DISCLAIMED. IN NO EVENT SHALL AUTHORS OR |  | Formula: calculation
CONTRIBUTORS BE LIABLE FOR ANY DIRECT, INDIRECT, INCIDENTAL, SPECIAL, EXEMPLARY, OR CONSEQUENTIAL DAMAGES (INCLUDING, BUT NOT |  | Formula: copy
LIMITED TO, PROCUREMENT OF SUBSTITUTE GOODS OR SERVICES; LOSS OF USE, DATA, OR PROFITS; OR BUSINESS INTERRUPTION) HOWEVER CAUSED |  | Unused cell in input data table
AND ON ANY THEORY OF LIABILITY, WHETHER IN CONTRACT, STRICT LIABILITY, OR TORT (INCLUDING NEGLIGENCE OR OTHERWISE) ARISING IN |  | Unused cell in other table
ANY WAY OUT OF THE USE OF THIS SOFTWARE, EVEN IF ADVISED OF THE POSSIBILITY OF SUCH DAMAGE. |  | Unlocked cell for notes
Worksheet | Table | Type of table
Input | 1000. Company, charging year, data version | Input data
Input | 1001. CDCM target revenue (£ unless otherwise stated) | Composite
Input | 1010. Financial and general assumptions | Composite
Input | 1017. Diversity allowance between top and bottom of network level | Input data
Input | 1018. Proportion of relevant load going through 132kV/HV direct transformation | Input data
Input | 1019. Network model GSP peak demand (MW) | Input data
Input | 1020. Gross asset cost by network level (£) | Input data
Input | 1022. LV service model asset cost (£) | Input data
Input | 1023. HV service model asset cost (£) | Input data
Input | 1025. Matrix of applicability of LV service models to tariffs with fixed charges | Input data
Input | 1026. Matrix of applicability of LV service models to unmetered tariffs | Input data
Input | 1028. Matrix of applicability of HV service models to tariffs with fixed charges | Input data
Input | 1032. Loss adjustment factors to transmission | Input data
Input | 1037. Embedded network (LDNO) discounts | Input data
Input | 1041. Load profile data for demand users | Input data
Input | 1053. Volume forecasts for the charging year | Input data
Input | 1055. Transmission exit charges (£/year) | Input data
Input | 1059. Other expenditure | Input data
Input | 1060. Customer contributions under current connection charging policy | Input data
Input | 1061. Average split of rate 1 units by distribution time band | Input data
Input | 1062. Average split of rate 2 units by distribution time band | Input data
Input | 1064. Average split of rate 1 units by special distribution time band | Input data
Input | 1066. Typical annual hours by special distribution time band | Input data
Input | 1068. Typical annual hours by distribution time band | Input data
Input | 1069. Peaking probabilities by network level | Input data
Input | 1092. Average kVAr by kVA, by network level | Input data
Input | 1201. Current tariff information | Input data
LAFs | 2001. Loss adjustment factors to transmission | Composite
LAFs | 2002. Mapping of DRM network levels to core network levels | Fixed data
LAFs | 2003. Loss adjustment factor to transmission for each DRM network level | Sum-product calculation
LAFs | 2004. Loss adjustment factor to transmission for each network level | Combine tables
LAFs | 2005. Network use factors | Fixed data
LAFs | 2006. Proportion going through 132kV/EHV | Calculation
LAFs | 2007. Proportion going through EHV | Calculation
LAFs | 2008. Proportion going through EHV/HV | Calculation
LAFs | 2009. Rerouteing matrix for all network levels | Combine tables
LAFs | 2010. Network use factors: interim step in calculations before adjustments | Sum-product calculation
LAFs | 2011. Network use factors for all tariffs | Combine tables
LAFs | 2012. Loss adjustment factors between end user meter reading and each network level, scaled by network use | Calculation
DRM | 2101. Annuity rate | Calculation
DRM | 2102. Loss adjustment factor to transmission for each core level | Combine tables
DRM | 2103. Loss adjustment factors | Composite
DRM | 2104. Diversity calculations | Special calculation
DRM | 2105. Network model total maximum demand at substation (MW) | Calculation
DRM | 2106. Network model contribution to system maximum load measured at network level exit (MW) | Calculation
DRM | 2107. Rerouteing matrix for DRM network levels | Combine tables
DRM | 2108. GSP simultaneous maximum load assumed through each network level (MW) | Sum-product calculation
DRM | 2109. Network model annuity by simultaneous maximum load for each network level (£/kW/year) | Calculation
SM | 2201. Asset £/customer from LV service models | Sum-product calculation
SM | 2202. LV unmetered service model assets £/(MWh/year) | Sum-product calculation
SM | 2203. LV unmetered service model asset charge (p/kWh) | Calculation
SM | 2204. Asset £/customer from HV service models | Sum-product calculation
SM | 2205. Service model assets by tariff (£) | Combine tables
SM | 2206. Replacement annuities for service models | Composite
Loads | 2301. Demand coefficient (load at time of system maximum load divided by average load) | Calculation
Loads | 2302. Load coefficient | Combine tables
Loads | 2303. Discount map | Fixed data
Loads | 2304. LDNO discounts and volumes adjusted for discount | Composite
Loads | 2305. Equivalent volume for each end user | Cell summation
Multi | 2401. Adjust annual hours by distribution time band to match days in year | Composite
Multi | 2402. Normalisation of split of rate 1 units by time band | Composite
Multi | 2403. Split of rate 1 units between distribution time bands | Combine tables
Multi | 2404. Normalisation of split of rate 2 units by time band | Composite
Multi | 2405. Split of rate 2 units between distribution time bands | Combine tables
Multi | 2406. Split of rate 3 units between distribution time bands (default) | Fixed data
Multi | 2407. All units (MWh) | Calculation
Multi | 2408. Calculation of implied load coefficients for one-rate users | Calculation
Multi | 2409. Calculation of implied load coefficients for two-rate users | Calculation
Multi | 2410. Calculation of implied load coefficients for three-rate users | Calculation
Multi | 2411. Calculation of adjusted time band load coefficients | Composite
Multi | 2412. Normalisation of peaking probabilities | Composite
Multi | 2413. Peaking probabilities by network level (reshaped) | Reshape table
Multi | 2414. Pseudo load coefficient by time band and network level | Calculation
Multi | 2415. Single rate non half hourly pseudo timeband load coefficients | Copy cells
Multi | 2416. Single rate non half hourly units (MWh) | Copy cells
Multi | 2417. Single rate non half hourly timeband use | Copy cells
Multi | 2418. Single rate non half hourly tariff pseudo load coefficient | Sum-product calculation
Multi | 2419. Multi rate non half hourly units (MWh) | Copy cells
Multi | 2420. Multi rate non half hourly pseudo timeband load coefficients | Copy cells
Multi | 2421. Multi rate non half hourly timeband use | Copy cells
Multi | 2422. Multi rate non half hourly tariff pseudo load coefficient | Sum-product calculation
Multi | 2423. Off-peak non half hourly units (MWh) | Copy cells
Multi | 2424. Off-peak non half hourly pseudo timeband load coefficients | Copy cells
Multi | 2425. Off-peak non half hourly timeband use | Copy cells
Multi | 2426. Off-peak non half hourly tariff pseudo load coefficient | Sum-product calculation
Multi | 2427. Aggregated half hourly units (MWh) | Copy cells
Multi | 2428. Aggregated half hourly pseudo timeband load coefficients | Copy cells
Multi | 2429. Aggregated half hourly timeband use | Copy cells
Multi | 2430. Aggregated half hourly tariff pseudo load coefficient | Sum-product calculation
Multi | 2431. Average non half hourly tariff pseudo load coefficient | Calculation
Multi | 2432. Average non half hourly timeband use | Calculation
Multi | 2433. Aggregated half hourly tariff pseudo load coefficient using average non half hourly unit mix | Sum-product calculation
Multi | 2434. Relative correction factor for aggregated half hourly tariff | Calculation
Multi | 2435. Correction factor for non half hourly tariffs | Calculation
Multi | 2436. Single rate non half hourly corrected pseudo timeband load coefficient | Calculation
Multi | 2437. Multi rate non half hourly corrected pseudo timeband load coefficient | Calculation
Multi | 2438. Off-peak non half hourly corrected pseudo timeband load coefficient | Calculation
Multi | 2439. Aggregated half hourly corrected pseudo timeband load coefficient | Calculation
Multi | 2440. Pseudo load coefficient by time band and network level (equalised) | Combine tables
Multi | 2441. Unit rate 1 pseudo load coefficient by network level | Sum-product calculation
Multi | 2442. Unit rate 2 pseudo load coefficient by network level | Sum-product calculation
Multi | 2443. Unit rate 3 pseudo load coefficient by network level | Sum-product calculation
Multi | 2444. Adjust annual hours by special distribution time band to match days in year | Composite
Multi | 2445. Normalisation of split of rate 1 units by special time band | Composite
Multi | 2446. Split of rate 1 units between special distribution time bands | Combine tables
Multi | 2447. Split of rate 2 units between special distribution time bands (default) | Fixed data
Multi | 2448. Split of rate 3 units between special distribution time bands (default) | Fixed data
Multi | 2449. Calculation of implied special load coefficients for one-rate users | Calculation
Multi | 2450. Calculation of implied special load coefficients for three-rate users | Calculation
Multi | 2451. Estimated contributions to peak demand | Composite
Multi | 2452. Load coefficient correction factor for the group | Calculation
Multi | 2453. Calculation of special peaking probabilities | Composite
Multi | 2454. Special peaking probabilities by network level | Combine tables
Multi | 2455. Special peaking probabilities by network level (reshaped) | Reshape table
Multi | 2456. Pseudo load coefficient by special time band and network level | Calculation
Multi | 2457. Unit rate 1 pseudo load coefficient by network level (special) | Sum-product calculation
Multi | 2458. Unit rate 2 pseudo load coefficient by network level (special) | Sum-product calculation
Multi | 2459. Unit rate 3 pseudo load coefficient by network level (special) | Sum-product calculation
Multi | 2460. Unit rate 1 pseudo load coefficient by network level (combined) | Combine tables
Multi | 2461. Unit rate 2 pseudo load coefficient by network level (combined) | Combine tables
Multi | 2462. Unit rate 3 pseudo load coefficient by network level (combined) | Combine tables
SMD | 2501. Contributions of users on one-rate multi tariffs to system simultaneous maximum load by network level (kW) | Calculation
SMD | 2502. Contributions of users on two-rate multi tariffs to system simultaneous maximum load by network level (kW) | Calculation
SMD | 2503. Contributions of users on three-rate multi tariffs to system simultaneous maximum load by network level (kW) | Calculation
SMD | 2504. Estimated contributions of users on each tariff to system simultaneous maximum load by network level (kW) | Calculation
SMD | 2505. Contributions of users on each tariff to system simultaneous maximum load by network level (kW) | Combine tables
SMD | 2506. Forecast system simultaneous maximum load (kW) from forecast units | Cell summation
AMD | 2601. Pre-processing of data for standing charge factors | Composite
AMD | 2602. Standing charges factors adapted to use 132kV/HV | Combine tables
AMD | 2603. Capacity-based contributions to chargeable aggregate maximum load by network level (kW) | Calculation
AMD | 2604. Unit-based contributions to chargeable aggregate maximum load (kW) | Calculation
AMD | 2605. Contributions to aggregate maximum load by network level (kW) | Combine tables
AMD | 2606. Forecast chargeable aggregate maximum load (kW) | Cell summation
AMD | 2607. Forecast simultaneous load subject to standing charge factors (kW) | Calculation
AMD | 2608. Forecast simultaneous load replaced by standing charge (kW) | Cell summation
AMD | 2609. Calculated LV diversity allowance | Calculation
AMD | 2610. Network level mapping for diversity allowances | Fixed data
AMD | 2611. Diversity allowances including 132kV/HV | Sum-product calculation
AMD | 2612. Diversity allowances (including calculated LV value) | Combine tables
AMD | 2613. Forecast simultaneous maximum load (kW) adjusted for standing charges | Calculation
Otex | 2701. Operating expenditure coded by network level (£/year) | Combine tables
Otex | 2702. Network model assets (£) scaled by load forecast | Calculation
Otex | 2703. Annual consumption by tariff for unmetered users (MWh) | Copy cells
Otex | 2704. Total unmetered units | Cell summation
Otex | 2705. Service model asset data | Composite
Otex | 2706. Data for allocation of operating expenditure | Composite
Otex | 2707. Amount of expenditure to be allocated according to asset values (£/year) | Calculation
Otex | 2708. Total operating expenditure by network level (£/year) | Calculation
Otex | 2709. Operating expenditure percentage by network level | Calculation
Otex | 2710. Unit operating expenditure based on simultaneous maximum load (£/kW/year) | Calculation
Otex | 2711. Operating expenditure for customer assets p/MPAN/day | Composite
Otex | 2712. Operating expenditure for unmetered customer assets (p/kWh) | Calculation
Contrib | 2801. Network level of supply (for customer contributions) by tariff | Fixed data
Contrib | 2802. Contribution proportion of asset annuities, by customer type and network level of assets | Calculation
Contrib | 2803. Proportion of asset annuities deemed to be covered by customer contributions | Sum-product calculation
Contrib | 2804. Proportion of annual charge covered by contributions (for all charging levels) | Combine tables
Yard | 2901. Unit cost at each level, £/kW/year (relative to system simultaneous maximum load) | Combine tables
Yard | 2902. Pay-as-you-go yardstick unit costs by charging level (p/kWh) | Calculation
Yard | 2903. Contributions to pay-as-you-go unit rate 1 (p/kWh) | Calculation
Yard | 2904. Contributions to pay-as-you-go unit rate 2 (p/kWh) | Calculation
Yard | 2905. Contributions to pay-as-you-go unit rate 3 (p/kWh) | Calculation
Standing | 3001. Costs based on aggregate maximum load (£/kW/year) | Calculation
Standing | 3002. Capacity elements p/kVA/day | Calculation
Standing | 3003. Yardstick components p/kWh (taking account of standing charges) | Calculation
Standing | 3004. Contributions to unit rate 1 p/kWh by network level (taking account of standing charges) | Calculation
Standing | 3005. Contributions to unit rate 2 p/kWh by network level (taking account of standing charges) | Calculation
Standing | 3006. Contributions to unit rate 3 p/kWh by network level (taking account of standing charges) | Calculation
Standing | 3007. Exceeded capacity charge elements p/kVA/day | Calculation
AggCap | 3101. Mapping of tariffs to tariff groups | Fixed data
AggCap | 3102. Capacity use for tariffs charged for capacity on an exit point basis | Composite
AggCap | 3103. Aggregate capacity (kW) | Sum-product calculation
AggCap | 3104. Aggregate number of users charged for capacity on an exit point basis | Sum-product calculation
AggCap | 3105. Average maximum kVA by exit point | Calculation
AggCap | 3106. Deemed average maximum kVA for each tariff | Sum-product calculation
AggCap | 3107. Capacity-driven fixed charge elements from standing charges factors p/MPAN/day | Calculation
Reactive | 3201. Network use factors for generator reactive unit charges | Fixed data
Reactive | 3202. Standard components p/kWh for reactive power (absolute value) | Calculation
Reactive | 3203. Standard reactive p/kVArh | Calculation
Reactive | 3204. Absolute value of load coefficient (kW peak / average kW) | Calculation
Reactive | 3205. Pay-as-you-go components p/kWh for reactive power (absolute value) | Calculation
Reactive | 3206. Pay-as-you-go reactive p/kVArh | Calculation
Aggreg | 3301. Unit rate 1 p/kWh (elements) | Combine tables
Aggreg | 3302. Unit rate 2 p/kWh (elements) | Combine tables
Aggreg | 3303. Unit rate 3 p/kWh (elements) | Combine tables
Aggreg | 3304. Fixed charge p/MPAN/day (elements) | Combine tables
Aggreg | 3305. Capacity charge p/kVA/day (elements) | Copy cells
Aggreg | 3306. Exceeded capacity charge p/kVA/day (elements) | Copy cells
Aggreg | 3307. Reactive power charge p/kVArh (elements) | Combine tables
Aggreg | 3308. Summary of charges before revenue matching | Cell summation
Revenue | 3401. Net revenues by tariff before matching (£) | Calculation
Revenue | 3402. Target CDCM revenue | Composite
Revenue | 3403. Revenue surplus or shortfall | Composite
Adder | 3501. Adder value at which the minimum is breached | Calculation
Adder | 3502. Marginal revenue effect of adder | Calculation
Adder | 3503. Constraint-free solution | Calculation
Adder | 3504. Starting point | Calculation
Adder | 3505. Solve for General adder rate (p/kWh) | Composite
Adder | 3506. General adder rate (p/kWh) | Calculation
Adder | 3507. Adder | Calculation
Adjust | 3601. Tariffs before rounding | Composite
Adjust | 3602. Decimal places | Fixed data
Adjust | 3603. Tariff rounding | Calculation
Adjust | 3604. All the way tariffs | Calculation
Adjust | 3605. Net revenues by tariff from rounding | Calculation
Adjust | 3606. Revenue forecast summary | Composite
Adjust | 3607. Tariffs | Calculation
Tariffs | 3701. Tariffs | Composite
Summary | 3801. Headline parameters | Composite
Summary | 3802. Revenue summary | Composite
Summary | 3803. Revenue summary by tariff component | Cell summation
M-Rev | 3901. Revenue matrix by tariff | Composite
M-Rev | 3902. Revenues by charging element and network level | Cell summation
CData | 4001. Revenues under current tariffs (£) | Calculation
CData | 4002. All-the-way volumes | Copy cells
CData | 4003. Normalised to | Fixed data
CData | 4004. Normalised volumes for comparisons | Calculation
CData | 4005. LDNO LV charges (normalised £) | Copy cells
CData | 4006. LDNO HV charges (normalised £) | Copy cells
CTables | 4101. Comparison with current all-the-way demand tariffs | Composite
CTables | 4102. LDNO margins in use of system charges | Composite
M-ATW | Tariff matrices | Notes
Technical model rules and version control
---
PerlModule: CDCM
agghhequalisation: rag
alwaysUseRAG: 1
blackPeakingProbabilityRequired: 1
coincidenceAdj: groupums
colour: orange
drm: top500gsp
extraLevels: 1
fixedCap: 1-4
matrices: big
noReplacement: blanket
pcd: 1
portfolio: 1
protect: 1
revisionText: r7414
scaler: adderppugeneralminzeronogen
standing: sub132
summary: consultation
targetRevenue: dcp249
tariffs: commongensubdcp130dcp163pc12hhpc34hhgennoreact
template: '%-model228+'
timeOfDay: timeOfDay179
unauth: dayotex
validation: lenientnomsg
'~codeValidation':
CDCM/AML.pm: 456e00943a159e7b87cf01c5c4710e6a140ca47c
CDCM/Aggregation.pm: 372b53e6dba1fe9433020bbd13328009851a036a
CDCM/Contributions.pm: 27ad354dcefbc9a811f3db79dc8efe0f1833e5f3
CDCM/Discounts.pm: a7364da2114ba741a77c0d6cb86d8234e52f9f27
CDCM/Loads.pm: 8318fd13017faf9e8cc117bc2b5f75e978e6365b
CDCM/Master.pm: b888dfe95c5c84cdb82428a1727d2a974bc5a157
CDCM/Matching.pm: 01f6510e0d600acd5eaf457dc0ce7510a9e57a57
CDCM/NetworkSizer.pm: 50def4231b67757f2bd222cc1579fa342876afd0
CDCM/Operating.pm: c8ee43d2a1898e7c0e12aa50754522a86c4077c3
CDCM/Reactive.pm: e2318e6ee9559bf7cd3cfcfff58c399eb12c866a
CDCM/Revenue.pm: 6c445ed34c255f9ddc0b221c97478f1622f96850
CDCM/Routeing.pm: 9b718b597245d1b0721d2c7a64c50c2a706295b5
CDCM/SML.pm: aac911646d7138ef11303d19e73c7fb180fadeeb
CDCM/ServiceModels.pm: 962bc7cb35ba1dba1d76a82ebf31da562bb15636
CDCM/Setup.pm: fa9ab9e9febf3f6681cdfa8c05e2700627cf0251
CDCM/Sheets.pm: 9fd822bebed6e0c93722fe67a01c586d855391af
CDCM/Standing.pm: 0677863cc8c69940e82611a34f6a4cf6e6c938f6
CDCM/Summary.pm: 591dbcc9c325ebe7d3bb65b6fdd6fdc8c2b0d03b
CDCM/Table1001_2016.pm: 5f546f87942091a84a5cb5d655bf1d971cac11e6
CDCM/TariffList.pm: 64ad6df9569e545ee8cb15b755bb503f11a8d027
CDCM/Tariffs.pm: 76356ecc3a24bb7e0d1b998ff54ed84d4c66815d
CDCM/TimeOfDay179.pm: bcfbb0b849f3d51df08034f15d98c106a1026464
CDCM/Yardsticks.pm: 14fa4ca8c5e1b83888203f2a0a27b027b0e1be67
SpreadsheetModel/Arithmetic.pm: b1367f0a9de6b5af11373f288c79c34dcf1cd6d7
SpreadsheetModel/Book/FrontSheet.pm: 46ce018576f7ecdfeeb07df5d5468405cb06839c
SpreadsheetModel/Book/Manufacturing.pm: c9328f8ce467db0f50b8d1d3b6064a439a158536
SpreadsheetModel/Book/Validation.pm: ed2ab0782db26c535a153fdc187c4ac85d37bf0b
SpreadsheetModel/Book/WorkbookCreate.pm: a02f9620ecfc3c847594ec6a7f5d50a9a30b2168
SpreadsheetModel/Book/WorkbookFormats.pm: b659dd128e9de6350e6f389cbe5ac3c7e01ff09d
SpreadsheetModel/Columnset.pm: 672a86ec91518b1756e619af3caf5fd13a83fe72
SpreadsheetModel/Custom.pm: 64258a1a23160d1b05311a838e34f4078f7516be
SpreadsheetModel/Dataset.pm: 0d4dd59d0e133cd7ac0d1f5f60d67b42da63633e
SpreadsheetModel/FormatLegend.pm: 6542b2c1f994e4aa10f155c435cabafa7a9f5778
SpreadsheetModel/GroupBy.pm: a05f4878f468a3191257c58c4711fc115bde7e7d
SpreadsheetModel/Label.pm: 053d8801da63a168d467ae3cf12c6c32325befe3
SpreadsheetModel/Labelset.pm: 9869da1561c537b93ee2cbbfe04c5047c6144169
SpreadsheetModel/Logger.pm: 833fe1cc3c01cd760064f51dd812b9db75a8b221
SpreadsheetModel/Notes.pm: deac2cc524c26b5965f89ee6ab62979a9443d683
SpreadsheetModel/Object.pm: ad87af5906c5d614f2ee9535b691ad91f03c7c38
SpreadsheetModel/Reshape.pm: 44d60329c15bdfdf839a71781406c921808898b4
SpreadsheetModel/SegmentRoot.pm: b9c3f399e76a3369cc6271bc475efeffbc75e604
SpreadsheetModel/Shortcuts.pm: 862755d9f7270e4db643182f2a94f4d19dff749b
SpreadsheetModel/Stack.pm: 05a927d320fe0b49a01b5d253723cf04175915ac
SpreadsheetModel/SumProduct.pm: c5a66046bc650db92cb5b588c8b0b207eb91f4d4
'~datasetName': Blank
'~datasetSource': Empty dataset
Generated on Sun 20 Nov 2016 12:44:11 by www.dcmf.co.uk

## Input
Input data for WPD South Wales in April 19 (no data version)
This sheet contains all the input data (except LLFCs which might be entered directly into the Tariff sheet).
1000. Company, charging year, data version
| Company | Year | Version
Company, charging year, data version | WPD South Wales | April 19 | no data version
1001. CDCM target revenue (£ unless otherwise stated)
| Further description | Term | CRC | Value | Calculations (£/year)
Base Demand Revenue before inflation | A1 | PU | CRC2A | 212400000 |  | 212.4
Annual Iteration adjustment before inflation | A2 | MOD | CRC2A | -5535800.0074 |  | -5.5358
RPI True-up before inflation | A3 | TRU | CRC2A | 150931.6385 |  | 0.15093
Price index adjustment (RPI index) | A4 | RPIF | CRC2A | 1.196 |  | 1.196
Base demand revenue | A = (A1 + A2 + A3) * A4 | BR | CRC2A |  | 247590097.4308
Pass-Through Licence Fees | B1 | LF | CRC2B | 231696.7843 |  | 0.2317
Pass-Through Business Rates | B2 | RB | CRC2B | -9400410.2924 |  | -9.4004
Pass-Through Transmission Connection Point Charges | B3 | TB | CRC2B | 1096102.4266 |  | 1.0961
Pass-through Smart Meter Communication Licence Costs | B4 | SMC | CRC2B | 319944.644 |  | 0.31994
Pass-through Smart Meter IT Costs | B5 | SMIT | CRC2B | 174517.9608 |  | 0.17452
Pass-through Ring Fence Costs | B6 | RF | CRC2B | 15703.5334 |  | 0.015704
Pass-Through Others | B7 | HB, SEC, UNC | CRC2B | 0
Allowed Pass-Through Items | B = Sum of B1 to B7 | PT | CRC2B |  | -7562444.9435
Broad Measure of Customer Service incentive | C1 | BM | CRC2C | 2961516.8505 |  | 2.9615
Quality of Service incentive | C2 | IQ | CRC2D | 3029726.537 |  | 3.0297
Connections Engagement incentive | C3 | ICE | CRC2E | 0 |  | 0
Time to Connect incentive | C4 | TTC | CRC2F | 829538.002 |  | 0.82954
Losses Discretionary Reward incentive | C5 | LDR | CRC2G | 47840 |  | 0.04784
Network Innovation Allowance | C6 | NIA | CRC2H | 753621.2808 |  | 0.75362
Low Carbon Network Fund - Tier 1 unrecoverable | C7 | LCN1 | CRC2J | 0
Low Carbon Network Fund - Tier 2 & Discretionary Funding | C7 | LCN2 | CRC2J | 118907.3295 |  | 0.11891
Connection Guaranteed Standards Systems & Processes penalty | C8 | AUM, CGSRA | CRC2K-L | 0
Residual Losses and Growth Incentive - Losses | C9 | PPL | CRC2M | 0
Residual Losses and Growth Incentive - Growth | C9 | GTA | CRC2M | 0
Incentive Revenue and Other Adjustments | C = Sum of C1 to C9 |  |  |  | 7741149.9999
Correction Factor | D | -K | CRC2A | 8062118.4522 |  | -8.0621
Total allowed Revenue | E = A + B + C + D | AR | CRC2A |  | 255830920.9394
Other 1. Excluded services - Top-up, standby, and enhanced system security | F1 (see note 1) | DRS4 | CRC5C | 0
Other 2. Excluded services - Revenue protection services | F2 (see note 1) | DRS5 | CRC5C | 0
Other 3. Excluded services - Miscellaneous | F3 (see note 1) | DRS9 | CRC5C | 0
Other 4. Please describe if used | F4 | Please describe | if used | 0
Other 5. Please describe if used | F5 | Please describe | if used | 0
Total other revenue recovered by Use of System Charges | F = Sum of F1 to F5 |  |  |  | 0
Total Revenue for Use of System Charges | G = E + F |  |  |  | 255830920.9394
1. Revenue raised outside CDCM - EDCM and Certain Interconnector Revenue | H1 |  |  | 16649172.6652
2. Revenue raised outside CDCM - Voluntary under-recovery | H2 |  |  | 0 |  | 0
3. Revenue raised outside CDCM - Please describe if used | H3 | Please describe | if used | 0 |  | 0
4. Revenue raised outside CDCM - Please describe if used | H4 | Please describe | if used | 0 |  | 0
Total Revenue to be raised outside the CDCM | H = Sum of H1 to H4 |  |  |  | 16649172.6652
Latest forecast of CDCM Revenue | I = G - H |  |  |  | 239181748.2742
Note 1: Cost categories associated with excluded services should only be populated if the Company recovers the costs of providing these services from Use of System Charges
1010. Financial and general assumptions
Sources: financial assumptions; calendar; network model.
These financial assumptions determine the annuity rate applied to convert the asset values of the network model into an annual charge.
| Rate of return | Annualisation period (years) | Annuity proportion for customer-contributed assets | Power factor | Days in the charging year
Financial and general assumptions | 4.08% | 40 | 0 | 0.95 | 366
1017. Diversity allowance between top and bottom of network level
Source: operational data analysis and/or network model.
The diversity figure against GSP is the diversity between GSP Group (the whole system) and individual GSPs.
The diversity figure against 132kV is the diversity between GSPs (the top of the 132kV network) and 132kV/EHV bulk supply points (the bottom of the 132kV network).
The diversity figure against EHV is the diversity between 132kV/EHV bulk supply points (the top of the EHV network) and EHV/HV primary substations (the bottom of the EHV network).
The diversity figure against HV is the diversity between EHV/HV primary substations (the top of the HV network) and HV/LV substations (the bottom of the HV network).
Diversity allowance between top and bottom of network level
GSPs | 6.383%
132kV | 5.3%
132kV/EHV
EHV | 9.9%
EHV/HV
HV | 37%
HV/LV
LV circuits
1018. Proportion of relevant load going through 132kV/HV direct transformation
132kV/HV
EHV/HV | 30%
1019. Network model GSP peak demand (MW)
Network model GSP peak demand (MW)
Network model GSP peak demand (MW) | 500
1020. Gross asset cost by network level (£)
Gross assets £
132kV | 134609065.3941
132kV/EHV | 12891261.1734
EHV | 33912714.8949
EHV/HV | 29229119.3098
132kV/HV | 10770472.2979
HV | 152618877.9374
HV/LV | 57495908.4704
LV circuits | 129636887.9226
1022. LV service model asset cost (£)
| LV service model 1 | LV service model 2 | LV service model 3 | LV service model 4 | LV service model 5 | LV service model 6 | LV service model 7 | LV service model 8
LV service model asset cost (£) | 4357.3283 | 664.3321 | 768.355 | 557.6139 | 1230.218 | 960.3594 | 0 | 525.6126
1023. HV service model asset cost (£)
| HV service model 1 | HV service model 2 | HV service model 3 | HV service model 4 | HV service model 5
HV service model asset cost (£) | 10371.6257 | 4264 | 0 | 0 | 0
1025. Matrix of applicability of LV service models to tariffs with fixed charges
| LV service model 1 | LV service model 2 | LV service model 3 | LV service model 4 | LV service model 5 | LV service model 6 | LV service model 7 | LV service model 8
Domestic Unrestricted | 5% | 0% | 0% | 0% | 0% | 0% | 0% | 0%
Domestic Two Rate | 5% | 0% | 0% | 0% | 0% | 0% | 0% | 0%
Small Non Domestic Unrestricted | 0% | 100% | 0% | 0% | 0% | 0% | 0% | 0%
Small Non Domestic Two Rate | 0% | 100% | 0% | 0% | 0% | 0% | 0% | 0%
LV Medium Non-Domestic | 0% | 0% | 100% | 0% | 0% | 0% | 0% | 0%
LV Sub Medium Non-Domestic | 0% | 0% | 0% | 100% | 0% | 0% | 0% | 0%
LV Network Domestic | 5%
LV Network Non-Domestic Non-CT |  | 100%
LV HH Metered | 0% | 0% | 0% | 0% | 100% | 0% | 0% | 0%
LV Sub HH Metered | 0% | 0% | 0% | 0% | 0% | 100% | 0% | 0%
LV Generation NHH or Aggregate HH | 0% | 0% | 0% | 0% | 0% | 0% | 100% | 0%
LV Sub Generation NHH | 0% | 0% | 0% | 0% | 0% | 0% | 100% | 0%
LV Generation Intermittent | 0% | 0% | 0% | 0% | 0% | 0% | 100% | 0%
LV Generation Intermittent no RP charge | 0% | 0% | 0% | 0% | 0% | 0% | 100% | 0%
LV Generation Non-Intermittent | 0% | 0% | 0% | 0% | 0% | 0% | 0% | 0%
LV Generation Non-Intermittent no RP charge | 0% | 0% | 0% | 0% | 0% | 0% | 0% | 0%
LV Sub Generation Intermittent | 0% | 0% | 0% | 0% | 0% | 0% | 0% | 0%
LV Sub Generation Intermittent no RP charge | 0% | 0% | 0% | 0% | 0% | 0% | 0% | 0%
LV Sub Generation Non-Intermittent | 0% | 0% | 0% | 0% | 0% | 0% | 0% | 0%
LV Sub Generation Non-Intermittent no RP charge | 0% | 0% | 0% | 0% | 0% | 0% | 0% | 0%
1026. Matrix of applicability of LV service models to unmetered tariffs
Source: service models
Proportion of service model involved in connecting load of 1 MWh/year
| LV service model 1 | LV service model 2 | LV service model 3 | LV service model 4 | LV service model 5 | LV service model 6 | LV service model 7 | LV service model 8
All LV unmetered tariffs | [7 empty] | 0.488
1028. Matrix of applicability of HV service models to tariffs with fixed charges
| HV service model 1 | HV service model 2 | HV service model 3 | HV service model 4 | HV service model 5
HV Medium Non-Domestic | 100%
HV HH Metered | 100%
HV Generation Intermittent |  | 100%
HV Generation Intermittent no RP charge |  | 100%
HV Generation Non-Intermittent |  | 100%
HV Generation Non-Intermittent no RP charge |  | 100%
1032. Loss adjustment factors to transmission
Source: losses model or loss adjustment factors at time of system peak.
| 132kV | 132kV/EHV | EHV | EHV/HV | HV | HV/LV | LV circuits
Loss adjustment factor | 1.009 | 1.013 | 1.024 | 1.032 | 1.041 | 1.059 | 1.077
1037. Embedded network (LDNO) discounts
Source: separate price control disaggregation model.
| No discount | LDNO LV: LV user | LDNO HV: LV user | LDNO HV: LV sub user | LDNO HV: HV user
LDNO discount |  | 31.99% | 63.35% | 43.85% | 32.27%
1041. Load profile data for demand users
Source: load data analysis.
| Coincidence factor | Load factor
Domestic Unrestricted | 0.91571 | 0.43081
Domestic Two Rate | 0.35671 | 0.27692
Domestic Off Peak (related MPAN) |  | 0.19564
Small Non Domestic Unrestricted | 0.50923 | 0.41658
Small Non Domestic Two Rate | 0.73641 | 0.58526
Small Non Domestic Off Peak (related MPAN) |  | 0.20228
LV Medium Non-Domestic | 0.71635 | 0.54243
LV Sub Medium Non-Domestic | 0.71635 | 0.54243
HV Medium Non-Domestic | 0.49548 | 0.41578
LV Network Domestic | 0.88406 | 0.42187
LV Network Non-Domestic Non-CT | 0.54873 | 0.445
LV HH Metered | 0.74023 | 0.58776
LV Sub HH Metered | 0.71994 | 0.59621
HV HH Metered | 0.79898 | 0.73214
NHH UMS category A | 1 | 1
NHH UMS category B | 0.98283 | 0.4754
NHH UMS category C | 0.78261 | 0.27336
NHH UMS category D | 0 | 0.51559
LV UMS (Pseudo HH Metered) | 0.94772 | 0.45019
1053. Volume forecasts for the charging year
Source: forecast.
Please include MPAN counts for tariffs with no fixed charge (e.g. off-peak tariffs), but exclude MPANs on tariffs with a fixed
charge that are not subject to a fixed charge due to a site grouping arrangement.
| Rate 1 units (MWh) | Rate 2 units (MWh) | Rate 3 units (MWh) | MPANs | Import capacity (kVA) | Exceeded capacity (kVA) | Reactive power units (MVArh)
> Domestic Unrestricted
Domestic Unrestricted | 3137701.4077 | 0 | 0 | 998882.407 | 0 | 0 | 0
LDNO LV: Domestic Unrestricted | 3748.2534 | 0 | 0 | 1534.9037 | 0 | 0 | 0
LDNO HV: Domestic Unrestricted | 21538.3115 | 0 | 0 | 9576.4631 | 0 | 0 | 0
> Domestic Two Rate | 0 | 0 | 0 | 0 | 0 | 0 | 0
Domestic Two Rate | 148595.8148 | 132539.3456 | 0 | 50656.379 | 0 | 0 | 0
LDNO LV: Domestic Two Rate | 76.3168 | 16.252 | 0 | 32.9364 | 0 | 0 | 0
LDNO HV: Domestic Two Rate | 307.7377 | 160.4616 | 0 | 182.8854 | 0 | 0 | 0
> Domestic Off Peak (related MPAN) | 0 | 0 | 0 | 0 | 0 | 0 | 0
Domestic Off Peak (related MPAN) | 2369.5948 |  | 0 | 906 | 0 | 0 | 0
LDNO LV: Domestic Off Peak (related MPAN) | 0 | 0 | 0 | 0 | 0 | 0 | 0
LDNO HV: Domestic Off Peak (related MPAN) | 0 | 0 | 0 | 0 | 0 | 0 | 0
> Small Non Domestic Unrestricted | 0 | 0 | 0 | 0 | 0 | 0 | 0
Small Non Domestic Unrestricted | 788341.2966 | 0 | 0 | 64499.4007 | 0 | 0 | 0
LDNO LV: Small Non Domestic Unrestricted | 71.634 | 0 | 0 | 10.3881 | 0 | 0 | 0
LDNO HV: Small Non Domestic Unrestricted | 4110.7307 | 0 | 0 | 183.2928 | 0 | 0 | 0
> Small Non Domestic Two Rate | 0 | 0 | 0 | 0 | 0 | 0 | 0
Small Non Domestic Two Rate | 197413.5436 | 83732.9251 | 0 | 13327.0999 | 0 | 0 | 0
LDNO LV: Small Non Domestic Two Rate | 0 | 0 | 0 | 0 | 0 | 0 | 0
LDNO HV: Small Non Domestic Two Rate | 888.7786 | 150.5714 | 0 | 14.4733 | 0 | 0 | 0
> Small Non Domestic Off Peak (related MPAN) | 0 | 0 | 0 | 0 | 0 | 0 | 0
Small Non Domestic Off Peak (related MPAN) | 1373.4199 |  | 0 | 256 | 0 | 0 | 0
LDNO LV: Small Non Domestic Off Peak (related MPAN) | 0 | 0 | 0 | 0 | 0 | 0 | 0
LDNO HV: Small Non Domestic Off Peak (related MPAN) | 0 | 0 | 0 | 0 | 0 | 0 | 0
> LV Medium Non-Domestic | 0 | 0 | 0 | 0 | 0 | 0 | 0
LV Medium Non-Domestic | 26946.8389 | 7790.3038 | 0 | 782.0146 | 0 | 0 | 0
LDNO LV: LV Medium Non-Domestic | 0 | 0 | 0 | 0 | 0 | 0 | 0
LDNO HV: LV Medium Non-Domestic | -3.638e-15 | 1.819e-15 | 0 | 0 | 0 | 0 | 0
> LV Sub Medium Non-Domestic | 0 | 0 | 0 | 0 | 0 | 0 | 0
LV Sub Medium Non-Domestic | 0.21696 | 0.066633 | 0 | 0.001985 | 0 | 0 | 0
> HV Medium Non-Domestic | 0 | 0 | 0 | 0 | 0 | 0 | 0
HV Medium Non-Domestic | 56.5708 | 27.2378 | 0 | 3.2383 | 0 | 0 | 0
> LV Network Domestic | 0 | 0 | 0 | 0 | 0 | 0 | 0
LV Network Domestic | 2.012 | 10.4483 | 9.3976 | 6.633 | 0 | 0 | 0
LDNO LV: LV Network Domestic | 0 | 0 | 0 | 0 | 0 | 0 | 0
LDNO HV: LV Network Domestic | 0 | 0 | 0 | 0 | 0 | 0 | 0
> LV Network Non-Domestic Non-CT | 0 | 0 | 0 | 0 | 0 | 0 | 0
LV Network Non-Domestic Non-CT | 12121.7041 | 81006.952 | 60057.3878 | 2100.8922 | 0 | 0 | 0
LDNO LV: LV Network Non-Domestic Non-CT | 0 | 0 | 0 | 0 | 0 | 0 | 0
LDNO HV: LV Network Non-Domestic Non-CT | 50.6221 | 290.2504 | 161.0849 | 8.8253 | 0 | 0 | 0
> LV HH Metered | 0 | 0 | 0 | 0 | 0 | 0 | 0
LV HH Metered | 120521.177 | 767707.2736 | 570489.4375 | 6053.5997 | 725000 | 28587.3225 | 122816.7972
LDNO LV: LV HH Metered | 26.5632 | 180.0231 | 132.9415 | 2.8947 | 230.1155 | 26.7295 | 8.6416
LDNO HV: LV HH Metered | 5344.9845 | 30055.8114 | 27681.6232 | 132.2861 | 39629.7401 | 47.246 | 1627.8638
> LV Sub HH Metered | 0 | 0 | 0 | 0 | 0 | 0 | 0
LV Sub HH Metered | 4874.02 | 29990.7237 | 25258.847 | 64.9834 | 23211.752 | 953.9675 | 6728.3254
LDNO HV: LV Sub HH Metered | 426.4584 | 2276.5732 | 2031.2552 | 3.4861 | 2811.3579 | 0 | 78.9914
> HV HH Metered | 0 | 0 | 0 | 0 | 0 | 0 | 0
HV HH Metered | 146873.8891 | 903198.681 | 842161.3565 | 814.7168 | 628579.2102 | 34337.6861 | 97134.4363
LDNO HV: HV HH Metered | 659.3997 | 3854.6502 | 3181.6119 | 8.3336 | 3270.8193 | 0 | 290.198
> NHH UMS category A | 0 | 0 | 0 | 0 | 0 | 0 | 0
NHH UMS category A | 1811.1467 | 0 | 0 | 540 | 0 | 0 | 0
LDNO LV: NHH UMS category A | 0 | 0 | 0 | 0 | 0 | 0 | 0
LDNO HV: NHH UMS category A | 72.6119 | 0 | 0 | 0 | 0 | 0 | 0
> NHH UMS category B | 0 | 0 | 0 | 0 | 0 | 0 | 0
NHH UMS category B | 5391.4062 | 0 | 0 | 737 | 0 | 0 | 0
LDNO LV: NHH UMS category B | 8.6505 | 0 | 0 | 0 | 0 | 0 | 0
LDNO HV: NHH UMS category B | 119.5006 | 0 | 0 | 0 | 0 | 0 | 0
> NHH UMS category C | 0 | 0 | 0 | 0 | 0 | 0 | 0
NHH UMS category C | 287.5817 | 0 | 0 | 83 | 0 | 0 | 0
LDNO LV: NHH UMS category C | 0 | 0 | 0 | 0 | 0 | 0 | 0
LDNO HV: NHH UMS category C | 0 | 0 | 0 | 0 | 0 | 0 | 0
> NHH UMS category D | 0 | 0 | 0 | 0 | 0 | 0 | 0
NHH UMS category D | 0 | 0 | 0 | 0 | 0 | 0 | 0
LDNO LV: NHH UMS category D | 0 | 0 | 0 | 0 | 0 | 0 | 0
LDNO HV: NHH UMS category D | 0 | 0 | 0 | 0 | 0 | 0 | 0
> LV UMS (Pseudo HH Metered) | 0 | 0 | 0 | 0 | 0 | 0 | 0
LV UMS (Pseudo HH Metered) | 5390.0371 | 33830.6871 | 82069.2803 | 32.8361 | 0 | 0 | 0
LDNO LV: LV UMS (Pseudo HH Metered) | 0 | 0 | 0 | 0 | 0 | 0 | 0
LDNO HV: LV UMS (Pseudo HH Metered) | 0 | 0 | 0 | 0 | 0 | 0 | 0
> LV Generation NHH or Aggregate HH | 0 | 0 | 0 | 0 | 0 | 0 | 0
LV Generation NHH or Aggregate HH | 2534.8801 | 0 | 0 | 152 | 0 | 0 | 0
LDNO LV: LV Generation NHH or Aggregate HH | 0 | 0 | 0 | 0 | 0 | 0 | 0
LDNO HV: LV Generation NHH or Aggregate HH | 0 | 0 | 0 | 0 | 0 | 0 | 0
> LV Sub Generation NHH | 0 | 0 | 0 | 0 | 0 | 0 | 0
LV Sub Generation NHH | 0 | 0 | 0 | 0 | 0 | 0 | 0
LDNO HV: LV Sub Generation NHH | 0 | 0 | 0 | 0 | 0 | 0 | 0
> LV Generation Intermittent | 0 | 0 | 0 | 0 | 0 | 0 | 0
LV Generation Intermittent | 35860.1479 | 0 | 0 | 452.1634 |  |  | 3381.701
LDNO LV: LV Generation Intermittent | 0 | 0 | 0 | 0 |  |  | 0
LDNO HV: LV Generation Intermittent | 527.2148 |  |  | 3.3275 |  |  | 91.3496
> LV Generation Intermittent no RP charge | 0 | 0 | 0 | 0 |  |  | 0
LV Generation Intermittent no RP charge | 0 | 0 | 0 | 0 |  |  | 0
> LV Generation Non-Intermittent | 0 | 0 | 0 | 0 |  |  | 0
LV Generation Non-Intermittent | 142.5181 | 995.4362 | 890.9633 | 16.1367 |  |  | 561.7178
LDNO LV: LV Generation Non-Intermittent | 0 | 0 | 0 | 0 |  |  | 0
LDNO HV: LV Generation Non-Intermittent | 0 | 0 | 0 | 0 |  |  | 0
> LV Generation Non-Intermittent no RP charge | 0 | 0 | 0 | 0 |  |  | 0
LV Generation Non-Intermittent no RP charge | 0 | 0 | 0 | 0 |  |  | 0
> LV Sub Generation Intermittent | 0 | 0 | 0 | 0 |  |  | 0
LV Sub Generation Intermittent | 278.7113 | 0 | 0 | 6.4532 |  |  | 1.1344
LDNO HV: LV Sub Generation Intermittent | 0 | 0 | 0 | 0 |  |  | 0
> LV Sub Generation Intermittent no RP charge | 0 | 0 | 0 | 0 |  |  | 0
LV Sub Generation Intermittent no RP charge | 0 | 0 | 0 | 0 |  |  | 0
> LV Sub Generation Non-Intermittent | 0 | 0 | 0 | 0 |  |  | 0
LV Sub Generation Non-Intermittent | 17.023 | 129.3993 | 135.5667 | 1.2913 |  |  | 0
LDNO HV: LV Sub Generation Non-Intermittent | 0 | 0 | 0 | 0 |  |  | 0
> LV Sub Generation Non-Intermittent no RP charge | 0 | 0 | 0 | 0 |  |  | 0
LV Sub Generation Non-Intermittent no RP charge | 0 | 0 | 0 | 0 |  |  | 0
> HV Generation Intermittent | 0 | 0 | 0 | 0 |  |  | 0
HV Generation Intermittent | 271418.0748 | 0 | 0 | 174.7238 |  |  | 5712.0346
LDNO HV: HV Generation Intermittent | 0 |  |  | 0 |  |  | 0
> HV Generation Intermittent no RP charge | 0 | 0 | 0 | 0 |  |  | 0
HV Generation Intermittent no RP charge | 0 | 0 | 0 | 0 |  |  | 0
> HV Generation Non-Intermittent | 0 | 0 | 0 | 0 |  |  | 0
HV Generation Non-Intermittent | 27666.3494 | 72721.9732 | 63087.9042 | 46.7437 |  |  | 1689.5621
LDNO HV: HV Generation Non-Intermittent | 0 | 0 | 0 | 0 |  |  | 0
> HV Generation Non-Intermittent no RP charge | 0 | 0 | 0 | 0 |  |  | 0
HV Generation Non-Intermittent no RP charge | 0 | 0 | 0 | 0 |  |  | 0
1055. Transmission exit charges (£/year)
Source: forecast.
Transmission exit
Transmission exit charges (£/year) | 11342977.3028
1059. Other expenditure
| Direct cost (£/year) | Indirect cost (£/year) | Indirect cost proportion | Network rates (£/year)
Other expenditure | 24823838.6516 | 66956805.2085 | 60% | 14127199.3213
1060. Customer contributions under current connection charging policy
Source: analysis of expenditure data and/or survey of capital expenditure schemes.
Customer contribution percentages by network level of supply and by asset network level.
These proportions should reflect the current connection charging method, not necessarily the method that was in place when the connection was built.
| Assets 132kV | Assets 132kV/EHV | Assets EHV | Assets EHV/HV | Assets 132kV/HV | Assets HV | Assets HV/LV | Assets LV circuits
LV network | 0% |  |  | 75% | 75% | 75% | 95% | 95%
LV substation | 0% | 0% |  | 75% | 75% | 75% | 95%
HV network | 0% | 36% | 36% | 91% | 91% | 91%
HV substation | 0% | 36% | 36% | 91%
1061. Average split of rate 1 units by distribution time band
| Red | Amber | Green
Domestic Unrestricted | 11.24% | 50.22% | 38.54%
Domestic Two Rate | 13.38% | 58.86% | 27.76%
Domestic Off Peak (related MPAN) | 0.0002025% | 16.83% | 83.17%
Small Non Domestic Unrestricted | 7.252% | 57.87% | 34.88%
Small Non Domestic Two Rate | 10.26% | 66.1% | 23.64%
Small Non Domestic Off Peak (related MPAN) | 0.0105% | 17.57% | 82.42%
LV Medium Non-Domestic | 10.49% | 67.37% | 22.14%
LV Sub Medium Non-Domestic | 10.02% | 68.54% | 21.43%
HV Medium Non-Domestic | 9.98% | 69.39% | 20.63%
1062. Average split of rate 2 units by distribution time band
| Red | Amber | Green
Domestic Two Rate | 0% | 3.214% | 96.79%
Small Non Domestic Two Rate | 0% | 6.426% | 93.57%
LV Medium Non-Domestic | 0% | 0.8673% | 99.13%
LV Sub Medium Non-Domestic | 0% | 0% | 100%
HV Medium Non-Domestic | 0% | 0% | 100%
1064. Average split of rate 1 units by special distribution time band
| Black | Yellow | Green
NHH UMS category A | 2.157% | 48.18% | 49.67%
NHH UMS category B | 4.204% | 19.51% | 76.29%
NHH UMS category C | 7.115% | 34.41% | 58.47%
NHH UMS category D | 0.2247% | 74.42% | 25.35%
1066. Typical annual hours by special distribution time band
Source: definition of distribution time bands.
The figures in this table will be automatically adjusted to match the number of days in the charging period.
| Black | Yellow | Green
Annual hours | 190 | 4233 | 4361
1068. Typical annual hours by distribution time band
Source: definition of distribution time bands.
The figures in this table will be automatically adjusted to match the number of days in the charging period.
| Red | Amber | Green
Annual hours | 655 | 3768 | 4361
1069. Peaking probabilities by network level
Source: analysis of network operation data.
Red, amber and green peaking probabilities
| Red | Amber | Green | Black peaking probabilities
GSPs | 67.41% | 29.93% | 2.658% | 57.25%
132kV | 58.95% | 27.89% | 13.15% | 53.79%
132kV/EHV | 58.95% | 27.89% | 13.15% | 53.79%
EHV | 58.59% | 32.96% | 8.441% | 50.46%
EHV/HV | 58.59% | 32.96% | 8.441% | 50.46%
132kV/HV | 58.95% | 27.89% | 13.15% | 53.79%
HV | 58.59% | 32.96% | 8.441% | 50.46%
HV/LV | 58.59% | 32.96% | 8.441% | 50.46%
LV circuits | 58.59% | 32.96% | 8.441% | 50.46%
1092. Average kVAr by kVA, by network level
Source: analysis of operational data.
This is the average of MVAr/MVA or SQRT(1-PF^2) across relevant network elements.
| GSPs | 132kV | 132kV/EHV | EHV | EHV/HV | 132kV/HV | HV | HV/LV | LV circuits
Average kVAr by kVA, by network level | 0.25979 | 0.25979 | 0.25979 | 0.25979 | 0.25979 | 0.25979 | 0.25979 | 0.25979 | 0.25979
1201. Current tariff information
| Current revenues if known (£) | Current Unit rate 1 p/kWh | Current Unit rate 2 p/kWh | Current Unit rate 3 p/kWh | Current Fixed charge p/MPAN/day | Current Capacity charge p/kVA/day | Current Exceeded capacity charge p/kVA/day | Current Reactive power charge p/kVArh
Domestic Unrestricted |  | 2.737 |  |  | 4.5
Domestic Two Rate |  | 3.031 | 1.476 |  | 4.5
Domestic Off Peak (related MPAN) |  | 1.479
Small Non Domestic Unrestricted |  | 2.456 |  |  | 7.81
Small Non Domestic Two Rate |  | 2.743 | 1.489 |  | 7.81
Small Non Domestic Off Peak (related MPAN) |  | 1.481
LV Medium Non-Domestic |  | 2.599 | 1.427 |  | 40.77
LV Sub Medium Non-Domestic |  | 2.52 | 1.416 |  | 33.98
HV Medium Non-Domestic |  | 1.946 | 1.339 |  | 171.25
LV Network Domestic |  | 9.929 | 2.117 | 1.447 | 4.5
LV Network Non-Domestic Non-CT |  | 9.976 | 2.122 | 1.448 | 7.81
LV HH Metered |  | 7.785 | 1.885 | 1.396 | 12.22 | 2.88 | 6.36 | 0.22
LV Sub HH Metered |  | 6.465 | 1.728 | 1.364 | 9.41 | 3.36 | 6.44 | 0.17
HV HH Metered |  | 5.12 | 1.591 | 1.331 | 93.37 | 3.51 | 6.98 | 0.12
NHH UMS category A |  | 3.029
NHH UMS category B |  | 3.296
NHH UMS category C |  | 3.96
NHH UMS category D |  | 2.774
LV UMS (Pseudo HH Metered) |  | 23.451 | 2.878 | 2.285

## LAFs
Loss adjustment factors and network use matrices for WPD South Wales in April 19 (no data version)
This sheet calculates matrices of loss adjustment factors and of network use factors.
These matrices map out the extent to which each type of user uses each level of the network, and are used throughout the workbook.
2001. Loss adjustment factors to transmission
Data sources:
x1 = Network level for each tariff (to get loss factors applicable to capacity) (in Loss adjustment factors to transmission)
x2 = 1032. Loss adjustment factors to transmission
Kind: | Fixed data | [6 empty] | Sum-product calculation
Formula: | [7 empty] | =SUMPRODUCT(x1, x2)
Network level for each tariff (to get loss factors applicable to capacity)
| 132kV | 132kV/EHV | EHV | EHV/HV | HV | HV/LV | LV circuits | Loss adjustment factor
Domestic Unrestricted | 0 | 0 | 0 | 0 | 0 | 0 | 1 | 1.077
Domestic Two Rate | 0 | 0 | 0 | 0 | 0 | 0 | 1 | 1.077
Domestic Off Peak (related MPAN) | 0 | 0 | 0 | 0 | 0 | 0 | 1 | 1.077
Small Non Domestic Unrestricted | 0 | 0 | 0 | 0 | 0 | 0 | 1 | 1.077
Small Non Domestic Two Rate | 0 | 0 | 0 | 0 | 0 | 0 | 1 | 1.077
Small Non Domestic Off Peak (related MPAN) | 0 | 0 | 0 | 0 | 0 | 0 | 1 | 1.077
LV Medium Non-Domestic | 0 | 0 | 0 | 0 | 0 | 0 | 1 | 1.077
LV Sub Medium Non-Domestic | 0 | 0 | 0 | 0 | 0 | 1 | 0 | 1.059
HV Medium Non-Domestic | 0 | 0 | 0 | 0 | 1 | 0 | 0 | 1.041
LV Network Domestic | 0 | 0 | 0 | 0 | 0 | 0 | 1 | 1.077
LV Network Non-Domestic Non-CT | 0 | 0 | 0 | 0 | 0 | 0 | 1 | 1.077
LV HH Metered | 0 | 0 | 0 | 0 | 0 | 0 | 1 | 1.077
LV Sub HH Metered | 0 | 0 | 0 | 0 | 0 | 1 | 0 | 1.059
HV HH Metered | 0 | 0 | 0 | 0 | 1 | 0 | 0 | 1.041
NHH UMS category A | 0 | 0 | 0 | 0 | 0 | 0 | 1 | 1.077
NHH UMS category B | 0 | 0 | 0 | 0 | 0 | 0 | 1 | 1.077
NHH UMS category C | 0 | 0 | 0 | 0 | 0 | 0 | 1 | 1.077
NHH UMS category D | 0 | 0 | 0 | 0 | 0 | 0 | 1 | 1.077
LV UMS (Pseudo HH Metered) | 0 | 0 | 0 | 0 | 0 | 0 | 1 | 1.077
LV Generation NHH or Aggregate HH | 0 | 0 | 0 | 0 | 0 | 0 | 1 | 1.077
LV Sub Generation NHH | 0 | 0 | 0 | 0 | 0 | 1 | 0 | 1.059
LV Generation Intermittent | 0 | 0 | 0 | 0 | 0 | 0 | 1 | 1.077
LV Generation Intermittent no RP charge | 0 | 0 | 0 | 0 | 0 | 0 | 1 | 1.077
LV Generation Non-Intermittent | 0 | 0 | 0 | 0 | 0 | 0 | 1 | 1.077
LV Generation Non-Intermittent no RP charge | 0 | 0 | 0 | 0 | 0 | 0 | 1 | 1.077
LV Sub Generation Intermittent | 0 | 0 | 0 | 0 | 0 | 1 | 0 | 1.059
LV Sub Generation Intermittent no RP charge | 0 | 0 | 0 | 0 | 0 | 1 | 0 | 1.059
LV Sub Generation Non-Intermittent | 0 | 0 | 0 | 0 | 0 | 1 | 0 | 1.059
LV Sub Generation Non-Intermittent no RP charge | 0 | 0 | 0 | 0 | 0 | 1 | 0 | 1.059
HV Generation Intermittent | 0 | 0 | 0 | 0 | 1 | 0 | 0 | 1.041
HV Generation Intermittent no RP charge | 0 | 0 | 0 | 0 | 1 | 0 | 0 | 1.041
HV Generation Non-Intermittent | 0 | 0 | 0 | 0 | 1 | 0 | 0 | 1.041
HV Generation Non-Intermittent no RP charge | 0 | 0 | 0 | 0 | 1 | 0 | 0 | 1.041
2002. Mapping of DRM network levels to core network levels
| 132kV | 132kV/EHV | EHV | EHV/HV | HV | HV/LV | LV circuits
132kV | 1 | 0 | 0 | 0 | 0 | 0 | 0
132kV/EHV | 0 | 1 | 0 | 0 | 0 | 0 | 0
EHV | 0 | 0 | 1 | 0 | 0 | 0 | 0
EHV/HV | 0 | 0 | 0 | 1 | 0 | 0 | 0
132kV/HV | 0 | 0 | 0 | 1 | 0 | 0 | 0
HV | 0 | 0 | 0 | 0 | 1 | 0 | 0
HV/LV | 0 | 0 | 0 | 0 | 0 | 1 | 0
LV circuits | 0 | 0 | 0 | 0 | 0 | 0 | 1
2003. Loss adjustment factor to transmission for each DRM network level
Data sources:
x1 = 2002. Mapping of DRM network levels to core network levels
x2 = 1032. Loss adjustment factors to transmission
Sum-product calculation =SUMPRODUCT(x1, x2)
Loss adjustment factor to transmission for each DRM network level
132kV | 1.009
132kV/EHV | 1.013
EHV | 1.024
EHV/HV | 1.032
132kV/HV | 1.032
HV | 1.041
HV/LV | 1.059
LV circuits | 1.077
2004. Loss adjustment factor to transmission for each network level
Data sources:
x1 = 2003. Loss adjustment factor to transmission for each DRM network level
x2 = 1 for GSP level
Combine tables = x1 or x2
| GSPs | 132kV | 132kV/EHV | EHV | EHV/HV | 132kV/HV | HV | HV/LV | LV circuits
Loss adjustment factor to transmission for each network level | 1 | 1.009 | 1.013 | 1.024 | 1.032 | 1.032 | 1.041 | 1.059 | 1.077
2005. Network use factors
These network use factors indicate to what extent each network level is used by each tariff. This table reflects the policy that
generators receive credits only in respect of network levels above the voltage of connection. Generators do not receive credits at the
voltage of connection. The factors in this table are before any adjustment for a 132kV/HV network level or for generation-dominated areas.
| GSPs | 132kV | 132kV/EHV | EHV | EHV/HV | HV | HV/LV | LV circuits
Domestic Unrestricted | 1 | 1 | 1 | 1 | 1 | 1 | 1 | 1
Domestic Two Rate | 1 | 1 | 1 | 1 | 1 | 1 | 1 | 1
Domestic Off Peak (related MPAN) | 1 | 1 | 1 | 1 | 1 | 1 | 1 | 1
Small Non Domestic Unrestricted | 1 | 1 | 1 | 1 | 1 | 1 | 1 | 1
Small Non Domestic Two Rate | 1 | 1 | 1 | 1 | 1 | 1 | 1 | 1
Small Non Domestic Off Peak (related MPAN) | 1 | 1 | 1 | 1 | 1 | 1 | 1 | 1
LV Medium Non-Domestic | 1 | 1 | 1 | 1 | 1 | 1 | 1 | 1
LV Sub Medium Non-Domestic | 1 | 1 | 1 | 1 | 1 | 1 | 1 | 0
HV Medium Non-Domestic | 1 | 1 | 1 | 1 | 1 | 1 | 0 | 0
LV Network Domestic | 1 | 1 | 1 | 1 | 1 | 1 | 1 | 1
LV Network Non-Domestic Non-CT | 1 | 1 | 1 | 1 | 1 | 1 | 1 | 1
LV HH Metered | 1 | 1 | 1 | 1 | 1 | 1 | 1 | 1
LV Sub HH Metered | 1 | 1 | 1 | 1 | 1 | 1 | 1 | 0
HV HH Metered | 1 | 1 | 1 | 1 | 1 | 1 | 0 | 0
NHH UMS category A | 1 | 1 | 1 | 1 | 1 | 1 | 1 | 1
NHH UMS category B | 1 | 1 | 1 | 1 | 1 | 1 | 1 | 1
NHH UMS category C | 1 | 1 | 1 | 1 | 1 | 1 | 1 | 1
NHH UMS category D | 1 | 1 | 1 | 1 | 1 | 1 | 1 | 1
LV UMS (Pseudo HH Metered) | 1 | 1 | 1 | 1 | 1 | 1 | 1 | 1
LV Generation NHH or Aggregate HH | 1 | 1 | 1 | 1 | 1 | 1 | 1 | 0
LV Sub Generation NHH | 1 | 1 | 1 | 1 | 1 | 1 | 0 | 0
LV Generation Intermittent | 1 | 1 | 1 | 1 | 1 | 1 | 1 | 0
LV Generation Intermittent no RP charge | 1 | 1 | 1 | 1 | 1 | 1 | 1 | 0
LV Generation Non-Intermittent | 1 | 1 | 1 | 1 | 1 | 1 | 1 | 0
LV Generation Non-Intermittent no RP charge | 1 | 1 | 1 | 1 | 1 | 1 | 1 | 0
LV Sub Generation Intermittent | 1 | 1 | 1 | 1 | 1 | 1 | 0 | 0
LV Sub Generation Intermittent no RP charge | 1 | 1 | 1 | 1 | 1 | 1 | 0 | 0
LV Sub Generation Non-Intermittent | 1 | 1 | 1 | 1 | 1 | 1 | 0 | 0
LV Sub Generation Non-Intermittent no RP charge | 1 | 1 | 1 | 1 | 1 | 1 | 0 | 0
HV Generation Intermittent | 1 | 1 | 1 | 1 | 1 | 0 | 0 | 0
HV Generation Intermittent no RP charge | 1 | 1 | 1 | 1 | 1 | 0 | 0 | 0
HV Generation Non-Intermittent | 1 | 1 | 1 | 1 | 1 | 0 | 0 | 0
HV Generation Non-Intermittent no RP charge | 1 | 1 | 1 | 1 | 1 | 0 | 0 | 0
2006. Proportion going through 132kV/EHV
Data sources:
x1 = 1018. Proportion of relevant load going through 132kV/HV direct transformation
Calculation =1-x1
132kV/EHV
132kV/EHV | 70%
2007. Proportion going through EHV
Data sources:
x1 = 1018. Proportion of relevant load going through 132kV/HV direct transformation
Calculation =1-x1
EHV
EHV | 70%
2008. Proportion going through EHV/HV
Data sources:
x1 = 1018. Proportion of relevant load going through 132kV/HV direct transformation
Calculation =1-x1
EHV/HV
EHV/HV | 70%
2009. Rerouteing matrix for all network levels
Data sources:
x1 = 1018. Proportion of relevant load going through 132kV/HV direct transformation
x2 = 2006. Proportion going through 132kV/EHV
x3 = 2007. Proportion going through EHV
x4 = 2008. Proportion going through EHV/HV
x5 = Rerouteing matrix: default elements
x6 = Map GSP to GSP
Combine tables = x1 or x2 or x3 or x4 or x5 or x6
| GSPs | 132kV | 132kV/EHV | EHV | EHV/HV | HV | HV/LV | LV circuits
GSPs | 1
132kV |  | 100% | 0% | 0% | 0% | 0% | 0% | 0%
132kV/EHV |  | 0% | 70% | 0% | 0% | 0% | 0% | 0%
EHV |  | 0% | 0% | 70% | 0% | 0% | 0% | 0%
EHV/HV |  | 0% | 0% | 0% | 70% | 0% | 0% | 0%
132kV/HV |  | 0% | 0% | 0% | 30% | 0% | 0% | 0%
HV |  | 0% | 0% | 0% | 0% | 100% | 0% | 0%
HV/LV |  | 0% | 0% | 0% | 0% | 0% | 100% | 0%
LV circuits |  | 0% | 0% | 0% | 0% | 0% | 0% | 100%
2010. Network use factors: interim step in calculations before adjustments
Data sources:
x1 = 2005. Network use factors
x2 = 2009. Rerouteing matrix for all network levels
Sum-product calculation =SUMPRODUCT(x1, x2)
| GSPs | 132kV | 132kV/EHV | EHV | EHV/HV | 132kV/HV | HV | HV/LV | LV circuits
Domestic Unrestricted | 1 | 1 | 0.7 | 0.7 | 0.7 | 0.3 | 1 | 1 | 1
Domestic Two Rate | 1 | 1 | 0.7 | 0.7 | 0.7 | 0.3 | 1 | 1 | 1
Domestic Off Peak (related MPAN) | 1 | 1 | 0.7 | 0.7 | 0.7 | 0.3 | 1 | 1 | 1
Small Non Domestic Unrestricted | 1 | 1 | 0.7 | 0.7 | 0.7 | 0.3 | 1 | 1 | 1
Small Non Domestic Two Rate | 1 | 1 | 0.7 | 0.7 | 0.7 | 0.3 | 1 | 1 | 1
Small Non Domestic Off Peak (related MPAN) | 1 | 1 | 0.7 | 0.7 | 0.7 | 0.3 | 1 | 1 | 1
LV Medium Non-Domestic | 1 | 1 | 0.7 | 0.7 | 0.7 | 0.3 | 1 | 1 | 1
LV Sub Medium Non-Domestic | 1 | 1 | 0.7 | 0.7 | 0.7 | 0.3 | 1 | 1 | 0
HV Medium Non-Domestic | 1 | 1 | 0.7 | 0.7 | 0.7 | 0.3 | 1 | 0 | 0
LV Network Domestic | 1 | 1 | 0.7 | 0.7 | 0.7 | 0.3 | 1 | 1 | 1
LV Network Non-Domestic Non-CT | 1 | 1 | 0.7 | 0.7 | 0.7 | 0.3 | 1 | 1 | 1
LV HH Metered | 1 | 1 | 0.7 | 0.7 | 0.7 | 0.3 | 1 | 1 | 1
LV Sub HH Metered | 1 | 1 | 0.7 | 0.7 | 0.7 | 0.3 | 1 | 1 | 0
HV HH Metered | 1 | 1 | 0.7 | 0.7 | 0.7 | 0.3 | 1 | 0 | 0
NHH UMS category A | 1 | 1 | 0.7 | 0.7 | 0.7 | 0.3 | 1 | 1 | 1
NHH UMS category B | 1 | 1 | 0.7 | 0.7 | 0.7 | 0.3 | 1 | 1 | 1
NHH UMS category C | 1 | 1 | 0.7 | 0.7 | 0.7 | 0.3 | 1 | 1 | 1
NHH UMS category D | 1 | 1 | 0.7 | 0.7 | 0.7 | 0.3 | 1 | 1 | 1
LV UMS (Pseudo HH Metered) | 1 | 1 | 0.7 | 0.7 | 0.7 | 0.3 | 1 | 1 | 1
LV Generation NHH or Aggregate HH | 1 | 1 | 0.7 | 0.7 | 0.7 | 0.3 | 1 | 1 | 0
LV Sub Generation NHH | 1 | 1 | 0.7 | 0.7 | 0.7 | 0.3 | 1 | 0 | 0
LV Generation Intermittent | 1 | 1 | 0.7 | 0.7 | 0.7 | 0.3 | 1 | 1 | 0
LV Generation Intermittent no RP charge | 1 | 1 | 0.7 | 0.7 | 0.7 | 0.3 | 1 | 1 | 0
LV Generation Non-Intermittent | 1 | 1 | 0.7 | 0.7 | 0.7 | 0.3 | 1 | 1 | 0
LV Generation Non-Intermittent no RP charge | 1 | 1 | 0.7 | 0.7 | 0.7 | 0.3 | 1 | 1 | 0
LV Sub Generation Intermittent | 1 | 1 | 0.7 | 0.7 | 0.7 | 0.3 | 1 | 0 | 0
LV Sub Generation Intermittent no RP charge | 1 | 1 | 0.7 | 0.7 | 0.7 | 0.3 | 1 | 0 | 0
LV Sub Generation Non-Intermittent | 1 | 1 | 0.7 | 0.7 | 0.7 | 0.3 | 1 | 0 | 0
LV Sub Generation Non-Intermittent no RP charge | 1 | 1 | 0.7 | 0.7 | 0.7 | 0.3 | 1 | 0 | 0
HV Generation Intermittent | 1 | 1 | 0.7 | 0.7 | 0.7 | 0.3 | 0 | 0 | 0
HV Generation Intermittent no RP charge | 1 | 1 | 0.7 | 0.7 | 0.7 | 0.3 | 0 | 0 | 0
HV Generation Non-Intermittent | 1 | 1 | 0.7 | 0.7 | 0.7 | 0.3 | 0 | 0 | 0
HV Generation Non-Intermittent no RP charge | 1 | 1 | 0.7 | 0.7 | 0.7 | 0.3 | 0 | 0 | 0
2011. Network use factors for all tariffs
Data sources:
x1 = Network use factors including 132kV/HV for generation dominated tariffs
x2 = Network use factors including 132kV/HV for HV Sub tariffs
x3 = 2010. Network use factors: interim step in calculations before adjustments
Combine tables = x1 or x2 or x3
| GSPs | 132kV | 132kV/EHV | EHV | EHV/HV | 132kV/HV | HV | HV/LV | LV circuits
Domestic Unrestricted | 1 | 1 | 0.7 | 0.7 | 0.7 | 0.3 | 1 | 1 | 1
Domestic Two Rate | 1 | 1 | 0.7 | 0.7 | 0.7 | 0.3 | 1 | 1 | 1
Domestic Off Peak (related MPAN) | 1 | 1 | 0.7 | 0.7 | 0.7 | 0.3 | 1 | 1 | 1
Small Non Domestic Unrestricted | 1 | 1 | 0.7 | 0.7 | 0.7 | 0.3 | 1 | 1 | 1
Small Non Domestic Two Rate | 1 | 1 | 0.7 | 0.7 | 0.7 | 0.3 | 1 | 1 | 1
Small Non Domestic Off Peak (related MPAN) | 1 | 1 | 0.7 | 0.7 | 0.7 | 0.3 | 1 | 1 | 1
LV Medium Non-Domestic | 1 | 1 | 0.7 | 0.7 | 0.7 | 0.3 | 1 | 1 | 1
LV Sub Medium Non-Domestic | 1 | 1 | 0.7 | 0.7 | 0.7 | 0.3 | 1 | 1 | 0
HV Medium Non-Domestic | 1 | 1 | 0.7 | 0.7 | 0.7 | 0.3 | 1 | 0 | 0
LV Network Domestic | 1 | 1 | 0.7 | 0.7 | 0.7 | 0.3 | 1 | 1 | 1
LV Network Non-Domestic Non-CT | 1 | 1 | 0.7 | 0.7 | 0.7 | 0.3 | 1 | 1 | 1
LV HH Metered | 1 | 1 | 0.7 | 0.7 | 0.7 | 0.3 | 1 | 1 | 1
LV Sub HH Metered | 1 | 1 | 0.7 | 0.7 | 0.7 | 0.3 | 1 | 1 | 0
HV HH Metered | 1 | 1 | 0.7 | 0.7 | 0.7 | 0.3 | 1 | 0 | 0
NHH UMS category A | 1 | 1 | 0.7 | 0.7 | 0.7 | 0.3 | 1 | 1 | 1
NHH UMS category B | 1 | 1 | 0.7 | 0.7 | 0.7 | 0.3 | 1 | 1 | 1
NHH UMS category C | 1 | 1 | 0.7 | 0.7 | 0.7 | 0.3 | 1 | 1 | 1
NHH UMS category D | 1 | 1 | 0.7 | 0.7 | 0.7 | 0.3 | 1 | 1 | 1
LV UMS (Pseudo HH Metered) | 1 | 1 | 0.7 | 0.7 | 0.7 | 0.3 | 1 | 1 | 1
LV Generation NHH or Aggregate HH | 1 | 1 | 0.7 | 0.7 | 0.7 | 0.3 | 1 | 1 | 0
LV Sub Generation NHH | 1 | 1 | 0.7 | 0.7 | 0.7 | 0.3 | 1 | 0 | 0
LV Generation Intermittent | 1 | 1 | 0.7 | 0.7 | 0.7 | 0.3 | 1 | 1 | 0
LV Generation Intermittent no RP charge | 1 | 1 | 0.7 | 0.7 | 0.7 | 0.3 | 1 | 1 | 0
LV Generation Non-Intermittent | 1 | 1 | 0.7 | 0.7 | 0.7 | 0.3 | 1 | 1 | 0
LV Generation Non-Intermittent no RP charge | 1 | 1 | 0.7 | 0.7 | 0.7 | 0.3 | 1 | 1 | 0
LV Sub Generation Intermittent | 1 | 1 | 0.7 | 0.7 | 0.7 | 0.3 | 1 | 0 | 0
LV Sub Generation Intermittent no RP charge | 1 | 1 | 0.7 | 0.7 | 0.7 | 0.3 | 1 | 0 | 0
LV Sub Generation Non-Intermittent | 1 | 1 | 0.7 | 0.7 | 0.7 | 0.3 | 1 | 0 | 0
LV Sub Generation Non-Intermittent no RP charge | 1 | 1 | 0.7 | 0.7 | 0.7 | 0.3 | 1 | 0 | 0
HV Generation Intermittent | 1 | 1 | 0.7 | 0.7 | 0.7 | 0.3 | 0 | 0 | 0
HV Generation Intermittent no RP charge | 1 | 1 | 0.7 | 0.7 | 0.7 | 0.3 | 0 | 0 | 0
HV Generation Non-Intermittent | 1 | 1 | 0.7 | 0.7 | 0.7 | 0.3 | 0 | 0 | 0
HV Generation Non-Intermittent no RP charge | 1 | 1 | 0.7 | 0.7 | 0.7 | 0.3 | 0 | 0 | 0
2012. Loss adjustment factors between end user meter reading and each network level, scaled by network use
Data sources:
x1 = 2004. Loss adjustment factor to transmission for each network level
x2 = 2011. Network use factors for all tariffs
x3 = 2001. Loss adjustment factor to transmission (in Loss adjustment factors to transmission)
Calculation =IF(x1="",x2,x2*x3/x1)
| GSPs | 132kV | 132kV/EHV | EHV | EHV/HV | 132kV/HV | HV | HV/LV | LV circuits
Domestic Unrestricted | 1.077 | 1.0674 | 0.74423 | 0.73623 | 0.73052 | 0.31308 | 1.0346 | 1.017 | 1
Domestic Two Rate | 1.077 | 1.0674 | 0.74423 | 0.73623 | 0.73052 | 0.31308 | 1.0346 | 1.017 | 1
Domestic Off Peak (related MPAN) | 1.077 | 1.0674 | 0.74423 | 0.73623 | 0.73052 | 0.31308 | 1.0346 | 1.017 | 1
Small Non Domestic Unrestricted | 1.077 | 1.0674 | 0.74423 | 0.73623 | 0.73052 | 0.31308 | 1.0346 | 1.017 | 1
Small Non Domestic Two Rate | 1.077 | 1.0674 | 0.74423 | 0.73623 | 0.73052 | 0.31308 | 1.0346 | 1.017 | 1
Small Non Domestic Off Peak (related MPAN) | 1.077 | 1.0674 | 0.74423 | 0.73623 | 0.73052 | 0.31308 | 1.0346 | 1.017 | 1
LV Medium Non-Domestic | 1.077 | 1.0674 | 0.74423 | 0.73623 | 0.73052 | 0.31308 | 1.0346 | 1.017 | 1
LV Sub Medium Non-Domestic | 1.059 | 1.0496 | 0.73179 | 0.72393 | 0.71831 | 0.30785 | 1.0173 | 1 | 0
HV Medium Non-Domestic | 1.041 | 1.0317 | 0.71935 | 0.71162 | 0.7061 | 0.30262 | 1 | 0 | 0
LV Network Domestic | 1.077 | 1.0674 | 0.74423 | 0.73623 | 0.73052 | 0.31308 | 1.0346 | 1.017 | 1
LV Network Non-Domestic Non-CT | 1.077 | 1.0674 | 0.74423 | 0.73623 | 0.73052 | 0.31308 | 1.0346 | 1.017 | 1
LV HH Metered | 1.077 | 1.0674 | 0.74423 | 0.73623 | 0.73052 | 0.31308 | 1.0346 | 1.017 | 1
LV Sub HH Metered | 1.059 | 1.0496 | 0.73179 | 0.72393 | 0.71831 | 0.30785 | 1.0173 | 1 | 0
HV HH Metered | 1.041 | 1.0317 | 0.71935 | 0.71162 | 0.7061 | 0.30262 | 1 | 0 | 0
NHH UMS category A | 1.077 | 1.0674 | 0.74423 | 0.73623 | 0.73052 | 0.31308 | 1.0346 | 1.017 | 1
NHH UMS category B | 1.077 | 1.0674 | 0.74423 | 0.73623 | 0.73052 | 0.31308 | 1.0346 | 1.017 | 1
NHH UMS category C | 1.077 | 1.0674 | 0.74423 | 0.73623 | 0.73052 | 0.31308 | 1.0346 | 1.017 | 1
NHH UMS category D | 1.077 | 1.0674 | 0.74423 | 0.73623 | 0.73052 | 0.31308 | 1.0346 | 1.017 | 1
LV UMS (Pseudo HH Metered) | 1.077 | 1.0674 | 0.74423 | 0.73623 | 0.73052 | 0.31308 | 1.0346 | 1.017 | 1
LV Generation NHH or Aggregate HH | 1.077 | 1.0674 | 0.74423 | 0.73623 | 0.73052 | 0.31308 | 1.0346 | 1.017 | 0
LV Sub Generation NHH | 1.059 | 1.0496 | 0.73179 | 0.72393 | 0.71831 | 0.30785 | 1.0173 | 0 | 0
LV Generation Intermittent | 1.077 | 1.0674 | 0.74423 | 0.73623 | 0.73052 | 0.31308 | 1.0346 | 1.017 | 0
LV Generation Intermittent no RP charge | 1.077 | 1.0674 | 0.74423 | 0.73623 | 0.73052 | 0.31308 | 1.0346 | 1.017 | 0
LV Generation Non-Intermittent | 1.077 | 1.0674 | 0.74423 | 0.73623 | 0.73052 | 0.31308 | 1.0346 | 1.017 | 0
LV Generation Non-Intermittent no RP charge | 1.077 | 1.0674 | 0.74423 | 0.73623 | 0.73052 | 0.31308 | 1.0346 | 1.017 | 0
LV Sub Generation Intermittent | 1.059 | 1.0496 | 0.73179 | 0.72393 | 0.71831 | 0.30785 | 1.0173 | 0 | 0
LV Sub Generation Intermittent no RP charge | 1.059 | 1.0496 | 0.73179 | 0.72393 | 0.71831 | 0.30785 | 1.0173 | 0 | 0
LV Sub Generation Non-Intermittent | 1.059 | 1.0496 | 0.73179 | 0.72393 | 0.71831 | 0.30785 | 1.0173 | 0 | 0
LV Sub Generation Non-Intermittent no RP charge | 1.059 | 1.0496 | 0.73179 | 0.72393 | 0.71831 | 0.30785 | 1.0173 | 0 | 0
HV Generation Intermittent | 1.041 | 1.0317 | 0.71935 | 0.71162 | 0.7061 | 0.30262 | 0 | 0 | 0
HV Generation Intermittent no RP charge | 1.041 | 1.0317 | 0.71935 | 0.71162 | 0.7061 | 0.30262 | 0 | 0 | 0
HV Generation Non-Intermittent | 1.041 | 1.0317 | 0.71935 | 0.71162 | 0.7061 | 0.30262 | 0 | 0 | 0
HV Generation Non-Intermittent no RP charge | 1.041 | 1.0317 | 0.71935 | 0.71162 | 0.7061 | 0.30262 | 0 | 0 | 0

## DRM
Network model for WPD South Wales in April 19 (no data version)
This sheet collects data from a network model and calculates aggregated annuitised unit costs from these data.
2101. Annuity rate
Data sources:
x1 = 1010. Rate of return (in Financial and general assumptions)
x2 = 1010. Annualisation period (years) (in Financial and general assumptions)
x3 = 1010. Days in the charging year (in Financial and general assumptions)
Calculation =PMT(x1,x2,-1)*IF(OR(x3>366,x3<365),x3/365.25,1)
Annuity rate
Annuity rate | 5.113%
2102. Loss adjustment factor to transmission for each core level
Data sources:
x1 = 1032. Loss adjustment factors to transmission
x2 = 1 for GSP level
Combine tables = x1 or x2
| GSPs | 132kV | 132kV/EHV | EHV | EHV/HV | HV | HV/LV | LV circuits
Loss adjustment factor to transmission for each core level | 1 | 1.009 | 1.013 | 1.024 | 1.032 | 1.041 | 1.059 | 1.077
2103. Loss adjustment factors
Data sources:
x1 = 2102. Loss adjustment factor to transmission for each core level
x2 = Loss adjustment factor to transmission for network level exit (in Loss adjustment factors)
Kind: | Copy cells | Special copy
Formula: | =x1 | = x2
| Loss adjustment factor to transmission for network level exit | Loss adjustment factor to transmission for network level entry
GSPs | 1
132kV | 1.009 | 1
132kV/EHV | 1.013 | 1.009
EHV | 1.024 | 1.013
EHV/HV | 1.032 | 1.024
HV | 1.041 | 1.032
HV/LV | 1.059 | 1.041
LV circuits | 1.077 | 1.059
2104. Diversity calculations
Data sources:
x1 = 1017. Diversity allowance between top and bottom of network level
x2 = Coincidence to system peak at level exit (in Diversity calculations)
Kind: | Special calculation | Special calculation | Special calculation
Formula: | =previous/(1+x1) | =previous/(1+x1) | =1/x2-1
| Coincidence to GSP peak at level exit | Coincidence to system peak at level exit | Diversity allowance between level exit and GSP Group
GSPs |  | 94% | 6.383%
132kV | 94.97% | 89.27% | 12.02%
132kV/EHV | 94.97% | 89.27% | 12.02%
EHV | 86.41% | 81.23% | 23.11%
EHV/HV | 86.41% | 81.23% | 23.11%
HV | 63.07% | 59.29% | 68.66%
HV/LV | 63.07% | 59.29% | 68.66%
LV circuits | 63.07% | 59.29%
2105. Network model total maximum demand at substation (MW)
Data sources:
x1 = 1019. Network model GSP peak demand (MW)
x2 = 2104. Coincidence to GSP peak at level exit (in Diversity calculations)
Calculation =x1/x2
Network model total maximum demand at substation (MW)
132kV | 526.5
132kV/EHV | 526.5
EHV | 578.6235
EHV/HV | 578.6235
HV | 792.7142
HV/LV | 792.7142
LV circuits | 792.7142
2106. Network model contribution to system maximum load measured at network level exit (MW)
Data sources:
x1 = 2105. Network model total maximum demand at substation (MW)
x2 = 2104. Coincidence to system peak at level exit (in Diversity calculations)
x3 = 2103. Loss adjustment factor to transmission for network level exit (in Loss adjustment factors)
Calculation =x1*x2/x3
Network model contribution to system maximum load measured at network level exit (MW)
132kV | 465.8077
132kV/EHV | 463.9684
EHV | 458.9844
EHV/HV | 455.4264
HV | 451.489
HV/LV | 443.8149
LV circuits | 436.3974
2107. Rerouteing matrix for DRM network levels
Data sources:
x1 = 1018. Proportion of relevant load going through 132kV/HV direct transformation
x2 = 2006. Proportion going through 132kV/EHV
x3 = 2007. Proportion going through EHV
x4 = 2008. Proportion going through EHV/HV
x5 = Rerouteing matrix: default elements
Combine tables = x1 or x2 or x3 or x4 or x5
| 132kV | 132kV/EHV | EHV | EHV/HV | 132kV/HV | HV | HV/LV | LV circuits
132kV | 100% | 0% | 0% | 0% | 0% | 0% | 0% | 0%
132kV/EHV | 0% | 70% | 0% | 0% | 0% | 0% | 0% | 0%
EHV | 0% | 0% | 70% | 0% | 0% | 0% | 0% | 0%
EHV/HV | 0% | 0% | 0% | 70% | 30% | 0% | 0% | 0%
HV | 0% | 0% | 0% | 0% | 0% | 100% | 0% | 0%
HV/LV | 0% | 0% | 0% | 0% | 0% | 0% | 100% | 0%
LV circuits | 0% | 0% | 0% | 0% | 0% | 0% | 0% | 100%
2108. GSP simultaneous maximum load assumed through each network level (MW)
Data sources:
x1 = 2106. Network model contribution to system maximum load measured at network level exit (MW)
x2 = 2107. Rerouteing matrix for DRM network levels
Sum-product calculation =SUMPRODUCT(x1, x2)
GSP simultaneous maximum load assumed through each network level (MW)
132kV | 465.8077
132kV/EHV | 324.7779
EHV | 321.2891
EHV/HV | 318.7984
132kV/HV | 136.6279
HV | 451.489
HV/LV | 443.8149
LV circuits | 436.3974
2109. Network model annuity by simultaneous maximum load for each network level (£/kW/year)
Data sources:
x1 = 2108. GSP simultaneous maximum load assumed through each network level (MW)
x2 = 1020. Gross asset cost by network level (£)
x3 = 2101. Annuity rate
Calculation =IF(x1,0.001*x2*x3/x1,0)
Model £/kW SML
Assets 132kV | 14.7745
Assets 132kV/EHV | 2.0293
Assets EHV | 5.3965
Assets EHV/HV | 4.6876
Assets 132kV/HV | 4.0303
Assets HV | 17.2825
Assets HV/LV | 6.6234
Assets LV circuits | 15.1877

## SM
Service models for WPD South Wales in April 19 (no data version)
This sheet collects and processes data from the service models.
2201. Asset £/customer from LV service models
Data sources:
x1 = 1025. Matrix of applicability of LV service models to tariffs with fixed charges
x2 = 1022. LV service model asset cost (£)
Sum-product calculation =SUMPRODUCT(x1, x2)
Assets LV customer
Domestic Unrestricted | 217.8664
Domestic Two Rate | 217.8664
Small Non Domestic Unrestricted | 664.3321
Small Non Domestic Two Rate | 664.3321
LV Medium Non-Domestic | 768.355
LV Sub Medium Non-Domestic | 557.6139
LV Network Domestic | 217.8664
LV Network Non-Domestic Non-CT | 664.3321
LV HH Metered | 1230.218
LV Sub HH Metered | 960.3594
LV Generation NHH or Aggregate HH | 0
LV Sub Generation NHH | 0
LV Generation Intermittent | 0
LV Generation Intermittent no RP charge | 0
LV Generation Non-Intermittent | 0
LV Generation Non-Intermittent no RP charge | 0
LV Sub Generation Intermittent | 0
LV Sub Generation Intermittent no RP charge | 0
LV Sub Generation Non-Intermittent | 0
LV Sub Generation Non-Intermittent no RP charge | 0
2202. LV unmetered service model assets £/(MWh/year)
Data sources:
x1 = 1026. Matrix of applicability of LV service models to unmetered tariffs
x2 = 1022. LV service model asset cost (£)
Sum-product calculation =SUMPRODUCT(x1, x2)
Assets LV customer
LV unmetered service model assets £/(MWh/year) | 256.499
2203. LV unmetered service model asset charge (p/kWh)
Data sources:
x1 = 1010. Annuity proportion for customer-contributed assets (in Financial and general assumptions)
x2 = 2202. LV unmetered service model assets £/(MWh/year)
x3 = 2101. Annuity rate
Calculation =0.1*x1*x2*x3
Assets LV customer
LV unmetered service model asset charge (p/kWh) | 0
2204. Asset £/customer from HV service models
Data sources:
x1 = 1028. Matrix of applicability of HV service models to tariffs with fixed charges
x2 = 1023. HV service model asset cost (£)
Sum-product calculation =SUMPRODUCT(x1, x2)
Assets HV customer
HV Medium Non-Domestic | 10371.6257
HV HH Metered | 10371.6257
HV Generation Intermittent | 4264
HV Generation Intermittent no RP charge | 4264
HV Generation Non-Intermittent | 4264
HV Generation Non-Intermittent no RP charge | 4264
2205. Service model assets by tariff (£)
Data sources:
x1 = 2201. Asset £/customer from LV service models
x2 = 2204. Asset £/customer from HV service models
Combine tables = x1 or x2
| Assets LV customer | Assets HV customer
Domestic Unrestricted | 217.8664
Domestic Two Rate | 217.8664
Domestic Off Peak (related MPAN)
Small Non Domestic Unrestricted | 664.3321
Small Non Domestic Two Rate | 664.3321
Small Non Domestic Off Peak (related MPAN)
LV Medium Non-Domestic | 768.355
LV Sub Medium Non-Domestic | 557.6139
HV Medium Non-Domestic |  | 10371.6257
LV Network Domestic | 217.8664
LV Network Non-Domestic Non-CT | 664.3321
LV HH Metered | 1230.218
LV Sub HH Metered | 960.3594
HV HH Metered |  | 10371.6257
NHH UMS category A
NHH UMS category B
NHH UMS category C
NHH UMS category D
LV UMS (Pseudo HH Metered)
LV Generation NHH or Aggregate HH | 0
LV Sub Generation NHH | 0
LV Generation Intermittent | 0
LV Generation Intermittent no RP charge | 0
LV Generation Non-Intermittent | 0
LV Generation Non-Intermittent no RP charge | 0
LV Sub Generation Intermittent | 0
LV Sub Generation Intermittent no RP charge | 0
LV Sub Generation Non-Intermittent | 0
LV Sub Generation Non-Intermittent no RP charge | 0
HV Generation Intermittent |  | 4264
HV Generation Intermittent no RP charge |  | 4264
HV Generation Non-Intermittent |  | 4264
HV Generation Non-Intermittent no RP charge |  | 4264
2206. Replacement annuities for service models
Data sources:
x1 = 1010. Days in the charging year (in Financial and general assumptions)
x2 = 2205. Service model assets by tariff (£)
x3 = 2101. Annuity rate
x4 = 1010. Annuity proportion for customer-contributed assets (in Financial and general assumptions)
x5 = Service model p/MPAN/day charge (in Replacement annuities for service models)
Kind: | Calculation |  | Cell summation
Formula: | =100/x1*x2*x3*x4 |  | =SUM(x5)
Service model p/MPAN/day charge
| Assets LV customer | Assets HV customer | Service model p/MPAN/day
Domestic Unrestricted | 0 | 0 | 0
Domestic Two Rate | 0 | 0 | 0
Domestic Off Peak (related MPAN) | 0 | 0 | 0
Small Non Domestic Unrestricted | 0 | 0 | 0
Small Non Domestic Two Rate | 0 | 0 | 0
Small Non Domestic Off Peak (related MPAN) | 0 | 0 | 0
LV Medium Non-Domestic | 0 | 0 | 0
LV Sub Medium Non-Domestic | 0 | 0 | 0
HV Medium Non-Domestic | 0 | 0 | 0
LV Network Domestic | 0 | 0 | 0
LV Network Non-Domestic Non-CT | 0 | 0 | 0
LV HH Metered | 0 | 0 | 0
LV Sub HH Metered | 0 | 0 | 0
HV HH Metered | 0 | 0 | 0
NHH UMS category A | 0 | 0 | 0
NHH UMS category B | 0 | 0 | 0
NHH UMS category C | 0 | 0 | 0
NHH UMS category D | 0 | 0 | 0
LV UMS (Pseudo HH Metered) | 0 | 0 | 0
LV Generation NHH or Aggregate HH | 0 | 0 | 0
LV Sub Generation NHH | 0 | 0 | 0
LV Generation Intermittent | 0 | 0 | 0
LV Generation Intermittent no RP charge | 0 | 0 | 0
LV Generation Non-Intermittent | 0 | 0 | 0
LV Generation Non-Intermittent no RP charge | 0 | 0 | 0
LV Sub Generation Intermittent | 0 | 0 | 0
LV Sub Generation Intermittent no RP charge | 0 | 0 | 0
LV Sub Generation Non-Intermittent | 0 | 0 | 0
LV Sub Generation Non-Intermittent no RP charge | 0 | 0 | 0
HV Generation Intermittent | 0 | 0 | 0
HV Generation Intermittent no RP charge | 0 | 0 | 0
HV Generation Non-Intermittent | 0 | 0 | 0
HV Generation Non-Intermittent no RP charge | 0 | 0 | 0

## Loads
Load characteristics for WPD South Wales in April 19 (no data version)
This sheet compiles information about the assumed characteristics of network users.
A load factor represents the average load of a user or user group, relative to the maximum load level of that user or
user group. Load factors are numbers between 0 and 1.
A coincidence factor represents the expectation value of the load of a user or user group at the time of system maximum load,
relative to the maximum load level of that user or user group. Coincidence factors are numbers between 0 and 1.
A load coefficient is the expectation value of the load of a user or user group at the time of system maximum load, relative to the average load level of that user or user group.
For demand users, the load coefficient is a demand coefficient and can be calculated as the ratio of the coincidence factor to the load factor.
2301. Demand coefficient (load at time of system maximum load divided by average load)
Data sources:
x1 = 1041. Coincidence factor to system maximum load for each type of demand user (in Load profile data for demand users)
x2 = 1041. Load factor for each type of demand user (in Load profile data for demand users)
Calculation =x1/x2
Demand coefficient
Domestic Unrestricted | 2.1256
Domestic Two Rate | 1.2881
Domestic Off Peak (related MPAN) | 0
Small Non Domestic Unrestricted | 1.2224
Small Non Domestic Two Rate | 1.2582
Small Non Domestic Off Peak (related MPAN) | 0
LV Medium Non-Domestic | 1.3206
LV Sub Medium Non-Domestic | 1.3206
HV Medium Non-Domestic | 1.1917
LV Network Domestic | 2.0956
LV Network Non-Domestic Non-CT | 1.2331
LV HH Metered | 1.2594
LV Sub HH Metered | 1.2075
HV HH Metered | 1.0913
NHH UMS category A | 1
NHH UMS category B | 2.0674
NHH UMS category C | 2.8629
NHH UMS category D | 0
LV UMS (Pseudo HH Metered) | 2.1051
2302. Load coefficient
Data sources:
x1 = 2301. Demand coefficient (load at time of system maximum load divided by average load)
x2 = Negative of generation coefficient; set to -1
Combine tables = x1 or x2
Load coefficient
Domestic Unrestricted | 2.1256
Domestic Two Rate | 1.2881
Domestic Off Peak (related MPAN) | 0
Small Non Domestic Unrestricted | 1.2224
Small Non Domestic Two Rate | 1.2582
Small Non Domestic Off Peak (related MPAN) | 0
LV Medium Non-Domestic | 1.3206
LV Sub Medium Non-Domestic | 1.3206
HV Medium Non-Domestic | 1.1917
LV Network Domestic | 2.0956
LV Network Non-Domestic Non-CT | 1.2331
LV HH Metered | 1.2594
LV Sub HH Metered | 1.2075
HV HH Metered | 1.0913
NHH UMS category A | 1
NHH UMS category B | 2.0674
NHH UMS category C | 2.8629
NHH UMS category D | 0
LV UMS (Pseudo HH Metered) | 2.1051
LV Generation NHH or Aggregate HH | -1
LV Sub Generation NHH | -1
LV Generation Intermittent | -1
LV Generation Intermittent no RP charge | -1
LV Generation Non-Intermittent | -1
LV Generation Non-Intermittent no RP charge | -1
LV Sub Generation Intermittent | -1
LV Sub Generation Intermittent no RP charge | -1
LV Sub Generation Non-Intermittent | -1
LV Sub Generation Non-Intermittent no RP charge | -1
HV Generation Intermittent | -1
HV Generation Intermittent no RP charge | -1
HV Generation Non-Intermittent | -1
HV Generation Non-Intermittent no RP charge | -1
2303. Discount map
| No discount | LDNO LV: LV user | LDNO HV: LV user | LDNO HV: LV sub user | LDNO HV: HV user
> Domestic Unrestricted
Domestic Unrestricted | 1 | 0 | 0 | 0 | 0
LDNO LV: Domestic Unrestricted | 0 | 1 | 0 | 0 | 0
LDNO HV: Domestic Unrestricted | 0 | 0 | 1 | 0 | 0
> Domestic Two Rate
Domestic Two Rate | 1 | 0 | 0 | 0 | 0
LDNO LV: Domestic Two Rate | 0 | 1 | 0 | 0 | 0
LDNO HV: Domestic Two Rate | 0 | 0 | 1 | 0 | 0
> Domestic Off Peak (related MPAN)
Domestic Off Peak (related MPAN) | 1 | 0 | 0 | 0 | 0
LDNO LV: Domestic Off Peak (related MPAN) | 0 | 1 | 0 | 0 | 0
LDNO HV: Domestic Off Peak (related MPAN) | 0 | 0 | 1 | 0 | 0
> Small Non Domestic Unrestricted
Small Non Domestic Unrestricted | 1 | 0 | 0 | 0 | 0
LDNO LV: Small Non Domestic Unrestricted | 0 | 1 | 0 | 0 | 0
LDNO HV: Small Non Domestic Unrestricted | 0 | 0 | 1 | 0 | 0
> Small Non Domestic Two Rate
Small Non Domestic Two Rate | 1 | 0 | 0 | 0 | 0
LDNO LV: Small Non Domestic Two Rate | 0 | 1 | 0 | 0 | 0
LDNO HV: Small Non Domestic Two Rate | 0 | 0 | 1 | 0 | 0
> Small Non Domestic Off Peak (related MPAN)
Small Non Domestic Off Peak (related MPAN) | 1 | 0 | 0 | 0 | 0
LDNO LV: Small Non Domestic Off Peak (related MPAN) | 0 | 1 | 0 | 0 | 0
LDNO HV: Small Non Domestic Off Peak (related MPAN) | 0 | 0 | 1 | 0 | 0
> LV Medium Non-Domestic
LV Medium Non-Domestic | 1 | 0 | 0 | 0 | 0
LDNO LV: LV Medium Non-Domestic | 0 | 1 | 0 | 0 | 0
LDNO HV: LV Medium Non-Domestic | 0 | 0 | 1 | 0 | 0
> LV Sub Medium Non-Domestic
LV Sub Medium Non-Domestic | 1 | 0 | 0 | 0 | 0
> HV Medium Non-Domestic
HV Medium Non-Domestic | 1 | 0 | 0 | 0 | 0
> LV Network Domestic
LV Network Domestic | 1 | 0 | 0 | 0 | 0
LDNO LV: LV Network Domestic | 0 | 1 | 0 | 0 | 0
LDNO HV: LV Network Domestic | 0 | 0 | 1 | 0 | 0
> LV Network Non-Domestic Non-CT
LV Network Non-Domestic Non-CT | 1 | 0 | 0 | 0 | 0
LDNO LV: LV Network Non-Domestic Non-CT | 0 | 1 | 0 | 0 | 0
LDNO HV: LV Network Non-Domestic Non-CT | 0 | 0 | 1 | 0 | 0
> LV HH Metered
LV HH Metered | 1 | 0 | 0 | 0 | 0
LDNO LV: LV HH Metered | 0 | 1 | 0 | 0 | 0
LDNO HV: LV HH Metered | 0 | 0 | 1 | 0 | 0
> LV Sub HH Metered
LV Sub HH Metered | 1 | 0 | 0 | 0 | 0
LDNO HV: LV Sub HH Metered | 0 | 0 | 0 | 1 | 0
> HV HH Metered
HV HH Metered | 1 | 0 | 0 | 0 | 0
LDNO HV: HV HH Metered | 0 | 0 | 0 | 0 | 1
> NHH UMS category A
NHH UMS category A | 1 | 0 | 0 | 0 | 0
LDNO LV: NHH UMS category A | 0 | 1 | 0 | 0 | 0
LDNO HV: NHH UMS category A | 0 | 0 | 1 | 0 | 0
> NHH UMS category B
NHH UMS category B | 1 | 0 | 0 | 0 | 0
LDNO LV: NHH UMS category B | 0 | 1 | 0 | 0 | 0
LDNO HV: NHH UMS category B | 0 | 0 | 1 | 0 | 0
> NHH UMS category C
NHH UMS category C | 1 | 0 | 0 | 0 | 0
LDNO LV: NHH UMS category C | 0 | 1 | 0 | 0 | 0
LDNO HV: NHH UMS category C | 0 | 0 | 1 | 0 | 0
> NHH UMS category D
NHH UMS category D | 1 | 0 | 0 | 0 | 0
LDNO LV: NHH UMS category D | 0 | 1 | 0 | 0 | 0
LDNO HV: NHH UMS category D | 0 | 0 | 1 | 0 | 0
> LV UMS (Pseudo HH Metered)
LV UMS (Pseudo HH Metered) | 1 | 0 | 0 | 0 | 0
LDNO LV: LV UMS (Pseudo HH Metered) | 0 | 1 | 0 | 0 | 0
LDNO HV: LV UMS (Pseudo HH Metered) | 0 | 0 | 1 | 0 | 0
> LV Generation NHH or Aggregate HH
LV Generation NHH or Aggregate HH | 1 | 0 | 0 | 0 | 0
LDNO LV: LV Generation NHH or Aggregate HH | 1 | 0 | 0 | 0 | 0
LDNO HV: LV Generation NHH or Aggregate HH | 1 | 0 | 0 | 0 | 0
> LV Sub Generation NHH
LV Sub Generation NHH | 1 | 0 | 0 | 0 | 0
LDNO HV: LV Sub Generation NHH | 1 | 0 | 0 | 0 | 0
> LV Generation Intermittent
LV Generation Intermittent | 1 | 0 | 0 | 0 | 0
LDNO LV: LV Generation Intermittent | 1 | 0 | 0 | 0 | 0
LDNO HV: LV Generation Intermittent | 1 | 0 | 0 | 0 | 0
> LV Generation Intermittent no RP charge
LV Generation Intermittent no RP charge | 1 | 0 | 0 | 0 | 0
> LV Generation Non-Intermittent
LV Generation Non-Intermittent | 1 | 0 | 0 | 0 | 0
LDNO LV: LV Generation Non-Intermittent | 1 | 0 | 0 | 0 | 0
LDNO HV: LV Generation Non-Intermittent | 1 | 0 | 0 | 0 | 0
> LV Generation Non-Intermittent no RP charge
LV Generation Non-Intermittent no RP charge | 1 | 0 | 0 | 0 | 0
> LV Sub Generation Intermittent
LV Sub Generation Intermittent | 1 | 0 | 0 | 0 | 0
LDNO HV: LV Sub Generation Intermittent | 1 | 0 | 0 | 0 | 0
> LV Sub Generation Intermittent no RP charge
LV Sub Generation Intermittent no RP charge | 1 | 0 | 0 | 0 | 0
> LV Sub Generation Non-Intermittent
LV Sub Generation Non-Intermittent | 1 | 0 | 0 | 0 | 0
LDNO HV: LV Sub Generation Non-Intermittent | 1 | 0 | 0 | 0 | 0
> LV Sub Generation Non-Intermittent no RP charge
LV Sub Generation Non-Intermittent no RP charge | 1 | 0 | 0 | 0 | 0
> HV Generation Intermittent
HV Generation Intermittent | 1 | 0 | 0 | 0 | 0
LDNO HV: HV Generation Intermittent | 1 | 0 | 0 | 0 | 0
> HV Generation Intermittent no RP charge
HV Generation Intermittent no RP charge | 1 | 0 | 0 | 0 | 0
> HV Generation Non-Intermittent
HV Generation Non-Intermittent | 1 | 0 | 0 | 0 | 0
LDNO HV: HV Generation Non-Intermittent | 1 | 0 | 0 | 0 | 0
> HV Generation Non-Intermittent no RP charge
HV Generation Non-Intermittent no RP charge | 1 | 0 | 0 | 0 | 0
2304. LDNO discounts and volumes adjusted for discount
Data sources:
x1 = 2303. Discount map
x2 = 1037. Embedded network (LDNO) discounts
x3 = 100 per cent discount for generators on LDNO networks
x4 = Discount for each tariff (except for fixed charges) (in LDNO discounts and volumes adjusted for discount)
x5 = 1053. Rate 1 units (MWh) by tariff (in Volume forecasts for the charging year)
x6 = 1053. Rate 2 units (MWh) by tariff (in Volume forecasts for the charging year)
x7 = 1053. Rate 3 units (MWh) by tariff (in Volume forecasts for the charging year)
x8 = 1053. MPANs by tariff (in Volume forecasts for the charging year)
x9 = Discount for each tariff for fixed charges only (in LDNO discounts and volumes adjusted for discount)
x10 = 1053. Import capacity (kVA) by tariff (in Volume forecasts for the charging year)
x11 = 1053. Exceeded capacity (kVA) by tariff (in Volume forecasts for the charging year)
x12 = 1053. Reactive power units (MVArh) by tariff (in Volume forecasts for the charging year)
Kind: | Sum-product calculation | Combine tables | Calculation | Calculation | Calculation | Calculation | Calculation | Calculation | Calculation
Formula: | =SUMPRODUCT(x1, x2) | = x3 or x4 | =x5*(1-x4) | =x6*(1-x4) | =x7*(1-x4) | =x8*(1-x9) | =x10*(1-x4) | =x11*(1-x4) | =x12*(1-x4)
| Discount for each tariff (except for fixed charges) | Discount for each tariff for fixed charges only | Rate 1 units (MWh) | Rate 2 units (MWh) | Rate 3 units (MWh) | MPANs | Import capacity (kVA) | Exceeded capacity (kVA) | Reactive power units (MVArh)
> Domestic Unrestricted
Domestic Unrestricted | 0% | 0% | 3137701.4077 | 0 | 0 | 998882.407 | 0 | 0 | 0
LDNO LV: Domestic Unrestricted | 31.99% | 31.99% | 2549.0914 | 0 | 0 | 1043.8488 | 0 | 0 | 0
LDNO HV: Domestic Unrestricted | 63.35% | 63.35% | 7894.3054 | 0 | 0 | 3510.0024 | 0 | 0 | 0
> Domestic Two Rate
Domestic Two Rate | 0% | 0% | 148595.8148 | 132539.3456 | 0 | 50656.379 | 0 | 0 | 0
LDNO LV: Domestic Two Rate | 31.99% | 31.99% | 51.9011 | 11.0526 | 0 | 22.3992 | 0 | 0 | 0
LDNO HV: Domestic Two Rate | 63.35% | 63.35% | 112.7932 | 58.813 | 0 | 67.0319 | 0 | 0 | 0
> Domestic Off Peak (related MPAN)
Domestic Off Peak (related MPAN) | 0% | 0% | 2369.5948 | 0 | 0 | 906 | 0 | 0 | 0
LDNO LV: Domestic Off Peak (related MPAN) | 31.99% | 31.99% | 0 | 0 | 0 | 0 | 0 | 0 | 0
LDNO HV: Domestic Off Peak (related MPAN) | 63.35% | 63.35% | 0 | 0 | 0 | 0 | 0 | 0 | 0
> Small Non Domestic Unrestricted
Small Non Domestic Unrestricted | 0% | 0% | 788341.2966 | 0 | 0 | 64499.4007 | 0 | 0 | 0
LDNO LV: Small Non Domestic Unrestricted | 31.99% | 31.99% | 48.7164 | 0 | 0 | 7.0647 | 0 | 0 | 0
LDNO HV: Small Non Domestic Unrestricted | 63.35% | 63.35% | 1506.681 | 0 | 0 | 67.1812 | 0 | 0 | 0
> Small Non Domestic Two Rate
Small Non Domestic Two Rate | 0% | 0% | 197413.5436 | 83732.9251 | 0 | 13327.0999 | 0 | 0 | 0
LDNO LV: Small Non Domestic Two Rate | 31.99% | 31.99% | 0 | 0 | 0 | 0 | 0 | 0 | 0
LDNO HV: Small Non Domestic Two Rate | 63.35% | 63.35% | 325.7586 | 55.188 | 0 | 5.3048 | 0 | 0 | 0
> Small Non Domestic Off Peak (related MPAN)
Small Non Domestic Off Peak (related MPAN) | 0% | 0% | 1373.4199 | 0 | 0 | 256 | 0 | 0 | 0
LDNO LV: Small Non Domestic Off Peak (related MPAN) | 31.99% | 31.99% | 0 | 0 | 0 | 0 | 0 | 0 | 0
LDNO HV: Small Non Domestic Off Peak (related MPAN) | 63.35% | 63.35% | 0 | 0 | 0 | 0 | 0 | 0 | 0
> LV Medium Non-Domestic
LV Medium Non-Domestic | 0% | 0% | 26946.8389 | 7790.3038 | 0 | 782.0146 | 0 | 0 | 0
LDNO LV: LV Medium Non-Domestic | 31.99% | 31.99% | 0 | 0 | 0 | 0 | 0 | 0 | 0
LDNO HV: LV Medium Non-Domestic | 63.35% | 63.35% | -1.3334e-15 | 6.667e-16 | 0 | 0 | 0 | 0 | 0
> LV Sub Medium Non-Domestic
LV Sub Medium Non-Domestic | 0% | 0% | 0.21696 | 0.066633 | 0 | 0.001985 | 0 | 0 | 0
> HV Medium Non-Domestic
HV Medium Non-Domestic | 0% | 0% | 56.5708 | 27.2378 | 0 | 3.2383 | 0 | 0 | 0
> LV Network Domestic
LV Network Domestic | 0% | 0% | 2.012 | 10.4483 | 9.3976 | 6.633 | 0 | 0 | 0
LDNO LV: LV Network Domestic | 31.99% | 31.99% | 0 | 0 | 0 | 0 | 0 | 0 | 0
LDNO HV: LV Network Domestic | 63.35% | 63.35% | 0 | 0 | 0 | 0 | 0 | 0 | 0
> LV Network Non-Domestic Non-CT
LV Network Non-Domestic Non-CT | 0% | 0% | 12121.7041 | 81006.952 | 60057.3878 | 2100.8922 | 0 | 0 | 0
LDNO LV: LV Network Non-Domestic Non-CT | 31.99% | 31.99% | 0 | 0 | 0 | 0 | 0 | 0 | 0
LDNO HV: LV Network Non-Domestic Non-CT | 63.35% | 63.35% | 18.5542 | 106.3837 | 59.0415 | 3.2347 | 0 | 0 | 0
> LV HH Metered
LV HH Metered | 0% | 0% | 120521.177 | 767707.2736 | 570489.4375 | 6053.5997 | 725000 | 28587.3225 | 122816.7972
LDNO LV: LV HH Metered | 31.99% | 31.99% | 18.065 | 122.4291 | 90.4101 | 1.9686 | 156.4957 | 18.1781 | 5.8769
LDNO HV: LV HH Metered | 63.35% | 63.35% | 1959.0645 | 11016.1725 | 10145.9759 | 48.486 | 14525.246 | 17.3168 | 596.651
> LV Sub HH Metered
LV Sub HH Metered | 0% | 0% | 4874.02 | 29990.7237 | 25258.847 | 64.9834 | 23211.752 | 953.9675 | 6728.3254
LDNO HV: LV Sub HH Metered | 43.85% | 43.85% | 239.4613 | 1278.3218 | 1140.573 | 1.9575 | 1578.6096 | 0 | 44.3546
> HV HH Metered
HV HH Metered | 0% | 0% | 146873.8891 | 903198.681 | 842161.3565 | 814.7168 | 628579.2102 | 34337.6861 | 97134.4363
LDNO HV: HV HH Metered | 32.27% | 32.27% | 446.6197 | 2610.8029 | 2154.9457 | 5.6445 | 2215.367 | 0 | 196.5547
> NHH UMS category A
NHH UMS category A | 0% | 0% | 1811.1467 | 0 | 0 | 540 | 0 | 0 | 0
LDNO LV: NHH UMS category A | 31.99% | 31.99% | 0 | 0 | 0 | 0 | 0 | 0 | 0
LDNO HV: NHH UMS category A | 63.35% | 63.35% | 26.614 | 0 | 0 | 0 | 0 | 0 | 0
> NHH UMS category B
NHH UMS category B | 0% | 0% | 5391.4062 | 0 | 0 | 737 | 0 | 0 | 0
LDNO LV: NHH UMS category B | 31.99% | 31.99% | 5.883 | 0 | 0 | 0 | 0 | 0 | 0
LDNO HV: NHH UMS category B | 63.35% | 63.35% | 43.7998 | 0 | 0 | 0 | 0 | 0 | 0
> NHH UMS category C
NHH UMS category C | 0% | 0% | 287.5817 | 0 | 0 | 83 | 0 | 0 | 0
LDNO LV: NHH UMS category C | 31.99% | 31.99% | 0 | 0 | 0 | 0 | 0 | 0 | 0
LDNO HV: NHH UMS category C | 63.35% | 63.35% | 0 | 0 | 0 | 0 | 0 | 0 | 0
> NHH UMS category D
NHH UMS category D | 0% | 0% | 0 | 0 | 0 | 0 | 0 | 0 | 0
LDNO LV: NHH UMS category D | 31.99% | 31.99% | 0 | 0 | 0 | 0 | 0 | 0 | 0
LDNO HV: NHH UMS category D | 63.35% | 63.35% | 0 | 0 | 0 | 0 | 0 | 0 | 0
> LV UMS (Pseudo HH Metered)
LV UMS (Pseudo HH Metered) | 0% | 0% | 5390.0371 | 33830.6871 | 82069.2803 | 32.8361 | 0 | 0 | 0
LDNO LV: LV UMS (Pseudo HH Metered) | 31.99% | 31.99% | 0 | 0 | 0 | 0 | 0 | 0 | 0
LDNO HV: LV UMS (Pseudo HH Metered) | 63.35% | 63.35% | 0 | 0 | 0 | 0 | 0 | 0 | 0
> LV Generation NHH or Aggregate HH
LV Generation NHH or Aggregate HH | 0% | 0% | 2534.8801 | 0 | 0 | 152 | 0 | 0 | 0
LDNO LV: LV Generation NHH or Aggregate HH | 0% | 100% | 0 | 0 | 0 | 0 | 0 | 0 | 0
LDNO HV: LV Generation NHH or Aggregate HH | 0% | 100% | 0 | 0 | 0 | 0 | 0 | 0 | 0
> LV Sub Generation NHH
LV Sub Generation NHH | 0% | 0% | 0 | 0 | 0 | 0 | 0 | 0 | 0
LDNO HV: LV Sub Generation NHH | 0% | 100% | 0 | 0 | 0 | 0 | 0 | 0 | 0
> LV Generation Intermittent
LV Generation Intermittent | 0% | 0% | 35860.1479 | 0 | 0 | 452.1634 | 0 | 0 | 3381.701
LDNO LV: LV Generation Intermittent | 0% | 100% | 0 | 0 | 0 | 0 | 0 | 0 | 0
LDNO HV: LV Generation Intermittent | 0% | 100% | 527.2148 | 0 | 0 | 0 | 0 | 0 | 91.3496
> LV Generation Intermittent no RP charge
LV Generation Intermittent no RP charge | 0% | 0% | 0 | 0 | 0 | 0 | 0 | 0 | 0
> LV Generation Non-Intermittent
LV Generation Non-Intermittent | 0% | 0% | 142.5181 | 995.4362 | 890.9633 | 16.1367 | 0 | 0 | 561.7178
LDNO LV: LV Generation Non-Intermittent | 0% | 100% | 0 | 0 | 0 | 0 | 0 | 0 | 0
LDNO HV: LV Generation Non-Intermittent | 0% | 100% | 0 | 0 | 0 | 0 | 0 | 0 | 0
> LV Generation Non-Intermittent no RP charge
LV Generation Non-Intermittent no RP charge | 0% | 0% | 0 | 0 | 0 | 0 | 0 | 0 | 0
> LV Sub Generation Intermittent
LV Sub Generation Intermittent | 0% | 0% | 278.7113 | 0 | 0 | 6.4532 | 0 | 0 | 1.1344
LDNO HV: LV Sub Generation Intermittent | 0% | 100% | 0 | 0 | 0 | 0 | 0 | 0 | 0
> LV Sub Generation Intermittent no RP charge
LV Sub Generation Intermittent no RP charge | 0% | 0% | 0 | 0 | 0 | 0 | 0 | 0 | 0
> LV Sub Generation Non-Intermittent
LV Sub Generation Non-Intermittent | 0% | 0% | 17.023 | 129.3993 | 135.5667 | 1.2913 | 0 | 0 | 0
LDNO HV: LV Sub Generation Non-Intermittent | 0% | 100% | 0 | 0 | 0 | 0 | 0 | 0 | 0
> LV Sub Generation Non-Intermittent no RP charge
LV Sub Generation Non-Intermittent no RP charge | 0% | 0% | 0 | 0 | 0 | 0 | 0 | 0 | 0
> HV Generation Intermittent
HV Generation Intermittent | 0% | 0% | 271418.0748 | 0 | 0 | 174.7238 | 0 | 0 | 5712.0346
LDNO HV: HV Generation Intermittent | 0% | 100% | 0 | 0 | 0 | 0 | 0 | 0 | 0
> HV Generation Intermittent no RP charge
HV Generation Intermittent no RP charge | 0% | 0% | 0 | 0 | 0 | 0 | 0 | 0 | 0
> HV Generation Non-Intermittent
HV Generation Non-Intermittent | 0% | 0% | 27666.3494 | 72721.9732 | 63087.9042 | 46.7437 | 0 | 0 | 1689.5621
LDNO HV: HV Generation Non-Intermittent | 0% | 100% | 0 | 0 | 0 | 0 | 0 | 0 | 0
> HV Generation Non-Intermittent no RP charge
HV Generation Non-Intermittent no RP charge | 0% | 0% | 0 | 0 | 0 | 0 | 0 | 0 | 0
2305. Equivalent volume for each end user
Data sources:
x1 = 2304. Rate 1 units (MWh) (in LDNO discounts and volumes adjusted for discount)
x2 = 2304. Rate 2 units (MWh) (in LDNO discounts and volumes adjusted for discount)
x3 = 2304. Rate 3 units (MWh) (in LDNO discounts and volumes adjusted for discount)
x4 = 2304. MPANs (in LDNO discounts and volumes adjusted for discount)
x5 = 2304. Import capacity (kVA) (in LDNO discounts and volumes adjusted for discount)
x6 = 2304. Exceeded capacity (kVA) (in LDNO discounts and volumes adjusted for discount)
x7 = 2304. Reactive power units (MVArh) (in LDNO discounts and volumes adjusted for discount)
Kind: | Cell summation | Cell summation | Cell summation | Cell summation | Cell summation | Cell summation | Cell summation
Formula: | =SUM(x1) | =SUM(x2) | =SUM(x3) | =SUM(x4) | =SUM(x5) | =SUM(x6) | =SUM(x7)
| Rate 1 units (MWh) | Rate 2 units (MWh) | Rate 3 units (MWh) | MPANs | Import capacity (kVA) | Exceeded capacity (kVA) | Reactive power units (MVArh)
Domestic Unrestricted | 3148144.8046 | 0 | 0 | 1003436.2582 | 0 | 0 | 0
Domestic Two Rate | 148760.5091 | 132609.2112 | 0 | 50745.8101 | 0 | 0 | 0
Domestic Off Peak (related MPAN) | 2369.5948 | 0 | 0 | 906 | 0 | 0 | 0
Small Non Domestic Unrestricted | 789896.694 | 0 | 0 | 64573.6466 | 0 | 0 | 0
Small Non Domestic Two Rate | 197739.3022 | 83788.1131 | 0 | 13332.4047 | 0 | 0 | 0
Small Non Domestic Off Peak (related MPAN) | 1373.4199 | 0 | 0 | 256 | 0 | 0 | 0
LV Medium Non-Domestic | 26946.8389 | 7790.3038 | 0 | 782.0146 | 0 | 0 | 0
LV Sub Medium Non-Domestic | 0.21696 | 0.066633 | 0 | 0.001985 | 0 | 0 | 0
HV Medium Non-Domestic | 56.5708 | 27.2378 | 0 | 3.2383 | 0 | 0 | 0
LV Network Domestic | 2.012 | 10.4483 | 9.3976 | 6.633 | 0 | 0 | 0
LV Network Non-Domestic Non-CT | 12140.2583 | 81113.3357 | 60116.4293 | 2104.1269 | 0 | 0 | 0
LV HH Metered | 122498.3064 | 778845.8753 | 580725.8235 | 6104.0543 | 739681.7417 | 28622.8173 | 123419.3251
LV Sub HH Metered | 5113.4813 | 31269.0455 | 26399.42 | 66.9408 | 24790.3616 | 953.9675 | 6772.68
HV HH Metered | 147320.5087 | 905809.484 | 844316.3022 | 820.3613 | 630794.5772 | 34337.6861 | 97330.991
NHH UMS category A | 1837.7607 | 0 | 0 | 540 | 0 | 0 | 0
NHH UMS category B | 5441.089 | 0 | 0 | 737 | 0 | 0 | 0
NHH UMS category C | 287.5817 | 0 | 0 | 83 | 0 | 0 | 0
NHH UMS category D | 0 | 0 | 0 | 0 | 0 | 0 | 0
LV UMS (Pseudo HH Metered) | 5390.0371 | 33830.6871 | 82069.2803 | 32.8361 | 0 | 0 | 0
LV Generation NHH or Aggregate HH | 2534.8801 | 0 | 0 | 152 | 0 | 0 | 0
LV Sub Generation NHH | 0 | 0 | 0 | 0 | 0 | 0 | 0
LV Generation Intermittent | 36387.3627 | 0 | 0 | 452.1634 | 0 | 0 | 3473.0506
LV Generation Intermittent no RP charge | 0 | 0 | 0 | 0 | 0 | 0 | 0
LV Generation Non-Intermittent | 142.5181 | 995.4362 | 890.9633 | 16.1367 | 0 | 0 | 561.7178
LV Generation Non-Intermittent no RP charge | 0 | 0 | 0 | 0 | 0 | 0 | 0
LV Sub Generation Intermittent | 278.7113 | 0 | 0 | 6.4532 | 0 | 0 | 1.1344
LV Sub Generation Intermittent no RP charge | 0 | 0 | 0 | 0 | 0 | 0 | 0
LV Sub Generation Non-Intermittent | 17.023 | 129.3993 | 135.5667 | 1.2913 | 0 | 0 | 0
LV Sub Generation Non-Intermittent no RP charge | 0 | 0 | 0 | 0 | 0 | 0 | 0
HV Generation Intermittent | 271418.0748 | 0 | 0 | 174.7238 | 0 | 0 | 5712.0346
HV Generation Intermittent no RP charge | 0 | 0 | 0 | 0 | 0 | 0 | 0
HV Generation Non-Intermittent | 27666.3494 | 72721.9732 | 63087.9042 | 46.7437 | 0 | 0 | 1689.5621
HV Generation Non-Intermittent no RP charge | 0 | 0 | 0 | 0 | 0 | 0 | 0

## Multi
Load characteristics for multiple unit rates for WPD South Wales in April 19 (no data version)
2401. Adjust annual hours by distribution time band to match days in year
Data sources:
x1 = 1068. Typical annual hours by distribution time band
x2 = 1010. Days in the charging year (in Financial and general assumptions)
x3 = Total hours in the year according to time band hours input data (in Adjust annual hours by distribution time band to match days in year)
Kind: | Cell summation | Calculation
Formula: | =SUM(x1) | =x1*24*x2/x3
Annual hours by distribution time band (reconciled to days in year)
| Hours aggregate | Red | Amber | Green
Adjust annual hours by distribution time band to match days in year | 8784 | 655 | 3768 | 4361
2402. Normalisation of split of rate 1 units by time band
Data sources:
x1 = 1061. Average split of rate 1 units by distribution time band
x2 = Total split (in Normalisation of split of rate 1 units by time band)
x3 = 2401. Annual hours by distribution time band (reconciled to days in year) (in Adjust annual hours by distribution time band to match days in year)
x4 = 1010. Days in the charging year (in Financial and general assumptions)
Kind: | Cell summation | Calculation
Formula: | =SUM(x1) | =IF(x2,x1/x2,x3/x4/24)
Normalised split of rate 1 units by distribution time band
| Total split | Red | Amber | Green
Domestic Unrestricted | 100% | 11.24% | 50.22% | 38.54%
Domestic Two Rate | 100% | 13.38% | 58.86% | 27.76%
Domestic Off Peak (related MPAN) | 100% | 0.0002025% | 16.83% | 83.17%
Small Non Domestic Unrestricted | 100% | 7.252% | 57.87% | 34.88%
Small Non Domestic Two Rate | 100% | 10.26% | 66.1% | 23.64%
Small Non Domestic Off Peak (related MPAN) | 100% | 0.0105% | 17.57% | 82.42%
LV Medium Non-Domestic | 100% | 10.49% | 67.37% | 22.14%
LV Sub Medium Non-Domestic | 100% | 10.02% | 68.54% | 21.43%
HV Medium Non-Domestic | 100% | 9.98% | 69.39% | 20.63%
2403. Split of rate 1 units between distribution time bands
Data sources:
x1 = 2402. Normalised split of rate 1 units by distribution time band (in Normalisation of split of rate 1 units by time band)
x2 = Split of rate 1 units between distribution time bands (default)
Combine tables = x1 or x2
| Red | Amber | Green
Domestic Unrestricted | 11.24% | 50.22% | 38.54%
Domestic Two Rate | 13.38% | 58.86% | 27.76%
Domestic Off Peak (related MPAN) | 0.0002025% | 16.83% | 83.17%
Small Non Domestic Unrestricted | 7.252% | 57.87% | 34.88%
Small Non Domestic Two Rate | 10.26% | 66.1% | 23.64%
Small Non Domestic Off Peak (related MPAN) | 0.0105% | 17.57% | 82.42%
LV Medium Non-Domestic | 10.49% | 67.37% | 22.14%
LV Sub Medium Non-Domestic | 10.02% | 68.54% | 21.43%
HV Medium Non-Domestic | 9.98% | 69.39% | 20.63%
LV Network Domestic | 100% | 0% | 0%
LV Network Non-Domestic Non-CT | 100% | 0% | 0%
LV HH Metered | 100% | 0% | 0%
LV Sub HH Metered | 100% | 0% | 0%
HV HH Metered | 100% | 0% | 0%
LV Generation Non-Intermittent | 100% | 0% | 0%
LV Generation Non-Intermittent no RP charge | 100% | 0% | 0%
LV Sub Generation Non-Intermittent | 100% | 0% | 0%
LV Sub Generation Non-Intermittent no RP charge | 100% | 0% | 0%
HV Generation Non-Intermittent | 100% | 0% | 0%
HV Generation Non-Intermittent no RP charge | 100% | 0% | 0%
2404. Normalisation of split of rate 2 units by time band
Data sources:
x1 = 1062. Average split of rate 2 units by distribution time band
x2 = Total split (in Normalisation of split of rate 2 units by time band)
x3 = 2401. Annual hours by distribution time band (reconciled to days in year) (in Adjust annual hours by distribution time band to match days in year)
x4 = 1010. Days in the charging year (in Financial and general assumptions)
Kind: | Cell summation | Calculation
Formula: | =SUM(x1) | =IF(x2,x1/x2,x3/x4/24)
Normalised split of rate 2 units by distribution time band
| Total split | Red | Amber | Green
Domestic Two Rate | 100% | 0% | 3.214% | 96.79%
Small Non Domestic Two Rate | 100% | 0% | 6.426% | 93.57%
LV Medium Non-Domestic | 100% | 0% | 0.8673% | 99.13%
LV Sub Medium Non-Domestic | 100% | 0% | 0% | 100%
HV Medium Non-Domestic | 100% | 0% | 0% | 100%
2405. Split of rate 2 units between distribution time bands
Data sources:
x1 = 2404. Normalised split of rate 2 units by distribution time band (in Normalisation of split of rate 2 units by time band)
x2 = Split of rate 2 units between distribution time bands (default)
Combine tables = x1 or x2
| Red | Amber | Green
Domestic Two Rate | 0% | 3.214% | 96.79%
Small Non Domestic Two Rate | 0% | 6.426% | 93.57%
LV Medium Non-Domestic | 0% | 0.8673% | 99.13%
LV Sub Medium Non-Domestic | 0% | 0% | 100%
HV Medium Non-Domestic | 0% | 0% | 100%
LV Network Domestic | 0% | 100% | 0%
LV Network Non-Domestic Non-CT | 0% | 100% | 0%
LV HH Metered | 0% | 100% | 0%
LV Sub HH Metered | 0% | 100% | 0%
HV HH Metered | 0% | 100% | 0%
LV Generation Non-Intermittent | 0% | 100% | 0%
LV Generation Non-Intermittent no RP charge | 0% | 100% | 0%
LV Sub Generation Non-Intermittent | 0% | 100% | 0%
LV Sub Generation Non-Intermittent no RP charge | 0% | 100% | 0%
HV Generation Non-Intermittent | 0% | 100% | 0%
HV Generation Non-Intermittent no RP charge | 0% | 100% | 0%
2406. Split of rate 3 units between distribution time bands (default)
| Red | Amber | Green
LV Network Domestic | 0% | 0% | 100%
LV Network Non-Domestic Non-CT | 0% | 0% | 100%
LV HH Metered | 0% | 0% | 100%
LV Sub HH Metered | 0% | 0% | 100%
HV HH Metered | 0% | 0% | 100%
LV Generation Non-Intermittent | 0% | 0% | 100%
LV Generation Non-Intermittent no RP charge | 0% | 0% | 100%
LV Sub Generation Non-Intermittent | 0% | 0% | 100%
LV Sub Generation Non-Intermittent no RP charge | 0% | 0% | 100%
HV Generation Non-Intermittent | 0% | 0% | 100%
HV Generation Non-Intermittent no RP charge | 0% | 0% | 100%
2407. All units (MWh)
Data sources:
x1 = 2305. Rate 1 units (MWh) (in Equivalent volume for each end user)
x2 = 2305. Rate 2 units (MWh) (in Equivalent volume for each end user)
x3 = 2305. Rate 3 units (MWh) (in Equivalent volume for each end user)
Calculation =x1+x2+x3
All units (MWh)
Domestic Unrestricted | 3148144.8046
Domestic Two Rate | 281369.7203
Domestic Off Peak (related MPAN) | 2369.5948
Small Non Domestic Unrestricted | 789896.694
Small Non Domestic Two Rate | 281527.4152
Small Non Domestic Off Peak (related MPAN) | 1373.4199
LV Medium Non-Domestic | 34737.1427
LV Sub Medium Non-Domestic | 0.28359
HV Medium Non-Domestic | 83.8086
LV Network Domestic | 21.8579
LV Network Non-Domestic Non-CT | 153370.0233
LV HH Metered | 1482070.0052
LV Sub HH Metered | 62781.9468
HV HH Metered | 1897446.295
NHH UMS category A | 1837.7607
NHH UMS category B | 5441.089
NHH UMS category C | 287.5817
NHH UMS category D | 0
LV UMS (Pseudo HH Metered) | 121290.0045
LV Generation NHH or Aggregate HH | 2534.8801
LV Sub Generation NHH | 0
LV Generation Intermittent | 36387.3627
LV Generation Intermittent no RP charge | 0
LV Generation Non-Intermittent | 2028.9175
LV Generation Non-Intermittent no RP charge | 0
LV Sub Generation Intermittent | 278.7113
LV Sub Generation Intermittent no RP charge | 0
LV Sub Generation Non-Intermittent | 281.9889
LV Sub Generation Non-Intermittent no RP charge | 0
HV Generation Intermittent | 271418.0748
HV Generation Intermittent no RP charge | 0
HV Generation Non-Intermittent | 163476.2268
HV Generation Non-Intermittent no RP charge | 0
2408. Calculation of implied load coefficients for one-rate users
Data sources:
x1 = 2407. All units (MWh)
x2 = 2305. Rate 1 units (MWh) (in Equivalent volume for each end user)
x3 = 2403. Split of rate 1 units between distribution time bands
x4 = 2401. Annual hours by distribution time band (reconciled to days in year) (in Adjust annual hours by distribution time band to match days in year)
x5 = Use of distribution time bands by units in demand forecast for one-rate tariffs (in Calculation of implied load coefficients for one-rate users)
x6 = 1010. Days in the charging year (in Financial and general assumptions)
Kind: | Calculation |  |  | Calculation
Formula: | =IF(x1>0,(x2*x3)/x1,0) |  |  | =IF(x4>0,x5*x6*24/x4,0)
Use of distribution time bands by units in demand forecast for one-rate tariffs
| Red | Amber | Green | Peak band load coefficient for one-rate tariffs
Domestic Unrestricted | 11.24% | 50.22% | 38.54% | 1.5072
Small Non Domestic Unrestricted | 7.252% | 57.87% | 34.88% | 0.97257
2409. Calculation of implied load coefficients for two-rate users
Data sources:
x1 = 2407. All units (MWh)
x2 = 2305. Rate 1 units (MWh) (in Equivalent volume for each end user)
x3 = 2403. Split of rate 1 units between distribution time bands
x4 = 2305. Rate 2 units (MWh) (in Equivalent volume for each end user)
x5 = 2405. Split of rate 2 units between distribution time bands
x6 = 2401. Annual hours by distribution time band (reconciled to days in year) (in Adjust annual hours by distribution time band to match days in year)
x7 = Use of distribution time bands by units in demand forecast for two-rate tariffs (in Calculation of implied load coefficients for two-rate users)
x8 = 1010. Days in the charging year (in Financial and general assumptions)
Kind: | Calculation |  |  | Calculation
Formula: | =IF(x1>0,(x2*x3+x4*x5)/x1,0) |  |  | =IF(x6>0,x7*x8*24/x6,0)
Use of distribution time bands by units in demand forecast for two-rate tariffs
| Red | Amber | Green | Peak band load coefficient for two-rate tariffs
Domestic Two Rate | 7.076% | 32.63% | 60.29% | 0.94898
Small Non Domestic Two Rate | 7.204% | 48.34% | 44.45% | 0.96606
LV Medium Non-Domestic | 8.14% | 52.45% | 39.41% | 1.0916
LV Sub Medium Non-Domestic | 7.668% | 52.44% | 39.89% | 1.0284
HV Medium Non-Domestic | 6.736% | 46.84% | 46.43% | 0.90338
2410. Calculation of implied load coefficients for three-rate users
Data sources:
x1 = 2407. All units (MWh)
x2 = 2305. Rate 1 units (MWh) (in Equivalent volume for each end user)
x3 = 2403. Split of rate 1 units between distribution time bands
x4 = 2305. Rate 2 units (MWh) (in Equivalent volume for each end user)
x5 = 2405. Split of rate 2 units between distribution time bands
x6 = 2305. Rate 3 units (MWh) (in Equivalent volume for each end user)
x7 = 2406. Split of rate 3 units between distribution time bands (default)
x8 = 2401. Annual hours by distribution time band (reconciled to days in year) (in Adjust annual hours by distribution time band to match days in year)
x9 = Use of distribution time bands by units in demand forecast for three-rate tariffs (in Calculation of implied load coefficients for three-rate users)
x10 = 1010. Days in the charging year (in Financial and general assumptions)
Kind: | Calculation |  |  | Calculation
Formula: | =IF(x1>0,(x2*x3+x4*x5+x6*x7)/x1,0) |  |  | =IF(x8>0,x9*x10*24/x8,0)
Use of distribution time bands by units in demand forecast for three-rate tariffs
| Red | Amber | Green | Peak band load coefficient for three-rate tariffs
LV Network Domestic | 9.205% | 47.8% | 42.99% | 1.2345
LV Network Non-Domestic Non-CT | 7.916% | 52.89% | 39.2% | 1.0615
LV HH Metered | 8.265% | 52.55% | 39.18% | 1.1084
LV Sub HH Metered | 8.145% | 49.81% | 42.05% | 1.0923
HV HH Metered | 7.764% | 47.74% | 44.5% | 1.0412
2411. Calculation of adjusted time band load coefficients
Data sources:
x1 = 2408. Peak band load coefficient for one-rate tariffs (in Calculation of implied load coefficients for one-rate users)
x2 = 2409. Peak band load coefficient for two-rate tariffs (in Calculation of implied load coefficients for two-rate users)
x3 = 2410. Peak band load coefficient for three-rate tariffs (in Calculation of implied load coefficients for three-rate users)
x4 = Peak band load coefficient (in Calculation of adjusted time band load coefficients)
x5 = 2302. Load coefficient
Kind: | Combine tables | Calculation
Formula: | = x1 or x2 or x3 | =IF(x4<>0,x5/x4,IF(x5<0,-1,1))
| Peak band load coefficient | Load coefficient correction factor (kW at peak in band / band average kW)
Domestic Unrestricted | 1.5072 | 1.4102
Domestic Two Rate | 0.94898 | 1.3574
Domestic Off Peak (related MPAN) |  | 1
Small Non Domestic Unrestricted | 0.97257 | 1.2569
Small Non Domestic Two Rate | 0.96606 | 1.3025
Small Non Domestic Off Peak (related MPAN) |  | 1
LV Medium Non-Domestic | 1.0916 | 1.2098
LV Sub Medium Non-Domestic | 1.0284 | 1.2842
HV Medium Non-Domestic | 0.90338 | 1.3192
LV Network Domestic | 1.2345 | 1.6976
LV Network Non-Domestic Non-CT | 1.0615 | 1.1616
LV HH Metered | 1.1084 | 1.1362
LV Sub HH Metered | 1.0923 | 1.1055
HV HH Metered | 1.0412 | 1.0481
LV Generation Non-Intermittent |  | -1
LV Generation Non-Intermittent no RP charge |  | -1
LV Sub Generation Non-Intermittent |  | -1
LV Sub Generation Non-Intermittent no RP charge |  | -1
HV Generation Non-Intermittent |  | -1
HV Generation Non-Intermittent no RP charge |  | -1
2412. Normalisation of peaking probabilities
Data sources:
x1 = 1069. Red, amber and green peaking probabilities (in Peaking probabilities by network level)
x2 = Total probability (should be 100%) (in Normalisation of peaking probabilities)
x3 = 1068. Typical annual hours by distribution time band
x4 = 2401. Total hours in the year according to time band hours input data (in Adjust annual hours by distribution time band to match days in year)
Kind: | Cell summation | Calculation
Formula: | =SUM(x1) | =IF(x2,x1/x2,x3/x4)
Normalised peaking probabilities
| Total probability (should be 100%) | Red | Amber | Green
GSPs | 100% | 67.41% | 29.93% | 2.658%
132kV | 100% | 58.95% | 27.89% | 13.15%
132kV/EHV | 100% | 58.95% | 27.89% | 13.15%
EHV | 100% | 58.59% | 32.96% | 8.441%
EHV/HV | 100% | 58.59% | 32.96% | 8.441%
132kV/HV | 100% | 58.95% | 27.89% | 13.15%
HV | 100% | 58.59% | 32.96% | 8.441%
HV/LV | 100% | 58.59% | 32.96% | 8.441%
LV circuits | 100% | 58.59% | 32.96% | 8.441%
2413. Peaking probabilities by network level (reshaped)
Data sources:
x1 = 2412. Normalised peaking probabilities (in Normalisation of peaking probabilities)
Reshape table = x1
| GSPs | Red | Amber | Green | 132kV | Red | Amber | Green | 132kV/EHV | Red | Amber | Green | EHV | Red | Amber | Green | EHV/HV | Red | Amber | Green | 132kV/HV | Red | Amber | Green | HV | Red | Amber | Green | HV/LV | Red | Amber | Green | LV circuits | Red | Amber | Green
Probability of peak within timeband |  | 67.41% | 29.93% | 2.658% |  | 58.95% | 27.89% | 13.15% |  | 58.95% | 27.89% | 13.15% |  | 58.59% | 32.96% | 8.441% |  | 58.59% | 32.96% | 8.441% |  | 58.95% | 27.89% | 13.15% |  | 58.59% | 32.96% | 8.441% |  | 58.59% | 32.96% | 8.441% |  | 58.59% | 32.96% | 8.441%
2414. Pseudo load coefficient by time band and network level
Data sources:
x1 = 2401. Annual hours by distribution time band (reconciled to days in year) (in Adjust annual hours by distribution time band to match days in year)
x2 = 2411. Load coefficient correction factor (kW at peak in band / band average kW) (in Calculation of adjusted time band load coefficients)
x3 = 2413. Peaking probabilities by network level (reshaped)
x4 = 1010. Days in the charging year (in Financial and general assumptions)
Calculation =IF(x1>0,x2*x3*24*x4/x1,0)
| GSPs | Red | Amber | Green | 132kV | Red | Amber | Green | 132kV/EHV | Red | Amber | Green | EHV | Red | Amber | Green | EHV/HV | Red | Amber | Green | 132kV/HV | Red | Amber | Green | HV | Red | Amber | Green | HV/LV | Red | Amber | Green | LV circuits | Red | Amber | Green
Domestic Unrestricted |  | 12.7488 | 0.98402 | 0.075513 |  | 11.1497 | 0.91703 | 0.37357 |  | 11.1497 | 0.91703 | 0.37357 |  | 11.0816 | 1.0837 | 0.23977 |  | 11.0816 | 1.0837 | 0.23977 |  | 11.1497 | 0.91703 | 0.37357 |  | 11.0816 | 1.0837 | 0.23977 |  | 11.0816 | 1.0837 | 0.23977 |  | 11.0816 | 1.0837 | 0.23977
Domestic Two Rate |  | 12.2709 | 0.94713 | 0.072682 |  | 10.7318 | 0.88265 | 0.35957 |  | 10.7318 | 0.88265 | 0.35957 |  | 10.6661 | 1.0431 | 0.23078 |  | 10.6661 | 1.0431 | 0.23078 |  | 10.7318 | 0.88265 | 0.35957 |  | 10.6661 | 1.0431 | 0.23078 |  | 10.6661 | 1.0431 | 0.23078 |  | 10.6661 | 1.0431 | 0.23078
Domestic Off Peak (related MPAN) |  | 9.0402 | 0.69776 | 0.053546 |  | 7.9062 | 0.65026 | 0.2649 |  | 7.9062 | 0.65026 | 0.2649 |  | 7.8579 | 0.76848 | 0.17002 |  | 7.8579 | 0.76848 | 0.17002 |  | 7.9062 | 0.65026 | 0.2649 |  | 7.8579 | 0.76848 | 0.17002 |  | 7.8579 | 0.76848 | 0.17002 |  | 7.8579 | 0.76848 | 0.17002
Small Non Domestic Unrestricted |  | 11.3623 | 0.877 | 0.0673 |  | 9.9371 | 0.8173 | 0.33294 |  | 9.9371 | 0.8173 | 0.33294 |  | 9.8764 | 0.96587 | 0.21369 |  | 9.8764 | 0.96587 | 0.21369 |  | 9.9371 | 0.8173 | 0.33294 |  | 9.8764 | 0.96587 | 0.21369 |  | 9.8764 | 0.96587 | 0.21369 |  | 9.8764 | 0.96587 | 0.21369
Small Non Domestic Two Rate |  | 11.7744 | 0.9088 | 0.069741 |  | 10.2975 | 0.84694 | 0.34502 |  | 10.2975 | 0.84694 | 0.34502 |  | 10.2345 | 1.0009 | 0.22144 |  | 10.2345 | 1.0009 | 0.22144 |  | 10.2975 | 0.84694 | 0.34502 |  | 10.2345 | 1.0009 | 0.22144 |  | 10.2345 | 1.0009 | 0.22144 |  | 10.2345 | 1.0009 | 0.22144
Small Non Domestic Off Peak (related MPAN) |  | 9.0402 | 0.69776 | 0.053546 |  | 7.9062 | 0.65026 | 0.2649 |  | 7.9062 | 0.65026 | 0.2649 |  | 7.8579 | 0.76848 | 0.17002 |  | 7.8579 | 0.76848 | 0.17002 |  | 7.9062 | 0.65026 | 0.2649 |  | 7.8579 | 0.76848 | 0.17002 |  | 7.8579 | 0.76848 | 0.17002 |  | 7.8579 | 0.76848 | 0.17002
LV Medium Non-Domestic |  | 10.937 | 0.84417 | 0.064781 |  | 9.5651 | 0.7867 | 0.32048 |  | 9.5651 | 0.7867 | 0.32048 |  | 9.5066 | 0.92972 | 0.20569 |  | 9.5066 | 0.92972 | 0.20569 |  | 9.5651 | 0.7867 | 0.32048 |  | 9.5066 | 0.92972 | 0.20569 |  | 9.5066 | 0.92972 | 0.20569 |  | 9.5066 | 0.92972 | 0.20569
LV Sub Medium Non-Domestic |  | 11.6096 | 0.89608 | 0.068765 |  | 10.1534 | 0.83508 | 0.34019 |  | 10.1534 | 0.83508 | 0.34019 |  | 10.0913 | 0.98689 | 0.21834 |  | 10.0913 | 0.98689 | 0.21834 |  | 10.1534 | 0.83508 | 0.34019 |  | 10.0913 | 0.98689 | 0.21834 |  | 10.0913 | 0.98689 | 0.21834 |  | 10.0913 | 0.98689 | 0.21834
HV Medium Non-Domestic |  | 11.9254 | 0.92046 | 0.070636 |  | 10.4296 | 0.8578 | 0.34944 |  | 10.4296 | 0.8578 | 0.34944 |  | 10.3658 | 1.0137 | 0.22428 |  | 10.3658 | 1.0137 | 0.22428 |  | 10.4296 | 0.8578 | 0.34944 |  | 10.3658 | 1.0137 | 0.22428 |  | 10.3658 | 1.0137 | 0.22428 |  | 10.3658 | 1.0137 | 0.22428
LV Network Domestic |  | 15.3462 | 1.1845 | 0.090897 |  | 13.4213 | 1.1039 | 0.44968 |  | 13.4213 | 1.1039 | 0.44968 |  | 13.3392 | 1.3045 | 0.28862 |  | 13.3392 | 1.3045 | 0.28862 |  | 13.4213 | 1.1039 | 0.44968 |  | 13.3392 | 1.3045 | 0.28862 |  | 13.3392 | 1.3045 | 0.28862 |  | 13.3392 | 1.3045 | 0.28862
LV Network Non-Domestic Non-CT |  | 10.5011 | 0.81052 | 0.062199 |  | 9.1839 | 0.75535 | 0.3077 |  | 9.1839 | 0.75535 | 0.3077 |  | 9.1277 | 0.89266 | 0.1975 |  | 9.1277 | 0.89266 | 0.1975 |  | 9.1839 | 0.75535 | 0.3077 |  | 9.1277 | 0.89266 | 0.1975 |  | 9.1277 | 0.89266 | 0.1975 |  | 9.1277 | 0.89266 | 0.1975
LV HH Metered |  | 10.2715 | 0.79281 | 0.060839 |  | 8.9832 | 0.73883 | 0.30098 |  | 8.9832 | 0.73883 | 0.30098 |  | 8.9282 | 0.87315 | 0.19318 |  | 8.9282 | 0.87315 | 0.19318 |  | 8.9832 | 0.73883 | 0.30098 |  | 8.9282 | 0.87315 | 0.19318 |  | 8.9282 | 0.87315 | 0.19318 |  | 8.9282 | 0.87315 | 0.19318
LV Sub HH Metered |  | 9.9941 | 0.77139 | 0.059196 |  | 8.7405 | 0.71888 | 0.29285 |  | 8.7405 | 0.71888 | 0.29285 |  | 8.6871 | 0.84957 | 0.18796 |  | 8.6871 | 0.84957 | 0.18796 |  | 8.7405 | 0.71888 | 0.29285 |  | 8.6871 | 0.84957 | 0.18796 |  | 8.6871 | 0.84957 | 0.18796 |  | 8.6871 | 0.84957 | 0.18796
HV HH Metered |  | 9.4749 | 0.73132 | 0.056121 |  | 8.2864 | 0.68153 | 0.27764 |  | 8.2864 | 0.68153 | 0.27764 |  | 8.2358 | 0.80543 | 0.1782 |  | 8.2358 | 0.80543 | 0.1782 |  | 8.2864 | 0.68153 | 0.27764 |  | 8.2358 | 0.80543 | 0.1782 |  | 8.2358 | 0.80543 | 0.1782 |  | 8.2358 | 0.80543 | 0.1782
LV Generation Non-Intermittent |  | -9.0402 | -0.69776 | -0.053546 |  | -7.9062 | -0.65026 | -0.2649 |  | -7.9062 | -0.65026 | -0.2649 |  | -7.8579 | -0.76848 | -0.17002 |  | -7.8579 | -0.76848 | -0.17002 |  | -7.9062 | -0.65026 | -0.2649 |  | -7.8579 | -0.76848 | -0.17002 |  | -7.8579 | -0.76848 | -0.17002 |  | -7.8579 | -0.76848 | -0.17002
LV Generation Non-Intermittent no RP charge |  | -9.0402 | -0.69776 | -0.053546 |  | -7.9062 | -0.65026 | -0.2649 |  | -7.9062 | -0.65026 | -0.2649 |  | -7.8579 | -0.76848 | -0.17002 |  | -7.8579 | -0.76848 | -0.17002 |  | -7.9062 | -0.65026 | -0.2649 |  | -7.8579 | -0.76848 | -0.17002 |  | -7.8579 | -0.76848 | -0.17002 |  | -7.8579 | -0.76848 | -0.17002
LV Sub Generation Non-Intermittent |  | -9.0402 | -0.69776 | -0.053546 |  | -7.9062 | -0.65026 | -0.2649 |  | -7.9062 | -0.65026 | -0.2649 |  | -7.8579 | -0.76848 | -0.17002 |  | -7.8579 | -0.76848 | -0.17002 |  | -7.9062 | -0.65026 | -0.2649 |  | -7.8579 | -0.76848 | -0.17002 |  | -7.8579 | -0.76848 | -0.17002 |  | -7.8579 | -0.76848 | -0.17002
LV Sub Generation Non-Intermittent no RP charge |  | -9.0402 | -0.69776 | -0.053546 |  | -7.9062 | -0.65026 | -0.2649 |  | -7.9062 | -0.65026 | -0.2649 |  | -7.8579 | -0.76848 | -0.17002 |  | -7.8579 | -0.76848 | -0.17002 |  | -7.9062 | -0.65026 | -0.2649 |  | -7.8579 | -0.76848 | -0.17002 |  | -7.8579 | -0.76848 | -0.17002 |  | -7.8579 | -0.76848 | -0.17002
HV Generation Non-Intermittent |  | -9.0402 | -0.69776 | -0.053546 |  | -7.9062 | -0.65026 | -0.2649 |  | -7.9062 | -0.65026 | -0.2649 |  | -7.8579 | -0.76848 | -0.17002 |  | -7.8579 | -0.76848 | -0.17002 |  | -7.9062 | -0.65026 | -0.2649 |  | -7.8579 | -0.76848 | -0.17002 |  | -7.8579 | -0.76848 | -0.17002 |  | -7.8579 | -0.76848 | -0.17002
HV Generation Non-Intermittent no RP charge |  | -9.0402 | -0.69776 | -0.053546 |  | -7.9062 | -0.65026 | -0.2649 |  | -7.9062 | -0.65026 | -0.2649 |  | -7.8579 | -0.76848 | -0.17002 |  | -7.8579 | -0.76848 | -0.17002 |  | -7.9062 | -0.65026 | -0.2649 |  | -7.8579 | -0.76848 | -0.17002 |  | -7.8579 | -0.76848 | -0.17002 |  | -7.8579 | -0.76848 | -0.17002
2415. Single rate non half hourly pseudo timeband load coefficients
Data sources:
x1 = 2414. Pseudo load coefficient by time band and network level
Copy cells = x1
| GSPs | Red | Amber | Green | 132kV | Red | Amber | Green | 132kV/EHV | Red | Amber | Green | EHV | Red | Amber | Green | EHV/HV | Red | Amber | Green | 132kV/HV | Red | Amber | Green | HV | Red | Amber | Green | HV/LV | Red | Amber | Green | LV circuits | Red | Amber | Green
Domestic Unrestricted |  | 12.7488 | 0.98402 | 0.075513 |  | 11.1497 | 0.91703 | 0.37357 |  | 11.1497 | 0.91703 | 0.37357 |  | 11.0816 | 1.0837 | 0.23977 |  | 11.0816 | 1.0837 | 0.23977 |  | 11.1497 | 0.91703 | 0.37357 |  | 11.0816 | 1.0837 | 0.23977 |  | 11.0816 | 1.0837 | 0.23977 |  | 11.0816 | 1.0837 | 0.23977
Small Non Domestic Unrestricted |  | 11.3623 | 0.877 | 0.0673 |  | 9.9371 | 0.8173 | 0.33294 |  | 9.9371 | 0.8173 | 0.33294 |  | 9.8764 | 0.96587 | 0.21369 |  | 9.8764 | 0.96587 | 0.21369 |  | 9.9371 | 0.8173 | 0.33294 |  | 9.8764 | 0.96587 | 0.21369 |  | 9.8764 | 0.96587 | 0.21369 |  | 9.8764 | 0.96587 | 0.21369
2416. Single rate non half hourly units (MWh)
Data sources:
x1 = 2407. All units (MWh)
Copy cells = x1
Single rate non half hourly units (MWh)
Domestic Unrestricted | 3148144.8046
Small Non Domestic Unrestricted | 789896.694
2417. Single rate non half hourly timeband use
Data sources:
x1 = 2403. Split of rate 1 units between distribution time bands
Copy cells = x1
| Red | Amber | Green
Domestic Unrestricted | 11.24% | 50.22% | 38.54%
Small Non Domestic Unrestricted | 7.252% | 57.87% | 34.88%
2418. Single rate non half hourly tariff pseudo load coefficient
Data sources:
x1 = 2415. Single rate non half hourly pseudo timeband load coefficients
x2 = 2417. Single rate non half hourly timeband use
Sum-product calculation =SUMPRODUCT(x1, x2)
| GSPs | 132kV | 132kV/EHV | EHV | EHV/HV | 132kV/HV | HV | HV/LV | LV circuits
Domestic Unrestricted | 1.9561 | 1.8576 | 1.8576 | 1.8821 | 1.8821 | 1.8576 | 1.8821 | 1.8821 | 1.8821
Small Non Domestic Unrestricted | 1.355 | 1.3097 | 1.3097 | 1.3497 | 1.3497 | 1.3097 | 1.3497 | 1.3497 | 1.3497
2419. Multi rate non half hourly units (MWh)
Data sources:
x1 = 2407. All units (MWh)
Copy cells = x1
Multi rate non half hourly units (MWh)
Domestic Two Rate | 281369.7203
Small Non Domestic Two Rate | 281527.4152
2420. Multi rate non half hourly pseudo timeband load coefficients
Data sources:
x1 = 2414. Pseudo load coefficient by time band and network level
Copy cells = x1
| GSPs | Red | Amber | Green | 132kV | Red | Amber | Green | 132kV/EHV | Red | Amber | Green | EHV | Red | Amber | Green | EHV/HV | Red | Amber | Green | 132kV/HV | Red | Amber | Green | HV | Red | Amber | Green | HV/LV | Red | Amber | Green | LV circuits | Red | Amber | Green
Domestic Two Rate |  | 12.2709 | 0.94713 | 0.072682 |  | 10.7318 | 0.88265 | 0.35957 |  | 10.7318 | 0.88265 | 0.35957 |  | 10.6661 | 1.0431 | 0.23078 |  | 10.6661 | 1.0431 | 0.23078 |  | 10.7318 | 0.88265 | 0.35957 |  | 10.6661 | 1.0431 | 0.23078 |  | 10.6661 | 1.0431 | 0.23078 |  | 10.6661 | 1.0431 | 0.23078
Small Non Domestic Two Rate |  | 11.7744 | 0.9088 | 0.069741 |  | 10.2975 | 0.84694 | 0.34502 |  | 10.2975 | 0.84694 | 0.34502 |  | 10.2345 | 1.0009 | 0.22144 |  | 10.2345 | 1.0009 | 0.22144 |  | 10.2975 | 0.84694 | 0.34502 |  | 10.2345 | 1.0009 | 0.22144 |  | 10.2345 | 1.0009 | 0.22144 |  | 10.2345 | 1.0009 | 0.22144
2421. Multi rate non half hourly timeband use
Data sources:
x1 = 2409. Use of distribution time bands by units in demand forecast for two-rate tariffs (in Calculation of implied load coefficients for two-rate users)
Copy cells = x1
| Red | Amber | Green
Domestic Two Rate | 7.076% | 32.63% | 60.29%
Small Non Domestic Two Rate | 7.204% | 48.34% | 44.45%
2422. Multi rate non half hourly tariff pseudo load coefficient
Data sources:
x1 = 2420. Multi rate non half hourly pseudo timeband load coefficients
x2 = 2421. Multi rate non half hourly timeband use
Sum-product calculation =SUMPRODUCT(x1, x2)
| GSPs | 132kV | 132kV/EHV | EHV | EHV/HV | 132kV/HV | HV | HV/LV | LV circuits
Domestic Two Rate | 1.2212 | 1.2642 | 1.2642 | 1.2343 | 1.2343 | 1.2642 | 1.2343 | 1.2343 | 1.2343
Small Non Domestic Two Rate | 1.3185 | 1.3046 | 1.3046 | 1.3196 | 1.3196 | 1.3046 | 1.3196 | 1.3196 | 1.3196
2423. Off-peak non half hourly units (MWh)
Data sources:
x1 = 2407. All units (MWh)
Copy cells = x1
Off-peak non half hourly units (MWh)
Domestic Off Peak (related MPAN) | 2369.5948
Small Non Domestic Off Peak (related MPAN) | 1373.4199
2424. Off-peak non half hourly pseudo timeband load coefficients
Data sources:
x1 = 2414. Pseudo load coefficient by time band and network level
Copy cells = x1
| GSPs | Red | Amber | Green | 132kV | Red | Amber | Green | 132kV/EHV | Red | Amber | Green | EHV | Red | Amber | Green | EHV/HV | Red | Amber | Green | 132kV/HV | Red | Amber | Green | HV | Red | Amber | Green | HV/LV | Red | Amber | Green | LV circuits | Red | Amber | Green
Domestic Off Peak (related MPAN) |  | 9.0402 | 0.69776 | 0.053546 |  | 7.9062 | 0.65026 | 0.2649 |  | 7.9062 | 0.65026 | 0.2649 |  | 7.8579 | 0.76848 | 0.17002 |  | 7.8579 | 0.76848 | 0.17002 |  | 7.9062 | 0.65026 | 0.2649 |  | 7.8579 | 0.76848 | 0.17002 |  | 7.8579 | 0.76848 | 0.17002 |  | 7.8579 | 0.76848 | 0.17002
Small Non Domestic Off Peak (related MPAN) |  | 9.0402 | 0.69776 | 0.053546 |  | 7.9062 | 0.65026 | 0.2649 |  | 7.9062 | 0.65026 | 0.2649 |  | 7.8579 | 0.76848 | 0.17002 |  | 7.8579 | 0.76848 | 0.17002 |  | 7.9062 | 0.65026 | 0.2649 |  | 7.8579 | 0.76848 | 0.17002 |  | 7.8579 | 0.76848 | 0.17002 |  | 7.8579 | 0.76848 | 0.17002
2425. Off-peak non half hourly timeband use
Data sources:
x1 = 2403. Split of rate 1 units between distribution time bands
Copy cells = x1
| Red | Amber | Green
Domestic Off Peak (related MPAN) | 0.0002025% | 16.83% | 83.17%
Small Non Domestic Off Peak (related MPAN) | 0.0105% | 17.57% | 82.42%
2426. Off-peak non half hourly tariff pseudo load coefficient
Data sources:
x1 = 2424. Off-peak non half hourly pseudo timeband load coefficients
x2 = 2425. Off-peak non half hourly timeband use
Sum-product calculation =SUMPRODUCT(x1, x2)
| GSPs | 132kV | 132kV/EHV | EHV | EHV/HV | 132kV/HV | HV | HV/LV | LV circuits
Domestic Off Peak (related MPAN) | 0.16197 | 0.32976 | 0.32976 | 0.27074 | 0.27074 | 0.32976 | 0.27074 | 0.27074 | 0.27074
Small Non Domestic Off Peak (related MPAN) | 0.16768 | 0.33341 | 0.33341 | 0.27598 | 0.27598 | 0.33341 | 0.27598 | 0.27598 | 0.27598
2427. Aggregated half hourly units (MWh)
Data sources:
x1 = 2407. All units (MWh)
Copy cells = x1
Aggregated half hourly units (MWh)
LV Network Domestic | 21.8579
LV Network Non-Domestic Non-CT | 153370.0233
2428. Aggregated half hourly pseudo timeband load coefficients
Data sources:
x1 = 2414. Pseudo load coefficient by time band and network level
Copy cells = x1
| GSPs | Red | Amber | Green | 132kV | Red | Amber | Green | 132kV/EHV | Red | Amber | Green | EHV | Red | Amber | Green | EHV/HV | Red | Amber | Green | 132kV/HV | Red | Amber | Green | HV | Red | Amber | Green | HV/LV | Red | Amber | Green | LV circuits | Red | Amber | Green
LV Network Domestic |  | 15.3462 | 1.1845 | 0.090897 |  | 13.4213 | 1.1039 | 0.44968 |  | 13.4213 | 1.1039 | 0.44968 |  | 13.3392 | 1.3045 | 0.28862 |  | 13.3392 | 1.3045 | 0.28862 |  | 13.4213 | 1.1039 | 0.44968 |  | 13.3392 | 1.3045 | 0.28862 |  | 13.3392 | 1.3045 | 0.28862 |  | 13.3392 | 1.3045 | 0.28862
LV Network Non-Domestic Non-CT |  | 10.5011 | 0.81052 | 0.062199 |  | 9.1839 | 0.75535 | 0.3077 |  | 9.1839 | 0.75535 | 0.3077 |  | 9.1277 | 0.89266 | 0.1975 |  | 9.1277 | 0.89266 | 0.1975 |  | 9.1839 | 0.75535 | 0.3077 |  | 9.1277 | 0.89266 | 0.1975 |  | 9.1277 | 0.89266 | 0.1975 |  | 9.1277 | 0.89266 | 0.1975
2429. Aggregated half hourly timeband use
Data sources:
x1 = 2410. Use of distribution time bands by units in demand forecast for three-rate tariffs (in Calculation of implied load coefficients for three-rate users)
Copy cells = x1
| Red | Amber | Green
LV Network Domestic | 9.205% | 47.8% | 42.99%
LV Network Non-Domestic Non-CT | 7.916% | 52.89% | 39.2%
2430. Aggregated half hourly tariff pseudo load coefficient
Data sources:
x1 = 2428. Aggregated half hourly pseudo timeband load coefficients
x2 = 2429. Aggregated half hourly timeband use
Sum-product calculation =SUMPRODUCT(x1, x2)
| GSPs | 132kV | 132kV/EHV | EHV | EHV/HV | 132kV/HV | HV | HV/LV | LV circuits
LV Network Domestic | 2.0179 | 1.9564 | 1.9564 | 1.9756 | 1.9756 | 1.9564 | 1.9756 | 1.9756 | 1.9756
LV Network Non-Domestic Non-CT | 1.2843 | 1.2471 | 1.2471 | 1.272 | 1.272 | 1.2471 | 1.272 | 1.272 | 1.272
2431. Average non half hourly tariff pseudo load coefficient
Data sources:
x1 = 2416. Single rate non half hourly units (MWh)
x2 = 2418. Single rate non half hourly tariff pseudo load coefficient
x3 = 2419. Multi rate non half hourly units (MWh)
x4 = 2422. Multi rate non half hourly tariff pseudo load coefficient
x5 = 2423. Off-peak non half hourly units (MWh)
x6 = 2426. Off-peak non half hourly tariff pseudo load coefficient
Calculation =(x1*x2+x3*x4+x5*x6)/(x1+x3+x5)
| GSPs | 132kV | 132kV/EHV | EHV | EHV/HV | 132kV/HV | HV | HV/LV | LV circuits
Domestic equalisation group | 1.8946 | 1.8079 | 1.8079 | 1.8279 | 1.8279 | 1.8079 | 1.8279 | 1.8279 | 1.8279
Non-domestic equalisation group | 1.3439 | 1.3071 | 1.3071 | 1.3404 | 1.3404 | 1.3071 | 1.3404 | 1.3404 | 1.3404
2432. Average non half hourly timeband use
Data sources:
x1 = 2416. Single rate non half hourly units (MWh)
x2 = 2417. Single rate non half hourly timeband use
x3 = 2419. Multi rate non half hourly units (MWh)
x4 = 2421. Multi rate non half hourly timeband use
x5 = 2423. Off-peak non half hourly units (MWh)
x6 = 2425. Off-peak non half hourly timeband use
Calculation =(x1*x2+x3*x4+x5*x6)/(x1+x3+x5)
| Red | Amber | Green
LV Network Domestic | 10.89% | 48.76% | 40.35%
LV Network Non-Domestic Non-CT | 7.23% | 55.32% | 37.45%
2433. Aggregated half hourly tariff pseudo load coefficient using average non half hourly unit mix
Data sources:
x1 = 2428. Aggregated half hourly pseudo timeband load coefficients
x2 = 2432. Average non half hourly timeband use
Sum-product calculation =SUMPRODUCT(x1, x2)
| GSPs | 132kV | 132kV/EHV | EHV | EHV/HV | 132kV/HV | HV | HV/LV | LV circuits
LV Network Domestic | 2.2854 | 2.1812 | 2.1812 | 2.2051 | 2.2051 | 2.1812 | 2.2051 | 2.2051 | 2.2051
LV Network Non-Domestic Non-CT | 1.2309 | 1.1971 | 1.1971 | 1.2277 | 1.2277 | 1.1971 | 1.2277 | 1.2277 | 1.2277
2434. Relative correction factor for aggregated half hourly tariff
Data sources:
x1 = 2431. Average non half hourly tariff pseudo load coefficient
x2 = 2433. Aggregated half hourly tariff pseudo load coefficient using average non half hourly unit mix
Calculation =x1/x2
| GSPs | 132kV | 132kV/EHV | EHV | EHV/HV | 132kV/HV | HV | HV/LV | LV circuits
Domestic equalisation group | 0.82902 | 0.82885 | 0.82885 | 0.82893 | 0.82893 | 0.82885 | 0.82893 | 0.82893 | 0.82893
Non-domestic equalisation group | 1.0918 | 1.0919 | 1.0919 | 1.0918 | 1.0918 | 1.0919 | 1.0918 | 1.0918 | 1.0918
2435. Correction factor for non half hourly tariffs
Data sources:
x1 = 2416. Single rate non half hourly units (MWh)
x2 = 2418. Single rate non half hourly tariff pseudo load coefficient
x3 = 2419. Multi rate non half hourly units (MWh)
x4 = 2422. Multi rate non half hourly tariff pseudo load coefficient
x5 = 2423. Off-peak non half hourly units (MWh)
x6 = 2426. Off-peak non half hourly tariff pseudo load coefficient
x7 = 2427. Aggregated half hourly units (MWh)
x8 = 2430. Aggregated half hourly tariff pseudo load coefficient
x9 = 2434. Relative correction factor for aggregated half hourly tariff
Calculation =(x1*x2+x3*x4+x5*x6+x7*x8)/(x1*x2+x3*x4+x5*x6+x7*x8*x9)
| GSPs | 132kV | 132kV/EHV | EHV | EHV/HV | 132kV/HV | HV | HV/LV | LV circuits
Domestic equalisation group | 1 | 1 | 1 | 1 | 1 | 1 | 1 | 1 | 1
Non-domestic equalisation group | 0.98909 | 0.98909 | 0.98909 | 0.98915 | 0.98915 | 0.98909 | 0.98915 | 0.98915 | 0.98915
2436. Single rate non half hourly corrected pseudo timeband load coefficient
Data sources:
x1 = 2415. Single rate non half hourly pseudo timeband load coefficients
x2 = 2435. Correction factor for non half hourly tariffs
Calculation =x1*x2
| GSPs | Red | Amber | Green | 132kV | Red | Amber | Green | 132kV/EHV | Red | Amber | Green | EHV | Red | Amber | Green | EHV/HV | Red | Amber | Green | 132kV/HV | Red | Amber | Green | HV | Red | Amber | Green | HV/LV | Red | Amber | Green | LV circuits | Red | Amber | Green
Domestic Unrestricted |  | 12.7489 | 0.98402 | 0.075513 |  | 11.1498 | 0.91703 | 0.37357 |  | 11.1498 | 0.91703 | 0.37357 |  | 11.0816 | 1.0837 | 0.23977 |  | 11.0816 | 1.0837 | 0.23977 |  | 11.1498 | 0.91703 | 0.37357 |  | 11.0816 | 1.0837 | 0.23977 |  | 11.0816 | 1.0837 | 0.23977 |  | 11.0816 | 1.0837 | 0.23977
Small Non Domestic Unrestricted |  | 11.2383 | 0.86743 | 0.066566 |  | 9.8287 | 0.80838 | 0.32931 |  | 9.8287 | 0.80838 | 0.32931 |  | 9.7692 | 0.9554 | 0.21137 |  | 9.7692 | 0.9554 | 0.21137 |  | 9.8287 | 0.80838 | 0.32931 |  | 9.7692 | 0.9554 | 0.21137 |  | 9.7692 | 0.9554 | 0.21137 |  | 9.7692 | 0.9554 | 0.21137
2437. Multi rate non half hourly corrected pseudo timeband load coefficient
Data sources:
x1 = 2420. Multi rate non half hourly pseudo timeband load coefficients
x2 = 2435. Correction factor for non half hourly tariffs
Calculation =x1*x2
| GSPs | Red | Amber | Green | 132kV | Red | Amber | Green | 132kV/EHV | Red | Amber | Green | EHV | Red | Amber | Green | EHV/HV | Red | Amber | Green | 132kV/HV | Red | Amber | Green | HV | Red | Amber | Green | HV/LV | Red | Amber | Green | LV circuits | Red | Amber | Green
Domestic Two Rate |  | 12.2709 | 0.94713 | 0.072682 |  | 10.7318 | 0.88265 | 0.35957 |  | 10.7318 | 0.88265 | 0.35957 |  | 10.6661 | 1.0431 | 0.23078 |  | 10.6661 | 1.0431 | 0.23078 |  | 10.7318 | 0.88265 | 0.35957 |  | 10.6661 | 1.0431 | 0.23078 |  | 10.6661 | 1.0431 | 0.23078 |  | 10.6661 | 1.0431 | 0.23078
Small Non Domestic Two Rate |  | 11.6459 | 0.89889 | 0.06898 |  | 10.1851 | 0.83769 | 0.34125 |  | 10.1851 | 0.83769 | 0.34125 |  | 10.1235 | 0.99005 | 0.21904 |  | 10.1235 | 0.99005 | 0.21904 |  | 10.1851 | 0.83769 | 0.34125 |  | 10.1235 | 0.99005 | 0.21904 |  | 10.1235 | 0.99005 | 0.21904 |  | 10.1235 | 0.99005 | 0.21904
2438. Off-peak non half hourly corrected pseudo timeband load coefficient
Data sources:
x1 = 2424. Off-peak non half hourly pseudo timeband load coefficients
x2 = 2435. Correction factor for non half hourly tariffs
Calculation =x1*x2
| GSPs | Red | Amber | Green | 132kV | Red | Amber | Green | 132kV/EHV | Red | Amber | Green | EHV | Red | Amber | Green | EHV/HV | Red | Amber | Green | 132kV/HV | Red | Amber | Green | HV | Red | Amber | Green | HV/LV | Red | Amber | Green | LV circuits | Red | Amber | Green
Domestic Off Peak (related MPAN) |  | 9.0402 | 0.69776 | 0.053546 |  | 7.9063 | 0.65026 | 0.2649 |  | 7.9063 | 0.65026 | 0.2649 |  | 7.8579 | 0.76848 | 0.17002 |  | 7.8579 | 0.76848 | 0.17002 |  | 7.9063 | 0.65026 | 0.2649 |  | 7.8579 | 0.76848 | 0.17002 |  | 7.8579 | 0.76848 | 0.17002 |  | 7.8579 | 0.76848 | 0.17002
Small Non Domestic Off Peak (related MPAN) |  | 8.9415 | 0.69015 | 0.052961 |  | 7.82 | 0.64317 | 0.26201 |  | 7.82 | 0.64317 | 0.26201 |  | 7.7726 | 0.76014 | 0.16818 |  | 7.7726 | 0.76014 | 0.16818 |  | 7.82 | 0.64317 | 0.26201 |  | 7.7726 | 0.76014 | 0.16818 |  | 7.7726 | 0.76014 | 0.16818 |  | 7.7726 | 0.76014 | 0.16818
2439. Aggregated half hourly corrected pseudo timeband load coefficient
Data sources:
x1 = 2428. Aggregated half hourly pseudo timeband load coefficients
x2 = 2435. Correction factor for non half hourly tariffs
x3 = 2434. Relative correction factor for aggregated half hourly tariff
Calculation =x1*x2*x3
| GSPs | Red | Amber | Green | 132kV | Red | Amber | Green | 132kV/EHV | Red | Amber | Green | EHV | Red | Amber | Green | EHV/HV | Red | Amber | Green | 132kV/HV | Red | Amber | Green | HV | Red | Amber | Green | HV/LV | Red | Amber | Green | LV circuits | Red | Amber | Green
LV Network Domestic |  | 12.7224 | 0.98197 | 0.075356 |  | 11.1243 | 0.91494 | 0.37272 |  | 11.1243 | 0.91494 | 0.37272 |  | 11.0573 | 1.0814 | 0.23924 |  | 11.0573 | 1.0814 | 0.23924 |  | 11.1243 | 0.91494 | 0.37272 |  | 11.0573 | 1.0814 | 0.23924 |  | 11.0573 | 1.0814 | 0.23924 |  | 11.0573 | 1.0814 | 0.23924
LV Network Non-Domestic Non-CT |  | 11.34 | 0.87528 | 0.067168 |  | 9.9188 | 0.81579 | 0.33233 |  | 9.9188 | 0.81579 | 0.33233 |  | 9.8577 | 0.96405 | 0.21329 |  | 9.8577 | 0.96405 | 0.21329 |  | 9.9188 | 0.81579 | 0.33233 |  | 9.8577 | 0.96405 | 0.21329 |  | 9.8577 | 0.96405 | 0.21329 |  | 9.8577 | 0.96405 | 0.21329
2440. Pseudo load coefficient by time band and network level (equalised)
Data sources:
x1 = 2436. Single rate non half hourly corrected pseudo timeband load coefficient
x2 = 2437. Multi rate non half hourly corrected pseudo timeband load coefficient
x3 = 2438. Off-peak non half hourly corrected pseudo timeband load coefficient
x4 = 2439. Aggregated half hourly corrected pseudo timeband load coefficient
x5 = 2414. Pseudo load coefficient by time band and network level
Combine tables = x1 or x2 or x3 or x4 or x5
| GSPs | Red | Amber | Green | 132kV | Red | Amber | Green | 132kV/EHV | Red | Amber | Green | EHV | Red | Amber | Green | EHV/HV | Red | Amber | Green | 132kV/HV | Red | Amber | Green | HV | Red | Amber | Green | HV/LV | Red | Amber | Green | LV circuits | Red | Amber | Green
Domestic Unrestricted |  | 12.7489 | 0.98402 | 0.075513 |  | 11.1498 | 0.91703 | 0.37357 |  | 11.1498 | 0.91703 | 0.37357 |  | 11.0816 | 1.0837 | 0.23977 |  | 11.0816 | 1.0837 | 0.23977 |  | 11.1498 | 0.91703 | 0.37357 |  | 11.0816 | 1.0837 | 0.23977 |  | 11.0816 | 1.0837 | 0.23977 |  | 11.0816 | 1.0837 | 0.23977
Domestic Two Rate |  | 12.2709 | 0.94713 | 0.072682 |  | 10.7318 | 0.88265 | 0.35957 |  | 10.7318 | 0.88265 | 0.35957 |  | 10.6661 | 1.0431 | 0.23078 |  | 10.6661 | 1.0431 | 0.23078 |  | 10.7318 | 0.88265 | 0.35957 |  | 10.6661 | 1.0431 | 0.23078 |  | 10.6661 | 1.0431 | 0.23078 |  | 10.6661 | 1.0431 | 0.23078
Domestic Off Peak (related MPAN) |  | 9.0402 | 0.69776 | 0.053546 |  | 7.9063 | 0.65026 | 0.2649 |  | 7.9063 | 0.65026 | 0.2649 |  | 7.8579 | 0.76848 | 0.17002 |  | 7.8579 | 0.76848 | 0.17002 |  | 7.9063 | 0.65026 | 0.2649 |  | 7.8579 | 0.76848 | 0.17002 |  | 7.8579 | 0.76848 | 0.17002 |  | 7.8579 | 0.76848 | 0.17002
Small Non Domestic Unrestricted |  | 11.2383 | 0.86743 | 0.066566 |  | 9.8287 | 0.80838 | 0.32931 |  | 9.8287 | 0.80838 | 0.32931 |  | 9.7692 | 0.9554 | 0.21137 |  | 9.7692 | 0.9554 | 0.21137 |  | 9.8287 | 0.80838 | 0.32931 |  | 9.7692 | 0.9554 | 0.21137 |  | 9.7692 | 0.9554 | 0.21137 |  | 9.7692 | 0.9554 | 0.21137
Small Non Domestic Two Rate |  | 11.6459 | 0.89889 | 0.06898 |  | 10.1851 | 0.83769 | 0.34125 |  | 10.1851 | 0.83769 | 0.34125 |  | 10.1235 | 0.99005 | 0.21904 |  | 10.1235 | 0.99005 | 0.21904 |  | 10.1851 | 0.83769 | 0.34125 |  | 10.1235 | 0.99005 | 0.21904 |  | 10.1235 | 0.99005 | 0.21904 |  | 10.1235 | 0.99005 | 0.21904
Small Non Domestic Off Peak (related MPAN) |  | 8.9415 | 0.69015 | 0.052961 |  | 7.82 | 0.64317 | 0.26201 |  | 7.82 | 0.64317 | 0.26201 |  | 7.7726 | 0.76014 | 0.16818 |  | 7.7726 | 0.76014 | 0.16818 |  | 7.82 | 0.64317 | 0.26201 |  | 7.7726 | 0.76014 | 0.16818 |  | 7.7726 | 0.76014 | 0.16818 |  | 7.7726 | 0.76014 | 0.16818
LV Medium Non-Domestic |  | 10.937 | 0.84417 | 0.064781 |  | 9.5651 | 0.7867 | 0.32048 |  | 9.5651 | 0.7867 | 0.32048 |  | 9.5066 | 0.92972 | 0.20569 |  | 9.5066 | 0.92972 | 0.20569 |  | 9.5651 | 0.7867 | 0.32048 |  | 9.5066 | 0.92972 | 0.20569 |  | 9.5066 | 0.92972 | 0.20569 |  | 9.5066 | 0.92972 | 0.20569
LV Sub Medium Non-Domestic |  | 11.6096 | 0.89608 | 0.068765 |  | 10.1534 | 0.83508 | 0.34019 |  | 10.1534 | 0.83508 | 0.34019 |  | 10.0913 | 0.98689 | 0.21834 |  | 10.0913 | 0.98689 | 0.21834 |  | 10.1534 | 0.83508 | 0.34019 |  | 10.0913 | 0.98689 | 0.21834 |  | 10.0913 | 0.98689 | 0.21834 |  | 10.0913 | 0.98689 | 0.21834
HV Medium Non-Domestic |  | 11.9254 | 0.92046 | 0.070636 |  | 10.4296 | 0.8578 | 0.34944 |  | 10.4296 | 0.8578 | 0.34944 |  | 10.3658 | 1.0137 | 0.22428 |  | 10.3658 | 1.0137 | 0.22428 |  | 10.4296 | 0.8578 | 0.34944 |  | 10.3658 | 1.0137 | 0.22428 |  | 10.3658 | 1.0137 | 0.22428 |  | 10.3658 | 1.0137 | 0.22428
LV Network Domestic |  | 12.7224 | 0.98197 | 0.075356 |  | 11.1243 | 0.91494 | 0.37272 |  | 11.1243 | 0.91494 | 0.37272 |  | 11.0573 | 1.0814 | 0.23924 |  | 11.0573 | 1.0814 | 0.23924 |  | 11.1243 | 0.91494 | 0.37272 |  | 11.0573 | 1.0814 | 0.23924 |  | 11.0573 | 1.0814 | 0.23924 |  | 11.0573 | 1.0814 | 0.23924
LV Network Non-Domestic Non-CT |  | 11.34 | 0.87528 | 0.067168 |  | 9.9188 | 0.81579 | 0.33233 |  | 9.9188 | 0.81579 | 0.33233 |  | 9.8577 | 0.96405 | 0.21329 |  | 9.8577 | 0.96405 | 0.21329 |  | 9.9188 | 0.81579 | 0.33233 |  | 9.8577 | 0.96405 | 0.21329 |  | 9.8577 | 0.96405 | 0.21329 |  | 9.8577 | 0.96405 | 0.21329
LV HH Metered |  | 10.2715 | 0.79281 | 0.060839 |  | 8.9832 | 0.73883 | 0.30098 |  | 8.9832 | 0.73883 | 0.30098 |  | 8.9282 | 0.87315 | 0.19318 |  | 8.9282 | 0.87315 | 0.19318 |  | 8.9832 | 0.73883 | 0.30098 |  | 8.9282 | 0.87315 | 0.19318 |  | 8.9282 | 0.87315 | 0.19318 |  | 8.9282 | 0.87315 | 0.19318
LV Sub HH Metered |  | 9.9941 | 0.77139 | 0.059196 |  | 8.7405 | 0.71888 | 0.29285 |  | 8.7405 | 0.71888 | 0.29285 |  | 8.6871 | 0.84957 | 0.18796 |  | 8.6871 | 0.84957 | 0.18796 |  | 8.7405 | 0.71888 | 0.29285 |  | 8.6871 | 0.84957 | 0.18796 |  | 8.6871 | 0.84957 | 0.18796 |  | 8.6871 | 0.84957 | 0.18796
HV HH Metered |  | 9.4749 | 0.73132 | 0.056121 |  | 8.2864 | 0.68153 | 0.27764 |  | 8.2864 | 0.68153 | 0.27764 |  | 8.2358 | 0.80543 | 0.1782 |  | 8.2358 | 0.80543 | 0.1782 |  | 8.2864 | 0.68153 | 0.27764 |  | 8.2358 | 0.80543 | 0.1782 |  | 8.2358 | 0.80543 | 0.1782 |  | 8.2358 | 0.80543 | 0.1782
LV Generation Non-Intermittent |  | -9.0402 | -0.69776 | -0.053546 |  | -7.9062 | -0.65026 | -0.2649 |  | -7.9062 | -0.65026 | -0.2649 |  | -7.8579 | -0.76848 | -0.17002 |  | -7.8579 | -0.76848 | -0.17002 |  | -7.9062 | -0.65026 | -0.2649 |  | -7.8579 | -0.76848 | -0.17002 |  | -7.8579 | -0.76848 | -0.17002 |  | -7.8579 | -0.76848 | -0.17002
LV Generation Non-Intermittent no RP charge |  | -9.0402 | -0.69776 | -0.053546 |  | -7.9062 | -0.65026 | -0.2649 |  | -7.9062 | -0.65026 | -0.2649 |  | -7.8579 | -0.76848 | -0.17002 |  | -7.8579 | -0.76848 | -0.17002 |  | -7.9062 | -0.65026 | -0.2649 |  | -7.8579 | -0.76848 | -0.17002 |  | -7.8579 | -0.76848 | -0.17002 |  | -7.8579 | -0.76848 | -0.17002
LV Sub Generation Non-Intermittent |  | -9.0402 | -0.69776 | -0.053546 |  | -7.9062 | -0.65026 | -0.2649 |  | -7.9062 | -0.65026 | -0.2649 |  | -7.8579 | -0.76848 | -0.17002 |  | -7.8579 | -0.76848 | -0.17002 |  | -7.9062 | -0.65026 | -0.2649 |  | -7.8579 | -0.76848 | -0.17002 |  | -7.8579 | -0.76848 | -0.17002 |  | -7.8579 | -0.76848 | -0.17002
LV Sub Generation Non-Intermittent no RP charge |  | -9.0402 | -0.69776 | -0.053546 |  | -7.9062 | -0.65026 | -0.2649 |  | -7.9062 | -0.65026 | -0.2649 |  | -7.8579 | -0.76848 | -0.17002 |  | -7.8579 | -0.76848 | -0.17002 |  | -7.9062 | -0.65026 | -0.2649 |  | -7.8579 | -0.76848 | -0.17002 |  | -7.8579 | -0.76848 | -0.17002 |  | -7.8579 | -0.76848 | -0.17002
HV Generation Non-Intermittent |  | -9.0402 | -0.69776 | -0.053546 |  | -7.9062 | -0.65026 | -0.2649 |  | -7.9062 | -0.65026 | -0.2649 |  | -7.8579 | -0.76848 | -0.17002 |  | -7.8579 | -0.76848 | -0.17002 |  | -7.9062 | -0.65026 | -0.2649 |  | -7.8579 | -0.76848 | -0.17002 |  | -7.8579 | -0.76848 | -0.17002 |  | -7.8579 | -0.76848 | -0.17002
HV Generation Non-Intermittent no RP charge |  | -9.0402 | -0.69776 | -0.053546 |  | -7.9062 | -0.65026 | -0.2649 |  | -7.9062 | -0.65026 | -0.2649 |  | -7.8579 | -0.76848 | -0.17002 |  | -7.8579 | -0.76848 | -0.17002 |  | -7.9062 | -0.65026 | -0.2649 |  | -7.8579 | -0.76848 | -0.17002 |  | -7.8579 | -0.76848 | -0.17002 |  | -7.8579 | -0.76848 | -0.17002
2441. Unit rate 1 pseudo load coefficient by network level
Data sources:
x1 = 2440. Pseudo load coefficient by time band and network level (equalised)
x2 = 2403. Split of rate 1 units between distribution time bands
Sum-product calculation =SUMPRODUCT(x1, x2)
| GSPs | 132kV | 132kV/EHV | EHV | EHV/HV | 132kV/HV | HV | HV/LV | LV circuits
Domestic Unrestricted | 1.9561 | 1.8576 | 1.8576 | 1.8821 | 1.8821 | 1.8576 | 1.8821 | 1.8821 | 1.8821
Domestic Two Rate | 2.22 | 2.0557 | 2.0557 | 2.1056 | 2.1056 | 2.0557 | 2.1056 | 2.1056 | 2.1056
Domestic Off Peak (related MPAN) | 0.16197 | 0.32976 | 0.32976 | 0.27074 | 0.27074 | 0.32976 | 0.27074 | 0.27074 | 0.27074
Small Non Domestic Unrestricted | 1.3402 | 1.2954 | 1.2954 | 1.3351 | 1.3351 | 1.2954 | 1.3351 | 1.3351 | 1.3351
Small Non Domestic Two Rate | 1.8049 | 1.679 | 1.679 | 1.7445 | 1.7445 | 1.679 | 1.7445 | 1.7445 | 1.7445
Small Non Domestic Off Peak (related MPAN) | 0.16585 | 0.32977 | 0.32977 | 0.27298 | 0.27298 | 0.32977 | 0.27298 | 0.27298 | 0.27298
LV Medium Non-Domestic | 1.7307 | 1.6046 | 1.6046 | 1.6694 | 1.6694 | 1.6046 | 1.6694 | 1.6694 | 1.6694
LV Sub Medium Non-Domestic | 1.7926 | 1.663 | 1.663 | 1.7347 | 1.7347 | 1.663 | 1.7347 | 1.7347 | 1.7347
HV Medium Non-Domestic | 1.8434 | 1.7081 | 1.7081 | 1.7841 | 1.7841 | 1.7081 | 1.7841 | 1.7841 | 1.7841
LV Network Domestic | 12.7224 | 11.1243 | 11.1243 | 11.0573 | 11.0573 | 11.1243 | 11.0573 | 11.0573 | 11.0573
LV Network Non-Domestic Non-CT | 11.34 | 9.9188 | 9.9188 | 9.8577 | 9.8577 | 9.9188 | 9.8577 | 9.8577 | 9.8577
LV HH Metered | 10.2715 | 8.9832 | 8.9832 | 8.9282 | 8.9282 | 8.9832 | 8.9282 | 8.9282 | 8.9282
LV Sub HH Metered | 9.9941 | 8.7405 | 8.7405 | 8.6871 | 8.6871 | 8.7405 | 8.6871 | 8.6871 | 8.6871
HV HH Metered | 9.4749 | 8.2864 | 8.2864 | 8.2358 | 8.2358 | 8.2864 | 8.2358 | 8.2358 | 8.2358
LV Generation Non-Intermittent | -9.0402 | -7.9062 | -7.9062 | -7.8579 | -7.8579 | -7.9062 | -7.8579 | -7.8579 | -7.8579
LV Generation Non-Intermittent no RP charge | -9.0402 | -7.9062 | -7.9062 | -7.8579 | -7.8579 | -7.9062 | -7.8579 | -7.8579 | -7.8579
LV Sub Generation Non-Intermittent | -9.0402 | -7.9062 | -7.9062 | -7.8579 | -7.8579 | -7.9062 | -7.8579 | -7.8579 | -7.8579
LV Sub Generation Non-Intermittent no RP charge | -9.0402 | -7.9062 | -7.9062 | -7.8579 | -7.8579 | -7.9062 | -7.8579 | -7.8579 | -7.8579
HV Generation Non-Intermittent | -9.0402 | -7.9062 | -7.9062 | -7.8579 | -7.8579 | -7.9062 | -7.8579 | -7.8579 | -7.8579
HV Generation Non-Intermittent no RP charge | -9.0402 | -7.9062 | -7.9062 | -7.8579 | -7.8579 | -7.9062 | -7.8579 | -7.8579 | -7.8579
2442. Unit rate 2 pseudo load coefficient by network level
Data sources:
x1 = 2440. Pseudo load coefficient by time band and network level (equalised)
x2 = 2405. Split of rate 2 units between distribution time bands
Sum-product calculation =SUMPRODUCT(x1, x2)
| GSPs | 132kV | 132kV/EHV | EHV | EHV/HV | 132kV/HV | HV | HV/LV | LV circuits
Domestic Two Rate | 0.10079 | 0.37638 | 0.37638 | 0.25689 | 0.25689 | 0.37638 | 0.25689 | 0.25689 | 0.25689
Small Non Domestic Two Rate | 0.12231 | 0.37315 | 0.37315 | 0.26858 | 0.26858 | 0.37315 | 0.26858 | 0.26858 | 0.26858
LV Medium Non-Domestic | 0.071541 | 0.32452 | 0.32452 | 0.21197 | 0.21197 | 0.32452 | 0.21197 | 0.21197 | 0.21197
LV Sub Medium Non-Domestic | 0.068765 | 0.34019 | 0.34019 | 0.21834 | 0.21834 | 0.34019 | 0.21834 | 0.21834 | 0.21834
HV Medium Non-Domestic | 0.070636 | 0.34944 | 0.34944 | 0.22428 | 0.22428 | 0.34944 | 0.22428 | 0.22428 | 0.22428
LV Network Domestic | 0.98197 | 0.91494 | 0.91494 | 1.0814 | 1.0814 | 0.91494 | 1.0814 | 1.0814 | 1.0814
LV Network Non-Domestic Non-CT | 0.87528 | 0.81579 | 0.81579 | 0.96405 | 0.96405 | 0.81579 | 0.96405 | 0.96405 | 0.96405
LV HH Metered | 0.79281 | 0.73883 | 0.73883 | 0.87315 | 0.87315 | 0.73883 | 0.87315 | 0.87315 | 0.87315
LV Sub HH Metered | 0.77139 | 0.71888 | 0.71888 | 0.84957 | 0.84957 | 0.71888 | 0.84957 | 0.84957 | 0.84957
HV HH Metered | 0.73132 | 0.68153 | 0.68153 | 0.80543 | 0.80543 | 0.68153 | 0.80543 | 0.80543 | 0.80543
LV Generation Non-Intermittent | -0.69776 | -0.65026 | -0.65026 | -0.76848 | -0.76848 | -0.65026 | -0.76848 | -0.76848 | -0.76848
LV Generation Non-Intermittent no RP charge | -0.69776 | -0.65026 | -0.65026 | -0.76848 | -0.76848 | -0.65026 | -0.76848 | -0.76848 | -0.76848
LV Sub Generation Non-Intermittent | -0.69776 | -0.65026 | -0.65026 | -0.76848 | -0.76848 | -0.65026 | -0.76848 | -0.76848 | -0.76848
LV Sub Generation Non-Intermittent no RP charge | -0.69776 | -0.65026 | -0.65026 | -0.76848 | -0.76848 | -0.65026 | -0.76848 | -0.76848 | -0.76848
HV Generation Non-Intermittent | -0.69776 | -0.65026 | -0.65026 | -0.76848 | -0.76848 | -0.65026 | -0.76848 | -0.76848 | -0.76848
HV Generation Non-Intermittent no RP charge | -0.69776 | -0.65026 | -0.65026 | -0.76848 | -0.76848 | -0.65026 | -0.76848 | -0.76848 | -0.76848
2443. Unit rate 3 pseudo load coefficient by network level
Data sources:
x1 = 2440. Pseudo load coefficient by time band and network level (equalised)
x2 = 2406. Split of rate 3 units between distribution time bands (default)
Sum-product calculation =SUMPRODUCT(x1, x2)
| GSPs | 132kV | 132kV/EHV | EHV | EHV/HV | 132kV/HV | HV | HV/LV | LV circuits
LV Network Domestic | 0.075356 | 0.37272 | 0.37272 | 0.23924 | 0.23924 | 0.37272 | 0.23924 | 0.23924 | 0.23924
LV Network Non-Domestic Non-CT | 0.067168 | 0.33233 | 0.33233 | 0.21329 | 0.21329 | 0.33233 | 0.21329 | 0.21329 | 0.21329
LV HH Metered | 0.060839 | 0.30098 | 0.30098 | 0.19318 | 0.19318 | 0.30098 | 0.19318 | 0.19318 | 0.19318
LV Sub HH Metered | 0.059196 | 0.29285 | 0.29285 | 0.18796 | 0.18796 | 0.29285 | 0.18796 | 0.18796 | 0.18796
HV HH Metered | 0.056121 | 0.27764 | 0.27764 | 0.1782 | 0.1782 | 0.27764 | 0.1782 | 0.1782 | 0.1782
LV Generation Non-Intermittent | -0.053546 | -0.2649 | -0.2649 | -0.17002 | -0.17002 | -0.2649 | -0.17002 | -0.17002 | -0.17002
LV Generation Non-Intermittent no RP charge | -0.053546 | -0.2649 | -0.2649 | -0.17002 | -0.17002 | -0.2649 | -0.17002 | -0.17002 | -0.17002
LV Sub Generation Non-Intermittent | -0.053546 | -0.2649 | -0.2649 | -0.17002 | -0.17002 | -0.2649 | -0.17002 | -0.17002 | -0.17002
LV Sub Generation Non-Intermittent no RP charge | -0.053546 | -0.2649 | -0.2649 | -0.17002 | -0.17002 | -0.2649 | -0.17002 | -0.17002 | -0.17002
HV Generation Non-Intermittent | -0.053546 | -0.2649 | -0.2649 | -0.17002 | -0.17002 | -0.2649 | -0.17002 | -0.17002 | -0.17002
HV Generation Non-Intermittent no RP charge | -0.053546 | -0.2649 | -0.2649 | -0.17002 | -0.17002 | -0.2649 | -0.17002 | -0.17002 | -0.17002
2444. Adjust annual hours by special distribution time band to match days in year
Data sources:
x1 = 1066. Typical annual hours by special distribution time band
x2 = 1010. Days in the charging year (in Financial and general assumptions)
x3 = Total hours in the year according to special time band hours input data (in Adjust annual hours by special distribution time band to match days in year)
Kind: | Cell summation | Calculation
Formula: | =SUM(x1) | =x1*24*x2/x3
Annual hours by special distribution time band (reconciled to days in year)
| Hours aggregate | Black | Yellow | Green
Adjust annual hours by special distribution time band to match days in year | 8784 | 190 | 4233 | 4361
2445. Normalisation of split of rate 1 units by special time band
Data sources:
x1 = 1064. Average split of rate 1 units by special distribution time band
x2 = Total split (in Normalisation of split of rate 1 units by special time band)
x3 = 2444. Annual hours by special distribution time band (reconciled to days in year) (in Adjust annual hours by special distribution time band to match days in year)
x4 = 1010. Days in the charging year (in Financial and general assumptions)
Kind: | Cell summation | Calculation
Formula: | =SUM(x1) | =IF(x2,x1/x2,x3/x4/24)
Normalised split of rate 1 units by special distribution time band
| Total split | Black | Yellow | Green
NHH UMS category A | 100% | 2.157% | 48.18% | 49.67%
NHH UMS category B | 100% | 4.204% | 19.51% | 76.29%
NHH UMS category C | 100% | 7.115% | 34.41% | 58.47%
NHH UMS category D | 100% | 0.2247% | 74.42% | 25.35%
2446. Split of rate 1 units between special distribution time bands
Data sources:
x1 = 2445. Normalised split of rate 1 units by special distribution time band (in Normalisation of split of rate 1 units by special time band)
x2 = Split of rate 1 units between special distribution time bands (default)
Combine tables = x1 or x2
| Black | Yellow | Green
NHH UMS category A | 2.157% | 48.18% | 49.67%
NHH UMS category B | 4.204% | 19.51% | 76.29%
NHH UMS category C | 7.115% | 34.41% | 58.47%
NHH UMS category D | 0.2247% | 74.42% | 25.35%
LV UMS (Pseudo HH Metered) | 100% | 0% | 0%
2447. Split of rate 2 units between special distribution time bands (default)
| Black | Yellow | Green
LV UMS (Pseudo HH Metered) | 0% | 100% | 0%
2448. Split of rate 3 units between special distribution time bands (default)
| Black | Yellow | Green
LV UMS (Pseudo HH Metered) | 0% | 0% | 100%
2449. Calculation of implied special load coefficients for one-rate users
Data sources:
x1 = 2407. All units (MWh)
x2 = 2305. Rate 1 units (MWh) (in Equivalent volume for each end user)
x3 = 2446. Split of rate 1 units between special distribution time bands
x4 = 2444. Annual hours by special distribution time band (reconciled to days in year) (in Adjust annual hours by special distribution time band to match days in year)
x5 = Use of special distribution time bands by units in demand forecast for one-rate tariffs (in Calculation of implied special load coefficients for one-rate users)
x6 = 1010. Days in the charging year (in Financial and general assumptions)
Kind: | Calculation |  |  | Calculation
Formula: | =IF(x1>0,(x2*x3)/x1,0) |  |  | =IF(x4>0,x5*x6*24/x4,0)
Use of special distribution time bands by units in demand forecast for one-rate tariffs
| Black | Yellow | Green | Peak band special load coefficient for one-rate tariffs
NHH UMS category A | 2.157% | 48.18% | 49.67% | 0.99743
NHH UMS category B | 4.204% | 19.51% | 76.29% | 1.9434
NHH UMS category C | 7.115% | 34.41% | 58.47% | 3.2894
NHH UMS category D | 0% | 0% | 0% | 0
2450. Calculation of implied special load coefficients for three-rate users
Data sources:
x1 = 2407. All units (MWh)
x2 = 2305. Rate 1 units (MWh) (in Equivalent volume for each end user)
x3 = 2446. Split of rate 1 units between special distribution time bands
x4 = 2305. Rate 2 units (MWh) (in Equivalent volume for each end user)
x5 = 2447. Split of rate 2 units between special distribution time bands (default)
x6 = 2305. Rate 3 units (MWh) (in Equivalent volume for each end user)
x7 = 2448. Split of rate 3 units between special distribution time bands (default)
x8 = 2444. Annual hours by special distribution time band (reconciled to days in year) (in Adjust annual hours by special distribution time band to match days in year)
x9 = Use of special distribution time bands by units in demand forecast for three-rate tariffs (in Calculation of implied special load coefficients for three-rate users)
x10 = 1010. Days in the charging year (in Financial and general assumptions)
Kind: | Calculation |  |  | Calculation
Formula: | =IF(x1>0,(x2*x3+x4*x5+x6*x7)/x1,0) |  |  | =IF(x8>0,x9*x10*24/x8,0)
Use of special distribution time bands by units in demand forecast for three-rate tariffs
| Black | Yellow | Green | Peak band special load coefficient for three-rate tariffs
LV UMS (Pseudo HH Metered) | 4.444% | 27.89% | 67.66% | 2.0545
2451. Estimated contributions to peak demand
Data sources:
x1 = 2449. Peak band special load coefficient for one-rate tariffs (in Calculation of implied special load coefficients for one-rate users)
x2 = 2450. Peak band special load coefficient for three-rate tariffs (in Calculation of implied special load coefficients for three-rate users)
x3 = Peak band special load coefficient (in Estimated contributions to peak demand)
x4 = 2407. All units (MWh)
x5 = 1010. Days in the charging year (in Financial and general assumptions)
x6 = 2302. Load coefficient
Kind: | Combine tables | Calculation | Calculation
Formula: | = x1 or x2 | =x3*x4/24/x5*1000 | =x6*x4/24/x5*1000
| Peak band special load coefficient | Contribution to peak band kW | Contribution to system-peak-time kW
NHH UMS category A | 0.99743 | 208.6788 | 209.2168
NHH UMS category B | 1.9434 | 1203.7728 | 1280.6072
NHH UMS category C | 3.2894 | 107.6925 | 93.7288
NHH UMS category D | 0 | 0 | 0
LV UMS (Pseudo HH Metered) | 2.0545 | 28368.6164 | 29067.9504
2452. Load coefficient correction factor for the group
Data sources:
x1 = 2451. Contribution to peak band kW (in Estimated contributions to peak demand)
x2 = 2451. Contribution to system-peak-time kW (in Estimated contributions to peak demand)
Calculation =IF(SUM(x1),SUM(x2)/SUM(x1),0)
Load coefficient correction factor for the group
Load coefficient correction factor for the group | 1.0255
2453. Calculation of special peaking probabilities
Data sources:
x1 = 2412. Normalised peaking probabilities (in Normalisation of peaking probabilities)
x2 = 1069. Black peaking probabilities (in Peaking probabilities by network level)
x3 = Amber peaking probabilities (in Calculation of special peaking probabilities)
x4 = Red peaking probabilities (in Calculation of special peaking probabilities)
x5 = 2412. Total probability (should be 100%) (in Normalisation of peaking probabilities)
x6 = Yellow peaking probabilities (in Calculation of special peaking probabilities)
x7 = Green peaking probabilities (in Calculation of special peaking probabilities)
Kind: | Copy cells | Copy cells | Copy cells | Calculation | Calculation
Formula: | =x1 | =x1 | =x1 | =IF(x2,MAX(0,x3+x4-x2),IF(x5,1/0,0)) | =1-x6-x7
| Red peaking probabilities | Amber peaking probabilities | Green peaking probabilities | Yellow peaking probabilities | Black peaking probabilities
GSPs | 67.41% | 29.93% | 2.658% | 40.1% | 57.25%
132kV | 58.95% | 27.89% | 13.15% | 33.06% | 53.79%
132kV/EHV | 58.95% | 27.89% | 13.15% | 33.06% | 53.79%
EHV | 58.59% | 32.96% | 8.441% | 41.1% | 50.46%
EHV/HV | 58.59% | 32.96% | 8.441% | 41.1% | 50.46%
132kV/HV | 58.95% | 27.89% | 13.15% | 33.06% | 53.79%
HV | 58.59% | 32.96% | 8.441% | 41.1% | 50.46%
HV/LV | 58.59% | 32.96% | 8.441% | 41.1% | 50.46%
LV circuits | 58.59% | 32.96% | 8.441% | 41.1% | 50.46%
2454. Special peaking probabilities by network level
Data sources:
x1 = 2453. Green peaking probabilities (in Calculation of special peaking probabilities)
x2 = 2453. Yellow peaking probabilities (in Calculation of special peaking probabilities)
x3 = 2453. Black peaking probabilities (in Calculation of special peaking probabilities)
Combine tables = x1 or x2 or x3
| Black | Yellow | Green
GSPs | 57.25% | 40.1% | 2.658%
132kV | 53.79% | 33.06% | 13.15%
132kV/EHV | 53.79% | 33.06% | 13.15%
EHV | 50.46% | 41.1% | 8.441%
EHV/HV | 50.46% | 41.1% | 8.441%
132kV/HV | 53.79% | 33.06% | 13.15%
HV | 50.46% | 41.1% | 8.441%
HV/LV | 50.46% | 41.1% | 8.441%
LV circuits | 50.46% | 41.1% | 8.441%
2455. Special peaking probabilities by network level (reshaped)
Data sources:
x1 = 2454. Special peaking probabilities by network level
Reshape table = x1
| GSPs | Black | Yellow | Green | 132kV | Black | Yellow | Green | 132kV/EHV | Black | Yellow | Green | EHV | Black | Yellow | Green | EHV/HV | Black | Yellow | Green | 132kV/HV | Black | Yellow | Green | HV | Black | Yellow | Green | HV/LV | Black | Yellow | Green | LV circuits | Black | Yellow | Green
Probability of peak within timeband |  | 57.25% | 40.1% | 2.658% |  | 53.79% | 33.06% | 13.15% |  | 53.79% | 33.06% | 13.15% |  | 50.46% | 41.1% | 8.441% |  | 50.46% | 41.1% | 8.441% |  | 53.79% | 33.06% | 13.15% |  | 50.46% | 41.1% | 8.441% |  | 50.46% | 41.1% | 8.441% |  | 50.46% | 41.1% | 8.441%
2456. Pseudo load coefficient by special time band and network level
Data sources:
x1 = 2444. Annual hours by special distribution time band (reconciled to days in year) (in Adjust annual hours by special distribution time band to match days in year)
x2 = 2452. Load coefficient correction factor for the group
x3 = 2455. Special peaking probabilities by network level (reshaped)
x4 = 1010. Days in the charging year (in Financial and general assumptions)
Calculation =IF(x1>0,x2*x3*24*x4/x1,0)
| GSPs | Black | Yellow | Green | 132kV | Black | Yellow | Green | 132kV/EHV | Black | Yellow | Green | EHV | Black | Yellow | Green | EHV/HV | Black | Yellow | Green | 132kV/HV | Black | Yellow | Green | HV | Black | Yellow | Green | HV/LV | Black | Yellow | Green | LV circuits | Black | Yellow | Green
Pseudo load coefficient by special time band and network level |  | 27.1408 | 0.85328 | 0.054912 |  | 25.502 | 0.70354 | 0.27166 |  | 25.502 | 0.70354 | 0.27166 |  | 23.9241 | 0.8746 | 0.17436 |  | 23.9241 | 0.8746 | 0.17436 |  | 25.502 | 0.70354 | 0.27166 |  | 23.9241 | 0.8746 | 0.17436 |  | 23.9241 | 0.8746 | 0.17436 |  | 23.9241 | 0.8746 | 0.17436
2457. Unit rate 1 pseudo load coefficient by network level (special)
Data sources:
x1 = 2456. Pseudo load coefficient by special time band and network level
x2 = 2446. Split of rate 1 units between special distribution time bands
Sum-product calculation =SUMPRODUCT(x1, x2)
| GSPs | 132kV | 132kV/EHV | EHV | EHV/HV | 132kV/HV | HV | HV/LV | LV circuits
NHH UMS category A | 1.0239 | 1.0241 | 1.0241 | 1.0241 | 1.0241 | 1.0241 | 1.0241 | 1.0241 | 1.0241
NHH UMS category B | 1.3492 | 1.4165 | 1.4165 | 1.3093 | 1.3093 | 1.4165 | 1.3093 | 1.3093 | 1.3093
NHH UMS category C | 2.2568 | 2.2154 | 2.2154 | 2.1051 | 2.1051 | 2.2154 | 2.1051 | 2.1051 | 2.1051
NHH UMS category D | 0.70993 | 0.64976 | 0.64976 | 0.74885 | 0.74885 | 0.64976 | 0.74885 | 0.74885 | 0.74885
LV UMS (Pseudo HH Metered) | 27.1408 | 25.502 | 25.502 | 23.9241 | 23.9241 | 25.502 | 23.9241 | 23.9241 | 23.9241
2458. Unit rate 2 pseudo load coefficient by network level (special)
Data sources:
x1 = 2456. Pseudo load coefficient by special time band and network level
x2 = 2447. Split of rate 2 units between special distribution time bands (default)
Sum-product calculation =SUMPRODUCT(x1, x2)
| GSPs | 132kV | 132kV/EHV | EHV | EHV/HV | 132kV/HV | HV | HV/LV | LV circuits
LV UMS (Pseudo HH Metered) | 0.85328 | 0.70354 | 0.70354 | 0.8746 | 0.8746 | 0.70354 | 0.8746 | 0.8746 | 0.8746
2459. Unit rate 3 pseudo load coefficient by network level (special)
Data sources:
x1 = 2456. Pseudo load coefficient by special time band and network level
x2 = 2448. Split of rate 3 units between special distribution time bands (default)
Sum-product calculation =SUMPRODUCT(x1, x2)
| GSPs | 132kV | 132kV/EHV | EHV | EHV/HV | 132kV/HV | HV | HV/LV | LV circuits
LV UMS (Pseudo HH Metered) | 0.054912 | 0.27166 | 0.27166 | 0.17436 | 0.17436 | 0.27166 | 0.17436 | 0.17436 | 0.17436
2460. Unit rate 1 pseudo load coefficient by network level (combined)
Data sources:
x1 = 2441. Unit rate 1 pseudo load coefficient by network level
x2 = 2457. Unit rate 1 pseudo load coefficient by network level (special)
Combine tables = x1 or x2
| GSPs | 132kV | 132kV/EHV | EHV | EHV/HV | 132kV/HV | HV | HV/LV | LV circuits
Domestic Unrestricted | 1.9561 | 1.8576 | 1.8576 | 1.8821 | 1.8821 | 1.8576 | 1.8821 | 1.8821 | 1.8821
Domestic Two Rate | 2.22 | 2.0557 | 2.0557 | 2.1056 | 2.1056 | 2.0557 | 2.1056 | 2.1056 | 2.1056
Domestic Off Peak (related MPAN) | 0.16197 | 0.32976 | 0.32976 | 0.27074 | 0.27074 | 0.32976 | 0.27074 | 0.27074 | 0.27074
Small Non Domestic Unrestricted | 1.3402 | 1.2954 | 1.2954 | 1.3351 | 1.3351 | 1.2954 | 1.3351 | 1.3351 | 1.3351
Small Non Domestic Two Rate | 1.8049 | 1.679 | 1.679 | 1.7445 | 1.7445 | 1.679 | 1.7445 | 1.7445 | 1.7445
Small Non Domestic Off Peak (related MPAN) | 0.16585 | 0.32977 | 0.32977 | 0.27298 | 0.27298 | 0.32977 | 0.27298 | 0.27298 | 0.27298
LV Medium Non-Domestic | 1.7307 | 1.6046 | 1.6046 | 1.6694 | 1.6694 | 1.6046 | 1.6694 | 1.6694 | 1.6694
LV Sub Medium Non-Domestic | 1.7926 | 1.663 | 1.663 | 1.7347 | 1.7347 | 1.663 | 1.7347 | 1.7347 | 1.7347
HV Medium Non-Domestic | 1.8434 | 1.7081 | 1.7081 | 1.7841 | 1.7841 | 1.7081 | 1.7841 | 1.7841 | 1.7841
LV Network Domestic | 12.7224 | 11.1243 | 11.1243 | 11.0573 | 11.0573 | 11.1243 | 11.0573 | 11.0573 | 11.0573
LV Network Non-Domestic Non-CT | 11.34 | 9.9188 | 9.9188 | 9.8577 | 9.8577 | 9.9188 | 9.8577 | 9.8577 | 9.8577
LV HH Metered | 10.2715 | 8.9832 | 8.9832 | 8.9282 | 8.9282 | 8.9832 | 8.9282 | 8.9282 | 8.9282
LV Sub HH Metered | 9.9941 | 8.7405 | 8.7405 | 8.6871 | 8.6871 | 8.7405 | 8.6871 | 8.6871 | 8.6871
HV HH Metered | 9.4749 | 8.2864 | 8.2864 | 8.2358 | 8.2358 | 8.2864 | 8.2358 | 8.2358 | 8.2358
NHH UMS category A | 1.0239 | 1.0241 | 1.0241 | 1.0241 | 1.0241 | 1.0241 | 1.0241 | 1.0241 | 1.0241
NHH UMS category B | 1.3492 | 1.4165 | 1.4165 | 1.3093 | 1.3093 | 1.4165 | 1.3093 | 1.3093 | 1.3093
NHH UMS category C | 2.2568 | 2.2154 | 2.2154 | 2.1051 | 2.1051 | 2.2154 | 2.1051 | 2.1051 | 2.1051
NHH UMS category D | 0.70993 | 0.64976 | 0.64976 | 0.74885 | 0.74885 | 0.64976 | 0.74885 | 0.74885 | 0.74885
LV UMS (Pseudo HH Metered) | 27.1408 | 25.502 | 25.502 | 23.9241 | 23.9241 | 25.502 | 23.9241 | 23.9241 | 23.9241
LV Generation Non-Intermittent | -9.0402 | -7.9062 | -7.9062 | -7.8579 | -7.8579 | -7.9062 | -7.8579 | -7.8579 | -7.8579
LV Generation Non-Intermittent no RP charge | -9.0402 | -7.9062 | -7.9062 | -7.8579 | -7.8579 | -7.9062 | -7.8579 | -7.8579 | -7.8579
LV Sub Generation Non-Intermittent | -9.0402 | -7.9062 | -7.9062 | -7.8579 | -7.8579 | -7.9062 | -7.8579 | -7.8579 | -7.8579
LV Sub Generation Non-Intermittent no RP charge | -9.0402 | -7.9062 | -7.9062 | -7.8579 | -7.8579 | -7.9062 | -7.8579 | -7.8579 | -7.8579
HV Generation Non-Intermittent | -9.0402 | -7.9062 | -7.9062 | -7.8579 | -7.8579 | -7.9062 | -7.8579 | -7.8579 | -7.8579
HV Generation Non-Intermittent no RP charge | -9.0402 | -7.9062 | -7.9062 | -7.8579 | -7.8579 | -7.9062 | -7.8579 | -7.8579 | -7.8579
2461. Unit rate 2 pseudo load coefficient by network level (combined)
Data sources:
x1 = 2442. Unit rate 2 pseudo load coefficient by network level
x2 = 2458. Unit rate 2 pseudo load coefficient by network level (special)
Combine tables = x1 or x2
| GSPs | 132kV | 132kV/EHV | EHV | EHV/HV | 132kV/HV | HV | HV/LV | LV circuits
Domestic Two Rate | 0.10079 | 0.37638 | 0.37638 | 0.25689 | 0.25689 | 0.37638 | 0.25689 | 0.25689 | 0.25689
Small Non Domestic Two Rate | 0.12231 | 0.37315 | 0.37315 | 0.26858 | 0.26858 | 0.37315 | 0.26858 | 0.26858 | 0.26858
LV Medium Non-Domestic | 0.071541 | 0.32452 | 0.32452 | 0.21197 | 0.21197 | 0.32452 | 0.21197 | 0.21197 | 0.21197
LV Sub Medium Non-Domestic | 0.068765 | 0.34019 | 0.34019 | 0.21834 | 0.21834 | 0.34019 | 0.21834 | 0.21834 | 0.21834
HV Medium Non-Domestic | 0.070636 | 0.34944 | 0.34944 | 0.22428 | 0.22428 | 0.34944 | 0.22428 | 0.22428 | 0.22428
LV Network Domestic | 0.98197 | 0.91494 | 0.91494 | 1.0814 | 1.0814 | 0.91494 | 1.0814 | 1.0814 | 1.0814
LV Network Non-Domestic Non-CT | 0.87528 | 0.81579 | 0.81579 | 0.96405 | 0.96405 | 0.81579 | 0.96405 | 0.96405 | 0.96405
LV HH Metered | 0.79281 | 0.73883 | 0.73883 | 0.87315 | 0.87315 | 0.73883 | 0.87315 | 0.87315 | 0.87315
LV Sub HH Metered | 0.77139 | 0.71888 | 0.71888 | 0.84957 | 0.84957 | 0.71888 | 0.84957 | 0.84957 | 0.84957
HV HH Metered | 0.73132 | 0.68153 | 0.68153 | 0.80543 | 0.80543 | 0.68153 | 0.80543 | 0.80543 | 0.80543
LV UMS (Pseudo HH Metered) | 0.85328 | 0.70354 | 0.70354 | 0.8746 | 0.8746 | 0.70354 | 0.8746 | 0.8746 | 0.8746
LV Generation Non-Intermittent | -0.69776 | -0.65026 | -0.65026 | -0.76848 | -0.76848 | -0.65026 | -0.76848 | -0.76848 | -0.76848
LV Generation Non-Intermittent no RP charge | -0.69776 | -0.65026 | -0.65026 | -0.76848 | -0.76848 | -0.65026 | -0.76848 | -0.76848 | -0.76848
LV Sub Generation Non-Intermittent | -0.69776 | -0.65026 | -0.65026 | -0.76848 | -0.76848 | -0.65026 | -0.76848 | -0.76848 | -0.76848
LV Sub Generation Non-Intermittent no RP charge | -0.69776 | -0.65026 | -0.65026 | -0.76848 | -0.76848 | -0.65026 | -0.76848 | -0.76848 | -0.76848
HV Generation Non-Intermittent | -0.69776 | -0.65026 | -0.65026 | -0.76848 | -0.76848 | -0.65026 | -0.76848 | -0.76848 | -0.76848
HV Generation Non-Intermittent no RP charge | -0.69776 | -0.65026 | -0.65026 | -0.76848 | -0.76848 | -0.65026 | -0.76848 | -0.76848 | -0.76848
2462. Unit rate 3 pseudo load coefficient by network level (combined)
Data sources:
x1 = 2443. Unit rate 3 pseudo load coefficient by network level
x2 = 2459. Unit rate 3 pseudo load coefficient by network level (special)
Combine tables = x1 or x2
| GSPs | 132kV | 132kV/EHV | EHV | EHV/HV | 132kV/HV | HV | HV/LV | LV circuits
LV Network Domestic | 0.075356 | 0.37272 | 0.37272 | 0.23924 | 0.23924 | 0.37272 | 0.23924 | 0.23924 | 0.23924
LV Network Non-Domestic Non-CT | 0.067168 | 0.33233 | 0.33233 | 0.21329 | 0.21329 | 0.33233 | 0.21329 | 0.21329 | 0.21329
LV HH Metered | 0.060839 | 0.30098 | 0.30098 | 0.19318 | 0.19318 | 0.30098 | 0.19318 | 0.19318 | 0.19318
LV Sub HH Metered | 0.059196 | 0.29285 | 0.29285 | 0.18796 | 0.18796 | 0.29285 | 0.18796 | 0.18796 | 0.18796
HV HH Metered | 0.056121 | 0.27764 | 0.27764 | 0.1782 | 0.1782 | 0.27764 | 0.1782 | 0.1782 | 0.1782
LV UMS (Pseudo HH Metered) | 0.054912 | 0.27166 | 0.27166 | 0.17436 | 0.17436 | 0.27166 | 0.17436 | 0.17436 | 0.17436
LV Generation Non-Intermittent | -0.053546 | -0.2649 | -0.2649 | -0.17002 | -0.17002 | -0.2649 | -0.17002 | -0.17002 | -0.17002
LV Generation Non-Intermittent no RP charge | -0.053546 | -0.2649 | -0.2649 | -0.17002 | -0.17002 | -0.2649 | -0.17002 | -0.17002 | -0.17002
LV Sub Generation Non-Intermittent | -0.053546 | -0.2649 | -0.2649 | -0.17002 | -0.17002 | -0.2649 | -0.17002 | -0.17002 | -0.17002
LV Sub Generation Non-Intermittent no RP charge | -0.053546 | -0.2649 | -0.2649 | -0.17002 | -0.17002 | -0.2649 | -0.17002 | -0.17002 | -0.17002
HV Generation Non-Intermittent | -0.053546 | -0.2649 | -0.2649 | -0.17002 | -0.17002 | -0.2649 | -0.17002 | -0.17002 | -0.17002
HV Generation Non-Intermittent no RP charge | -0.053546 | -0.2649 | -0.2649 | -0.17002 | -0.17002 | -0.2649 | -0.17002 | -0.17002 | -0.17002

## SMD
Forecast simultaneous maximum load for WPD South Wales in April 19 (no data version)
2501. Contributions of users on one-rate multi tariffs to system simultaneous maximum load by network level (kW)
Data sources:
x1 = 2305. Rate 1 units (MWh) (in Equivalent volume for each end user)
x2 = 2460. Unit rate 1 pseudo load coefficient by network level (combined)
x3 = 2012. Loss adjustment factors between end user meter reading and each network level, scaled by network use
x4 = 1010. Days in the charging year (in Financial and general assumptions)
Calculation =(x1*x2)*x3/(24*x4)*1000
| GSPs | 132kV | 132kV/EHV | EHV | EHV/HV | 132kV/HV | HV | HV/LV | LV circuits
Domestic Unrestricted | 755050.6507 | 710637.6801 | 495482.1258 | 496621.674 | 492771.8935 | 208439.9474 | 697873.7397 | 686011.8631 | 674546.4838
Domestic Off Peak (related MPAN) | 47.0589 | 94.9528 | 66.2045 | 53.7719 | 53.3551 | 27.851 | 75.5625 | 74.2782 | 73.0368
Small Non Domestic Unrestricted | 129796.4942 | 124343.033 | 86696.4306 | 88388.716 | 87703.5322 | 36471.5466 | 124207.5548 | 122096.3782 | 120055.7702
Small Non Domestic Off Peak (related MPAN) | 27.9277 | 55.0358 | 38.3729 | 31.4237 | 31.1801 | 16.1428 | 44.1579 | 43.4074 | 42.6819
NHH UMS category A | 230.7142 | 228.6898 | 159.4508 | 157.7453 | 156.5225 | 67.0779 | 221.6704 | 217.9026 | 214.2608
NHH UMS category B | 900.1017 | 936.538 | 652.988 | 597.0938 | 592.4652 | 274.6997 | 839.0615 | 824.7998 | 811.0148
NHH UMS category C | 79.5757 | 77.4195 | 53.9797 | 50.7413 | 50.3479 | 22.7082 | 71.3038 | 70.0918 | 68.9204
NHH UMS category D | 0 | 0 | 0 | 0 | 0 | 0 | 0 | 0 | 0
2502. Contributions of users on two-rate multi tariffs to system simultaneous maximum load by network level (kW)
Data sources:
x1 = 2305. Rate 1 units (MWh) (in Equivalent volume for each end user)
x2 = 2460. Unit rate 1 pseudo load coefficient by network level (combined)
x3 = 2305. Rate 2 units (MWh) (in Equivalent volume for each end user)
x4 = 2461. Unit rate 2 pseudo load coefficient by network level (combined)
x5 = 2012. Loss adjustment factors between end user meter reading and each network level, scaled by network use
x6 = 1010. Days in the charging year (in Financial and general assumptions)
Calculation =(x1*x2+x3*x4)*x5/(24*x6)*1000
| GSPs | 132kV | 132kV/EHV | EHV | EHV/HV | 132kV/HV | HV | HV/LV | LV circuits
Domestic Two Rate | 42130.4015 | 43225.0905 | 30138.0863 | 29108.5982 | 28882.9502 | 12678.5222 | 40904.6309 | 40209.3681 | 39537.3452
Small Non Domestic Two Rate | 45016.171 | 44143.3845 | 30778.3539 | 30798.9665 | 30560.2148 | 12947.8706 | 43280.0078 | 42544.3702 | 41833.3223
LV Medium Non-Domestic | 5786.2917 | 5561.4083 | 3877.6137 | 3908.8203 | 3878.5194 | 1631.2386 | 5492.8393 | 5399.4766 | 5309.2346
LV Sub Medium Non-Domestic | 0.047441 | 0.045819 | 0.031947 | 0.032217 | 0.031967 | 0.013439 | 0.045272 | 0.044503 | 0
HV Medium Non-Domestic | 12.5864 | 12.4676 | 8.6928 | 8.6716 | 8.6044 | 3.6569 | 12.1857 | 0 | 0
2503. Contributions of users on three-rate multi tariffs to system simultaneous maximum load by network level (kW)
Data sources:
x1 = 2305. Rate 1 units (MWh) (in Equivalent volume for each end user)
x2 = 2460. Unit rate 1 pseudo load coefficient by network level (combined)
x3 = 2305. Rate 2 units (MWh) (in Equivalent volume for each end user)
x4 = 2461. Unit rate 2 pseudo load coefficient by network level (combined)
x5 = 2305. Rate 3 units (MWh) (in Equivalent volume for each end user)
x6 = 2462. Unit rate 3 pseudo load coefficient by network level (combined)
x7 = 2012. Loss adjustment factors between end user meter reading and each network level, scaled by network use
x8 = 1010. Days in the charging year (in Financial and general assumptions)
Calculation =(x1*x2+x3*x4+x5*x6)*x7/(24*x8)*1000
| GSPs | 132kV | 132kV/EHV | EHV | EHV/HV | 132kV/HV | HV | HV/LV | LV circuits
LV Network Domestic | 4.4833 | 4.3071 | 3.0031 | 3.0001 | 2.9768 | 1.2633 | 4.2159 | 4.1442 | 4.0749
LV Network Non-Domestic Non-CT | 26079.6557 | 25100.9727 | 17501.3001 | 17659.2935 | 17522.3998 | 7362.4655 | 24815.5847 | 24393.79 | 23986.0944
LV HH Metered | 234312.3854 | 224882.4036 | 156796.0924 | 158068.6545 | 156843.3161 | 65961.1469 | 222124.7457 | 218349.2543 | 214699.9631
LV Sub HH Metered | 9257.5841 | 8949.9161 | 6240.2031 | 6259.222 | 6210.7009 | 2625.1353 | 8795.7229 | 8646.2206 | 0
HV HH Metered | 249543.8451 | 243424.3317 | 169724.191 | 169586.3894 | 168271.7663 | 71399.7531 | 238309.953 | 0 | 0
LV UMS (Pseudo HH Metered) | 22028.4426 | 22304.5236 | 15551.5153 | 14487.4074 | 14375.1019 | 6542.228 | 20358.3165 | 20012.2828 | 19677.8156
LV Generation Non-Intermittent | -248.9796 | -244.2576 | -170.3052 | -170.676 | -169.3529 | -71.6442 | -239.8411 | -235.7645 | 0
LV Generation Non-Intermittent no RP charge | 0 | 0 | 0 | 0 | 0 | 0 | 0 | 0 | 0
LV Sub Generation Non-Intermittent | -30.3136 | -30.4259 | -21.2141 | -21.119 | -20.9553 | -8.9244 | -29.6773 | 0 | 0
LV Sub Generation Non-Intermittent no RP charge | 0 | 0 | 0 | 0 | 0 | 0 | 0 | 0 | 0
HV Generation Non-Intermittent | -36054.5084 | -33208.5773 | -23154.2133 | -23008.6529 | -22830.2912 | -9740.5391 | 0 | 0 | 0
HV Generation Non-Intermittent no RP charge | 0 | 0 | 0 | 0 | 0 | 0 | 0 | 0 | 0
2504. Estimated contributions of users on each tariff to system simultaneous maximum load by network level (kW)
Data sources:
x1 = 2407. All units (MWh)
x2 = 2302. Load coefficient
x3 = 2012. Loss adjustment factors between end user meter reading and each network level, scaled by network use
x4 = 1010. Days in the charging year (in Financial and general assumptions)
Calculation =x1*x2*x3/(24*x4)*1000
| GSPs | 132kV | 132kV/EHV | EHV | EHV/HV | 132kV/HV | HV | HV/LV | LV circuits
Domestic Unrestricted | 820453.2547 | 813135.0393 | 566946.9677 | 560856.7171 | 556508.9906 | 238503.8531 | 788139.5338 | 774743.3944 | 761795.0368
Domestic Two Rate | 44438.2511 | 44041.8742 | 30707.5773 | 30377.7107 | 30142.2246 | 12918.0962 | 42688.0414 | 41962.4656 | 41261.1431
Domestic Off Peak (related MPAN) | 0 | 0 | 0 | 0 | 0 | 0 | 0 | 0 | 0
Small Non Domestic Unrestricted | 118387.0079 | 117331.0286 | 81807.4092 | 80928.6187 | 80301.265 | 34414.8279 | 113724.3111 | 111791.32 | 109922.9414
Small Non Domestic Two Rate | 43432.0084 | 43044.6069 | 30012.2467 | 29689.8495 | 29459.6956 | 12625.5838 | 41721.4298 | 41012.2837 | 40326.8416
Small Non Domestic Off Peak (related MPAN) | 0 | 0 | 0 | 0 | 0 | 0 | 0 | 0 | 0
LV Medium Non-Domestic | 5624.7134 | 5574.5425 | 3886.7713 | 3845.0189 | 3815.2126 | 1635.0911 | 5403.1829 | 5311.3441 | 5222.5751
LV Sub Medium Non-Domestic | 0.045153 | 0.04475 | 0.031201 | 0.030866 | 0.030627 | 0.013126 | 0.043374 | 0.042637 | 0
HV Medium Non-Domestic | 11.8363 | 11.7307 | 8.1791 | 8.0912 | 8.0285 | 3.4408 | 11.3701 | 0 | 0
LV Network Domestic | 5.6161 | 5.566 | 3.8808 | 3.8391 | 3.8094 | 1.6326 | 5.3949 | 5.3032 | 5.2146
LV Network Non-Domestic Non-CT | 23187.7713 | 22980.9428 | 16023.1391 | 15851.0155 | 15728.1394 | 6740.6312 | 22274.5161 | 21895.9124 | 21529.964
LV HH Metered | 228856.2885 | 226814.9539 | 158143.536 | 156444.7285 | 155231.9786 | 66527.9908 | 219842.7363 | 216106.0326 | 212494.2326
LV Sub HH Metered | 9139.8377 | 9058.3129 | 6315.7813 | 6247.936 | 6199.5023 | 2656.9296 | 8779.8633 | 8630.6305 | 0
HV HH Metered | 245397.2078 | 243208.3328 | 169573.5888 | 167751.9975 | 166451.5944 | 71336.3976 | 235732.1881 | 0 | 0
NHH UMS category A | 225.3265 | 223.3167 | 155.7044 | 154.0318 | 152.8378 | 65.5019 | 216.452 | 212.7729 | 209.2168
NHH UMS category B | 1379.2139 | 1366.9117 | 953.06 | 942.822 | 935.5133 | 400.9343 | 1324.8933 | 1302.3738 | 1280.6072
NHH UMS category C | 100.9459 | 100.0455 | 69.7553 | 69.006 | 68.4711 | 29.3447 | 96.9701 | 95.3219 | 93.7288
NHH UMS category D | 0 | 0 | 0 | 0 | 0 | 0 | 0 | 0 | 0
LV UMS (Pseudo HH Metered) | 31306.1826 | 31026.9402 | 21633.0976 | 21400.7108 | 21234.8138 | 9100.6345 | 30073.1821 | 29562.0232 | 29067.9504
LV Generation NHH or Aggregate HH | -310.7999 | -308.0276 | -214.7679 | -212.4608 | -210.8139 | -90.3488 | -298.5589 | -293.4843 | 0
LV Sub Generation NHH | 0 | 0 | 0 | 0 | 0 | 0 | 0 | 0 | 0
LV Generation Intermittent | -4461.4287 | -4421.634 | -3082.9221 | -3049.8048 | -3026.1629 | -1296.9269 | -4285.7144 | -4212.8694 | 0
LV Generation Intermittent no RP charge | 0 | 0 | 0 | 0 | 0 | 0 | 0 | 0 | 0
LV Generation Non-Intermittent | -248.7641 | -246.5452 | -171.9002 | -170.0536 | -168.7354 | -72.3152 | -238.9665 | -234.9048 | 0
LV Generation Non-Intermittent no RP charge | 0 | 0 | 0 | 0 | 0 | 0 | 0 | 0 | 0
LV Sub Generation Intermittent | -33.6015 | -33.3018 | -23.2192 | -22.9698 | -22.7917 | -9.7679 | -32.2781 | 0 | 0
LV Sub Generation Intermittent no RP charge | 0 | 0 | 0 | 0 | 0 | 0 | 0 | 0 | 0
LV Sub Generation Non-Intermittent | -33.9966 | -33.6934 | -23.4922 | -23.2399 | -23.0597 | -9.8827 | -32.6577 | 0 | 0
LV Sub Generation Non-Intermittent no RP charge | 0 | 0 | 0 | 0 | 0 | 0 | 0 | 0 | 0
HV Generation Intermittent | -32166.0082 | -31879.0963 | -22227.2515 | -21988.4822 | -21818.0288 | -9350.5838 | 0 | 0 | 0
HV Generation Intermittent no RP charge | 0 | 0 | 0 | 0 | 0 | 0 | 0 | 0 | 0
HV Generation Non-Intermittent | -19373.7195 | -19200.9113 | -13387.5653 | -13243.7536 | -13141.0888 | -5631.8952 | 0 | 0 | 0
HV Generation Non-Intermittent no RP charge | 0 | 0 | 0 | 0 | 0 | 0 | 0 | 0 | 0
2505. Contributions of users on each tariff to system simultaneous maximum load by network level (kW)
Data sources:
x1 = 2501. Contributions of users on one-rate multi tariffs to system simultaneous maximum load by network level (kW)
x2 = 2502. Contributions of users on two-rate multi tariffs to system simultaneous maximum load by network level (kW)
x3 = 2503. Contributions of users on three-rate multi tariffs to system simultaneous maximum load by network level (kW)
x4 = 2504. Estimated contributions of users on each tariff to system simultaneous maximum load by network level (kW)
Combine tables = x1 or x2 or x3 or x4
| GSPs | 132kV | 132kV/EHV | EHV | EHV/HV | 132kV/HV | HV | HV/LV | LV circuits
Domestic Unrestricted | 755050.6507 | 710637.6801 | 495482.1258 | 496621.674 | 492771.8935 | 208439.9474 | 697873.7397 | 686011.8631 | 674546.4838
Domestic Two Rate | 42130.4015 | 43225.0905 | 30138.0863 | 29108.5982 | 28882.9502 | 12678.5222 | 40904.6309 | 40209.3681 | 39537.3452
Domestic Off Peak (related MPAN) | 47.0589 | 94.9528 | 66.2045 | 53.7719 | 53.3551 | 27.851 | 75.5625 | 74.2782 | 73.0368
Small Non Domestic Unrestricted | 129796.4942 | 124343.033 | 86696.4306 | 88388.716 | 87703.5322 | 36471.5466 | 124207.5548 | 122096.3782 | 120055.7702
Small Non Domestic Two Rate | 45016.171 | 44143.3845 | 30778.3539 | 30798.9665 | 30560.2148 | 12947.8706 | 43280.0078 | 42544.3702 | 41833.3223
Small Non Domestic Off Peak (related MPAN) | 27.9277 | 55.0358 | 38.3729 | 31.4237 | 31.1801 | 16.1428 | 44.1579 | 43.4074 | 42.6819
LV Medium Non-Domestic | 5786.2917 | 5561.4083 | 3877.6137 | 3908.8203 | 3878.5194 | 1631.2386 | 5492.8393 | 5399.4766 | 5309.2346
LV Sub Medium Non-Domestic | 0.047441 | 0.045819 | 0.031947 | 0.032217 | 0.031967 | 0.013439 | 0.045272 | 0.044503 | 0
HV Medium Non-Domestic | 12.5864 | 12.4676 | 8.6928 | 8.6716 | 8.6044 | 3.6569 | 12.1857 | 0 | 0
LV Network Domestic | 4.4833 | 4.3071 | 3.0031 | 3.0001 | 2.9768 | 1.2633 | 4.2159 | 4.1442 | 4.0749
LV Network Non-Domestic Non-CT | 26079.6557 | 25100.9727 | 17501.3001 | 17659.2935 | 17522.3998 | 7362.4655 | 24815.5847 | 24393.79 | 23986.0944
LV HH Metered | 234312.3854 | 224882.4036 | 156796.0924 | 158068.6545 | 156843.3161 | 65961.1469 | 222124.7457 | 218349.2543 | 214699.9631
LV Sub HH Metered | 9257.5841 | 8949.9161 | 6240.2031 | 6259.222 | 6210.7009 | 2625.1353 | 8795.7229 | 8646.2206 | 0
HV HH Metered | 249543.8451 | 243424.3317 | 169724.191 | 169586.3894 | 168271.7663 | 71399.7531 | 238309.953 | 0 | 0
NHH UMS category A | 230.7142 | 228.6898 | 159.4508 | 157.7453 | 156.5225 | 67.0779 | 221.6704 | 217.9026 | 214.2608
NHH UMS category B | 900.1017 | 936.538 | 652.988 | 597.0938 | 592.4652 | 274.6997 | 839.0615 | 824.7998 | 811.0148
NHH UMS category C | 79.5757 | 77.4195 | 53.9797 | 50.7413 | 50.3479 | 22.7082 | 71.3038 | 70.0918 | 68.9204
NHH UMS category D | 0 | 0 | 0 | 0 | 0 | 0 | 0 | 0 | 0
LV UMS (Pseudo HH Metered) | 22028.4426 | 22304.5236 | 15551.5153 | 14487.4074 | 14375.1019 | 6542.228 | 20358.3165 | 20012.2828 | 19677.8156
LV Generation NHH or Aggregate HH | -310.7999 | -308.0276 | -214.7679 | -212.4608 | -210.8139 | -90.3488 | -298.5589 | -293.4843 | 0
LV Sub Generation NHH | 0 | 0 | 0 | 0 | 0 | 0 | 0 | 0 | 0
LV Generation Intermittent | -4461.4287 | -4421.634 | -3082.9221 | -3049.8048 | -3026.1629 | -1296.9269 | -4285.7144 | -4212.8694 | 0
LV Generation Intermittent no RP charge | 0 | 0 | 0 | 0 | 0 | 0 | 0 | 0 | 0
LV Generation Non-Intermittent | -248.9796 | -244.2576 | -170.3052 | -170.676 | -169.3529 | -71.6442 | -239.8411 | -235.7645 | 0
LV Generation Non-Intermittent no RP charge | 0 | 0 | 0 | 0 | 0 | 0 | 0 | 0 | 0
LV Sub Generation Intermittent | -33.6015 | -33.3018 | -23.2192 | -22.9698 | -22.7917 | -9.7679 | -32.2781 | 0 | 0
LV Sub Generation Intermittent no RP charge | 0 | 0 | 0 | 0 | 0 | 0 | 0 | 0 | 0
LV Sub Generation Non-Intermittent | -30.3136 | -30.4259 | -21.2141 | -21.119 | -20.9553 | -8.9244 | -29.6773 | 0 | 0
LV Sub Generation Non-Intermittent no RP charge | 0 | 0 | 0 | 0 | 0 | 0 | 0 | 0 | 0
HV Generation Intermittent | -32166.0082 | -31879.0963 | -22227.2515 | -21988.4822 | -21818.0288 | -9350.5838 | 0 | 0 | 0
HV Generation Intermittent no RP charge | 0 | 0 | 0 | 0 | 0 | 0 | 0 | 0 | 0
HV Generation Non-Intermittent | -36054.5084 | -33208.5773 | -23154.2133 | -23008.6529 | -22830.2912 | -9740.5391 | 0 | 0 | 0
HV Generation Non-Intermittent no RP charge | 0 | 0 | 0 | 0 | 0 | 0 | 0 | 0 | 0
2506. Forecast system simultaneous maximum load (kW) from forecast units
Data sources:
x1 = 2505. Contributions of users on each tariff to system simultaneous maximum load by network level (kW)
Cell summation =SUM(x1)
| GSPs | 132kV | 132kV/EHV | EHV | EHV/HV | 132kV/HV | HV | HV/LV | LV circuits
Forecast system simultaneous maximum load (kW) from forecast units | 1446998.7777 | 1383856.8799 | 964874.7426 | 967316.0564 | 959817.4823 | 405904.5325 | 1422545.2286 | 1164155.5543 | 1140860.019

## AMD
Forecast aggregate maximum load for WPD South Wales in April 19 (no data version)
2601. Pre-processing of data for standing charge factors
Data sources:
x1 = Standing charges factors (in Pre-processing of data for standing charge factors)
x2 = 1018. Proportion of relevant load going through 132kV/HV direct transformation
x3 = Standing charges factors for 132kV/HV (in Pre-processing of data for standing charge factors)
Kind: | Fixed data | [7 empty] | Fixed data | Calculation
Formula: | [9 empty] | =x1+0.2*x2*x3
Standing charges factors
| GSPs | 132kV | 132kV/EHV | EHV | EHV/HV | HV | HV/LV | LV circuits | Standing charges factors for 132kV/HV | Adjusted standing charges factors for 132kV
Domestic Unrestricted | 0 | 0 | 0 | 0 | 0 | 0 | 0 | 1 | 0 | 0
Domestic Two Rate | 0 | 0 | 0 | 0 | 0 | 0 | 0 | 1 | 0 | 0
Domestic Off Peak (related MPAN) | 0 | 0 | 0 | 0 | 0 | 0 | 0 | 1 | 0 | 0
Small Non Domestic Unrestricted | 0 | 0 | 0 | 0 | 0 | 0 | 0 | 1 | 0 | 0
Small Non Domestic Two Rate | 0 | 0 | 0 | 0 | 0 | 0 | 0 | 1 | 0 | 0
Small Non Domestic Off Peak (related MPAN) | 0 | 0 | 0 | 0 | 0 | 0 | 0 | 1 | 0 | 0
LV Medium Non-Domestic | 0 | 0 | 0 | 0 | 0 | 0 | 0 | 1 | 0 | 0
LV Sub Medium Non-Domestic | 0 | 0 | 0 | 0 | 0 | 0 | 1 | 0 | 0 | 0
HV Medium Non-Domestic | 0 | 0 | 0 | 0.2 | 1 | 1 | 0 | 0 | 1 | 0.06
LV Network Domestic | 0 | 0 | 0 | 0 | 0 | 0 | 0 | 1 | 0 | 0
LV Network Non-Domestic Non-CT | 0 | 0 | 0 | 0 | 0 | 0 | 0 | 1 | 0 | 0
LV HH Metered | 0 | 0 | 0 | 0 | 0 | 0.2 | 1 | 1 | 0 | 0
LV Sub HH Metered | 0 | 0 | 0 | 0 | 0 | 1 | 1 | 0 | 0 | 0
HV HH Metered | 0 | 0 | 0 | 0.2 | 1 | 1 | 0 | 0 | 1 | 0.06
NHH UMS category A | 0 | 0 | 0 | 0 | 0 | 0 | 0 | 0 | 0 | 0
NHH UMS category B | 0 | 0 | 0 | 0 | 0 | 0 | 0 | 0 | 0 | 0
NHH UMS category C | 0 | 0 | 0 | 0 | 0 | 0 | 0 | 0 | 0 | 0
NHH UMS category D | 0 | 0 | 0 | 0 | 0 | 0 | 0 | 0 | 0 | 0
LV UMS (Pseudo HH Metered) | 0 | 0 | 0 | 0 | 0 | 0 | 0 | 0 | 0 | 0
2602. Standing charges factors adapted to use 132kV/HV
Data sources:
x1 = 2601. Standing charges factors for 132kV/HV (in Pre-processing of data for standing charge factors)
x2 = 2601. Adjusted standing charges factors for 132kV (in Pre-processing of data for standing charge factors)
x3 = 2601. Standing charges factors (in Pre-processing of data for standing charge factors)
Combine tables = x1 or x2 or x3
| GSPs | 132kV | 132kV/EHV | EHV | EHV/HV | 132kV/HV | HV | HV/LV | LV circuits
Domestic Unrestricted | 0 | 0 | 0 | 0 | 0 | 0 | 0 | 0 | 1
Domestic Two Rate | 0 | 0 | 0 | 0 | 0 | 0 | 0 | 0 | 1
Domestic Off Peak (related MPAN) | 0 | 0 | 0 | 0 | 0 | 0 | 0 | 0 | 1
Small Non Domestic Unrestricted | 0 | 0 | 0 | 0 | 0 | 0 | 0 | 0 | 1
Small Non Domestic Two Rate | 0 | 0 | 0 | 0 | 0 | 0 | 0 | 0 | 1
Small Non Domestic Off Peak (related MPAN) | 0 | 0 | 0 | 0 | 0 | 0 | 0 | 0 | 1
LV Medium Non-Domestic | 0 | 0 | 0 | 0 | 0 | 0 | 0 | 0 | 1
LV Sub Medium Non-Domestic | 0 | 0 | 0 | 0 | 0 | 0 | 0 | 1 | 0
HV Medium Non-Domestic | 0 | 0.06 | 0 | 0.2 | 1 | 1 | 1 | 0 | 0
LV Network Domestic | 0 | 0 | 0 | 0 | 0 | 0 | 0 | 0 | 1
LV Network Non-Domestic Non-CT | 0 | 0 | 0 | 0 | 0 | 0 | 0 | 0 | 1
LV HH Metered | 0 | 0 | 0 | 0 | 0 | 0 | 0.2 | 1 | 1
LV Sub HH Metered | 0 | 0 | 0 | 0 | 0 | 0 | 1 | 1 | 0
HV HH Metered | 0 | 0.06 | 0 | 0.2 | 1 | 1 | 1 | 0 | 0
NHH UMS category A | 0 | 0 | 0 | 0 | 0 | 0 | 0 | 0 | 0
NHH UMS category B | 0 | 0 | 0 | 0 | 0 | 0 | 0 | 0 | 0
NHH UMS category C | 0 | 0 | 0 | 0 | 0 | 0 | 0 | 0 | 0
NHH UMS category D | 0 | 0 | 0 | 0 | 0 | 0 | 0 | 0 | 0
LV UMS (Pseudo HH Metered) | 0 | 0 | 0 | 0 | 0 | 0 | 0 | 0 | 0
2603. Capacity-based contributions to chargeable aggregate maximum load by network level (kW)
Data sources:
x1 = 2305. Import capacity (kVA) (in Equivalent volume for each end user)
x2 = 2305. Exceeded capacity (kVA) (in Equivalent volume for each end user)
x3 = 1010. Power factor for all flows in the network model (in Financial and general assumptions)
x4 = 2602. Standing charges factors adapted to use 132kV/HV
x5 = 2012. Loss adjustment factors between end user meter reading and each network level, scaled by network use
Calculation =(x1+x2)*x3*x4*x5
| GSPs | 132kV | 132kV/EHV | EHV | EHV/HV | 132kV/HV | HV | HV/LV | LV circuits
LV HH Metered | 0 | 0 | 0 | 0 | 0 | 0 | 151026.0921 | 742295.3821 | 729889.3311
LV Sub HH Metered | 0 | 0 | 0 | 0 | 0 | 0 | 24880.0022 | 24457.1127 | 0
HV HH Metered | 0 | 39114.9188 | 0 | 89931.2083 | 446170.3355 | 191215.8581 | 631875.6501 | 0 | 0
2604. Unit-based contributions to chargeable aggregate maximum load (kW)
Data sources:
x1 = 2407. All units (MWh)
x2 = 1041. Load factor for each type of demand user (in Load profile data for demand users)
x3 = 2602. Standing charges factors adapted to use 132kV/HV
x4 = 2012. Loss adjustment factors between end user meter reading and each network level, scaled by network use
x5 = 1010. Days in the charging year (in Financial and general assumptions)
Calculation =x1/x2*x3*x4/(24*x5)*1000
| GSPs | 132kV | 132kV/EHV | EHV | EHV/HV | 132kV/HV | HV | HV/LV | LV circuits
Domestic Unrestricted | 0 | 0 | 0 | 0 | 0 | 0 | 0 | 0 | 831919.644
Domestic Two Rate | 0 | 0 | 0 | 0 | 0 | 0 | 0 | 0 | 115672.2345
Small Non Domestic Unrestricted | 0 | 0 | 0 | 0 | 0 | 0 | 0 | 0 | 215861.6432
Small Non Domestic Two Rate | 0 | 0 | 0 | 0 | 0 | 0 | 0 | 0 | 54761.5645
LV Medium Non-Domestic | 0 | 0 | 0 | 0 | 0 | 0 | 0 | 0 | 7290.4892
LV Sub Medium Non-Domestic | 0 | 0 | 0 | 0 | 0 | 0 | 0 | 0.05952 | 0
HV Medium Non-Domestic | 0 | 1.4205 | 0 | 3.266 | 16.2033 | 6.9443 | 22.9475 | 0 | 0
LV Network Domestic | 0 | 0 | 0 | 0 | 0 | 0 | 0 | 0 | 5.8985
LV Network Non-Domestic Non-CT | 0 | 0 | 0 | 0 | 0 | 0 | 0 | 0 | 39235.9029
2605. Contributions to aggregate maximum load by network level (kW)
Data sources:
x1 = 2603. Capacity-based contributions to chargeable aggregate maximum load by network level (kW)
x2 = 2604. Unit-based contributions to chargeable aggregate maximum load (kW)
Combine tables = x1 or x2
| GSPs | 132kV | 132kV/EHV | EHV | EHV/HV | 132kV/HV | HV | HV/LV | LV circuits
Domestic Unrestricted | 0 | 0 | 0 | 0 | 0 | 0 | 0 | 0 | 831919.644
Domestic Two Rate | 0 | 0 | 0 | 0 | 0 | 0 | 0 | 0 | 115672.2345
Small Non Domestic Unrestricted | 0 | 0 | 0 | 0 | 0 | 0 | 0 | 0 | 215861.6432
Small Non Domestic Two Rate | 0 | 0 | 0 | 0 | 0 | 0 | 0 | 0 | 54761.5645
LV Medium Non-Domestic | 0 | 0 | 0 | 0 | 0 | 0 | 0 | 0 | 7290.4892
LV Sub Medium Non-Domestic | 0 | 0 | 0 | 0 | 0 | 0 | 0 | 0.05952 | 0
HV Medium Non-Domestic | 0 | 1.4205 | 0 | 3.266 | 16.2033 | 6.9443 | 22.9475 | 0 | 0
LV Network Domestic | 0 | 0 | 0 | 0 | 0 | 0 | 0 | 0 | 5.8985
LV Network Non-Domestic Non-CT | 0 | 0 | 0 | 0 | 0 | 0 | 0 | 0 | 39235.9029
LV HH Metered | 0 | 0 | 0 | 0 | 0 | 0 | 151026.0921 | 742295.3821 | 729889.3311
LV Sub HH Metered | 0 | 0 | 0 | 0 | 0 | 0 | 24880.0022 | 24457.1127 | 0
HV HH Metered | 0 | 39114.9188 | 0 | 89931.2083 | 446170.3355 | 191215.8581 | 631875.6501 | 0 | 0
2606. Forecast chargeable aggregate maximum load (kW)
Data sources:
x1 = 2605. Contributions to aggregate maximum load by network level (kW)
Cell summation =SUM(x1)
| GSPs | 132kV | 132kV/EHV | EHV | EHV/HV | 132kV/HV | HV | HV/LV | LV circuits
Forecast chargeable aggregate maximum load (kW) | 0 | 39116.3394 | 0 | 89934.4742 | 446186.5389 | 191222.8024 | 807804.692 | 766752.5543 | 1994636.7079
2607. Forecast simultaneous load subject to standing charge factors (kW)
Data sources:
x1 = 2505. Contributions of users on each tariff to system simultaneous maximum load by network level (kW)
x2 = 2602. Standing charges factors adapted to use 132kV/HV
Calculation =x1*x2
| GSPs | 132kV | 132kV/EHV | EHV | EHV/HV | 132kV/HV | HV | HV/LV | LV circuits
Domestic Unrestricted | 0 | 0 | 0 | 0 | 0 | 0 | 0 | 0 | 674546.4838
Domestic Two Rate | 0 | 0 | 0 | 0 | 0 | 0 | 0 | 0 | 39537.3452
Domestic Off Peak (related MPAN) | 0 | 0 | 0 | 0 | 0 | 0 | 0 | 0 | 73.0368
Small Non Domestic Unrestricted | 0 | 0 | 0 | 0 | 0 | 0 | 0 | 0 | 120055.7702
Small Non Domestic Two Rate | 0 | 0 | 0 | 0 | 0 | 0 | 0 | 0 | 41833.3223
Small Non Domestic Off Peak (related MPAN) | 0 | 0 | 0 | 0 | 0 | 0 | 0 | 0 | 42.6819
LV Medium Non-Domestic | 0 | 0 | 0 | 0 | 0 | 0 | 0 | 0 | 5309.2346
LV Sub Medium Non-Domestic | 0 | 0 | 0 | 0 | 0 | 0 | 0 | 0.044503 | 0
HV Medium Non-Domestic | 0 | 0.74805 | 0 | 1.7343 | 8.6044 | 3.6569 | 12.1857 | 0 | 0
LV Network Domestic | 0 | 0 | 0 | 0 | 0 | 0 | 0 | 0 | 4.0749
LV Network Non-Domestic Non-CT | 0 | 0 | 0 | 0 | 0 | 0 | 0 | 0 | 23986.0944
LV HH Metered | 0 | 0 | 0 | 0 | 0 | 0 | 44424.9491 | 218349.2543 | 214699.9631
LV Sub HH Metered | 0 | 0 | 0 | 0 | 0 | 0 | 8795.7229 | 8646.2206 | 0
HV HH Metered | 0 | 14605.4599 | 0 | 33917.2779 | 168271.7663 | 71399.7531 | 238309.953 | 0 | 0
NHH UMS category A | 0 | 0 | 0 | 0 | 0 | 0 | 0 | 0 | 0
NHH UMS category B | 0 | 0 | 0 | 0 | 0 | 0 | 0 | 0 | 0
NHH UMS category C | 0 | 0 | 0 | 0 | 0 | 0 | 0 | 0 | 0
NHH UMS category D | 0 | 0 | 0 | 0 | 0 | 0 | 0 | 0 | 0
LV UMS (Pseudo HH Metered) | 0 | 0 | 0 | 0 | 0 | 0 | 0 | 0 | 0
2608. Forecast simultaneous load replaced by standing charge (kW)
Data sources:
x1 = 2607. Forecast simultaneous load subject to standing charge factors (kW)
Cell summation =SUM(x1)
| GSPs | 132kV | 132kV/EHV | EHV | EHV/HV | 132kV/HV | HV | HV/LV | LV circuits
Forecast simultaneous load replaced by standing charge (kW) | 0 | 14606.208 | 0 | 33919.0122 | 168280.3707 | 71403.41 | 291542.8109 | 226995.5194 | 1120088.0073
2609. Calculated LV diversity allowance
Data sources:
x1 = 2606. Forecast chargeable aggregate maximum load (kW)
x2 = 2608. Forecast simultaneous load replaced by standing charge (kW)
Calculation =x1/x2-1
LV circuits
Calculated LV diversity allowance | 78.08%
2610. Network level mapping for diversity allowances
| GSPs | 132kV | 132kV/EHV | EHV | EHV/HV | 132kV/HV | HV | HV/LV | LV circuits
GSPs | 100% | 0% | 0% | 0% | 0% | 0% | 0% | 0% | 0%
132kV | 0% | 100% | 0% | 0% | 0% | 0% | 0% | 0% | 0%
132kV/EHV | 0% | 0% | 100% | 0% | 0% | 100% | 0% | 0% | 0%
EHV | 0% | 0% | 0% | 100% | 0% | 0% | 0% | 0% | 0%
EHV/HV | 0% | 0% | 0% | 0% | 100% | 0% | 0% | 0% | 0%
HV | 0% | 0% | 0% | 0% | 0% | 0% | 100% | 0% | 0%
HV/LV | 0% | 0% | 0% | 0% | 0% | 0% | 0% | 100% | 0%
LV circuits | 0% | 0% | 0% | 0% | 0% | 0% | 0% | 0% | 100%
2611. Diversity allowances including 132kV/HV
Data sources:
x1 = 2104. Diversity allowance between level exit and GSP Group (in Diversity calculations)
x2 = 2610. Network level mapping for diversity allowances
Sum-product calculation =SUMPRODUCT(x1, x2)
Diversity allowances including 132kV/HV
GSPs | 6.383%
132kV | 12.02%
132kV/EHV | 12.02%
EHV | 23.11%
EHV/HV | 23.11%
132kV/HV | 12.02%
HV | 68.66%
HV/LV | 68.66%
LV circuits | 0%
2612. Diversity allowances (including calculated LV value)
Data sources:
x1 = 2609. Calculated LV diversity allowance
x2 = 2611. Diversity allowances including 132kV/HV
Combine tables = x1 or x2
| GSPs | 132kV | 132kV/EHV | EHV | EHV/HV | 132kV/HV | HV | HV/LV | LV circuits
Diversity allowances (including calculated LV value) | 6.383% | 12.02% | 12.02% | 23.11% | 23.11% | 12.02% | 68.66% | 68.66% | 78.08%
2613. Forecast simultaneous maximum load (kW) adjusted for standing charges
Data sources:
x1 = 2506. Forecast system simultaneous maximum load (kW) from forecast units
x2 = 2608. Forecast simultaneous load replaced by standing charge (kW)
x3 = 2606. Forecast chargeable aggregate maximum load (kW)
x4 = 2612. Diversity allowances (including calculated LV value)
Calculation =x1-x2+x3/(1+x4)
| GSPs | 132kV | 132kV/EHV | EHV | EHV/HV | 132kV/HV | HV | HV/LV | LV circuits
Forecast simultaneous maximum load (kW) adjusted for standing charges | 1446998.7777 | 1404169.3414 | 964874.7426 | 1006448.3511 | 1153962.2003 | 505203.3392 | 1609949.5687 | 1391767.3862 | 1140860.019

## Otex
Other expenditure for WPD South Wales in April 19 (no data version)
2701. Operating expenditure coded by network level (£/year)
Data sources:
x1 = 1055. Transmission exit charges (£/year)
x2 = Zero for levels other than transmission exit
Combine tables = x1 or x2
| Transmission exit | Operating 132kV | Operating 132kV/EHV | Operating EHV | Operating EHV/HV | Operating 132kV/HV | Operating HV | Operating HV/LV | Operating LV circuits | Operating LV customer | Operating HV customer
Operating expenditure coded by network level (£/year) | 11342977.3028 | 0 | 0 | 0 | 0 | 0 | 0 | 0 | 0 | 0 | 0
2702. Network model assets (£) scaled by load forecast
Data sources:
x1 = 2108. GSP simultaneous maximum load assumed through each network level (MW)
x2 = 2613. Forecast simultaneous maximum load (kW) adjusted for standing charges
x3 = 1020. Gross asset cost by network level (£)
Calculation =IF(x1,x2*x3/x1/1000,0)
| Assets 132kV | Assets 132kV/EHV | Assets EHV | Assets EHV/HV | Assets 132kV/HV | Assets HV | Assets HV/LV | Assets LV circuits
Network model assets (£) scaled by load forecast | 405776697.8899 | 38298334.9131 | 106232673.2263 | 105801326.4245 | 39825528.2556 | 544218623.9953 | 180302479.007 | 338905645.0619
2703. Annual consumption by tariff for unmetered users (MWh)
Data sources:
x1 = 2407. All units (MWh)
Copy cells = x1
Annual consumption by tariff for unmetered users (MWh)
NHH UMS category A | 1837.7607
NHH UMS category B | 5441.089
NHH UMS category C | 287.5817
NHH UMS category D | 0
LV UMS (Pseudo HH Metered) | 121290.0045
2704. Total unmetered units
Data sources:
x1 = 2703. Annual consumption by tariff for unmetered users (MWh)
Cell summation =SUM(x1)
Total unmetered units
Total unmetered units | 128856.4359
2705. Service model asset data
Data sources:
x1 = 2205. Service model assets by tariff (£)
x2 = 2305. MPANs (in Equivalent volume for each end user)
x3 = 2202. LV unmetered service model assets £/(MWh/year)
x4 = 2704. Total unmetered units
x5 = Service model assets (£) scaled by annual MWh (in Service model asset data)
x6 = Service model assets (£) scaled by user count (in Service model asset data)
x7 = Service model assets (£) scaled by annual MWh (in Service model asset data)
Kind: | Sum-product calculation |  | Calculation | Copy cells |  | Calculation
Formula: | =SUMPRODUCT(x1, x2) |  | =x3*x4 | = x5 |  | =x6+x7
| Service model assets (£) scaled by user count |  |  | Service model assets (£) scaled by annual MWh |  | Service model assets (£)
| Assets LV customer | Assets HV customer | Service model assets (£) scaled by annual MWh | Assets LV customer | Assets HV customer | Assets LV customer | Assets HV customer
Service model asset data | 291000112.5634 | 9486403.7215 | 33051541.6163 | 33051541.6163 |  | 324051654.1797 | 9486403.7215
2706. Data for allocation of operating expenditure
Data sources:
x1 = 2702. Network model assets (£) scaled by load forecast
x2 = 2705. Service model assets (£) (in Service model asset data)
x3 = Model assets (£) scaled by demand forecast (in Data for allocation of operating expenditure)
Kind: | Combine tables | [10 empty] | Cell summation
Formula: | = x1 or x2 | [10 empty] | =SUM(x3)
Model assets (£) scaled by demand forecast
| GSPs | Assets 132kV | Assets 132kV/EHV | Assets EHV | Assets EHV/HV | Assets 132kV/HV | Assets HV | Assets HV/LV | Assets LV circuits | Assets LV customer | Assets HV customer | Denominator for allocation of operating expenditure
Data for allocation of operating expenditure |  | 405776697.8899 | 38298334.9131 | 106232673.2263 | 105801326.4245 | 39825528.2556 | 544218623.9953 | 180302479.007 | 338905645.0619 | 324051654.1797 | 9486403.7215 | 2092899366.6748
2707. Amount of expenditure to be allocated according to asset values (£/year)
Data sources:
x1 = 1059. Direct cost (£/year) (in Other expenditure)
x2 = 1059. Network rates (£/year) (in Other expenditure)
x3 = 1059. Indirect cost (£/year) (in Other expenditure)
x4 = 1059. Indirect cost proportion (in Other expenditure)
Calculation =x1+x2+x3*x4
Amount of expenditure to be allocated according to asset values (£/year)
Other expenditure | 79125121.098
2708. Total operating expenditure by network level (£/year)
Data sources:
x1 = 2701. Operating expenditure coded by network level (£/year)
x2 = 2707. Amount of expenditure to be allocated according to asset values (£/year)
x3 = 2706. Denominator for allocation of operating expenditure (in Data for allocation of operating expenditure)
x4 = 2706. Model assets (£) scaled by demand forecast (in Data for allocation of operating expenditure)
Calculation =x1+x2/x3*x4
| Transmission exit | Operating 132kV | Operating 132kV/EHV | Operating EHV | Operating EHV/HV | Operating 132kV/HV | Operating HV | Operating HV/LV | Operating LV circuits | Operating LV customer | Operating HV customer
Total operating expenditure by network level (£/year) | 11342977.3028 | 15340981.4492 | 1447924.5568 | 4016281.5601 | 3999973.8635 | 1505662.3344 | 20574980.9155 | 6816598.8833 | 12812823.5085 | 12251246.6616 | 358647.3651
2709. Operating expenditure percentage by network level
Data sources:
x1 = 2706. Model assets (£) scaled by demand forecast (in Data for allocation of operating expenditure)
x2 = 2708. Total operating expenditure by network level (£/year)
Calculation =IF(x1="","",IF(x1>0,x2/x1,0))
| Transmission exit | Operating 132kV | Operating 132kV/EHV | Operating EHV | Operating EHV/HV | Operating 132kV/HV | Operating HV | Operating HV/LV | Operating LV circuits | Operating LV customer | Operating HV customer
Operating expenditure percentage by network level |  | 3.781% | 3.781% | 3.781% | 3.781% | 3.781% | 3.781% | 3.781% | 3.781% | 3.781% | 3.781%
2710. Unit operating expenditure based on simultaneous maximum load (£/kW/year)
Data sources:
x1 = 2613. Forecast simultaneous maximum load (kW) adjusted for standing charges
x2 = 2708. Total operating expenditure by network level (£/year)
Calculation =IF(x1>0,x2/x1,0)
| Transmission exit | Operating 132kV | Operating 132kV/EHV | Operating EHV | Operating EHV/HV | Operating 132kV/HV | Operating HV | Operating HV/LV | Operating LV circuits
Unit operating expenditure based on simultaneous maximum load (£/kW/year) | 7.839 | 10.9253 | 1.5006 | 3.9905 | 3.4663 | 2.9803 | 12.7799 | 4.8978 | 11.2308
2711. Operating expenditure for customer assets p/MPAN/day
Data sources:
x1 = 1010. Days in the charging year (in Financial and general assumptions)
x2 = 2709. Operating expenditure percentage by network level
x3 = 2205. Service model assets by tariff (£)
x4 = Operating expenditure p/MPAN/day by level (in Operating expenditure for customer assets p/MPAN/day)
Kind: | Calculation |  | Cell summation
Formula: | =100/x1*x2*x3 |  | =SUM(x4)
Operating expenditure p/MPAN/day by level
| Operating LV customer | Operating HV customer | Operating expenditure for customer assets p/MPAN/day total
Domestic Unrestricted | 2.2505 | 0 | 2.2505
Domestic Two Rate | 2.2505 | 0 | 2.2505
Domestic Off Peak (related MPAN) | 0 | 0 | 0
Small Non Domestic Unrestricted | 6.8623 | 0 | 6.8623
Small Non Domestic Two Rate | 6.8623 | 0 | 6.8623
Small Non Domestic Off Peak (related MPAN) | 0 | 0 | 0
LV Medium Non-Domestic | 7.9368 | 0 | 7.9368
LV Sub Medium Non-Domestic | 5.7599 | 0 | 5.7599
HV Medium Non-Domestic | 0 | 107.1351 | 107.1351
LV Network Domestic | 2.2505 | 0 | 2.2505
LV Network Non-Domestic Non-CT | 6.8623 | 0 | 6.8623
LV HH Metered | 12.7077 | 0 | 12.7077
LV Sub HH Metered | 9.9202 | 0 | 9.9202
HV HH Metered | 0 | 107.1351 | 107.1351
NHH UMS category A | 0 | 0 | 0
NHH UMS category B | 0 | 0 | 0
NHH UMS category C | 0 | 0 | 0
NHH UMS category D | 0 | 0 | 0
LV UMS (Pseudo HH Metered) | 0 | 0 | 0
LV Generation NHH or Aggregate HH | 0 | 0 | 0
LV Sub Generation NHH | 0 | 0 | 0
LV Generation Intermittent | 0 | 0 | 0
LV Generation Intermittent no RP charge | 0 | 0 | 0
LV Generation Non-Intermittent | 0 | 0 | 0
LV Generation Non-Intermittent no RP charge | 0 | 0 | 0
LV Sub Generation Intermittent | 0 | 0 | 0
LV Sub Generation Intermittent no RP charge | 0 | 0 | 0
LV Sub Generation Non-Intermittent | 0 | 0 | 0
LV Sub Generation Non-Intermittent no RP charge | 0 | 0 | 0
HV Generation Intermittent | 0 | 44.0456 | 44.0456
HV Generation Intermittent no RP charge | 0 | 44.0456 | 44.0456
HV Generation Non-Intermittent | 0 | 44.0456 | 44.0456
HV Generation Non-Intermittent no RP charge | 0 | 44.0456 | 44.0456
2712. Operating expenditure for unmetered customer assets (p/kWh)
Data sources:
x1 = 2709. Operating expenditure percentage by network level
x2 = 2202. LV unmetered service model assets £/(MWh/year)
Calculation =0.1*x1*x2
Operating LV customer
NHH UMS category A | 0.96973
NHH UMS category B | 0.96973
NHH UMS category C | 0.96973
NHH UMS category D | 0.96973
LV UMS (Pseudo HH Metered) | 0.96973

## Contrib
Customer contributions for WPD South Wales in April 19 (no data version)
This sheet calculates factors used to take account of the costs deemed to be covered by connection charges.
2801. Network level of supply (for customer contributions) by tariff
| LV network | LV substation | HV network | HV substation
Domestic Unrestricted | 100% | 0% | 0% | 0%
Domestic Two Rate | 100% | 0% | 0% | 0%
Domestic Off Peak (related MPAN) | 100% | 0% | 0% | 0%
Small Non Domestic Unrestricted | 100% | 0% | 0% | 0%
Small Non Domestic Two Rate | 100% | 0% | 0% | 0%
Small Non Domestic Off Peak (related MPAN) | 100% | 0% | 0% | 0%
LV Medium Non-Domestic | 100% | 0% | 0% | 0%
LV Sub Medium Non-Domestic | 0% | 100% | 0% | 0%
HV Medium Non-Domestic | 0% | 0% | 100% | 0%
LV Network Domestic | 100% | 0% | 0% | 0%
LV Network Non-Domestic Non-CT | 100% | 0% | 0% | 0%
LV HH Metered | 100% | 0% | 0% | 0%
LV Sub HH Metered | 0% | 100% | 0% | 0%
HV HH Metered | 0% | 0% | 100% | 0%
NHH UMS category A | 100% | 0% | 0% | 0%
NHH UMS category B | 100% | 0% | 0% | 0%
NHH UMS category C | 100% | 0% | 0% | 0%
NHH UMS category D | 100% | 0% | 0% | 0%
LV UMS (Pseudo HH Metered) | 100% | 0% | 0% | 0%
LV Generation NHH or Aggregate HH | 100% | 0% | 0% | 0%
LV Sub Generation NHH | 0% | 100% | 0% | 0%
LV Generation Intermittent | 100% | 0% | 0% | 0%
LV Generation Intermittent no RP charge | 100% | 0% | 0% | 0%
LV Generation Non-Intermittent | 100% | 0% | 0% | 0%
LV Generation Non-Intermittent no RP charge | 100% | 0% | 0% | 0%
LV Sub Generation Intermittent | 0% | 100% | 0% | 0%
LV Sub Generation Intermittent no RP charge | 0% | 100% | 0% | 0%
LV Sub Generation Non-Intermittent | 0% | 100% | 0% | 0%
LV Sub Generation Non-Intermittent no RP charge | 0% | 100% | 0% | 0%
HV Generation Intermittent | 0% | 0% | 100% | 0%
HV Generation Intermittent no RP charge | 0% | 0% | 100% | 0%
HV Generation Non-Intermittent | 0% | 0% | 100% | 0%
HV Generation Non-Intermittent no RP charge | 0% | 0% | 100% | 0%
2802. Contribution proportion of asset annuities, by customer type and network level of assets
Data sources:
x1 = 1060. Customer contributions under current connection charging policy
x2 = 1010. Annuity proportion for customer-contributed assets (in Financial and general assumptions)
Calculation =x1*(1-x2)
| LV network | LV substation | HV network | HV substation
Assets 132kV | 0% | 0% | 0% | 0%
Assets 132kV/EHV | 0% | 0% | 36% | 36%
Assets EHV | 0% | 0% | 36% | 36%
Assets EHV/HV | 75% | 75% | 91% | 91%
Assets 132kV/HV | 75% | 75% | 91% | 0%
Assets HV | 75% | 75% | 91% | 0%
Assets HV/LV | 95% | 95% | 0% | 0%
Assets LV circuits | 95% | 0% | 0% | 0%
2803. Proportion of asset annuities deemed to be covered by customer contributions
Data sources:
x1 = 2801. Network level of supply (for customer contributions) by tariff
x2 = 2802. Contribution proportion of asset annuities, by customer type and network level of assets
Sum-product calculation =SUMPRODUCT(x1, x2)
| Assets 132kV | Assets 132kV/EHV | Assets EHV | Assets EHV/HV | Assets 132kV/HV | Assets HV | Assets HV/LV | Assets LV circuits
Domestic Unrestricted | 0% | 0% | 0% | 75% | 75% | 75% | 95% | 95%
Domestic Two Rate | 0% | 0% | 0% | 75% | 75% | 75% | 95% | 95%
Domestic Off Peak (related MPAN) | 0% | 0% | 0% | 75% | 75% | 75% | 95% | 95%
Small Non Domestic Unrestricted | 0% | 0% | 0% | 75% | 75% | 75% | 95% | 95%
Small Non Domestic Two Rate | 0% | 0% | 0% | 75% | 75% | 75% | 95% | 95%
Small Non Domestic Off Peak (related MPAN) | 0% | 0% | 0% | 75% | 75% | 75% | 95% | 95%
LV Medium Non-Domestic | 0% | 0% | 0% | 75% | 75% | 75% | 95% | 95%
LV Sub Medium Non-Domestic | 0% | 0% | 0% | 75% | 75% | 75% | 95% | 0%
HV Medium Non-Domestic | 0% | 36% | 36% | 91% | 91% | 91% | 0% | 0%
LV Network Domestic | 0% | 0% | 0% | 75% | 75% | 75% | 95% | 95%
LV Network Non-Domestic Non-CT | 0% | 0% | 0% | 75% | 75% | 75% | 95% | 95%
LV HH Metered | 0% | 0% | 0% | 75% | 75% | 75% | 95% | 95%
LV Sub HH Metered | 0% | 0% | 0% | 75% | 75% | 75% | 95% | 0%
HV HH Metered | 0% | 36% | 36% | 91% | 91% | 91% | 0% | 0%
NHH UMS category A | 0% | 0% | 0% | 75% | 75% | 75% | 95% | 95%
NHH UMS category B | 0% | 0% | 0% | 75% | 75% | 75% | 95% | 95%
NHH UMS category C | 0% | 0% | 0% | 75% | 75% | 75% | 95% | 95%
NHH UMS category D | 0% | 0% | 0% | 75% | 75% | 75% | 95% | 95%
LV UMS (Pseudo HH Metered) | 0% | 0% | 0% | 75% | 75% | 75% | 95% | 95%
LV Generation NHH or Aggregate HH | 0% | 0% | 0% | 75% | 75% | 75% | 95% | 95%
LV Sub Generation NHH | 0% | 0% | 0% | 75% | 75% | 75% | 95% | 0%
LV Generation Intermittent | 0% | 0% | 0% | 75% | 75% | 75% | 95% | 95%
LV Generation Intermittent no RP charge | 0% | 0% | 0% | 75% | 75% | 75% | 95% | 95%
LV Generation Non-Intermittent | 0% | 0% | 0% | 75% | 75% | 75% | 95% | 95%
LV Generation Non-Intermittent no RP charge | 0% | 0% | 0% | 75% | 75% | 75% | 95% | 95%
LV Sub Generation Intermittent | 0% | 0% | 0% | 75% | 75% | 75% | 95% | 0%
LV Sub Generation Intermittent no RP charge | 0% | 0% | 0% | 75% | 75% | 75% | 95% | 0%
LV Sub Generation Non-Intermittent | 0% | 0% | 0% | 75% | 75% | 75% | 95% | 0%
LV Sub Generation Non-Intermittent no RP charge | 0% | 0% | 0% | 75% | 75% | 75% | 95% | 0%
HV Generation Intermittent | 0% | 36% | 36% | 91% | 91% | 91% | 0% | 0%
HV Generation Intermittent no RP charge | 0% | 36% | 36% | 91% | 91% | 91% | 0% | 0%
HV Generation Non-Intermittent | 0% | 36% | 36% | 91% | 91% | 91% | 0% | 0%
HV Generation Non-Intermittent no RP charge | 0% | 36% | 36% | 91% | 91% | 91% | 0% | 0%
2804. Proportion of annual charge covered by contributions (for all charging levels)
Data sources:
x1 = Zero for operating expenditure
x2 = Zero for GSPs level
x3 = 2803. Proportion of asset annuities deemed to be covered by customer contributions
Combine tables = x1 or x2 or x3
| GSPs | Assets 132kV | Assets 132kV/EHV | Assets EHV | Assets EHV/HV | Assets 132kV/HV | Assets HV | Assets HV/LV | Assets LV circuits | Transmission exit | Operating 132kV | Operating 132kV/EHV | Operating EHV | Operating EHV/HV | Operating 132kV/HV | Operating HV | Operating HV/LV | Operating LV circuits
Domestic Unrestricted | 0% | 0% | 0% | 0% | 75% | 75% | 75% | 95% | 95% | 0% | 0% | 0% | 0% | 0% | 0% | 0% | 0% | 0%
Domestic Two Rate | 0% | 0% | 0% | 0% | 75% | 75% | 75% | 95% | 95% | 0% | 0% | 0% | 0% | 0% | 0% | 0% | 0% | 0%
Domestic Off Peak (related MPAN) | 0% | 0% | 0% | 0% | 75% | 75% | 75% | 95% | 95% | 0% | 0% | 0% | 0% | 0% | 0% | 0% | 0% | 0%
Small Non Domestic Unrestricted | 0% | 0% | 0% | 0% | 75% | 75% | 75% | 95% | 95% | 0% | 0% | 0% | 0% | 0% | 0% | 0% | 0% | 0%
Small Non Domestic Two Rate | 0% | 0% | 0% | 0% | 75% | 75% | 75% | 95% | 95% | 0% | 0% | 0% | 0% | 0% | 0% | 0% | 0% | 0%
Small Non Domestic Off Peak (related MPAN) | 0% | 0% | 0% | 0% | 75% | 75% | 75% | 95% | 95% | 0% | 0% | 0% | 0% | 0% | 0% | 0% | 0% | 0%
LV Medium Non-Domestic | 0% | 0% | 0% | 0% | 75% | 75% | 75% | 95% | 95% | 0% | 0% | 0% | 0% | 0% | 0% | 0% | 0% | 0%
LV Sub Medium Non-Domestic | 0% | 0% | 0% | 0% | 75% | 75% | 75% | 95% | 0% | 0% | 0% | 0% | 0% | 0% | 0% | 0% | 0% | 0%
HV Medium Non-Domestic | 0% | 0% | 36% | 36% | 91% | 91% | 91% | 0% | 0% | 0% | 0% | 0% | 0% | 0% | 0% | 0% | 0% | 0%
LV Network Domestic | 0% | 0% | 0% | 0% | 75% | 75% | 75% | 95% | 95% | 0% | 0% | 0% | 0% | 0% | 0% | 0% | 0% | 0%
LV Network Non-Domestic Non-CT | 0% | 0% | 0% | 0% | 75% | 75% | 75% | 95% | 95% | 0% | 0% | 0% | 0% | 0% | 0% | 0% | 0% | 0%
LV HH Metered | 0% | 0% | 0% | 0% | 75% | 75% | 75% | 95% | 95% | 0% | 0% | 0% | 0% | 0% | 0% | 0% | 0% | 0%
LV Sub HH Metered | 0% | 0% | 0% | 0% | 75% | 75% | 75% | 95% | 0% | 0% | 0% | 0% | 0% | 0% | 0% | 0% | 0% | 0%
HV HH Metered | 0% | 0% | 36% | 36% | 91% | 91% | 91% | 0% | 0% | 0% | 0% | 0% | 0% | 0% | 0% | 0% | 0% | 0%
NHH UMS category A | 0% | 0% | 0% | 0% | 75% | 75% | 75% | 95% | 95% | 0% | 0% | 0% | 0% | 0% | 0% | 0% | 0% | 0%
NHH UMS category B | 0% | 0% | 0% | 0% | 75% | 75% | 75% | 95% | 95% | 0% | 0% | 0% | 0% | 0% | 0% | 0% | 0% | 0%
NHH UMS category C | 0% | 0% | 0% | 0% | 75% | 75% | 75% | 95% | 95% | 0% | 0% | 0% | 0% | 0% | 0% | 0% | 0% | 0%
NHH UMS category D | 0% | 0% | 0% | 0% | 75% | 75% | 75% | 95% | 95% | 0% | 0% | 0% | 0% | 0% | 0% | 0% | 0% | 0%
LV UMS (Pseudo HH Metered) | 0% | 0% | 0% | 0% | 75% | 75% | 75% | 95% | 95% | 0% | 0% | 0% | 0% | 0% | 0% | 0% | 0% | 0%
LV Generation NHH or Aggregate HH | 0% | 0% | 0% | 0% | 75% | 75% | 75% | 95% | 95% | 0% | 0% | 0% | 0% | 0% | 0% | 0% | 0% | 0%
LV Sub Generation NHH | 0% | 0% | 0% | 0% | 75% | 75% | 75% | 95% | 0% | 0% | 0% | 0% | 0% | 0% | 0% | 0% | 0% | 0%
LV Generation Intermittent | 0% | 0% | 0% | 0% | 75% | 75% | 75% | 95% | 95% | 0% | 0% | 0% | 0% | 0% | 0% | 0% | 0% | 0%
LV Generation Intermittent no RP charge | 0% | 0% | 0% | 0% | 75% | 75% | 75% | 95% | 95% | 0% | 0% | 0% | 0% | 0% | 0% | 0% | 0% | 0%
LV Generation Non-Intermittent | 0% | 0% | 0% | 0% | 75% | 75% | 75% | 95% | 95% | 0% | 0% | 0% | 0% | 0% | 0% | 0% | 0% | 0%
LV Generation Non-Intermittent no RP charge | 0% | 0% | 0% | 0% | 75% | 75% | 75% | 95% | 95% | 0% | 0% | 0% | 0% | 0% | 0% | 0% | 0% | 0%
LV Sub Generation Intermittent | 0% | 0% | 0% | 0% | 75% | 75% | 75% | 95% | 0% | 0% | 0% | 0% | 0% | 0% | 0% | 0% | 0% | 0%
LV Sub Generation Intermittent no RP charge | 0% | 0% | 0% | 0% | 75% | 75% | 75% | 95% | 0% | 0% | 0% | 0% | 0% | 0% | 0% | 0% | 0% | 0%
LV Sub Generation Non-Intermittent | 0% | 0% | 0% | 0% | 75% | 75% | 75% | 95% | 0% | 0% | 0% | 0% | 0% | 0% | 0% | 0% | 0% | 0%
LV Sub Generation Non-Intermittent no RP charge | 0% | 0% | 0% | 0% | 75% | 75% | 75% | 95% | 0% | 0% | 0% | 0% | 0% | 0% | 0% | 0% | 0% | 0%
HV Generation Intermittent | 0% | 0% | 36% | 36% | 91% | 91% | 91% | 0% | 0% | 0% | 0% | 0% | 0% | 0% | 0% | 0% | 0% | 0%
HV Generation Intermittent no RP charge | 0% | 0% | 36% | 36% | 91% | 91% | 91% | 0% | 0% | 0% | 0% | 0% | 0% | 0% | 0% | 0% | 0% | 0%
HV Generation Non-Intermittent | 0% | 0% | 36% | 36% | 91% | 91% | 91% | 0% | 0% | 0% | 0% | 0% | 0% | 0% | 0% | 0% | 0% | 0%
HV Generation Non-Intermittent no RP charge | 0% | 0% | 36% | 36% | 91% | 91% | 91% | 0% | 0% | 0% | 0% | 0% | 0% | 0% | 0% | 0% | 0% | 0%

## Yard
Yardsticks for WPD South Wales in April 19 (no data version)
This sheet calculates average p/kWh and p/kW/day charges that would apply if no costs were recovered through capacity or fixed charges.
2901. Unit cost at each level, £/kW/year (relative to system simultaneous maximum load)
Data sources:
x1 = 2109. Network model annuity by simultaneous maximum load for each network level (£/kW/year)
x2 = 2710. Unit operating expenditure based on simultaneous maximum load (£/kW/year)
Combine tables = x1 or x2
| GSPs | Assets 132kV | Assets 132kV/EHV | Assets EHV | Assets EHV/HV | Assets 132kV/HV | Assets HV | Assets HV/LV | Assets LV circuits | Transmission exit | Operating 132kV | Operating 132kV/EHV | Operating EHV | Operating EHV/HV | Operating 132kV/HV | Operating HV | Operating HV/LV | Operating LV circuits
Unit cost at each level, £/kW/year (relative to system simultaneous maximum load) |  | 14.7745 | 2.0293 | 5.3965 | 4.6876 | 4.0303 | 17.2825 | 6.6234 | 15.1877 | 7.839 | 10.9253 | 1.5006 | 3.9905 | 3.4663 | 2.9803 | 12.7799 | 4.8978 | 11.2308
2902. Pay-as-you-go yardstick unit costs by charging level (p/kWh)
Data sources:
x1 = 2901. Unit cost at each level, £/kW/year (relative to system simultaneous maximum load)
x2 = 2302. Load coefficient
x3 = 2012. Loss adjustment factors between end user meter reading and each network level, scaled by network use
x4 = 2804. Proportion of annual charge covered by contributions (for all charging levels)
x5 = 1010. Days in the charging year (in Financial and general assumptions)
Calculation =x1*x2*x3*(1-x4)/(24*x5)*100
| GSPs | Assets 132kV | Assets 132kV/EHV | Assets EHV | Assets EHV/HV | Assets 132kV/HV | Assets HV | Assets HV/LV | Assets LV circuits | Transmission exit | Operating 132kV | Operating 132kV/EHV | Operating EHV | Operating EHV/HV | Operating 132kV/HV | Operating HV | Operating HV/LV | Operating LV circuits
Domestic Unrestricted | 0 | 0.38161 | 0.036546 | 0.096141 | 0.020716 | 0.0076335 | 0.10817 | 0.0081499 | 0.018376 | 0.2043 | 0.28219 | 0.027025 | 0.071093 | 0.061275 | 0.022579 | 0.31995 | 0.12053 | 0.27177
Domestic Two Rate | 0 | 0.23126 | 0.022147 | 0.058263 | 0.012554 | 0.004626 | 0.065551 | 0.004939 | 0.011136 | 0.12381 | 0.17101 | 0.016377 | 0.043083 | 0.037133 | 0.013683 | 0.19389 | 0.073044 | 0.16469
Domestic Off Peak (related MPAN) | 0 | 0 | 0 | 0 | 0 | 0 | 0 | 0 | 0 | 0 | 0 | 0 | 0 | 0 | 0 | 0 | 0 | 0
Small Non Domestic Unrestricted | 0 | 0.21946 | 0.021017 | 0.05529 | 0.011913 | 0.0043899 | 0.062206 | 0.0046869 | 0.010568 | 0.11749 | 0.16228 | 0.015542 | 0.040885 | 0.035239 | 0.012985 | 0.184 | 0.069317 | 0.15629
Small Non Domestic Two Rate | 0 | 0.2259 | 0.021634 | 0.056912 | 0.012263 | 0.0045187 | 0.06403 | 0.0048244 | 0.010878 | 0.12093 | 0.16704 | 0.015998 | 0.042084 | 0.036272 | 0.013366 | 0.18939 | 0.07135 | 0.16087
Small Non Domestic Off Peak (related MPAN) | 0 | 0 | 0 | 0 | 0 | 0 | 0 | 0 | 0 | 0 | 0 | 0 | 0 | 0 | 0 | 0 | 0 | 0
LV Medium Non-Domestic | 0 | 0.2371 | 0.022707 | 0.059733 | 0.012871 | 0.0047427 | 0.067205 | 0.0050636 | 0.011417 | 0.12693 | 0.17533 | 0.016791 | 0.044171 | 0.038071 | 0.014028 | 0.19878 | 0.074888 | 0.16885
LV Sub Medium Non-Domestic | 0 | 0.23314 | 0.022327 | 0.058735 | 0.012656 | 0.0046635 | 0.066082 | 0.004979 | 0 | 0.12481 | 0.1724 | 0.01651 | 0.043433 | 0.037434 | 0.013794 | 0.19546 | 0.073636 | 0
HV Medium Non-Domestic | 0 | 0.2068 | 0.012675 | 0.033344 | 0.0040414 | 0.0014892 | 0.021102 | 0 | 0 | 0.11071 | 0.15292 | 0.014645 | 0.038526 | 0.033206 | 0.012236 | 0.17338 | 0 | 0
LV Network Domestic | 0 | 0.37623 | 0.03603 | 0.094784 | 0.020423 | 0.0075257 | 0.10664 | 0.0080349 | 0.018116 | 0.20141 | 0.27821 | 0.026643 | 0.07009 | 0.06041 | 0.02226 | 0.31543 | 0.11883 | 0.26793
LV Network Non-Domestic Non-CT | 0 | 0.22138 | 0.021201 | 0.055774 | 0.012018 | 0.0044283 | 0.06275 | 0.004728 | 0.01066 | 0.11852 | 0.1637 | 0.015678 | 0.041243 | 0.035547 | 0.013098 | 0.18561 | 0.069924 | 0.15766
LV HH Metered | 0 | 0.22611 | 0.021654 | 0.056965 | 0.012274 | 0.0045229 | 0.06409 | 0.0048289 | 0.010888 | 0.12105 | 0.1672 | 0.016012 | 0.042124 | 0.036306 | 0.013378 | 0.18957 | 0.071417 | 0.16102
LV Sub HH Metered | 0 | 0.21317 | 0.020415 | 0.053705 | 0.011572 | 0.0042641 | 0.060423 | 0.0045526 | 0 | 0.11412 | 0.15763 | 0.015096 | 0.039713 | 0.034228 | 0.012613 | 0.17872 | 0.06733 | 0
HV HH Metered | 0 | 0.18938 | 0.011607 | 0.030535 | 0.0037009 | 0.0013637 | 0.019324 | 0 | 0 | 0.10138 | 0.14004 | 0.013411 | 0.03528 | 0.030408 | 0.011205 | 0.15877 | 0 | 0
NHH UMS category A | 0 | 0.17953 | 0.017194 | 0.045231 | 0.009746 | 0.0035913 | 0.050889 | 0.0038342 | 0.0086451 | 0.096113 | 0.13276 | 0.012714 | 0.033447 | 0.028828 | 0.010622 | 0.15052 | 0.056706 | 0.12786
NHH UMS category B | 0 | 0.37117 | 0.035546 | 0.09351 | 0.020149 | 0.0074245 | 0.10521 | 0.0079269 | 0.017873 | 0.1987 | 0.27447 | 0.026285 | 0.069148 | 0.059598 | 0.021961 | 0.31119 | 0.11723 | 0.26433
NHH UMS category C | 0 | 0.51399 | 0.049223 | 0.12949 | 0.027902 | 0.010281 | 0.14569 | 0.010977 | 0.02475 | 0.27516 | 0.38008 | 0.036399 | 0.095754 | 0.08253 | 0.030411 | 0.43093 | 0.16234 | 0.36604
NHH UMS category D | 0 | 0 | 0 | 0 | 0 | 0 | 0 | 0 | 0 | 0 | 0 | 0 | 0 | 0 | 0 | 0 | 0 | 0
LV UMS (Pseudo HH Metered) | 0 | 0.37794 | 0.036195 | 0.095217 | 0.020517 | 0.0075601 | 0.10713 | 0.0080716 | 0.018199 | 0.20233 | 0.27948 | 0.026765 | 0.07041 | 0.060686 | 0.022362 | 0.31687 | 0.11937 | 0.26915
LV Generation NHH or Aggregate HH | 0 | -0.17953 | -0.017194 | -0.045231 | -0.009746 | -0.0035913 | -0.050889 | -0.0038342 | 0 | -0.096113 | -0.13276 | -0.012714 | -0.033447 | -0.028828 | -0.010622 | -0.15052 | -0.056706 | 0
LV Sub Generation NHH | 0 | -0.17653 | -0.016906 | -0.044475 | -0.0095831 | -0.0035312 | -0.050038 | 0 | 0 | -0.094507 | -0.13054 | -0.012502 | -0.032888 | -0.028346 | -0.010445 | -0.14801 | 0 | 0
LV Generation Intermittent | 0 | -0.17953 | -0.017194 | -0.045231 | -0.009746 | -0.0035913 | -0.050889 | -0.0038342 | 0 | -0.096113 | -0.13276 | -0.012714 | -0.033447 | -0.028828 | -0.010622 | -0.15052 | -0.056706 | 0
LV Generation Intermittent no RP charge | 0 | -0.17953 | -0.017194 | -0.045231 | -0.009746 | -0.0035913 | -0.050889 | -0.0038342 | 0 | -0.096113 | -0.13276 | -0.012714 | -0.033447 | -0.028828 | -0.010622 | -0.15052 | -0.056706 | 0
LV Generation Non-Intermittent | 0 | -0.17953 | -0.017194 | -0.045231 | -0.009746 | -0.0035913 | -0.050889 | -0.0038342 | 0 | -0.096113 | -0.13276 | -0.012714 | -0.033447 | -0.028828 | -0.010622 | -0.15052 | -0.056706 | 0
LV Generation Non-Intermittent no RP charge | 0 | -0.17953 | -0.017194 | -0.045231 | -0.009746 | -0.0035913 | -0.050889 | -0.0038342 | 0 | -0.096113 | -0.13276 | -0.012714 | -0.033447 | -0.028828 | -0.010622 | -0.15052 | -0.056706 | 0
LV Sub Generation Intermittent | 0 | -0.17653 | -0.016906 | -0.044475 | -0.0095831 | -0.0035312 | -0.050038 | 0 | 0 | -0.094507 | -0.13054 | -0.012502 | -0.032888 | -0.028346 | -0.010445 | -0.14801 | 0 | 0
LV Sub Generation Intermittent no RP charge | 0 | -0.17653 | -0.016906 | -0.044475 | -0.0095831 | -0.0035312 | -0.050038 | 0 | 0 | -0.094507 | -0.13054 | -0.012502 | -0.032888 | -0.028346 | -0.010445 | -0.14801 | 0 | 0
LV Sub Generation Non-Intermittent | 0 | -0.17653 | -0.016906 | -0.044475 | -0.0095831 | -0.0035312 | -0.050038 | 0 | 0 | -0.094507 | -0.13054 | -0.012502 | -0.032888 | -0.028346 | -0.010445 | -0.14801 | 0 | 0
LV Sub Generation Non-Intermittent no RP charge | 0 | -0.17653 | -0.016906 | -0.044475 | -0.0095831 | -0.0035312 | -0.050038 | 0 | 0 | -0.094507 | -0.13054 | -0.012502 | -0.032888 | -0.028346 | -0.010445 | -0.14801 | 0 | 0
HV Generation Intermittent | 0 | -0.17353 | -0.010636 | -0.02798 | -0.0033913 | -0.0012496 | 0 | 0 | 0 | -0.0929 | -0.12832 | -0.012289 | -0.032329 | -0.027864 | -0.010267 | 0 | 0 | 0
HV Generation Intermittent no RP charge | 0 | -0.17353 | -0.010636 | -0.02798 | -0.0033913 | -0.0012496 | 0 | 0 | 0 | -0.0929 | -0.12832 | -0.012289 | -0.032329 | -0.027864 | -0.010267 | 0 | 0 | 0
HV Generation Non-Intermittent | 0 | -0.17353 | -0.010636 | -0.02798 | -0.0033913 | -0.0012496 | 0 | 0 | 0 | -0.0929 | -0.12832 | -0.012289 | -0.032329 | -0.027864 | -0.010267 | 0 | 0 | 0
HV Generation Non-Intermittent no RP charge | 0 | -0.17353 | -0.010636 | -0.02798 | -0.0033913 | -0.0012496 | 0 | 0 | 0 | -0.0929 | -0.12832 | -0.012289 | -0.032329 | -0.027864 | -0.010267 | 0 | 0 | 0
2903. Contributions to pay-as-you-go unit rate 1 (p/kWh)
Data sources:
x1 = 2460. Unit rate 1 pseudo load coefficient by network level (combined)
x2 = 2901. Unit cost at each level, £/kW/year (relative to system simultaneous maximum load)
x3 = 2012. Loss adjustment factors between end user meter reading and each network level, scaled by network use
x4 = 2804. Proportion of annual charge covered by contributions (for all charging levels)
x5 = 1010. Days in the charging year (in Financial and general assumptions)
Calculation =x1*x2*x3*(1-x4)*100/(24*x5)
| GSPs | Assets 132kV | Assets 132kV/EHV | Assets EHV | Assets EHV/HV | Assets 132kV/HV | Assets HV | Assets HV/LV | Assets LV circuits | Transmission exit | Operating 132kV | Operating 132kV/EHV | Operating EHV | Operating EHV/HV | Operating 132kV/HV | Operating HV | Operating HV/LV | Operating LV circuits
Domestic Unrestricted | 0 | 0.33351 | 0.03194 | 0.08513 | 0.018343 | 0.0066713 | 0.095779 | 0.0072165 | 0.016271 | 0.18801 | 0.24662 | 0.023618 | 0.062951 | 0.054257 | 0.019733 | 0.2833 | 0.10673 | 0.24064
Domestic Two Rate | 0 | 0.36907 | 0.035345 | 0.095238 | 0.020521 | 0.0073825 | 0.10715 | 0.0080734 | 0.018203 | 0.21337 | 0.27291 | 0.026136 | 0.070425 | 0.060699 | 0.021837 | 0.31694 | 0.1194 | 0.26921
Domestic Off Peak (related MPAN) | 0 | 0.059204 | 0.0056698 | 0.012246 | 0.0026387 | 0.0011843 | 0.013778 | 0.0010381 | 0.0023406 | 0.015568 | 0.043779 | 0.0041926 | 0.0090555 | 0.0078049 | 0.0035029 | 0.040753 | 0.015353 | 0.034616
Small Non Domestic Unrestricted | 0 | 0.23258 | 0.022273 | 0.060386 | 0.013012 | 0.0046523 | 0.06794 | 0.005119 | 0.011542 | 0.12881 | 0.17198 | 0.01647 | 0.044654 | 0.038487 | 0.013761 | 0.20096 | 0.075707 | 0.1707
Small Non Domestic Two Rate | 0 | 0.30144 | 0.028868 | 0.078906 | 0.017002 | 0.0060298 | 0.088776 | 0.0066889 | 0.015082 | 0.17348 | 0.22291 | 0.021347 | 0.058348 | 0.05029 | 0.017835 | 0.26259 | 0.098925 | 0.22305
Small Non Domestic Off Peak (related MPAN) | 0 | 0.059205 | 0.0056699 | 0.012347 | 0.0026605 | 0.0011843 | 0.013892 | 0.0010467 | 0.00236 | 0.01594 | 0.04378 | 0.0041927 | 0.0091303 | 0.0078694 | 0.003503 | 0.04109 | 0.01548 | 0.034902
LV Medium Non-Domestic | 0 | 0.28808 | 0.027589 | 0.075508 | 0.01627 | 0.0057625 | 0.084953 | 0.0064009 | 0.014432 | 0.16634 | 0.21303 | 0.020401 | 0.055836 | 0.048125 | 0.017045 | 0.25128 | 0.094665 | 0.21344
LV Sub Medium Non-Domestic | 0 | 0.29357 | 0.028115 | 0.077151 | 0.016624 | 0.0058724 | 0.086802 | 0.0065401 | 0 | 0.16941 | 0.21709 | 0.02079 | 0.057051 | 0.049172 | 0.01737 | 0.25675 | 0.096724 | 0
HV Medium Non-Domestic | 0 | 0.29642 | 0.018168 | 0.049921 | 0.0060506 | 0.0021346 | 0.031593 | 0 | 0 | 0.17125 | 0.21919 | 0.020992 | 0.057679 | 0.049713 | 0.017538 | 0.25958 | 0 | 0
LV Network Domestic | 0 | 1.9972 | 0.19127 | 0.50013 | 0.10776 | 0.03995 | 0.56269 | 0.042396 | 0.095591 | 1.2228 | 1.4769 | 0.14144 | 0.36983 | 0.31875 | 0.11817 | 1.6644 | 0.62701 | 1.4137
LV Network Non-Domestic Non-CT | 0 | 1.7808 | 0.17054 | 0.44587 | 0.096073 | 0.035621 | 0.50164 | 0.037797 | 0.085221 | 1.0899 | 1.3168 | 0.12611 | 0.32971 | 0.28417 | 0.10536 | 1.4838 | 0.55899 | 1.2604
LV HH Metered | 0 | 1.6128 | 0.15445 | 0.40383 | 0.087015 | 0.032261 | 0.45434 | 0.034233 | 0.077185 | 0.98723 | 1.1926 | 0.11421 | 0.29862 | 0.25738 | 0.095423 | 1.3439 | 0.50628 | 1.1415
LV Sub HH Metered | 0 | 1.543 | 0.14777 | 0.38636 | 0.083249 | 0.030865 | 0.43468 | 0.032752 | 0 | 0.94451 | 1.141 | 0.10927 | 0.2857 | 0.24624 | 0.091294 | 1.2857 | 0.48438 | 0
HV HH Metered | 0 | 1.438 | 0.088135 | 0.23044 | 0.02793 | 0.010355 | 0.14583 | 0 | 0 | 0.88022 | 1.0633 | 0.10183 | 0.26625 | 0.22948 | 0.08508 | 1.1982 | 0 | 0
NHH UMS category A | 0 | 0.18385 | 0.017607 | 0.046321 | 0.009981 | 0.0036777 | 0.052115 | 0.0039267 | 0.0088535 | 0.098411 | 0.13595 | 0.01302 | 0.034253 | 0.029523 | 0.010878 | 0.15415 | 0.058073 | 0.13094
NHH UMS category B | 0 | 0.2543 | 0.024354 | 0.05922 | 0.01276 | 0.0050869 | 0.066628 | 0.0050201 | 0.011319 | 0.12968 | 0.18805 | 0.018009 | 0.043791 | 0.037744 | 0.015046 | 0.19708 | 0.074244 | 0.1674
NHH UMS category C | 0 | 0.39774 | 0.038091 | 0.095217 | 0.020517 | 0.0079562 | 0.10713 | 0.0080716 | 0.018199 | 0.21691 | 0.29412 | 0.028167 | 0.07041 | 0.060686 | 0.023533 | 0.31687 | 0.11937 | 0.26915
NHH UMS category D | 0 | 0.11665 | 0.011172 | 0.033871 | 0.0072984 | 0.0023335 | 0.038108 | 0.0028713 | 0.0064739 | 0.068233 | 0.086262 | 0.0082611 | 0.025047 | 0.021588 | 0.0069021 | 0.11272 | 0.042464 | 0.095745
LV UMS (Pseudo HH Metered) | 0 | 4.5785 | 0.43847 | 1.0821 | 0.23317 | 0.091584 | 1.2175 | 0.091731 | 0.20683 | 2.6086 | 3.3856 | 0.32424 | 0.80018 | 0.68967 | 0.27089 | 3.6011 | 1.3566 | 3.0588
LV Generation Non-Intermittent | 0 | -1.4194 | -0.13594 | -0.35542 | -0.076583 | -0.028393 | -0.39988 | -0.030129 | 0 | -0.86888 | -1.0496 | -0.10052 | -0.26282 | -0.22652 | -0.083984 | -1.1828 | -0.44559 | 0
LV Generation Non-Intermittent no RP charge | 0 | -1.4194 | -0.13594 | -0.35542 | -0.076583 | -0.028393 | -0.39988 | -0.030129 | 0 | -0.86888 | -1.0496 | -0.10052 | -0.26282 | -0.22652 | -0.083984 | -1.1828 | -0.44559 | 0
LV Sub Generation Non-Intermittent | 0 | -1.3957 | -0.13367 | -0.34948 | -0.075303 | -0.027919 | -0.39319 | 0 | 0 | -0.85436 | -1.0321 | -0.098841 | -0.25843 | -0.22274 | -0.08258 | -1.163 | 0 | 0
LV Sub Generation Non-Intermittent no RP charge | 0 | -1.3957 | -0.13367 | -0.34948 | -0.075303 | -0.027919 | -0.39319 | 0 | 0 | -0.85436 | -1.0321 | -0.098841 | -0.25843 | -0.22274 | -0.08258 | -1.163 | 0 | 0
HV Generation Non-Intermittent | 0 | -1.372 | -0.084092 | -0.21986 | -0.026648 | -0.00988 | 0 | 0 | 0 | -0.83983 | -1.0145 | -0.097161 | -0.25404 | -0.21895 | -0.081177 | 0 | 0 | 0
HV Generation Non-Intermittent no RP charge | 0 | -1.372 | -0.084092 | -0.21986 | -0.026648 | -0.00988 | 0 | 0 | 0 | -0.83983 | -1.0145 | -0.097161 | -0.25404 | -0.21895 | -0.081177 | 0 | 0 | 0
2904. Contributions to pay-as-you-go unit rate 2 (p/kWh)
Data sources:
x1 = 2461. Unit rate 2 pseudo load coefficient by network level (combined)
x2 = 2901. Unit cost at each level, £/kW/year (relative to system simultaneous maximum load)
x3 = 2012. Loss adjustment factors between end user meter reading and each network level, scaled by network use
x4 = 2804. Proportion of annual charge covered by contributions (for all charging levels)
x5 = 1010. Days in the charging year (in Financial and general assumptions)
Calculation =x1*x2*x3*(1-x4)*100/(24*x5)
| GSPs | Assets 132kV | Assets 132kV/EHV | Assets EHV | Assets EHV/HV | Assets 132kV/HV | Assets HV | Assets HV/LV | Assets LV circuits | Transmission exit | Operating 132kV | Operating 132kV/EHV | Operating EHV | Operating EHV/HV | Operating 132kV/HV | Operating HV | Operating HV/LV | Operating LV circuits
Domestic Two Rate | 0 | 0.067573 | 0.0064713 | 0.011619 | 0.0025037 | 0.0013517 | 0.013073 | 0.00098498 | 0.0022209 | 0.009687 | 0.049968 | 0.0047853 | 0.0085922 | 0.0074055 | 0.0039981 | 0.038668 | 0.014567 | 0.032845
Small Non Domestic Two Rate | 0 | 0.066993 | 0.0064158 | 0.012148 | 0.0026176 | 0.0013401 | 0.013668 | 0.0010298 | 0.0023219 | 0.011755 | 0.049539 | 0.0047443 | 0.0089832 | 0.0077426 | 0.0039638 | 0.040428 | 0.01523 | 0.03434
LV Medium Non-Domestic | 0 | 0.058263 | 0.0055797 | 0.0095877 | 0.0020659 | 0.0011654 | 0.010787 | 0.00081276 | 0.0018325 | 0.006876 | 0.043083 | 0.004126 | 0.0070898 | 0.0061107 | 0.0034472 | 0.031907 | 0.01202 | 0.027102
LV Sub Medium Non-Domestic | 0 | 0.060054 | 0.0057513 | 0.0097108 | 0.0020924 | 0.0012013 | 0.010925 | 0.00082319 | 0 | 0.0064987 | 0.044408 | 0.0042529 | 0.0071808 | 0.0061891 | 0.0035532 | 0.032316 | 0.012174 | 0
HV Medium Non-Domestic | 0 | 0.06064 | 0.0037167 | 0.0062755 | 0.00076061 | 0.00043668 | 0.0039715 | 0 | 0 | 0.0065621 | 0.044841 | 0.0042943 | 0.0072508 | 0.0062494 | 0.0035879 | 0.032631 | 0 | 0
LV Network Domestic | 0 | 0.16426 | 0.015731 | 0.048911 | 0.010539 | 0.0032858 | 0.055029 | 0.0041462 | 0.0093485 | 0.09438 | 0.12147 | 0.011633 | 0.036168 | 0.031173 | 0.0097189 | 0.16277 | 0.06132 | 0.13826
LV Network Non-Domestic Non-CT | 0 | 0.14646 | 0.014026 | 0.043605 | 0.0093956 | 0.0029297 | 0.049059 | 0.0036964 | 0.0083343 | 0.084126 | 0.1083 | 0.010372 | 0.032244 | 0.027791 | 0.0086657 | 0.14511 | 0.054667 | 0.12326
LV HH Metered | 0 | 0.13265 | 0.012703 | 0.039493 | 0.0085097 | 0.0026533 | 0.044433 | 0.0033479 | 0.0075485 | 0.076199 | 0.098087 | 0.0093936 | 0.029204 | 0.025171 | 0.0078483 | 0.13143 | 0.049513 | 0.11164
LV Sub HH Metered | 0 | 0.12691 | 0.012154 | 0.037784 | 0.0081415 | 0.0025385 | 0.042511 | 0.003203 | 0 | 0.072902 | 0.093843 | 0.0089872 | 0.02794 | 0.024082 | 0.0075087 | 0.12574 | 0.04737 | 0
HV HH Metered | 0 | 0.11827 | 0.0072488 | 0.022536 | 0.0027314 | 0.00085167 | 0.014262 | 0 | 0 | 0.06794 | 0.087455 | 0.0083754 | 0.026039 | 0.022442 | 0.0069976 | 0.11718 | 0 | 0
LV UMS (Pseudo HH Metered) | 0 | 0.12631 | 0.012096 | 0.039559 | 0.0085239 | 0.0025266 | 0.044507 | 0.0033534 | 0.007561 | 0.082011 | 0.093402 | 0.0089449 | 0.029253 | 0.025213 | 0.0074733 | 0.13165 | 0.049595 | 0.11182
LV Generation Non-Intermittent | 0 | -0.11674 | -0.01118 | -0.034759 | -0.0074896 | -0.0023353 | -0.039107 | -0.0029465 | 0 | -0.067064 | -0.086329 | -0.0082675 | -0.025703 | -0.022153 | -0.0069074 | -0.11567 | -0.043577 | 0
LV Generation Non-Intermittent no RP charge | 0 | -0.11674 | -0.01118 | -0.034759 | -0.0074896 | -0.0023353 | -0.039107 | -0.0029465 | 0 | -0.067064 | -0.086329 | -0.0082675 | -0.025703 | -0.022153 | -0.0069074 | -0.11567 | -0.043577 | 0
LV Sub Generation Non-Intermittent | 0 | -0.11479 | -0.010994 | -0.034178 | -0.0073644 | -0.0022962 | -0.038453 | 0 | 0 | -0.065943 | -0.084886 | -0.0081294 | -0.025273 | -0.021783 | -0.006792 | -0.11374 | 0 | 0
LV Sub Generation Non-Intermittent no RP charge | 0 | -0.11479 | -0.010994 | -0.034178 | -0.0073644 | -0.0022962 | -0.038453 | 0 | 0 | -0.065943 | -0.084886 | -0.0081294 | -0.025273 | -0.021783 | -0.006792 | -0.11374 | 0 | 0
HV Generation Non-Intermittent | 0 | -0.11284 | -0.0069163 | -0.021502 | -0.0026061 | -0.00081259 | 0 | 0 | 0 | -0.064822 | -0.083443 | -0.0079912 | -0.024844 | -0.021413 | -0.0066765 | 0 | 0 | 0
HV Generation Non-Intermittent no RP charge | 0 | -0.11284 | -0.0069163 | -0.021502 | -0.0026061 | -0.00081259 | 0 | 0 | 0 | -0.064822 | -0.083443 | -0.0079912 | -0.024844 | -0.021413 | -0.0066765 | 0 | 0 | 0
2905. Contributions to pay-as-you-go unit rate 3 (p/kWh)
Data sources:
x1 = 2462. Unit rate 3 pseudo load coefficient by network level (combined)
x2 = 2901. Unit cost at each level, £/kW/year (relative to system simultaneous maximum load)
x3 = 2012. Loss adjustment factors between end user meter reading and each network level, scaled by network use
x4 = 2804. Proportion of annual charge covered by contributions (for all charging levels)
x5 = 1010. Days in the charging year (in Financial and general assumptions)
Calculation =x1*x2*x3*(1-x4)*100/(24*x5)
| GSPs | Assets 132kV | Assets 132kV/EHV | Assets EHV | Assets EHV/HV | Assets 132kV/HV | Assets HV | Assets HV/LV | Assets LV circuits | Transmission exit | Operating 132kV | Operating 132kV/EHV | Operating EHV | Operating EHV/HV | Operating 132kV/HV | Operating HV | Operating HV/LV | Operating LV circuits
LV Network Domestic | 0 | 0.066916 | 0.0064084 | 0.010821 | 0.0023317 | 0.0013385 | 0.012175 | 0.00091732 | 0.0020683 | 0.0072427 | 0.049482 | 0.0047388 | 0.008002 | 0.0068968 | 0.0039592 | 0.036012 | 0.013567 | 0.030589
LV Network Non-Domestic Non-CT | 0 | 0.059664 | 0.0057139 | 0.0096472 | 0.0020787 | 0.0011935 | 0.010854 | 0.0008178 | 0.0018439 | 0.0064557 | 0.044119 | 0.0042252 | 0.0071338 | 0.0061486 | 0.0035301 | 0.032105 | 0.012095 | 0.02727
LV HH Metered | 0 | 0.054036 | 0.0051749 | 0.0087376 | 0.0018827 | 0.0010809 | 0.0098306 | 0.00074069 | 0.0016701 | 0.0058475 | 0.039958 | 0.0038267 | 0.0064612 | 0.0055689 | 0.0031971 | 0.029078 | 0.010954 | 0.024699
LV Sub HH Metered | 0 | 0.051698 | 0.004951 | 0.0083595 | 0.0018013 | 0.0010341 | 0.0094052 | 0.00070864 | 0 | 0.0055944 | 0.038229 | 0.0036611 | 0.0061816 | 0.0053279 | 0.0030588 | 0.027819 | 0.01048 | 0
HV HH Metered | 0 | 0.048179 | 0.002953 | 0.0049859 | 0.00060431 | 0.00034694 | 0.0031554 | 0 | 0 | 0.0052136 | 0.035627 | 0.0034119 | 0.0057609 | 0.0049652 | 0.0028506 | 0.025926 | 0 | 0
LV UMS (Pseudo HH Metered) | 0 | 0.048772 | 0.0046708 | 0.0078864 | 0.0016993 | 0.00097559 | 0.0088729 | 0.00066853 | 0.0015074 | 0.0052778 | 0.036065 | 0.0034539 | 0.0058317 | 0.0050263 | 0.0028857 | 0.026245 | 0.0098872 | 0.022293
LV Generation Non-Intermittent | 0 | -0.047558 | -0.0045545 | -0.0076902 | -0.001657 | -0.00095131 | -0.0086521 | -0.0006519 | 0 | -0.0051465 | -0.035168 | -0.0033679 | -0.0056866 | -0.0049013 | -0.0028139 | -0.025592 | -0.0096412 | 0
LV Generation Non-Intermittent no RP charge | 0 | -0.047558 | -0.0045545 | -0.0076902 | -0.001657 | -0.00095131 | -0.0086521 | -0.0006519 | 0 | -0.0051465 | -0.035168 | -0.0033679 | -0.0056866 | -0.0049013 | -0.0028139 | -0.025592 | -0.0096412 | 0
LV Sub Generation Non-Intermittent | 0 | -0.046763 | -0.0044784 | -0.0075616 | -0.0016293 | -0.00093541 | -0.0085075 | 0 | 0 | -0.0050604 | -0.03458 | -0.0033117 | -0.0055916 | -0.0048193 | -0.0027668 | -0.025164 | 0 | 0
LV Sub Generation Non-Intermittent no RP charge | 0 | -0.046763 | -0.0044784 | -0.0075616 | -0.0016293 | -0.00093541 | -0.0085075 | 0 | 0 | -0.0050604 | -0.03458 | -0.0033117 | -0.0055916 | -0.0048193 | -0.0027668 | -0.025164 | 0 | 0
HV Generation Non-Intermittent | 0 | -0.045968 | -0.0028175 | -0.0047572 | -0.00057659 | -0.00033103 | 0 | 0 | 0 | -0.0049744 | -0.033992 | -0.0032554 | -0.0054965 | -0.0047374 | -0.0027198 | 0 | 0 | 0
HV Generation Non-Intermittent no RP charge | 0 | -0.045968 | -0.0028175 | -0.0047572 | -0.00057659 | -0.00033103 | 0 | 0 | 0 | -0.0049744 | -0.033992 | -0.0032554 | -0.0054965 | -0.0047374 | -0.0027198 | 0 | 0 | 0

## Standing
Allocation to standing charges for WPD South Wales in April 19 (no data version)
This sheet reallocates some costs from unit charges to fixed or capacity charges, for demand users only.
3001. Costs based on aggregate maximum load (£/kW/year)
Data sources:
x1 = 2901. Unit cost at each level, £/kW/year (relative to system simultaneous maximum load)
x2 = 2612. Diversity allowances (including calculated LV value)
Calculation =x1/(1+x2)
| GSPs | Assets 132kV | Assets 132kV/EHV | Assets EHV | Assets EHV/HV | Assets 132kV/HV | Assets HV | Assets HV/LV | Assets LV circuits | Transmission exit | Operating 132kV | Operating 132kV/EHV | Operating EHV | Operating EHV/HV | Operating 132kV/HV | Operating HV | Operating HV/LV | Operating LV circuits
Costs based on aggregate maximum load (£/kW/year) | 0 | 13.1891 | 1.8116 | 4.3834 | 3.8076 | 3.5978 | 10.2468 | 3.927 | 8.5287 | 7.3686 | 9.7529 | 1.3396 | 3.2414 | 2.8156 | 2.6605 | 7.5772 | 2.9039 | 6.3067
3002. Capacity elements p/kVA/day
This calculation uses aggregate maximum load and no coincidence factor.
Data sources:
x1 = 2602. Standing charges factors adapted to use 132kV/HV
x2 = 2012. Loss adjustment factors between end user meter reading and each network level, scaled by network use
x3 = 3001. Costs based on aggregate maximum load (£/kW/year)
x4 = 1010. Power factor for all flows in the network model (in Financial and general assumptions)
x5 = 1010. Days in the charging year (in Financial and general assumptions)
x6 = 2804. Proportion of annual charge covered by contributions (for all charging levels)
Calculation =100*x1*x2*x3*x4/x5*(1-x6)
| GSPs | Assets 132kV | Assets 132kV/EHV | Assets EHV | Assets EHV/HV | Assets 132kV/HV | Assets HV | Assets HV/LV | Assets LV circuits | Transmission exit | Operating 132kV | Operating 132kV/EHV | Operating EHV | Operating EHV/HV | Operating 132kV/HV | Operating HV | Operating HV/LV | Operating LV circuits
Domestic Unrestricted | 0 | 0 | 0 | 0 | 0 | 0 | 0 | 0 | 0.11069 | 0 | 0 | 0 | 0 | 0 | 0 | 0 | 0 | 1.637
Domestic Two Rate | 0 | 0 | 0 | 0 | 0 | 0 | 0 | 0 | 0.11069 | 0 | 0 | 0 | 0 | 0 | 0 | 0 | 0 | 1.637
Domestic Off Peak (related MPAN) | 0 | 0 | 0 | 0 | 0 | 0 | 0 | 0 | 0.11069 | 0 | 0 | 0 | 0 | 0 | 0 | 0 | 0 | 1.637
Small Non Domestic Unrestricted | 0 | 0 | 0 | 0 | 0 | 0 | 0 | 0 | 0.11069 | 0 | 0 | 0 | 0 | 0 | 0 | 0 | 0 | 1.637
Small Non Domestic Two Rate | 0 | 0 | 0 | 0 | 0 | 0 | 0 | 0 | 0.11069 | 0 | 0 | 0 | 0 | 0 | 0 | 0 | 0 | 1.637
Small Non Domestic Off Peak (related MPAN) | 0 | 0 | 0 | 0 | 0 | 0 | 0 | 0 | 0.11069 | 0 | 0 | 0 | 0 | 0 | 0 | 0 | 0 | 1.637
LV Medium Non-Domestic | 0 | 0 | 0 | 0 | 0 | 0 | 0 | 0 | 0.11069 | 0 | 0 | 0 | 0 | 0 | 0 | 0 | 0 | 1.637
LV Sub Medium Non-Domestic | 0 | 0 | 0 | 0 | 0 | 0 | 0 | 0.050965 | 0 | 0 | 0 | 0 | 0 | 0 | 0 | 0 | 0.75375 | 0
HV Medium Non-Domestic | 0 | 0.21192 | 0 | 0.10364 | 0.062806 | 0.025434 | 0.23937 | 0 | 0 | 0 | 0.15671 | 0 | 0.11974 | 0.51603 | 0.20898 | 1.9668 | 0 | 0
LV Network Domestic | 0 | 0 | 0 | 0 | 0 | 0 | 0 | 0 | 0.11069 | 0 | 0 | 0 | 0 | 0 | 0 | 0 | 0 | 1.637
LV Network Non-Domestic Non-CT | 0 | 0 | 0 | 0 | 0 | 0 | 0 | 0 | 0.11069 | 0 | 0 | 0 | 0 | 0 | 0 | 0 | 0 | 1.637
LV HH Metered | 0 | 0 | 0 | 0 | 0 | 0 | 0.13758 | 0.051832 | 0.11069 | 0 | 0 | 0 | 0 | 0 | 0 | 0.40695 | 0.76656 | 1.637
LV Sub HH Metered | 0 | 0 | 0 | 0 | 0 | 0 | 0.67642 | 0.050965 | 0 | 0 | 0 | 0 | 0 | 0 | 0 | 2.0008 | 0.75375 | 0
HV HH Metered | 0 | 0.21192 | 0 | 0.10364 | 0.062806 | 0.025434 | 0.23937 | 0 | 0 | 0 | 0.15671 | 0 | 0.11974 | 0.51603 | 0.20898 | 1.9668 | 0 | 0
NHH UMS category A | 0 | 0 | 0 | 0 | 0 | 0 | 0 | 0 | 0 | 0 | 0 | 0 | 0 | 0 | 0 | 0 | 0 | 0
NHH UMS category B | 0 | 0 | 0 | 0 | 0 | 0 | 0 | 0 | 0 | 0 | 0 | 0 | 0 | 0 | 0 | 0 | 0 | 0
NHH UMS category C | 0 | 0 | 0 | 0 | 0 | 0 | 0 | 0 | 0 | 0 | 0 | 0 | 0 | 0 | 0 | 0 | 0 | 0
NHH UMS category D | 0 | 0 | 0 | 0 | 0 | 0 | 0 | 0 | 0 | 0 | 0 | 0 | 0 | 0 | 0 | 0 | 0 | 0
LV UMS (Pseudo HH Metered) | 0 | 0 | 0 | 0 | 0 | 0 | 0 | 0 | 0 | 0 | 0 | 0 | 0 | 0 | 0 | 0 | 0 | 0
3003. Yardstick components p/kWh (taking account of standing charges)
Data sources:
x1 = 2602. Standing charges factors adapted to use 132kV/HV
x2 = 2902. Pay-as-you-go yardstick unit costs by charging level (p/kWh)
Calculation =(1-x1)*x2
| GSPs | Assets 132kV | Assets 132kV/EHV | Assets EHV | Assets EHV/HV | Assets 132kV/HV | Assets HV | Assets HV/LV | Assets LV circuits | Transmission exit | Operating 132kV | Operating 132kV/EHV | Operating EHV | Operating EHV/HV | Operating 132kV/HV | Operating HV | Operating HV/LV | Operating LV circuits
Domestic Unrestricted | 0 | 0.38161 | 0.036546 | 0.096141 | 0.020716 | 0.0076335 | 0.10817 | 0.0081499 | 0 | 0.2043 | 0.28219 | 0.027025 | 0.071093 | 0.061275 | 0.022579 | 0.31995 | 0.12053 | 0
Domestic Two Rate | 0 | 0.23126 | 0.022147 | 0.058263 | 0.012554 | 0.004626 | 0.065551 | 0.004939 | 0 | 0.12381 | 0.17101 | 0.016377 | 0.043083 | 0.037133 | 0.013683 | 0.19389 | 0.073044 | 0
Domestic Off Peak (related MPAN) | 0 | 0 | 0 | 0 | 0 | 0 | 0 | 0 | 0 | 0 | 0 | 0 | 0 | 0 | 0 | 0 | 0 | 0
Small Non Domestic Unrestricted | 0 | 0.21946 | 0.021017 | 0.05529 | 0.011913 | 0.0043899 | 0.062206 | 0.0046869 | 0 | 0.11749 | 0.16228 | 0.015542 | 0.040885 | 0.035239 | 0.012985 | 0.184 | 0.069317 | 0
Small Non Domestic Two Rate | 0 | 0.2259 | 0.021634 | 0.056912 | 0.012263 | 0.0045187 | 0.06403 | 0.0048244 | 0 | 0.12093 | 0.16704 | 0.015998 | 0.042084 | 0.036272 | 0.013366 | 0.18939 | 0.07135 | 0
Small Non Domestic Off Peak (related MPAN) | 0 | 0 | 0 | 0 | 0 | 0 | 0 | 0 | 0 | 0 | 0 | 0 | 0 | 0 | 0 | 0 | 0 | 0
LV Medium Non-Domestic | 0 | 0.2371 | 0.022707 | 0.059733 | 0.012871 | 0.0047427 | 0.067205 | 0.0050636 | 0 | 0.12693 | 0.17533 | 0.016791 | 0.044171 | 0.038071 | 0.014028 | 0.19878 | 0.074888 | 0
LV Sub Medium Non-Domestic | 0 | 0.23314 | 0.022327 | 0.058735 | 0.012656 | 0.0046635 | 0.066082 | 0 | 0 | 0.12481 | 0.1724 | 0.01651 | 0.043433 | 0.037434 | 0.013794 | 0.19546 | 0 | 0
HV Medium Non-Domestic | 0 | 0.19439 | 0.012675 | 0.026675 | 0 | 0 | 0 | 0 | 0 | 0.11071 | 0.14375 | 0.014645 | 0.030821 | 0 | 0 | 0 | 0 | 0
LV Network Domestic | 0 | 0.37623 | 0.03603 | 0.094784 | 0.020423 | 0.0075257 | 0.10664 | 0.0080349 | 0 | 0.20141 | 0.27821 | 0.026643 | 0.07009 | 0.06041 | 0.02226 | 0.31543 | 0.11883 | 0
LV Network Non-Domestic Non-CT | 0 | 0.22138 | 0.021201 | 0.055774 | 0.012018 | 0.0044283 | 0.06275 | 0.004728 | 0 | 0.11852 | 0.1637 | 0.015678 | 0.041243 | 0.035547 | 0.013098 | 0.18561 | 0.069924 | 0
LV HH Metered | 0 | 0.22611 | 0.021654 | 0.056965 | 0.012274 | 0.0045229 | 0.051272 | 0 | 0 | 0.12105 | 0.1672 | 0.016012 | 0.042124 | 0.036306 | 0.013378 | 0.15166 | 0 | 0
LV Sub HH Metered | 0 | 0.21317 | 0.020415 | 0.053705 | 0.011572 | 0.0042641 | 0 | 0 | 0 | 0.11412 | 0.15763 | 0.015096 | 0.039713 | 0.034228 | 0.012613 | 0 | 0 | 0
HV HH Metered | 0 | 0.17801 | 0.011607 | 0.024428 | 0 | 0 | 0 | 0 | 0 | 0.10138 | 0.13163 | 0.013411 | 0.028224 | 0 | 0 | 0 | 0 | 0
NHH UMS category A | 0 | 0.17953 | 0.017194 | 0.045231 | 0.009746 | 0.0035913 | 0.050889 | 0.0038342 | 0.0086451 | 0.096113 | 0.13276 | 0.012714 | 0.033447 | 0.028828 | 0.010622 | 0.15052 | 0.056706 | 0.12786
NHH UMS category B | 0 | 0.37117 | 0.035546 | 0.09351 | 0.020149 | 0.0074245 | 0.10521 | 0.0079269 | 0.017873 | 0.1987 | 0.27447 | 0.026285 | 0.069148 | 0.059598 | 0.021961 | 0.31119 | 0.11723 | 0.26433
NHH UMS category C | 0 | 0.51399 | 0.049223 | 0.12949 | 0.027902 | 0.010281 | 0.14569 | 0.010977 | 0.02475 | 0.27516 | 0.38008 | 0.036399 | 0.095754 | 0.08253 | 0.030411 | 0.43093 | 0.16234 | 0.36604
NHH UMS category D | 0 | 0 | 0 | 0 | 0 | 0 | 0 | 0 | 0 | 0 | 0 | 0 | 0 | 0 | 0 | 0 | 0 | 0
LV UMS (Pseudo HH Metered) | 0 | 0.37794 | 0.036195 | 0.095217 | 0.020517 | 0.0075601 | 0.10713 | 0.0080716 | 0.018199 | 0.20233 | 0.27948 | 0.026765 | 0.07041 | 0.060686 | 0.022362 | 0.31687 | 0.11937 | 0.26915
3004. Contributions to unit rate 1 p/kWh by network level (taking account of standing charges)
Data sources:
x1 = 2602. Standing charges factors adapted to use 132kV/HV
x2 = 2903. Contributions to pay-as-you-go unit rate 1 (p/kWh)
Calculation =(1-x1)*x2
| GSPs | Assets 132kV | Assets 132kV/EHV | Assets EHV | Assets EHV/HV | Assets 132kV/HV | Assets HV | Assets HV/LV | Assets LV circuits | Transmission exit | Operating 132kV | Operating 132kV/EHV | Operating EHV | Operating EHV/HV | Operating 132kV/HV | Operating HV | Operating HV/LV | Operating LV circuits
Domestic Unrestricted | 0 | 0.33351 | 0.03194 | 0.08513 | 0.018343 | 0.0066713 | 0.095779 | 0.0072165 | 0 | 0.18801 | 0.24662 | 0.023618 | 0.062951 | 0.054257 | 0.019733 | 0.2833 | 0.10673 | 0
Domestic Two Rate | 0 | 0.36907 | 0.035345 | 0.095238 | 0.020521 | 0.0073825 | 0.10715 | 0.0080734 | 0 | 0.21337 | 0.27291 | 0.026136 | 0.070425 | 0.060699 | 0.021837 | 0.31694 | 0.1194 | 0
Domestic Off Peak (related MPAN) | 0 | 0.059204 | 0.0056698 | 0.012246 | 0.0026387 | 0.0011843 | 0.013778 | 0.0010381 | 0 | 0.015568 | 0.043779 | 0.0041926 | 0.0090555 | 0.0078049 | 0.0035029 | 0.040753 | 0.015353 | 0
Small Non Domestic Unrestricted | 0 | 0.23258 | 0.022273 | 0.060386 | 0.013012 | 0.0046523 | 0.06794 | 0.005119 | 0 | 0.12881 | 0.17198 | 0.01647 | 0.044654 | 0.038487 | 0.013761 | 0.20096 | 0.075707 | 0
Small Non Domestic Two Rate | 0 | 0.30144 | 0.028868 | 0.078906 | 0.017002 | 0.0060298 | 0.088776 | 0.0066889 | 0 | 0.17348 | 0.22291 | 0.021347 | 0.058348 | 0.05029 | 0.017835 | 0.26259 | 0.098925 | 0
Small Non Domestic Off Peak (related MPAN) | 0 | 0.059205 | 0.0056699 | 0.012347 | 0.0026605 | 0.0011843 | 0.013892 | 0.0010467 | 0 | 0.01594 | 0.04378 | 0.0041927 | 0.0091303 | 0.0078694 | 0.003503 | 0.04109 | 0.01548 | 0
LV Medium Non-Domestic | 0 | 0.28808 | 0.027589 | 0.075508 | 0.01627 | 0.0057625 | 0.084953 | 0.0064009 | 0 | 0.16634 | 0.21303 | 0.020401 | 0.055836 | 0.048125 | 0.017045 | 0.25128 | 0.094665 | 0
LV Sub Medium Non-Domestic | 0 | 0.29357 | 0.028115 | 0.077151 | 0.016624 | 0.0058724 | 0.086802 | 0 | 0 | 0.16941 | 0.21709 | 0.02079 | 0.057051 | 0.049172 | 0.01737 | 0.25675 | 0 | 0
HV Medium Non-Domestic | 0 | 0.27863 | 0.018168 | 0.039936 | 0 | 0 | 0 | 0 | 0 | 0.17125 | 0.20604 | 0.020992 | 0.046143 | 0 | 0 | 0 | 0 | 0
LV Network Domestic | 0 | 1.9972 | 0.19127 | 0.50013 | 0.10776 | 0.03995 | 0.56269 | 0.042396 | 0 | 1.2228 | 1.4769 | 0.14144 | 0.36983 | 0.31875 | 0.11817 | 1.6644 | 0.62701 | 0
LV Network Non-Domestic Non-CT | 0 | 1.7808 | 0.17054 | 0.44587 | 0.096073 | 0.035621 | 0.50164 | 0.037797 | 0 | 1.0899 | 1.3168 | 0.12611 | 0.32971 | 0.28417 | 0.10536 | 1.4838 | 0.55899 | 0
LV HH Metered | 0 | 1.6128 | 0.15445 | 0.40383 | 0.087015 | 0.032261 | 0.36348 | 0 | 0 | 0.98723 | 1.1926 | 0.11421 | 0.29862 | 0.25738 | 0.095423 | 1.0751 | 0 | 0
LV Sub HH Metered | 0 | 1.543 | 0.14777 | 0.38636 | 0.083249 | 0.030865 | 0 | 0 | 0 | 0.94451 | 1.141 | 0.10927 | 0.2857 | 0.24624 | 0.091294 | 0 | 0 | 0
HV HH Metered | 0 | 1.3517 | 0.088135 | 0.18435 | 0 | 0 | 0 | 0 | 0 | 0.88022 | 0.99953 | 0.10183 | 0.213 | 0 | 0 | 0 | 0 | 0
NHH UMS category A | 0 | 0.18385 | 0.017607 | 0.046321 | 0.009981 | 0.0036777 | 0.052115 | 0.0039267 | 0.0088535 | 0.098411 | 0.13595 | 0.01302 | 0.034253 | 0.029523 | 0.010878 | 0.15415 | 0.058073 | 0.13094
NHH UMS category B | 0 | 0.2543 | 0.024354 | 0.05922 | 0.01276 | 0.0050869 | 0.066628 | 0.0050201 | 0.011319 | 0.12968 | 0.18805 | 0.018009 | 0.043791 | 0.037744 | 0.015046 | 0.19708 | 0.074244 | 0.1674
NHH UMS category C | 0 | 0.39774 | 0.038091 | 0.095217 | 0.020517 | 0.0079562 | 0.10713 | 0.0080716 | 0.018199 | 0.21691 | 0.29412 | 0.028167 | 0.07041 | 0.060686 | 0.023533 | 0.31687 | 0.11937 | 0.26915
NHH UMS category D | 0 | 0.11665 | 0.011172 | 0.033871 | 0.0072984 | 0.0023335 | 0.038108 | 0.0028713 | 0.0064739 | 0.068233 | 0.086262 | 0.0082611 | 0.025047 | 0.021588 | 0.0069021 | 0.11272 | 0.042464 | 0.095745
LV UMS (Pseudo HH Metered) | 0 | 4.5785 | 0.43847 | 1.0821 | 0.23317 | 0.091584 | 1.2175 | 0.091731 | 0.20683 | 2.6086 | 3.3856 | 0.32424 | 0.80018 | 0.68967 | 0.27089 | 3.6011 | 1.3566 | 3.0588
3005. Contributions to unit rate 2 p/kWh by network level (taking account of standing charges)
Data sources:
x1 = 2602. Standing charges factors adapted to use 132kV/HV
x2 = 2904. Contributions to pay-as-you-go unit rate 2 (p/kWh)
Calculation =(1-x1)*x2
| GSPs | Assets 132kV | Assets 132kV/EHV | Assets EHV | Assets EHV/HV | Assets 132kV/HV | Assets HV | Assets HV/LV | Assets LV circuits | Transmission exit | Operating 132kV | Operating 132kV/EHV | Operating EHV | Operating EHV/HV | Operating 132kV/HV | Operating HV | Operating HV/LV | Operating LV circuits
Domestic Two Rate | 0 | 0.067573 | 0.0064713 | 0.011619 | 0.0025037 | 0.0013517 | 0.013073 | 0.00098498 | 0 | 0.009687 | 0.049968 | 0.0047853 | 0.0085922 | 0.0074055 | 0.0039981 | 0.038668 | 0.014567 | 0
Small Non Domestic Two Rate | 0 | 0.066993 | 0.0064158 | 0.012148 | 0.0026176 | 0.0013401 | 0.013668 | 0.0010298 | 0 | 0.011755 | 0.049539 | 0.0047443 | 0.0089832 | 0.0077426 | 0.0039638 | 0.040428 | 0.01523 | 0
LV Medium Non-Domestic | 0 | 0.058263 | 0.0055797 | 0.0095877 | 0.0020659 | 0.0011654 | 0.010787 | 0.00081276 | 0 | 0.006876 | 0.043083 | 0.004126 | 0.0070898 | 0.0061107 | 0.0034472 | 0.031907 | 0.01202 | 0
LV Sub Medium Non-Domestic | 0 | 0.060054 | 0.0057513 | 0.0097108 | 0.0020924 | 0.0012013 | 0.010925 | 0 | 0 | 0.0064987 | 0.044408 | 0.0042529 | 0.0071808 | 0.0061891 | 0.0035532 | 0.032316 | 0 | 0
HV Medium Non-Domestic | 0 | 0.057001 | 0.0037167 | 0.0050204 | 0 | 0 | 0 | 0 | 0 | 0.0065621 | 0.042151 | 0.0042943 | 0.0058007 | 0 | 0 | 0 | 0 | 0
LV Network Domestic | 0 | 0.16426 | 0.015731 | 0.048911 | 0.010539 | 0.0032858 | 0.055029 | 0.0041462 | 0 | 0.09438 | 0.12147 | 0.011633 | 0.036168 | 0.031173 | 0.0097189 | 0.16277 | 0.06132 | 0
LV Network Non-Domestic Non-CT | 0 | 0.14646 | 0.014026 | 0.043605 | 0.0093956 | 0.0029297 | 0.049059 | 0.0036964 | 0 | 0.084126 | 0.1083 | 0.010372 | 0.032244 | 0.027791 | 0.0086657 | 0.14511 | 0.054667 | 0
LV HH Metered | 0 | 0.13265 | 0.012703 | 0.039493 | 0.0085097 | 0.0026533 | 0.035547 | 0 | 0 | 0.076199 | 0.098087 | 0.0093936 | 0.029204 | 0.025171 | 0.0078483 | 0.10514 | 0 | 0
LV Sub HH Metered | 0 | 0.12691 | 0.012154 | 0.037784 | 0.0081415 | 0.0025385 | 0 | 0 | 0 | 0.072902 | 0.093843 | 0.0089872 | 0.02794 | 0.024082 | 0.0075087 | 0 | 0 | 0
HV HH Metered | 0 | 0.11117 | 0.0072488 | 0.018029 | 0 | 0 | 0 | 0 | 0 | 0.06794 | 0.082208 | 0.0083754 | 0.020831 | 0 | 0 | 0 | 0 | 0
LV UMS (Pseudo HH Metered) | 0 | 0.12631 | 0.012096 | 0.039559 | 0.0085239 | 0.0025266 | 0.044507 | 0.0033534 | 0.007561 | 0.082011 | 0.093402 | 0.0089449 | 0.029253 | 0.025213 | 0.0074733 | 0.13165 | 0.049595 | 0.11182
3006. Contributions to unit rate 3 p/kWh by network level (taking account of standing charges)
Data sources:
x1 = 2602. Standing charges factors adapted to use 132kV/HV
x2 = 2905. Contributions to pay-as-you-go unit rate 3 (p/kWh)
Calculation =(1-x1)*x2
| GSPs | Assets 132kV | Assets 132kV/EHV | Assets EHV | Assets EHV/HV | Assets 132kV/HV | Assets HV | Assets HV/LV | Assets LV circuits | Transmission exit | Operating 132kV | Operating 132kV/EHV | Operating EHV | Operating EHV/HV | Operating 132kV/HV | Operating HV | Operating HV/LV | Operating LV circuits
LV Network Domestic | 0 | 0.066916 | 0.0064084 | 0.010821 | 0.0023317 | 0.0013385 | 0.012175 | 0.00091732 | 0 | 0.0072427 | 0.049482 | 0.0047388 | 0.008002 | 0.0068968 | 0.0039592 | 0.036012 | 0.013567 | 0
LV Network Non-Domestic Non-CT | 0 | 0.059664 | 0.0057139 | 0.0096472 | 0.0020787 | 0.0011935 | 0.010854 | 0.0008178 | 0 | 0.0064557 | 0.044119 | 0.0042252 | 0.0071338 | 0.0061486 | 0.0035301 | 0.032105 | 0.012095 | 0
LV HH Metered | 0 | 0.054036 | 0.0051749 | 0.0087376 | 0.0018827 | 0.0010809 | 0.0078645 | 0 | 0 | 0.0058475 | 0.039958 | 0.0038267 | 0.0064612 | 0.0055689 | 0.0031971 | 0.023262 | 0 | 0
LV Sub HH Metered | 0 | 0.051698 | 0.004951 | 0.0083595 | 0.0018013 | 0.0010341 | 0 | 0 | 0 | 0.0055944 | 0.038229 | 0.0036611 | 0.0061816 | 0.0053279 | 0.0030588 | 0 | 0 | 0
HV HH Metered | 0 | 0.045288 | 0.002953 | 0.0039888 | 0 | 0 | 0 | 0 | 0 | 0.0052136 | 0.033489 | 0.0034119 | 0.0046087 | 0 | 0 | 0 | 0 | 0
LV UMS (Pseudo HH Metered) | 0 | 0.048772 | 0.0046708 | 0.0078864 | 0.0016993 | 0.00097559 | 0.0088729 | 0.00066853 | 0.0015074 | 0.0052778 | 0.036065 | 0.0034539 | 0.0058317 | 0.0050263 | 0.0028857 | 0.026245 | 0.0098872 | 0.022293
3007. Exceeded capacity charge elements p/kVA/day
Data sources:
x1 = 2602. Standing charges factors adapted to use 132kV/HV
x2 = 2012. Loss adjustment factors between end user meter reading and each network level, scaled by network use
x3 = 3001. Costs based on aggregate maximum load (£/kW/year)
x4 = 1010. Power factor for all flows in the network model (in Financial and general assumptions)
x5 = 1010. Days in the charging year (in Financial and general assumptions)
Calculation =100*x1*x2*x3*x4/x5
| GSPs | Assets 132kV | Assets 132kV/EHV | Assets EHV | Assets EHV/HV | Assets 132kV/HV | Assets HV | Assets HV/LV | Assets LV circuits | Transmission exit | Operating 132kV | Operating 132kV/EHV | Operating EHV | Operating EHV/HV | Operating 132kV/HV | Operating HV | Operating HV/LV | Operating LV circuits
Domestic Unrestricted | 0 | 0 | 0 | 0 | 0 | 0 | 0 | 0 | 2.2137 | 0 | 0 | 0 | 0 | 0 | 0 | 0 | 0 | 1.637
Domestic Two Rate | 0 | 0 | 0 | 0 | 0 | 0 | 0 | 0 | 2.2137 | 0 | 0 | 0 | 0 | 0 | 0 | 0 | 0 | 1.637
Domestic Off Peak (related MPAN) | 0 | 0 | 0 | 0 | 0 | 0 | 0 | 0 | 2.2137 | 0 | 0 | 0 | 0 | 0 | 0 | 0 | 0 | 1.637
Small Non Domestic Unrestricted | 0 | 0 | 0 | 0 | 0 | 0 | 0 | 0 | 2.2137 | 0 | 0 | 0 | 0 | 0 | 0 | 0 | 0 | 1.637
Small Non Domestic Two Rate | 0 | 0 | 0 | 0 | 0 | 0 | 0 | 0 | 2.2137 | 0 | 0 | 0 | 0 | 0 | 0 | 0 | 0 | 1.637
Small Non Domestic Off Peak (related MPAN) | 0 | 0 | 0 | 0 | 0 | 0 | 0 | 0 | 2.2137 | 0 | 0 | 0 | 0 | 0 | 0 | 0 | 0 | 1.637
LV Medium Non-Domestic | 0 | 0 | 0 | 0 | 0 | 0 | 0 | 0 | 2.2137 | 0 | 0 | 0 | 0 | 0 | 0 | 0 | 0 | 1.637
LV Sub Medium Non-Domestic | 0 | 0 | 0 | 0 | 0 | 0 | 0 | 1.0193 | 0 | 0 | 0 | 0 | 0 | 0 | 0 | 0 | 0.75375 | 0
HV Medium Non-Domestic | 0 | 0.21192 | 0 | 0.16193 | 0.69785 | 0.2826 | 2.6597 | 0 | 0 | 0 | 0.15671 | 0 | 0.11974 | 0.51603 | 0.20898 | 1.9668 | 0 | 0
LV Network Domestic | 0 | 0 | 0 | 0 | 0 | 0 | 0 | 0 | 2.2137 | 0 | 0 | 0 | 0 | 0 | 0 | 0 | 0 | 1.637
LV Network Non-Domestic Non-CT | 0 | 0 | 0 | 0 | 0 | 0 | 0 | 0 | 2.2137 | 0 | 0 | 0 | 0 | 0 | 0 | 0 | 0 | 1.637
LV HH Metered | 0 | 0 | 0 | 0 | 0 | 0 | 0.55033 | 1.0366 | 2.2137 | 0 | 0 | 0 | 0 | 0 | 0 | 0.40695 | 0.76656 | 1.637
LV Sub HH Metered | 0 | 0 | 0 | 0 | 0 | 0 | 2.7057 | 1.0193 | 0 | 0 | 0 | 0 | 0 | 0 | 0 | 2.0008 | 0.75375 | 0
HV HH Metered | 0 | 0.21192 | 0 | 0.16193 | 0.69785 | 0.2826 | 2.6597 | 0 | 0 | 0 | 0.15671 | 0 | 0.11974 | 0.51603 | 0.20898 | 1.9668 | 0 | 0
NHH UMS category A | 0 | 0 | 0 | 0 | 0 | 0 | 0 | 0 | 0 | 0 | 0 | 0 | 0 | 0 | 0 | 0 | 0 | 0
NHH UMS category B | 0 | 0 | 0 | 0 | 0 | 0 | 0 | 0 | 0 | 0 | 0 | 0 | 0 | 0 | 0 | 0 | 0 | 0
NHH UMS category C | 0 | 0 | 0 | 0 | 0 | 0 | 0 | 0 | 0 | 0 | 0 | 0 | 0 | 0 | 0 | 0 | 0 | 0
NHH UMS category D | 0 | 0 | 0 | 0 | 0 | 0 | 0 | 0 | 0 | 0 | 0 | 0 | 0 | 0 | 0 | 0 | 0 | 0
LV UMS (Pseudo HH Metered) | 0 | 0 | 0 | 0 | 0 | 0 | 0 | 0 | 0 | 0 | 0 | 0 | 0 | 0 | 0 | 0 | 0 | 0

## AggCap
Standing charges as fixed charges for WPD South Wales in April 19 (no data version)
This sheet allocates standing charges to fixed charges for non half hourly settled demand users.
3101. Mapping of tariffs to tariff groups
| LV domestic and small non-domestic tariffs | LV medium non-domestic tariffs | LV substation aggregated tariffs | HV network aggregated tariffs
Domestic Unrestricted | 1 | 0 | 0 | 0
Domestic Two Rate | 1 | 0 | 0 | 0
Small Non Domestic Unrestricted | 1 | 0 | 0 | 0
Small Non Domestic Two Rate | 1 | 0 | 0 | 0
LV Medium Non-Domestic | 0 | 1 | 0 | 0
LV Sub Medium Non-Domestic | 0 | 0 | 1 | 0
HV Medium Non-Domestic | 0 | 0 | 0 | 1
LV Network Domestic | 1 | 0 | 0 | 0
LV Network Non-Domestic Non-CT | 1 | 0 | 0 | 0
3102. Capacity use for tariffs charged for capacity on an exit point basis
Data sources:
x1 = 2407. All units (MWh)
x2 = 1041. Load factor for each type of demand user (in Load profile data for demand users)
x3 = 1010. Days in the charging year (in Financial and general assumptions)
x4 = 2305. MPANs (in Equivalent volume for each end user)
Kind: | Calculation | Copy cells
Formula: | =x1/x2/(24*x3)*1000 | = x4
| Unit-based contributions to aggregate maximum load (kW) | MPANs
Domestic Unrestricted | 831919.644 | 1003436.2582
Domestic Two Rate | 115672.2345 | 50745.8101
Small Non Domestic Unrestricted | 215861.6432 | 64573.6466
Small Non Domestic Two Rate | 54761.5645 | 13332.4047
LV Medium Non-Domestic | 7290.4892 | 782.0146
LV Sub Medium Non-Domestic | 0.05952 | 0.001985
HV Medium Non-Domestic | 22.9475 | 3.2383
LV Network Domestic | 5.8985 | 6.633
LV Network Non-Domestic Non-CT | 39235.9029 | 2104.1269
3103. Aggregate capacity (kW)
Data sources:
x1 = 3101. Mapping of tariffs to tariff groups
x2 = 3102. Unit-based contributions to aggregate maximum load (kW) (in Capacity use for tariffs charged for capacity on an exit point basis)
Sum-product calculation =SUMPRODUCT(x1, x2)
| LV domestic and small non-domestic tariffs | LV medium non-domestic tariffs | LV substation aggregated tariffs | HV network aggregated tariffs
Aggregate capacity (kW) | 1257456.8876 | 7290.4892 | 0.05952 | 22.9475
3104. Aggregate number of users charged for capacity on an exit point basis
Data sources:
x1 = 3101. Mapping of tariffs to tariff groups
x2 = 3102. MPANs (in Equivalent volume for each end user) (in Capacity use for tariffs charged for capacity on an exit point basis)
Sum-product calculation =SUMPRODUCT(x1, x2)
| LV domestic and small non-domestic tariffs | LV medium non-domestic tariffs | LV substation aggregated tariffs | HV network aggregated tariffs
Aggregate number of users charged for capacity on an exit point basis | 1134198.8795 | 782.0146 | 0.001985 | 3.2383
3105. Average maximum kVA by exit point
Data sources:
x1 = 3104. Aggregate number of users charged for capacity on an exit point basis
x2 = 3103. Aggregate capacity (kW)
x3 = 1010. Power factor for all flows in the network model (in Financial and general assumptions)
Calculation =IF(x1,x2/x1/x3,0)
| LV domestic and small non-domestic tariffs | LV medium non-domestic tariffs | LV substation aggregated tariffs | HV network aggregated tariffs
Average maximum kVA by exit point | 1.167 | 9.8134 | 31.5624 | 7.4593
3106. Deemed average maximum kVA for each tariff
Data sources:
x1 = 3101. Mapping of tariffs to tariff groups
x2 = 3105. Average maximum kVA by exit point
Sum-product calculation =SUMPRODUCT(x1, x2)
Deemed average maximum kVA for each tariff
Domestic Unrestricted | 1.167
Domestic Two Rate | 1.167
Small Non Domestic Unrestricted | 1.167
Small Non Domestic Two Rate | 1.167
LV Medium Non-Domestic | 9.8134
LV Sub Medium Non-Domestic | 31.5624
HV Medium Non-Domestic | 7.4593
LV Network Domestic | 1.167
LV Network Non-Domestic Non-CT | 1.167
3107. Capacity-driven fixed charge elements from standing charges factors p/MPAN/day
Data sources:
x1 = 3002. Capacity elements p/kVA/day
x2 = 3106. Deemed average maximum kVA for each tariff
Calculation =x1*x2
| GSPs | Assets 132kV | Assets 132kV/EHV | Assets EHV | Assets EHV/HV | Assets 132kV/HV | Assets HV | Assets HV/LV | Assets LV circuits | Transmission exit | Operating 132kV | Operating 132kV/EHV | Operating EHV | Operating EHV/HV | Operating 132kV/HV | Operating HV | Operating HV/LV | Operating LV circuits
Domestic Unrestricted | 0 | 0 | 0 | 0 | 0 | 0 | 0 | 0 | 0.12917 | 0 | 0 | 0 | 0 | 0 | 0 | 0 | 0 | 1.9104
Domestic Two Rate | 0 | 0 | 0 | 0 | 0 | 0 | 0 | 0 | 0.12917 | 0 | 0 | 0 | 0 | 0 | 0 | 0 | 0 | 1.9104
Small Non Domestic Unrestricted | 0 | 0 | 0 | 0 | 0 | 0 | 0 | 0 | 0.12917 | 0 | 0 | 0 | 0 | 0 | 0 | 0 | 0 | 1.9104
Small Non Domestic Two Rate | 0 | 0 | 0 | 0 | 0 | 0 | 0 | 0 | 0.12917 | 0 | 0 | 0 | 0 | 0 | 0 | 0 | 0 | 1.9104
LV Medium Non-Domestic | 0 | 0 | 0 | 0 | 0 | 0 | 0 | 0 | 1.0862 | 0 | 0 | 0 | 0 | 0 | 0 | 0 | 0 | 16.0643
LV Sub Medium Non-Domestic | 0 | 0 | 0 | 0 | 0 | 0 | 0 | 1.6086 | 0 | 0 | 0 | 0 | 0 | 0 | 0 | 0 | 23.7901 | 0
HV Medium Non-Domestic | 0 | 1.5808 | 0 | 0.77306 | 0.46849 | 0.18972 | 1.7856 | 0 | 0 | 0 | 1.1689 | 0 | 0.89321 | 3.8493 | 1.5588 | 14.6707 | 0 | 0
LV Network Domestic | 0 | 0 | 0 | 0 | 0 | 0 | 0 | 0 | 0.12917 | 0 | 0 | 0 | 0 | 0 | 0 | 0 | 0 | 1.9104
LV Network Non-Domestic Non-CT | 0 | 0 | 0 | 0 | 0 | 0 | 0 | 0 | 0.12917 | 0 | 0 | 0 | 0 | 0 | 0 | 0 | 0 | 1.9104

## Reactive
Reactive power unit charges for WPD South Wales in April 19 (no data version)
3201. Network use factors for generator reactive unit charges
These factors differ from the network use factors for active power charges/credits in the case of generators, who do not qualify
for active power credits at the voltage of connection but are charged reactive unit charges for costs caused at that voltage.
| GSPs | 132kV | 132kV/EHV | EHV | EHV/HV | 132kV/HV | HV | HV/LV | LV circuits
LV Generation Intermittent | 1 | 1 | 1 | 1 | 1 | 1 | 1 | 1 | 1
LV Generation Non-Intermittent | 1 | 1 | 1 | 1 | 1 | 1 | 1 | 1 | 1
LV Sub Generation Intermittent | 1 | 1 | 1 | 1 | 1 | 1 | 1 | 1 | 0
LV Sub Generation Non-Intermittent | 1 | 1 | 1 | 1 | 1 | 1 | 1 | 1 | 0
HV Generation Intermittent | 1 | 1 | 1 | 1 | 1 | 1 | 1 | 0 | 0
HV Generation Non-Intermittent | 1 | 1 | 1 | 1 | 1 | 1 | 1 | 0 | 0
3202. Standard components p/kWh for reactive power (absolute value)
Data sources:
x1 = 3003. Yardstick components p/kWh (taking account of standing charges)
Calculation =ABS(x1)
| GSPs | Assets 132kV | Assets 132kV/EHV | Assets EHV | Assets EHV/HV | Assets 132kV/HV | Assets HV | Assets HV/LV | Assets LV circuits | Transmission exit | Operating 132kV | Operating 132kV/EHV | Operating EHV | Operating EHV/HV | Operating 132kV/HV | Operating HV | Operating HV/LV | Operating LV circuits
LV HH Metered | 0 | 0.22611 | 0.021654 | 0.056965 | 0.012274 | 0.0045229 | 0.051272 | 0 | 0 | 0.12105 | 0.1672 | 0.016012 | 0.042124 | 0.036306 | 0.013378 | 0.15166 | 0 | 0
LV Sub HH Metered | 0 | 0.21317 | 0.020415 | 0.053705 | 0.011572 | 0.0042641 | 0 | 0 | 0 | 0.11412 | 0.15763 | 0.015096 | 0.039713 | 0.034228 | 0.012613 | 0 | 0 | 0
HV HH Metered | 0 | 0.17801 | 0.011607 | 0.024428 | 0 | 0 | 0 | 0 | 0 | 0.10138 | 0.13163 | 0.013411 | 0.028224 | 0 | 0 | 0 | 0 | 0
3203. Standard reactive p/kVArh
Data sources:
x1 = 3202. Standard components p/kWh for reactive power (absolute value)
x2 = 1092. Average kVAr by kVA, by network level
x3 = 1010. Power factor for all flows in the network model (in Financial and general assumptions)
Calculation =x1*x2*x3
| GSPs | Assets 132kV | Assets 132kV/EHV | Assets EHV | Assets EHV/HV | Assets 132kV/HV | Assets HV | Assets HV/LV | Assets LV circuits | Transmission exit | Operating 132kV | Operating 132kV/EHV | Operating EHV | Operating EHV/HV | Operating 132kV/HV | Operating HV | Operating HV/LV | Operating LV circuits
LV HH Metered | 0 | 0.055803 | 0.0053442 | 0.014059 | 0.0030293 | 0.0011162 | 0.012654 | 0 | 0 | 0.029874 | 0.041265 | 0.0039519 | 0.010396 | 0.0089603 | 0.0033017 | 0.037429 | 0 | 0
LV Sub HH Metered | 0 | 0.05261 | 0.0050384 | 0.013254 | 0.002856 | 0.0010524 | 0 | 0 | 0 | 0.028165 | 0.038904 | 0.0037257 | 0.0098012 | 0.0084475 | 0.0031128 | 0 | 0 | 0
HV HH Metered | 0 | 0.043933 | 0.0028646 | 0.0060287 | 0 | 0 | 0 | 0 | 0 | 0.025021 | 0.032487 | 0.0033098 | 0.0069657 | 0 | 0 | 0 | 0 | 0
3204. Absolute value of load coefficient (kW peak / average kW)
Data sources:
x1 = 2302. Load coefficient
Calculation =ABS(x1)
Absolute load coefficient
LV Generation Intermittent | 1
LV Generation Non-Intermittent | 1
LV Sub Generation Intermittent | 1
LV Sub Generation Non-Intermittent | 1
HV Generation Intermittent | 1
HV Generation Non-Intermittent | 1
3205. Pay-as-you-go components p/kWh for reactive power (absolute value)
Data sources:
x1 = 2901. Unit cost at each level, £/kW/year (relative to system simultaneous maximum load)
x2 = 3204. Absolute value of load coefficient (kW peak / average kW)
x3 = 2001. Loss adjustment factor to transmission (in Loss adjustment factors to transmission)
x4 = 2004. Loss adjustment factor to transmission for each network level
x5 = 2804. Proportion of annual charge covered by contributions (for all charging levels)
x6 = 3201. Network use factors for generator reactive unit charges
x7 = 1010. Days in the charging year (in Financial and general assumptions)
Calculation =x1*x2*x3/x4*(1-x5)*x6/(24*x7)*100
| GSPs | Assets 132kV | Assets 132kV/EHV | Assets EHV | Assets EHV/HV | Assets 132kV/HV | Assets HV | Assets HV/LV | Assets LV circuits | Transmission exit | Operating 132kV | Operating 132kV/EHV | Operating EHV | Operating EHV/HV | Operating 132kV/HV | Operating HV | Operating HV/LV | Operating LV circuits
LV Generation Intermittent | 0 | 0.17953 | 0.024562 | 0.064615 | 0.013923 | 0.011971 | 0.050889 | 0.0038342 | 0.0086451 | 0.096113 | 0.13276 | 0.018163 | 0.047781 | 0.041182 | 0.035408 | 0.15052 | 0.056706 | 0.12786
LV Generation Non-Intermittent | 0 | 0.17953 | 0.024562 | 0.064615 | 0.013923 | 0.011971 | 0.050889 | 0.0038342 | 0.0086451 | 0.096113 | 0.13276 | 0.018163 | 0.047781 | 0.041182 | 0.035408 | 0.15052 | 0.056706 | 0.12786
LV Sub Generation Intermittent | 0 | 0.17653 | 0.024152 | 0.063536 | 0.01369 | 0.011771 | 0.050038 | 0.0037702 | 0 | 0.094507 | 0.13054 | 0.017859 | 0.046983 | 0.040494 | 0.034817 | 0.14801 | 0.055758 | 0
LV Sub Generation Non-Intermittent | 0 | 0.17653 | 0.024152 | 0.063536 | 0.01369 | 0.011771 | 0.050038 | 0.0037702 | 0 | 0.094507 | 0.13054 | 0.017859 | 0.046983 | 0.040494 | 0.034817 | 0.14801 | 0.055758 | 0
HV Generation Intermittent | 0 | 0.17353 | 0.015194 | 0.039972 | 0.0048447 | 0.0041655 | 0.017708 | 0 | 0 | 0.0929 | 0.12832 | 0.017556 | 0.046184 | 0.039806 | 0.034225 | 0.14549 | 0 | 0
HV Generation Non-Intermittent | 0 | 0.17353 | 0.015194 | 0.039972 | 0.0048447 | 0.0041655 | 0.017708 | 0 | 0 | 0.0929 | 0.12832 | 0.017556 | 0.046184 | 0.039806 | 0.034225 | 0.14549 | 0 | 0
3206. Pay-as-you-go reactive p/kVArh
Data sources:
x1 = 3205. Pay-as-you-go components p/kWh for reactive power (absolute value)
x2 = 1092. Average kVAr by kVA, by network level
x3 = 1010. Power factor for all flows in the network model (in Financial and general assumptions)
Calculation =x1*x2*x3
| GSPs | Assets 132kV | Assets 132kV/EHV | Assets EHV | Assets EHV/HV | Assets 132kV/HV | Assets HV | Assets HV/LV | Assets LV circuits | Transmission exit | Operating 132kV | Operating 132kV/EHV | Operating EHV | Operating EHV/HV | Operating 132kV/HV | Operating HV | Operating HV/LV | Operating LV circuits
LV Generation Intermittent | 0 | 0.044309 | 0.006062 | 0.015947 | 0.0034362 | 0.0029544 | 0.012559 | 0.00094629 | 0.0021336 | 0.023721 | 0.032765 | 0.0044826 | 0.011792 | 0.010164 | 0.0087387 | 0.037149 | 0.013995 | 0.031555
LV Generation Non-Intermittent | 0 | 0.044309 | 0.006062 | 0.015947 | 0.0034362 | 0.0029544 | 0.012559 | 0.00094629 | 0.0021336 | 0.023721 | 0.032765 | 0.0044826 | 0.011792 | 0.010164 | 0.0087387 | 0.037149 | 0.013995 | 0.031555
LV Sub Generation Intermittent | 0 | 0.043568 | 0.0059606 | 0.01568 | 0.0033787 | 0.002905 | 0.012349 | 0.00093047 | 0 | 0.023324 | 0.032217 | 0.0044077 | 0.011595 | 0.0099938 | 0.0085927 | 0.036528 | 0.013761 | 0
LV Sub Generation Non-Intermittent | 0 | 0.043568 | 0.0059606 | 0.01568 | 0.0033787 | 0.002905 | 0.012349 | 0.00093047 | 0 | 0.023324 | 0.032217 | 0.0044077 | 0.011595 | 0.0099938 | 0.0085927 | 0.036528 | 0.013761 | 0
HV Generation Intermittent | 0 | 0.042828 | 0.00375 | 0.0098649 | 0.0011957 | 0.001028 | 0.0043702 | 0 | 0 | 0.022928 | 0.03167 | 0.0043328 | 0.011398 | 0.009824 | 0.0084466 | 0.035907 | 0 | 0
HV Generation Non-Intermittent | 0 | 0.042828 | 0.00375 | 0.0098649 | 0.0011957 | 0.001028 | 0.0043702 | 0 | 0 | 0.022928 | 0.03167 | 0.0043328 | 0.011398 | 0.009824 | 0.0084466 | 0.035907 | 0 | 0

## Aggreg
Aggregation for WPD South Wales in April 19 (no data version)
This sheet aggregates elements of tariffs excluding revenue matching and final adjustments and rounding.
3301. Unit rate 1 p/kWh (elements)
Data sources:
x1 = 3004. Unit rate 1 total p/kWh (taking account of standing charges) — for Tariffs with Unit rate 1 p/kWh from Standard 1 kWh
x2 = 2903. Pay-as-you-go unit rate 1 (p/kWh) — for Tariffs with Unit rate 1 p/kWh from PAYG 1 kWh
x3 = 2903. Pay-as-you-go unit rate 1 (p/kWh) — for Tariffs with Unit rate 1 p/kWh from PAYG 1 kWh & customer
x4 = 2902. Pay-as-you-go yardstick unit rate (p/kWh) — for Tariffs with Unit rate 1 p/kWh from PAYG yardstick kWh
x5 = 2203. LV unmetered service model asset charge (p/kWh) — for Tariffs with Unit rate 1 p/kWh from PAYG 1 kWh & customer
x6 = 2712. Operating expenditure for unmetered customer assets (p/kWh) — for Tariffs with Unit rate 1 p/kWh from PAYG 1 kWh & customer
Combine tables = x1 or x2 or x3 or x4 or x5 or x6
| GSPs | Assets 132kV | Assets 132kV/EHV | Assets EHV | Assets EHV/HV | Assets 132kV/HV | Assets HV | Assets HV/LV | Assets LV circuits | Assets LV customer | Assets HV customer | Transmission exit | Operating 132kV | Operating 132kV/EHV | Operating EHV | Operating EHV/HV | Operating 132kV/HV | Operating HV | Operating HV/LV | Operating LV circuits | Operating LV customer | Operating HV customer
Domestic Unrestricted | 0 | 0.33351 | 0.03194 | 0.08513 | 0.018343 | 0.0066713 | 0.095779 | 0.0072165 | 0 |  |  | 0.18801 | 0.24662 | 0.023618 | 0.062951 | 0.054257 | 0.019733 | 0.2833 | 0.10673 | 0
Domestic Two Rate | 0 | 0.36907 | 0.035345 | 0.095238 | 0.020521 | 0.0073825 | 0.10715 | 0.0080734 | 0 |  |  | 0.21337 | 0.27291 | 0.026136 | 0.070425 | 0.060699 | 0.021837 | 0.31694 | 0.1194 | 0
Domestic Off Peak (related MPAN) | 0 | 0.059204 | 0.0056698 | 0.012246 | 0.0026387 | 0.0011843 | 0.013778 | 0.0010381 | 0 |  |  | 0.015568 | 0.043779 | 0.0041926 | 0.0090555 | 0.0078049 | 0.0035029 | 0.040753 | 0.015353 | 0
Small Non Domestic Unrestricted | 0 | 0.23258 | 0.022273 | 0.060386 | 0.013012 | 0.0046523 | 0.06794 | 0.005119 | 0 |  |  | 0.12881 | 0.17198 | 0.01647 | 0.044654 | 0.038487 | 0.013761 | 0.20096 | 0.075707 | 0
Small Non Domestic Two Rate | 0 | 0.30144 | 0.028868 | 0.078906 | 0.017002 | 0.0060298 | 0.088776 | 0.0066889 | 0 |  |  | 0.17348 | 0.22291 | 0.021347 | 0.058348 | 0.05029 | 0.017835 | 0.26259 | 0.098925 | 0
Small Non Domestic Off Peak (related MPAN) | 0 | 0.059205 | 0.0056699 | 0.012347 | 0.0026605 | 0.0011843 | 0.013892 | 0.0010467 | 0 |  |  | 0.01594 | 0.04378 | 0.0041927 | 0.0091303 | 0.0078694 | 0.003503 | 0.04109 | 0.01548 | 0
LV Medium Non-Domestic | 0 | 0.28808 | 0.027589 | 0.075508 | 0.01627 | 0.0057625 | 0.084953 | 0.0064009 | 0 |  |  | 0.16634 | 0.21303 | 0.020401 | 0.055836 | 0.048125 | 0.017045 | 0.25128 | 0.094665 | 0
LV Sub Medium Non-Domestic | 0 | 0.29357 | 0.028115 | 0.077151 | 0.016624 | 0.0058724 | 0.086802 | 0 | 0 |  |  | 0.16941 | 0.21709 | 0.02079 | 0.057051 | 0.049172 | 0.01737 | 0.25675 | 0 | 0
HV Medium Non-Domestic | 0 | 0.27863 | 0.018168 | 0.039936 | 0 | 0 | 0 | 0 | 0 |  |  | 0.17125 | 0.20604 | 0.020992 | 0.046143 | 0 | 0 | 0 | 0 | 0
LV Network Domestic | 0 | 1.9972 | 0.19127 | 0.50013 | 0.10776 | 0.03995 | 0.56269 | 0.042396 | 0 |  |  | 1.2228 | 1.4769 | 0.14144 | 0.36983 | 0.31875 | 0.11817 | 1.6644 | 0.62701 | 0
LV Network Non-Domestic Non-CT | 0 | 1.7808 | 0.17054 | 0.44587 | 0.096073 | 0.035621 | 0.50164 | 0.037797 | 0 |  |  | 1.0899 | 1.3168 | 0.12611 | 0.32971 | 0.28417 | 0.10536 | 1.4838 | 0.55899 | 0
LV HH Metered | 0 | 1.6128 | 0.15445 | 0.40383 | 0.087015 | 0.032261 | 0.36348 | 0 | 0 |  |  | 0.98723 | 1.1926 | 0.11421 | 0.29862 | 0.25738 | 0.095423 | 1.0751 | 0 | 0
LV Sub HH Metered | 0 | 1.543 | 0.14777 | 0.38636 | 0.083249 | 0.030865 | 0 | 0 | 0 |  |  | 0.94451 | 1.141 | 0.10927 | 0.2857 | 0.24624 | 0.091294 | 0 | 0 | 0
HV HH Metered | 0 | 1.3517 | 0.088135 | 0.18435 | 0 | 0 | 0 | 0 | 0 |  |  | 0.88022 | 0.99953 | 0.10183 | 0.213 | 0 | 0 | 0 | 0 | 0
NHH UMS category A | 0 | 0.18385 | 0.017607 | 0.046321 | 0.009981 | 0.0036777 | 0.052115 | 0.0039267 | 0.0088535 |  |  | 0.098411 | 0.13595 | 0.01302 | 0.034253 | 0.029523 | 0.010878 | 0.15415 | 0.058073 | 0.13094 | 0.96973
NHH UMS category B | 0 | 0.2543 | 0.024354 | 0.05922 | 0.01276 | 0.0050869 | 0.066628 | 0.0050201 | 0.011319 |  |  | 0.12968 | 0.18805 | 0.018009 | 0.043791 | 0.037744 | 0.015046 | 0.19708 | 0.074244 | 0.1674 | 0.96973
NHH UMS category C | 0 | 0.39774 | 0.038091 | 0.095217 | 0.020517 | 0.0079562 | 0.10713 | 0.0080716 | 0.018199 |  |  | 0.21691 | 0.29412 | 0.028167 | 0.07041 | 0.060686 | 0.023533 | 0.31687 | 0.11937 | 0.26915 | 0.96973
NHH UMS category D | 0 | 0.11665 | 0.011172 | 0.033871 | 0.0072984 | 0.0023335 | 0.038108 | 0.0028713 | 0.0064739 |  |  | 0.068233 | 0.086262 | 0.0082611 | 0.025047 | 0.021588 | 0.0069021 | 0.11272 | 0.042464 | 0.095745 | 0.96973
LV UMS (Pseudo HH Metered) | 0 | 4.5785 | 0.43847 | 1.0821 | 0.23317 | 0.091584 | 1.2175 | 0.091731 | 0.20683 |  |  | 2.6086 | 3.3856 | 0.32424 | 0.80018 | 0.68967 | 0.27089 | 3.6011 | 1.3566 | 3.0588 | 0.96973
LV Generation NHH or Aggregate HH | 0 | -0.17953 | -0.017194 | -0.045231 | -0.009746 | -0.0035913 | -0.050889 | -0.0038342 | 0 |  |  | -0.096113 | -0.13276 | -0.012714 | -0.033447 | -0.028828 | -0.010622 | -0.15052 | -0.056706 | 0
LV Sub Generation NHH | 0 | -0.17653 | -0.016906 | -0.044475 | -0.0095831 | -0.0035312 | -0.050038 | 0 | 0 |  |  | -0.094507 | -0.13054 | -0.012502 | -0.032888 | -0.028346 | -0.010445 | -0.14801 | 0 | 0
LV Generation Intermittent | 0 | -0.17953 | -0.017194 | -0.045231 | -0.009746 | -0.0035913 | -0.050889 | -0.0038342 | 0 |  |  | -0.096113 | -0.13276 | -0.012714 | -0.033447 | -0.028828 | -0.010622 | -0.15052 | -0.056706 | 0
LV Generation Intermittent no RP charge | 0 | -0.17953 | -0.017194 | -0.045231 | -0.009746 | -0.0035913 | -0.050889 | -0.0038342 | 0 |  |  | -0.096113 | -0.13276 | -0.012714 | -0.033447 | -0.028828 | -0.010622 | -0.15052 | -0.056706 | 0
LV Generation Non-Intermittent | 0 | -1.4194 | -0.13594 | -0.35542 | -0.076583 | -0.028393 | -0.39988 | -0.030129 | 0 |  |  | -0.86888 | -1.0496 | -0.10052 | -0.26282 | -0.22652 | -0.083984 | -1.1828 | -0.44559 | 0
LV Generation Non-Intermittent no RP charge | 0 | -1.4194 | -0.13594 | -0.35542 | -0.076583 | -0.028393 | -0.39988 | -0.030129 | 0 |  |  | -0.86888 | -1.0496 | -0.10052 | -0.26282 | -0.22652 | -0.083984 | -1.1828 | -0.44559 | 0
LV Sub Generation Intermittent | 0 | -0.17653 | -0.016906 | -0.044475 | -0.0095831 | -0.0035312 | -0.050038 | 0 | 0 |  |  | -0.094507 | -0.13054 | -0.012502 | -0.032888 | -0.028346 | -0.010445 | -0.14801 | 0 | 0
LV Sub Generation Intermittent no RP charge | 0 | -0.17653 | -0.016906 | -0.044475 | -0.0095831 | -0.0035312 | -0.050038 | 0 | 0 |  |  | -0.094507 | -0.13054 | -0.012502 | -0.032888 | -0.028346 | -0.010445 | -0.14801 | 0 | 0
LV Sub Generation Non-Intermittent | 0 | -1.3957 | -0.13367 | -0.34948 | -0.075303 | -0.027919 | -0.39319 | 0 | 0 |  |  | -0.85436 | -1.0321 | -0.098841 | -0.25843 | -0.22274 | -0.08258 | -1.163 | 0 | 0
LV Sub Generation Non-Intermittent no RP charge | 0 | -1.3957 | -0.13367 | -0.34948 | -0.075303 | -0.027919 | -0.39319 | 0 | 0 |  |  | -0.85436 | -1.0321 | -0.098841 | -0.25843 | -0.22274 | -0.08258 | -1.163 | 0 | 0
HV Generation Intermittent | 0 | -0.17353 | -0.010636 | -0.02798 | -0.0033913 | -0.0012496 | 0 | 0 | 0 |  |  | -0.0929 | -0.12832 | -0.012289 | -0.032329 | -0.027864 | -0.010267 | 0 | 0 | 0
HV Generation Intermittent no RP charge | 0 | -0.17353 | -0.010636 | -0.02798 | -0.0033913 | -0.0012496 | 0 | 0 | 0 |  |  | -0.0929 | -0.12832 | -0.012289 | -0.032329 | -0.027864 | -0.010267 | 0 | 0 | 0
HV Generation Non-Intermittent | 0 | -1.372 | -0.084092 | -0.21986 | -0.026648 | -0.00988 | 0 | 0 | 0 |  |  | -0.83983 | -1.0145 | -0.097161 | -0.25404 | -0.21895 | -0.081177 | 0 | 0 | 0
HV Generation Non-Intermittent no RP charge | 0 | -1.372 | -0.084092 | -0.21986 | -0.026648 | -0.00988 | 0 | 0 | 0 |  |  | -0.83983 | -1.0145 | -0.097161 | -0.25404 | -0.21895 | -0.081177 | 0 | 0 | 0
3302. Unit rate 2 p/kWh (elements)
Data sources:
x1 = 3005. Unit rate 2 total p/kWh (taking account of standing charges) — for Tariffs with Unit rate 2 p/kWh from Standard 2 kWh
x2 = 2904. Pay-as-you-go unit rate 2 (p/kWh) — for Tariffs with Unit rate 2 p/kWh from PAYG 2 kWh
x3 = 2904. Pay-as-you-go unit rate 2 (p/kWh) — for Tariffs with Unit rate 2 p/kWh from PAYG 2 kWh & customer
x4 = 2203. LV unmetered service model asset charge (p/kWh) — for Tariffs with Unit rate 2 p/kWh from PAYG 2 kWh & customer
x5 = 2712. Operating expenditure for unmetered customer assets (p/kWh) — for Tariffs with Unit rate 2 p/kWh from PAYG 2 kWh & customer
Combine tables = x1 or x2 or x3 or x4 or x5
| GSPs | Assets 132kV | Assets 132kV/EHV | Assets EHV | Assets EHV/HV | Assets 132kV/HV | Assets HV | Assets HV/LV | Assets LV circuits | Assets LV customer | Assets HV customer | Transmission exit | Operating 132kV | Operating 132kV/EHV | Operating EHV | Operating EHV/HV | Operating 132kV/HV | Operating HV | Operating HV/LV | Operating LV circuits | Operating LV customer | Operating HV customer
Domestic Unrestricted
Domestic Two Rate | 0 | 0.067573 | 0.0064713 | 0.011619 | 0.0025037 | 0.0013517 | 0.013073 | 0.00098498 | 0 |  |  | 0.009687 | 0.049968 | 0.0047853 | 0.0085922 | 0.0074055 | 0.0039981 | 0.038668 | 0.014567 | 0
Domestic Off Peak (related MPAN)
Small Non Domestic Unrestricted
Small Non Domestic Two Rate | 0 | 0.066993 | 0.0064158 | 0.012148 | 0.0026176 | 0.0013401 | 0.013668 | 0.0010298 | 0 |  |  | 0.011755 | 0.049539 | 0.0047443 | 0.0089832 | 0.0077426 | 0.0039638 | 0.040428 | 0.01523 | 0
Small Non Domestic Off Peak (related MPAN)
LV Medium Non-Domestic | 0 | 0.058263 | 0.0055797 | 0.0095877 | 0.0020659 | 0.0011654 | 0.010787 | 0.00081276 | 0 |  |  | 0.006876 | 0.043083 | 0.004126 | 0.0070898 | 0.0061107 | 0.0034472 | 0.031907 | 0.01202 | 0
LV Sub Medium Non-Domestic | 0 | 0.060054 | 0.0057513 | 0.0097108 | 0.0020924 | 0.0012013 | 0.010925 | 0 | 0 |  |  | 0.0064987 | 0.044408 | 0.0042529 | 0.0071808 | 0.0061891 | 0.0035532 | 0.032316 | 0 | 0
HV Medium Non-Domestic | 0 | 0.057001 | 0.0037167 | 0.0050204 | 0 | 0 | 0 | 0 | 0 |  |  | 0.0065621 | 0.042151 | 0.0042943 | 0.0058007 | 0 | 0 | 0 | 0 | 0
LV Network Domestic | 0 | 0.16426 | 0.015731 | 0.048911 | 0.010539 | 0.0032858 | 0.055029 | 0.0041462 | 0 |  |  | 0.09438 | 0.12147 | 0.011633 | 0.036168 | 0.031173 | 0.0097189 | 0.16277 | 0.06132 | 0
LV Network Non-Domestic Non-CT | 0 | 0.14646 | 0.014026 | 0.043605 | 0.0093956 | 0.0029297 | 0.049059 | 0.0036964 | 0 |  |  | 0.084126 | 0.1083 | 0.010372 | 0.032244 | 0.027791 | 0.0086657 | 0.14511 | 0.054667 | 0
LV HH Metered | 0 | 0.13265 | 0.012703 | 0.039493 | 0.0085097 | 0.0026533 | 0.035547 | 0 | 0 |  |  | 0.076199 | 0.098087 | 0.0093936 | 0.029204 | 0.025171 | 0.0078483 | 0.10514 | 0 | 0
LV Sub HH Metered | 0 | 0.12691 | 0.012154 | 0.037784 | 0.0081415 | 0.0025385 | 0 | 0 | 0 |  |  | 0.072902 | 0.093843 | 0.0089872 | 0.02794 | 0.024082 | 0.0075087 | 0 | 0 | 0
HV HH Metered | 0 | 0.11117 | 0.0072488 | 0.018029 | 0 | 0 | 0 | 0 | 0 |  |  | 0.06794 | 0.082208 | 0.0083754 | 0.020831 | 0 | 0 | 0 | 0 | 0
NHH UMS category A
NHH UMS category B
NHH UMS category C
NHH UMS category D
LV UMS (Pseudo HH Metered) | 0 | 0.12631 | 0.012096 | 0.039559 | 0.0085239 | 0.0025266 | 0.044507 | 0.0033534 | 0.007561 |  |  | 0.082011 | 0.093402 | 0.0089449 | 0.029253 | 0.025213 | 0.0074733 | 0.13165 | 0.049595 | 0.11182 | 0.96973
LV Generation NHH or Aggregate HH
LV Sub Generation NHH
LV Generation Intermittent
LV Generation Intermittent no RP charge
LV Generation Non-Intermittent | 0 | -0.11674 | -0.01118 | -0.034759 | -0.0074896 | -0.0023353 | -0.039107 | -0.0029465 | 0 |  |  | -0.067064 | -0.086329 | -0.0082675 | -0.025703 | -0.022153 | -0.0069074 | -0.11567 | -0.043577 | 0
LV Generation Non-Intermittent no RP charge | 0 | -0.11674 | -0.01118 | -0.034759 | -0.0074896 | -0.0023353 | -0.039107 | -0.0029465 | 0 |  |  | -0.067064 | -0.086329 | -0.0082675 | -0.025703 | -0.022153 | -0.0069074 | -0.11567 | -0.043577 | 0
LV Sub Generation Intermittent
LV Sub Generation Intermittent no RP charge
LV Sub Generation Non-Intermittent | 0 | -0.11479 | -0.010994 | -0.034178 | -0.0073644 | -0.0022962 | -0.038453 | 0 | 0 |  |  | -0.065943 | -0.084886 | -0.0081294 | -0.025273 | -0.021783 | -0.006792 | -0.11374 | 0 | 0
LV Sub Generation Non-Intermittent no RP charge | 0 | -0.11479 | -0.010994 | -0.034178 | -0.0073644 | -0.0022962 | -0.038453 | 0 | 0 |  |  | -0.065943 | -0.084886 | -0.0081294 | -0.025273 | -0.021783 | -0.006792 | -0.11374 | 0 | 0
HV Generation Intermittent
HV Generation Intermittent no RP charge
HV Generation Non-Intermittent | 0 | -0.11284 | -0.0069163 | -0.021502 | -0.0026061 | -0.00081259 | 0 | 0 | 0 |  |  | -0.064822 | -0.083443 | -0.0079912 | -0.024844 | -0.021413 | -0.0066765 | 0 | 0 | 0
HV Generation Non-Intermittent no RP charge | 0 | -0.11284 | -0.0069163 | -0.021502 | -0.0026061 | -0.00081259 | 0 | 0 | 0 |  |  | -0.064822 | -0.083443 | -0.0079912 | -0.024844 | -0.021413 | -0.0066765 | 0 | 0 | 0
3303. Unit rate 3 p/kWh (elements)
Data sources:
x1 = 3006. Unit rate 3 total p/kWh (taking account of standing charges) — for Tariffs with Unit rate 3 p/kWh from Standard 3 kWh
x2 = 2905. Pay-as-you-go unit rate 3 (p/kWh) — for Tariffs with Unit rate 3 p/kWh from PAYG 3 kWh
x3 = 2905. Pay-as-you-go unit rate 3 (p/kWh) — for Tariffs with Unit rate 3 p/kWh from PAYG 3 kWh & customer
x4 = 2203. LV unmetered service model asset charge (p/kWh) — for Tariffs with Unit rate 3 p/kWh from PAYG 3 kWh & customer
x5 = 2712. Operating expenditure for unmetered customer assets (p/kWh) — for Tariffs with Unit rate 3 p/kWh from PAYG 3 kWh & customer
Combine tables = x1 or x2 or x3 or x4 or x5
| GSPs | Assets 132kV | Assets 132kV/EHV | Assets EHV | Assets EHV/HV | Assets 132kV/HV | Assets HV | Assets HV/LV | Assets LV circuits | Assets LV customer | Assets HV customer | Transmission exit | Operating 132kV | Operating 132kV/EHV | Operating EHV | Operating EHV/HV | Operating 132kV/HV | Operating HV | Operating HV/LV | Operating LV circuits | Operating LV customer | Operating HV customer
Domestic Unrestricted
Domestic Two Rate
Domestic Off Peak (related MPAN)
Small Non Domestic Unrestricted
Small Non Domestic Two Rate
Small Non Domestic Off Peak (related MPAN)
LV Medium Non-Domestic
LV Sub Medium Non-Domestic
HV Medium Non-Domestic
LV Network Domestic | 0 | 0.066916 | 0.0064084 | 0.010821 | 0.0023317 | 0.0013385 | 0.012175 | 0.00091732 | 0 |  |  | 0.0072427 | 0.049482 | 0.0047388 | 0.008002 | 0.0068968 | 0.0039592 | 0.036012 | 0.013567 | 0
LV Network Non-Domestic Non-CT | 0 | 0.059664 | 0.0057139 | 0.0096472 | 0.0020787 | 0.0011935 | 0.010854 | 0.0008178 | 0 |  |  | 0.0064557 | 0.044119 | 0.0042252 | 0.0071338 | 0.0061486 | 0.0035301 | 0.032105 | 0.012095 | 0
LV HH Metered | 0 | 0.054036 | 0.0051749 | 0.0087376 | 0.0018827 | 0.0010809 | 0.0078645 | 0 | 0 |  |  | 0.0058475 | 0.039958 | 0.0038267 | 0.0064612 | 0.0055689 | 0.0031971 | 0.023262 | 0 | 0
LV Sub HH Metered | 0 | 0.051698 | 0.004951 | 0.0083595 | 0.0018013 | 0.0010341 | 0 | 0 | 0 |  |  | 0.0055944 | 0.038229 | 0.0036611 | 0.0061816 | 0.0053279 | 0.0030588 | 0 | 0 | 0
HV HH Metered | 0 | 0.045288 | 0.002953 | 0.0039888 | 0 | 0 | 0 | 0 | 0 |  |  | 0.0052136 | 0.033489 | 0.0034119 | 0.0046087 | 0 | 0 | 0 | 0 | 0
NHH UMS category A
NHH UMS category B
NHH UMS category C
NHH UMS category D
LV UMS (Pseudo HH Metered) | 0 | 0.048772 | 0.0046708 | 0.0078864 | 0.0016993 | 0.00097559 | 0.0088729 | 0.00066853 | 0.0015074 |  |  | 0.0052778 | 0.036065 | 0.0034539 | 0.0058317 | 0.0050263 | 0.0028857 | 0.026245 | 0.0098872 | 0.022293 | 0.96973
LV Generation NHH or Aggregate HH
LV Sub Generation NHH
LV Generation Intermittent
LV Generation Intermittent no RP charge
LV Generation Non-Intermittent | 0 | -0.047558 | -0.0045545 | -0.0076902 | -0.001657 | -0.00095131 | -0.0086521 | -0.0006519 | 0 |  |  | -0.0051465 | -0.035168 | -0.0033679 | -0.0056866 | -0.0049013 | -0.0028139 | -0.025592 | -0.0096412 | 0
LV Generation Non-Intermittent no RP charge | 0 | -0.047558 | -0.0045545 | -0.0076902 | -0.001657 | -0.00095131 | -0.0086521 | -0.0006519 | 0 |  |  | -0.0051465 | -0.035168 | -0.0033679 | -0.0056866 | -0.0049013 | -0.0028139 | -0.025592 | -0.0096412 | 0
LV Sub Generation Intermittent
LV Sub Generation Intermittent no RP charge
LV Sub Generation Non-Intermittent | 0 | -0.046763 | -0.0044784 | -0.0075616 | -0.0016293 | -0.00093541 | -0.0085075 | 0 | 0 |  |  | -0.0050604 | -0.03458 | -0.0033117 | -0.0055916 | -0.0048193 | -0.0027668 | -0.025164 | 0 | 0
LV Sub Generation Non-Intermittent no RP charge | 0 | -0.046763 | -0.0044784 | -0.0075616 | -0.0016293 | -0.00093541 | -0.0085075 | 0 | 0 |  |  | -0.0050604 | -0.03458 | -0.0033117 | -0.0055916 | -0.0048193 | -0.0027668 | -0.025164 | 0 | 0
HV Generation Intermittent
HV Generation Intermittent no RP charge
HV Generation Non-Intermittent | 0 | -0.045968 | -0.0028175 | -0.0047572 | -0.00057659 | -0.00033103 | 0 | 0 | 0 |  |  | -0.0049744 | -0.033992 | -0.0032554 | -0.0054965 | -0.0047374 | -0.0027198 | 0 | 0 | 0
HV Generation Non-Intermittent no RP charge | 0 | -0.045968 | -0.0028175 | -0.0047572 | -0.00057659 | -0.00033103 | 0 | 0 | 0 |  |  | -0.0049744 | -0.033992 | -0.0032554 | -0.0054965 | -0.0047374 | -0.0027198 | 0 | 0 | 0
3304. Fixed charge p/MPAN/day (elements)
Data sources:
x1 = 3107. Fixed charge from standing charges factors p/MPAN/day — for Tariffs with Fixed charge p/MPAN/day from Fixed from network & customer
x2 = 2206. Service model p/MPAN/day (in Replacement annuities for service models) — for Tariffs with Fixed charge p/MPAN/day from Customer
x3 = 2206. Service model p/MPAN/day (in Replacement annuities for service models) — for Tariffs with Fixed charge p/MPAN/day from Fixed from network & customer
x4 = 2711. Operating expenditure for customer assets p/MPAN/day total (in Operating expenditure for customer assets p/MPAN/day) — for Tariffs with Fixed charge p/MPAN/day from Customer
x5 = 2711. Operating expenditure for customer assets p/MPAN/day total (in Operating expenditure for customer assets p/MPAN/day) — for Tariffs with Fixed charge p/MPAN/day from Fixed from network & customer
Combine tables = x1 or x2 or x3 or x4 or x5
| GSPs | Assets 132kV | Assets 132kV/EHV | Assets EHV | Assets EHV/HV | Assets 132kV/HV | Assets HV | Assets HV/LV | Assets LV circuits | Assets LV customer | Assets HV customer | Transmission exit | Operating 132kV | Operating 132kV/EHV | Operating EHV | Operating EHV/HV | Operating 132kV/HV | Operating HV | Operating HV/LV | Operating LV circuits | Operating LV customer | Operating HV customer
Domestic Unrestricted | 0 | 0 | 0 | 0 | 0 | 0 | 0 | 0 | 0.12917 | 0 | 0 | 0 | 0 | 0 | 0 | 0 | 0 | 0 | 0 | 1.9104 | 2.2505 | 0
Domestic Two Rate | 0 | 0 | 0 | 0 | 0 | 0 | 0 | 0 | 0.12917 | 0 | 0 | 0 | 0 | 0 | 0 | 0 | 0 | 0 | 0 | 1.9104 | 2.2505 | 0
Domestic Off Peak (related MPAN)
Small Non Domestic Unrestricted | 0 | 0 | 0 | 0 | 0 | 0 | 0 | 0 | 0.12917 | 0 | 0 | 0 | 0 | 0 | 0 | 0 | 0 | 0 | 0 | 1.9104 | 6.8623 | 0
Small Non Domestic Two Rate | 0 | 0 | 0 | 0 | 0 | 0 | 0 | 0 | 0.12917 | 0 | 0 | 0 | 0 | 0 | 0 | 0 | 0 | 0 | 0 | 1.9104 | 6.8623 | 0
Small Non Domestic Off Peak (related MPAN)
LV Medium Non-Domestic | 0 | 0 | 0 | 0 | 0 | 0 | 0 | 0 | 1.0862 | 0 | 0 | 0 | 0 | 0 | 0 | 0 | 0 | 0 | 0 | 16.0643 | 7.9368 | 0
LV Sub Medium Non-Domestic | 0 | 0 | 0 | 0 | 0 | 0 | 0 | 1.6086 | 0 | 0 | 0 | 0 | 0 | 0 | 0 | 0 | 0 | 0 | 23.7901 | 0 | 5.7599 | 0
HV Medium Non-Domestic | 0 | 1.5808 | 0 | 0.77306 | 0.46849 | 0.18972 | 1.7856 | 0 | 0 | 0 | 0 | 0 | 1.1689 | 0 | 0.89321 | 3.8493 | 1.5588 | 14.6707 | 0 | 0 | 0 | 107.1351
LV Network Domestic | 0 | 0 | 0 | 0 | 0 | 0 | 0 | 0 | 0.12917 | 0 | 0 | 0 | 0 | 0 | 0 | 0 | 0 | 0 | 0 | 1.9104 | 2.2505 | 0
LV Network Non-Domestic Non-CT | 0 | 0 | 0 | 0 | 0 | 0 | 0 | 0 | 0.12917 | 0 | 0 | 0 | 0 | 0 | 0 | 0 | 0 | 0 | 0 | 1.9104 | 6.8623 | 0
LV HH Metered | [9 empty] | 0 | 0 | [9 empty] | 12.7077 | 0
LV Sub HH Metered | [9 empty] | 0 | 0 | [9 empty] | 9.9202 | 0
HV HH Metered | [9 empty] | 0 | 0 | [9 empty] | 0 | 107.1351
NHH UMS category A
NHH UMS category B
NHH UMS category C
NHH UMS category D
LV UMS (Pseudo HH Metered)
LV Generation NHH or Aggregate HH | [9 empty] | 0 | 0 | [9 empty] | 0 | 0
LV Sub Generation NHH | [9 empty] | 0 | 0 | [9 empty] | 0 | 0
LV Generation Intermittent | [9 empty] | 0 | 0 | [9 empty] | 0 | 0
LV Generation Intermittent no RP charge | [9 empty] | 0 | 0 | [9 empty] | 0 | 0
LV Generation Non-Intermittent | [9 empty] | 0 | 0 | [9 empty] | 0 | 0
LV Generation Non-Intermittent no RP charge | [9 empty] | 0 | 0 | [9 empty] | 0 | 0
LV Sub Generation Intermittent | [9 empty] | 0 | 0 | [9 empty] | 0 | 0
LV Sub Generation Intermittent no RP charge | [9 empty] | 0 | 0 | [9 empty] | 0 | 0
LV Sub Generation Non-Intermittent | [9 empty] | 0 | 0 | [9 empty] | 0 | 0
LV Sub Generation Non-Intermittent no RP charge | [9 empty] | 0 | 0 | [9 empty] | 0 | 0
HV Generation Intermittent | [9 empty] | 0 | 0 | [9 empty] | 0 | 44.0456
HV Generation Intermittent no RP charge | [9 empty] | 0 | 0 | [9 empty] | 0 | 44.0456
HV Generation Non-Intermittent | [9 empty] | 0 | 0 | [9 empty] | 0 | 44.0456
HV Generation Non-Intermittent no RP charge | [9 empty] | 0 | 0 | [9 empty] | 0 | 44.0456
3305. Capacity charge p/kVA/day (elements)
Data sources:
x1 = 3002. Capacity charge p/kVA/day — for Tariffs with Capacity charge p/kVA/day from Capacity
Copy cells = x1
| GSPs | Assets 132kV | Assets 132kV/EHV | Assets EHV | Assets EHV/HV | Assets 132kV/HV | Assets HV | Assets HV/LV | Assets LV circuits | Assets LV customer | Assets HV customer | Transmission exit | Operating 132kV | Operating 132kV/EHV | Operating EHV | Operating EHV/HV | Operating 132kV/HV | Operating HV | Operating HV/LV | Operating LV circuits | Operating LV customer | Operating HV customer
Domestic Unrestricted
Domestic Two Rate
Domestic Off Peak (related MPAN)
Small Non Domestic Unrestricted
Small Non Domestic Two Rate
Small Non Domestic Off Peak (related MPAN)
LV Medium Non-Domestic
LV Sub Medium Non-Domestic
HV Medium Non-Domestic
LV Network Domestic
LV Network Non-Domestic Non-CT
LV HH Metered | 0 | 0 | 0 | 0 | 0 | 0 | 0.13758 | 0.051832 | 0.11069 |  |  | 0 | 0 | 0 | 0 | 0 | 0 | 0.40695 | 0.76656 | 1.637
LV Sub HH Metered | 0 | 0 | 0 | 0 | 0 | 0 | 0.67642 | 0.050965 | 0 |  |  | 0 | 0 | 0 | 0 | 0 | 0 | 2.0008 | 0.75375 | 0
HV HH Metered | 0 | 0.21192 | 0 | 0.10364 | 0.062806 | 0.025434 | 0.23937 | 0 | 0 |  |  | 0 | 0.15671 | 0 | 0.11974 | 0.51603 | 0.20898 | 1.9668 | 0 | 0
NHH UMS category A
NHH UMS category B
NHH UMS category C
NHH UMS category D
LV UMS (Pseudo HH Metered)
LV Generation NHH or Aggregate HH
LV Sub Generation NHH
LV Generation Intermittent
LV Generation Intermittent no RP charge
LV Generation Non-Intermittent
LV Generation Non-Intermittent no RP charge
LV Sub Generation Intermittent
LV Sub Generation Intermittent no RP charge
LV Sub Generation Non-Intermittent
LV Sub Generation Non-Intermittent no RP charge
HV Generation Intermittent
HV Generation Intermittent no RP charge
HV Generation Non-Intermittent
HV Generation Non-Intermittent no RP charge
3306. Exceeded capacity charge p/kVA/day (elements)
Data sources:
x1 = 3007. Exceeded capacity charge p/kVA/day — for Tariffs with Exceeded capacity charge p/kVA/day from Capacity
Copy cells = x1
| GSPs | Assets 132kV | Assets 132kV/EHV | Assets EHV | Assets EHV/HV | Assets 132kV/HV | Assets HV | Assets HV/LV | Assets LV circuits | Assets LV customer | Assets HV customer | Transmission exit | Operating 132kV | Operating 132kV/EHV | Operating EHV | Operating EHV/HV | Operating 132kV/HV | Operating HV | Operating HV/LV | Operating LV circuits | Operating LV customer | Operating HV customer
Domestic Unrestricted
Domestic Two Rate
Domestic Off Peak (related MPAN)
Small Non Domestic Unrestricted
Small Non Domestic Two Rate
Small Non Domestic Off Peak (related MPAN)
LV Medium Non-Domestic
LV Sub Medium Non-Domestic
HV Medium Non-Domestic
LV Network Domestic
LV Network Non-Domestic Non-CT
LV HH Metered | 0 | 0 | 0 | 0 | 0 | 0 | 0.55033 | 1.0366 | 2.2137 |  |  | 0 | 0 | 0 | 0 | 0 | 0 | 0.40695 | 0.76656 | 1.637
LV Sub HH Metered | 0 | 0 | 0 | 0 | 0 | 0 | 2.7057 | 1.0193 | 0 |  |  | 0 | 0 | 0 | 0 | 0 | 0 | 2.0008 | 0.75375 | 0
HV HH Metered | 0 | 0.21192 | 0 | 0.16193 | 0.69785 | 0.2826 | 2.6597 | 0 | 0 |  |  | 0 | 0.15671 | 0 | 0.11974 | 0.51603 | 0.20898 | 1.9668 | 0 | 0
NHH UMS category A
NHH UMS category B
NHH UMS category C
NHH UMS category D
LV UMS (Pseudo HH Metered)
LV Generation NHH or Aggregate HH
LV Sub Generation NHH
LV Generation Intermittent
LV Generation Intermittent no RP charge
LV Generation Non-Intermittent
LV Generation Non-Intermittent no RP charge
LV Sub Generation Intermittent
LV Sub Generation Intermittent no RP charge
LV Sub Generation Non-Intermittent
LV Sub Generation Non-Intermittent no RP charge
HV Generation Intermittent
HV Generation Intermittent no RP charge
HV Generation Non-Intermittent
HV Generation Non-Intermittent no RP charge
3307. Reactive power charge p/kVArh (elements)
Data sources:
x1 = 3206. Pay-as-you-go reactive p/kVArh
x2 = 3203. Standard reactive p/kVArh
Combine tables = x1 or x2
| GSPs | Assets 132kV | Assets 132kV/EHV | Assets EHV | Assets EHV/HV | Assets 132kV/HV | Assets HV | Assets HV/LV | Assets LV circuits | Assets LV customer | Assets HV customer | Transmission exit | Operating 132kV | Operating 132kV/EHV | Operating EHV | Operating EHV/HV | Operating 132kV/HV | Operating HV | Operating HV/LV | Operating LV circuits | Operating LV customer | Operating HV customer
Domestic Unrestricted
Domestic Two Rate
Domestic Off Peak (related MPAN)
Small Non Domestic Unrestricted
Small Non Domestic Two Rate
Small Non Domestic Off Peak (related MPAN)
LV Medium Non-Domestic
LV Sub Medium Non-Domestic
HV Medium Non-Domestic
LV Network Domestic
LV Network Non-Domestic Non-CT
LV HH Metered | 0 | 0.055803 | 0.0053442 | 0.014059 | 0.0030293 | 0.0011162 | 0.012654 | 0 | 0 |  |  | 0.029874 | 0.041265 | 0.0039519 | 0.010396 | 0.0089603 | 0.0033017 | 0.037429 | 0 | 0
LV Sub HH Metered | 0 | 0.05261 | 0.0050384 | 0.013254 | 0.002856 | 0.0010524 | 0 | 0 | 0 |  |  | 0.028165 | 0.038904 | 0.0037257 | 0.0098012 | 0.0084475 | 0.0031128 | 0 | 0 | 0
HV HH Metered | 0 | 0.043933 | 0.0028646 | 0.0060287 | 0 | 0 | 0 | 0 | 0 |  |  | 0.025021 | 0.032487 | 0.0033098 | 0.0069657 | 0 | 0 | 0 | 0 | 0
NHH UMS category A
NHH UMS category B
NHH UMS category C
NHH UMS category D
LV UMS (Pseudo HH Metered)
LV Generation NHH or Aggregate HH
LV Sub Generation NHH
LV Generation Intermittent | 0 | 0.044309 | 0.006062 | 0.015947 | 0.0034362 | 0.0029544 | 0.012559 | 0.00094629 | 0.0021336 |  |  | 0.023721 | 0.032765 | 0.0044826 | 0.011792 | 0.010164 | 0.0087387 | 0.037149 | 0.013995 | 0.031555
LV Generation Intermittent no RP charge
LV Generation Non-Intermittent | 0 | 0.044309 | 0.006062 | 0.015947 | 0.0034362 | 0.0029544 | 0.012559 | 0.00094629 | 0.0021336 |  |  | 0.023721 | 0.032765 | 0.0044826 | 0.011792 | 0.010164 | 0.0087387 | 0.037149 | 0.013995 | 0.031555
LV Generation Non-Intermittent no RP charge
LV Sub Generation Intermittent | 0 | 0.043568 | 0.0059606 | 0.01568 | 0.0033787 | 0.002905 | 0.012349 | 0.00093047 | 0 |  |  | 0.023324 | 0.032217 | 0.0044077 | 0.011595 | 0.0099938 | 0.0085927 | 0.036528 | 0.013761 | 0
LV Sub Generation Intermittent no RP charge
LV Sub Generation Non-Intermittent | 0 | 0.043568 | 0.0059606 | 0.01568 | 0.0033787 | 0.002905 | 0.012349 | 0.00093047 | 0 |  |  | 0.023324 | 0.032217 | 0.0044077 | 0.011595 | 0.0099938 | 0.0085927 | 0.036528 | 0.013761 | 0
LV Sub Generation Non-Intermittent no RP charge
HV Generation Intermittent | 0 | 0.042828 | 0.00375 | 0.0098649 | 0.0011957 | 0.001028 | 0.0043702 | 0 | 0 |  |  | 0.022928 | 0.03167 | 0.0043328 | 0.011398 | 0.009824 | 0.0084466 | 0.035907 | 0 | 0
HV Generation Intermittent no RP charge
HV Generation Non-Intermittent | 0 | 0.042828 | 0.00375 | 0.0098649 | 0.0011957 | 0.001028 | 0.0043702 | 0 | 0 |  |  | 0.022928 | 0.03167 | 0.0043328 | 0.011398 | 0.009824 | 0.0084466 | 0.035907 | 0 | 0
HV Generation Non-Intermittent no RP charge
3308. Summary of charges before revenue matching
Data sources:
x1 = 3301. Unit rate 1 p/kWh (elements)
x2 = 3302. Unit rate 2 p/kWh (elements)
x3 = 3303. Unit rate 3 p/kWh (elements)
x4 = 3304. Fixed charge p/MPAN/day (elements)
x5 = 3305. Capacity charge p/kVA/day (elements)
x6 = 3306. Exceeded capacity charge p/kVA/day (elements)
x7 = 3307. Reactive power charge p/kVArh (elements)
Kind: | Cell summation | Cell summation | Cell summation | Cell summation | Cell summation | Cell summation | Cell summation
Formula: | =SUM(x1) | =SUM(x2) | =SUM(x3) | =SUM(x4) | =SUM(x5) | =SUM(x6) | =SUM(x7)
| Unit rate 1 p/kWh (total) | Unit rate 2 p/kWh (total) | Unit rate 3 p/kWh (total) | Fixed charge p/MPAN/day (total) | Capacity charge p/kVA/day (total) | Exceeded capacity charge p/kVA/day (total) | Reactive power charge p/kVArh
Domestic Unrestricted | 1.5638 | 0 | 0 | 4.2901 | 0 | 0 | 0
Domestic Two Rate | 1.7445 | 0.24125 | 0 | 4.2901 | 0 | 0 | 0
Domestic Off Peak (related MPAN) | 0.23577 | 0 | 0 | 0 | 0 | 0 | 0
Small Non Domestic Unrestricted | 1.0968 | 0 | 0 | 8.9019 | 0 | 0 | 0
Small Non Domestic Two Rate | 1.4334 | 0.2466 | 0 | 8.9019 | 0 | 0 | 0
Small Non Domestic Off Peak (related MPAN) | 0.23699 | 0 | 0 | 0 | 0 | 0 | 0
LV Medium Non-Domestic | 1.3713 | 0.20292 | 0 | 25.0873 | 0 | 0 | 0
LV Sub Medium Non-Domestic | 1.2958 | 0.19413 | 0 | 31.1586 | 0 | 0 | 0
HV Medium Non-Domestic | 0.78116 | 0.12455 | 0 | 134.0736 | 0 | 0 | 0
LV Network Domestic | 9.3806 | 0.83053 | 0.23081 | 4.2901 | 0 | 0 | 0
LV Network Non-Domestic Non-CT | 8.3632 | 0.74045 | 0.20578 | 8.9019 | 0 | 0 | 0
LV HH Metered | 6.6744 | 0.5826 | 0.1669 | 12.7077 | 3.1106 | 6.6112 | 0.22718
LV Sub HH Metered | 5.0092 | 0.42279 | 0.1299 | 9.9202 | 3.4819 | 6.4795 | 0.16697
HV HH Metered | 3.8188 | 0.3158 | 0.098953 | 107.1351 | 3.6114 | 6.9822 | 0.12061
NHH UMS category A | 1.9613 | 0 | 0 | 0 | 0 | 0 | 0
NHH UMS category B | 2.2795 | 0 | 0 | 0 | 0 | 0 | 0
NHH UMS category C | 3.0619 | 0 | 0 | 0 | 0 | 0 | 0
NHH UMS category D | 1.6557 | 0 | 0 | 0 | 0 | 0 | 0
LV UMS (Pseudo HH Metered) | 25.0054 | 1.7535 | 1.1617 | 0 | 0 | 0 | 0
LV Generation NHH or Aggregate HH | -0.83173 | 0 | 0 | 0 | 0 | 0 | 0
LV Sub Generation NHH | -0.7583 | 0 | 0 | 0 | 0 | 0 | 0
LV Generation Intermittent | -0.83173 | 0 | 0 | 0 | 0 | 0 | 0.26271
LV Generation Intermittent no RP charge | -0.83173 | 0 | 0 | 0 | 0 | 0 | 0
LV Generation Non-Intermittent | -6.6665 | -0.59024 | -0.16403 | 0 | 0 | 0 | 0.26271
LV Generation Non-Intermittent no RP charge | -6.6665 | -0.59024 | -0.16403 | 0 | 0 | 0 | 0
LV Sub Generation Intermittent | -0.7583 | 0 | 0 | 0 | 0 | 0 | 0.22519
LV Sub Generation Intermittent no RP charge | -0.7583 | 0 | 0 | 0 | 0 | 0 | 0
LV Sub Generation Non-Intermittent | -6.0873 | -0.53462 | -0.15117 | 0 | 0 | 0 | 0.22519
LV Sub Generation Non-Intermittent no RP charge | -6.0873 | -0.53462 | -0.15117 | 0 | 0 | 0 | 0
HV Generation Intermittent | -0.52076 | 0 | 0 | 44.0456 | 0 | 0 | 0.18754
HV Generation Intermittent no RP charge | -0.52076 | 0 | 0 | 44.0456 | 0 | 0 | 0
HV Generation Non-Intermittent | -4.2182 | -0.35387 | -0.10963 | 44.0456 | 0 | 0 | 0.18754
HV Generation Non-Intermittent no RP charge | -4.2182 | -0.35387 | -0.10963 | 44.0456 | 0 | 0 | 0

## Revenue
Revenue shortfall or surplus for WPD South Wales in April 19 (no data version)
3401. Net revenues by tariff before matching (£)
Data sources:
x1 = 1010. Days in the charging year (in Financial and general assumptions)
x2 = 3308. Fixed charge p/MPAN/day (total) (in Summary of charges before revenue matching)
x3 = 2305. MPANs (in Equivalent volume for each end user)
x4 = 3308. Capacity charge p/kVA/day (total) (in Summary of charges before revenue matching)
x5 = 2305. Import capacity (kVA) (in Equivalent volume for each end user)
x6 = 3308. Exceeded capacity charge p/kVA/day (total) (in Summary of charges before revenue matching)
x7 = 2305. Exceeded capacity (kVA) (in Equivalent volume for each end user)
x8 = 3308. Unit rate 1 p/kWh (total) (in Summary of charges before revenue matching)
x9 = 2305. Rate 1 units (MWh) (in Equivalent volume for each end user)
x10 = 3308. Unit rate 2 p/kWh (total) (in Summary of charges before revenue matching)
x11 = 2305. Rate 2 units (MWh) (in Equivalent volume for each end user)
x12 = 3308. Unit rate 3 p/kWh (total) (in Summary of charges before revenue matching)
x13 = 2305. Rate 3 units (MWh) (in Equivalent volume for each end user)
x14 = 3308. Reactive power charge p/kVArh (in Summary of charges before revenue matching)
x15 = 2305. Reactive power units (MVArh) (in Equivalent volume for each end user)
Calculation =0.01*x1*(x2*x3+x4*x5+x6*x7)+10*(x8*x9+x10*x11+x12*x13+x14*x15)
Net revenues
Domestic Unrestricted | 64986448.051
Domestic Two Rate | 3711827.321
Domestic Off Peak (related MPAN) | 5586.7206
Small Non Domestic Unrestricted | 10767363.2895
Small Non Domestic Two Rate | 3475451.611
Small Non Domestic Off Peak (related MPAN) | 3254.8634
LV Medium Non-Domestic | 457129.0517
LV Sub Medium Non-Domestic | 3.1671
HV Medium Non-Domestic | 2064.8802
LV Network Domestic | 401.3569
LV Network Non-Domestic Non-CT | 1808178.0108
LV HH Metered | 23360752.4578
LV Sub HH Metered | 774923.8764
HV HH Metered | 18976069.5399
NHH UMS category A | 36043.4312
NHH UMS category B | 124027.6558
NHH UMS category C | 8805.3832
NHH UMS category D | 0
LV UMS (Pseudo HH Metered) | 2894468.869
LV Generation NHH or Aggregate HH | -21083.3528
LV Sub Generation NHH | 0
LV Generation Intermittent | -293520.5309
LV Generation Intermittent no RP charge | 0
LV Generation Non-Intermittent | -15362.1815
LV Generation Non-Intermittent no RP charge | 0
LV Sub Generation Intermittent | -2110.9154
LV Sub Generation Intermittent no RP charge | 0
LV Sub Generation Non-Intermittent | -1932.9807
LV Sub Generation Non-Intermittent no RP charge | 0
HV Generation Intermittent | -1374561.3816
HV Generation Intermittent no RP charge | 0
HV Generation Non-Intermittent | -1482814.6805
HV Generation Non-Intermittent no RP charge | 0
3402. Target CDCM revenue
Data sources:
x1 = 1001. Value (in CDCM target revenue (£ unless otherwise stated))
x2 = Target CDCM revenue (£/year) (in Target CDCM revenue)
x3 = 1001. Calculations (£/year) (in CDCM target revenue (£ unless otherwise stated))
Kind: | Special calculation | Calculation
Formula: | = derived from x1 | =x2-x3
| Target CDCM revenue (£/year) | Check (should be zero)
Latest forecast of CDCM Revenue | 239181748.2742 | 0
3403. Revenue surplus or shortfall
Data sources:
x1 = 3401. Net revenues by tariff before matching (£)
x2 = 3402. Target CDCM revenue (£/year) (in Target CDCM revenue)
x3 = Total net revenues before matching (£) (in Revenue surplus or shortfall)
Kind: | Cell summation | Calculation
Formula: | =SUM(x1) | =x2-x3
| Total net revenues before matching (£) | Revenue shortfall (surplus) £
Revenue surplus or shortfall | 128201413.513 | 110980334.7613

## Adder
Adder for WPD South Wales in April 19 (no data version)
3501. Adder value at which the minimum is breached
Data sources:
x1 = 3308. Unit rate 1 p/kWh (total) (in Summary of charges before revenue matching)
x2 = 3308. Unit rate 2 p/kWh (total) (in Summary of charges before revenue matching)
x3 = 3308. Unit rate 3 p/kWh (total) (in Summary of charges before revenue matching)
Kind: | Calculation | Calculation | Calculation
Formula: | =0-x1 | =0-x2 | =0-x3
| Adder threshold for Unit rate 1 p/kWh | Adder threshold for Unit rate 2 p/kWh | Adder threshold for Unit rate 3 p/kWh
Domestic Unrestricted | -1.5638
Domestic Two Rate | -1.7445 | -0.24125
Domestic Off Peak (related MPAN) | -0.23577
Small Non Domestic Unrestricted | -1.0968
Small Non Domestic Two Rate | -1.4334 | -0.2466
Small Non Domestic Off Peak (related MPAN) | -0.23699
LV Medium Non-Domestic | -1.3713 | -0.20292
LV Sub Medium Non-Domestic | -1.2958 | -0.19413
HV Medium Non-Domestic | -0.78116 | -0.12455
LV Network Domestic | -9.3806 | -0.83053 | -0.23081
LV Network Non-Domestic Non-CT | -8.3632 | -0.74045 | -0.20578
LV HH Metered | -6.6744 | -0.5826 | -0.1669
LV Sub HH Metered | -5.0092 | -0.42279 | -0.1299
HV HH Metered | -3.8188 | -0.3158 | -0.098953
NHH UMS category A | -1.9613
NHH UMS category B | -2.2795
NHH UMS category C | -3.0619
NHH UMS category D | -1.6557
LV UMS (Pseudo HH Metered) | -25.0054 | -1.7535 | -1.1617
LV Generation NHH or Aggregate HH | 0.83173
LV Sub Generation NHH | 0.7583
LV Generation Intermittent | 0.83173
LV Generation Intermittent no RP charge | 0.83173
LV Generation Non-Intermittent | 6.6665 | 0.59024 | 0.16403
LV Generation Non-Intermittent no RP charge | 6.6665 | 0.59024 | 0.16403
LV Sub Generation Intermittent | 0.7583
LV Sub Generation Intermittent no RP charge | 0.7583
LV Sub Generation Non-Intermittent | 6.0873 | 0.53462 | 0.15117
LV Sub Generation Non-Intermittent no RP charge | 6.0873 | 0.53462 | 0.15117
HV Generation Intermittent | 0.52076
HV Generation Intermittent no RP charge | 0.52076
HV Generation Non-Intermittent | 4.2182 | 0.35387 | 0.10963
HV Generation Non-Intermittent no RP charge | 4.2182 | 0.35387 | 0.10963
3502. Marginal revenue effect of adder
Data sources:
x1 = 2302. Load coefficient
x2 = 2305. Rate 1 units (MWh) (in Equivalent volume for each end user)
x3 = 2305. Rate 2 units (MWh) (in Equivalent volume for each end user)
x4 = 2305. Rate 3 units (MWh) (in Equivalent volume for each end user)
Kind: | Calculation | Calculation | Calculation
Formula: | =IF(x1<0,0,x2*10) | =IF(x1<0,0,x3*10) | =IF(x1<0,0,x4*10)
| Effect through Unit rate 1 p/kWh | Effect through Unit rate 2 p/kWh | Effect through Unit rate 3 p/kWh
Domestic Unrestricted | 31481448.0458 | 0 | 0
Domestic Two Rate | 1487605.0909 | 1326092.1118 | 0
Domestic Off Peak (related MPAN) | 23695.9479 | 0 | 0
Small Non Domestic Unrestricted | 7898966.9401 | 0 | 0
Small Non Domestic Two Rate | 1977393.0216 | 837881.1308 | 0
Small Non Domestic Off Peak (related MPAN) | 13734.1991 | 0 | 0
LV Medium Non-Domestic | 269468.3891 | 77903.0375 | 0
LV Sub Medium Non-Domestic | 2.1696 | 0.66633 | 0
HV Medium Non-Domestic | 565.7082 | 272.378 | 0
LV Network Domestic | 20.1203 | 104.4829 | 93.976
LV Network Non-Domestic Non-CT | 121402.5834 | 811133.3569 | 601164.2929
LV HH Metered | 1224983.0641 | 7788458.7528 | 5807258.235
LV Sub HH Metered | 51134.8127 | 312690.4555 | 263994.1999
HV HH Metered | 1473205.0874 | 9058094.8398 | 8443163.0223
NHH UMS category A | 18377.6074 | 0 | 0
NHH UMS category B | 54410.8903 | 0 | 0
NHH UMS category C | 2875.8166 | 0 | 0
NHH UMS category D | 0 | 0 | 0
LV UMS (Pseudo HH Metered) | 53900.3713 | 338306.8709 | 820692.8028
LV Generation NHH or Aggregate HH | 0 | 0 | 0
LV Sub Generation NHH | 0 | 0 | 0
LV Generation Intermittent | 0 | 0 | 0
LV Generation Intermittent no RP charge | 0 | 0 | 0
LV Generation Non-Intermittent | 0 | 0 | 0
LV Generation Non-Intermittent no RP charge | 0 | 0 | 0
LV Sub Generation Intermittent | 0 | 0 | 0
LV Sub Generation Intermittent no RP charge | 0 | 0 | 0
LV Sub Generation Non-Intermittent | 0 | 0 | 0
LV Sub Generation Non-Intermittent no RP charge | 0 | 0 | 0
HV Generation Intermittent | 0 | 0 | 0
HV Generation Intermittent no RP charge | 0 | 0 | 0
HV Generation Non-Intermittent | 0 | 0 | 0
HV Generation Non-Intermittent no RP charge | 0 | 0 | 0
3503. Constraint-free solution
Data sources:
x1 = 3403. Revenue shortfall (surplus) £ (in Revenue surplus or shortfall)
x2 = 3502. Effect through Unit rate 1 p/kWh (in Marginal revenue effect of adder)
x3 = 3502. Effect through Unit rate 2 p/kWh (in Marginal revenue effect of adder)
x4 = 3502. Effect through Unit rate 3 p/kWh (in Marginal revenue effect of adder)
Calculation =x1/SUM(x2,x3,x4)
Constraint-free solution
Constraint-free solution | 1.3429
3504. Starting point
Data sources:
x1 = 3503. Constraint-free solution
x2 = 3501. Adder threshold for Unit rate 1 p/kWh (in Adder value at which the minimum is breached)
x3 = 3501. Adder threshold for Unit rate 2 p/kWh (in Adder value at which the minimum is breached)
x4 = 3501. Adder threshold for Unit rate 3 p/kWh (in Adder value at which the minimum is breached)
Calculation =MIN(x1,x2,x3,x4)
Starting point
Starting point | -25.0054
3505. Solve for General adder rate (p/kWh)
Data sources:
x1 = 3504. Starting point
x2 = 3501. Adder threshold for Unit rate 1 p/kWh (in Adder value at which the minimum is breached)
x3 = 3501. Adder threshold for Unit rate 2 p/kWh (in Adder value at which the minimum is breached)
x4 = 3501. Adder threshold for Unit rate 3 p/kWh (in Adder value at which the minimum is breached)
x5 = 3502. Effect through Unit rate 1 p/kWh (in Marginal revenue effect of adder)
x6 = 3502. Effect through Unit rate 2 p/kWh (in Marginal revenue effect of adder)
x7 = 3502. Effect through Unit rate 3 p/kWh (in Marginal revenue effect of adder)
x8 = Location (in Solve for General adder rate (p/kWh))
x9 = Kink (in Solve for General adder rate (p/kWh))
x10 = Ranking before tie break (in Solve for General adder rate (p/kWh))
x11 = Counter (in Solve for General adder rate (p/kWh))
x12 = Tie breaker (in Solve for General adder rate (p/kWh))
x13 = Ranking (in Solve for General adder rate (p/kWh))
x14 = Kink reordering (in Solve for General adder rate (p/kWh))
x15 = Starting slope contributions (in Solve for General adder rate (p/kWh))
x16 = New slope (in Solve for General adder rate (p/kWh))
x17 = Location (ordered) (in Solve for General adder rate (p/kWh))
x18 = Starting values (in Solve for General adder rate (p/kWh))
x19 = 3403. Revenue shortfall (surplus) £ (in Revenue surplus or shortfall)
x20 = 3503. Constraint-free solution
x21 = Value (in Solve for General adder rate (p/kWh))
Kind: | Special calculation | Special calculation | Special calculation | Special calculation | Special calculation | Fixed data | Calculation | Special calculation | Special calculation | Special calculation | Special calculation | Special calculation | Special calculation
Formula: | = x1 or x2 or x3 or x4 | Special calculation | =IF(ISERROR(x8),x9,0) | =MAX(x1,x8)*x9 | =RANK(x8,x8,1) |  | =x10*99+x11 | =RANK(x12,x12,1) | =MATCH(x11,x13,0) | =INDEX(x8,x14,1) or =x8 | Special calculation | Special calculation | Special calculation
| Location | Kink | Starting slope contributions | Starting values | Ranking before tie break | Counter | Tie breaker | Ranking | Kink reordering | Location (ordered) | New slope | Value | Root
Starting point | -25.0054 |  |  |  |  | 0 | 0 |  |  | -25.0054 | 0 | -203456039.2688
Kink 1 | -1.5638 | 31481448.0458 | 0 | -49230906.2081 | 13 | 1 | 1288 | 13 | 19 | -25.0054 | 53900.3713 | -203456039.2688
Kink 2 | -1.7445 | 1487605.0909 | 0 | -2595121.2723 | 11 | 2 | 1091 | 11 | 10 | -9.3806 | 53920.4916 | -202613859.3757
Kink 3 | -0.23577 | 23695.9479 | 0 | -5586.7206 | 28 | 3 | 2775 | 28 | 11 | -8.3632 | 175323.075 | -202558998.7816
Kink 4 | -1.0968 | 7898966.9401 | 0 | -8663497.3952 | 18 | 4 | 1786 | 18 | 12 | -6.6744 | 1400306.1391 | -202262917.5573
Kink 5 | -1.4334 | 1977393.0216 | 0 | -2834449.4869 | 14 | 5 | 1391 | 14 | 13 | -5.0092 | 1451440.9518 | -199931202.2909
Kink 6 | -0.23699 | 13734.1991 | 0 | -3254.8634 | 27 | 6 | 2679 | 27 | 14 | -3.8188 | 2924646.0392 | -198203282.4208
Kink 7 | -1.3713 | 269468.3891 | 0 | -369516.6282 | 15 | 7 | 1492 | 15 | 17 | -3.0619 | 2927521.8558 | -195989657.6539
Kink 8 | -1.2958 | 2.1696 | 0 | -2.8113 | 16 | 8 | 1592 | 16 | 16 | -2.2795 | 2981932.7461 | -193699139.6446
Kink 9 | -0.78116 | 565.7082 | 0 | -441.9086 | 20 | 9 | 1989 | 20 | 15 | -1.9613 | 3000310.3535 | -192750304.0213
Kink 10 | -9.3806 | 20.1203 | 0 | -188.7409 | 2 | 10 | 208 | 2 | 52 | -1.7535 | 3338617.2244 | -192127024.562
Kink 11 | -8.3632 | 121402.5834 | 0 | -1015309.9951 | 3 | 11 | 308 | 3 | 2 | -1.7445 | 4826222.3153 | -192096861.6546
Kink 12 | -6.6744 | 1224983.0641 | 0 | -8176016.3258 | 4 | 12 | 408 | 4 | 18 | -1.6557 | 4826222.3153 | -191668482.504
Kink 13 | -5.0092 | 51134.8127 | 0 | -256146.7809 | 5 | 13 | 508 | 5 | 1 | -1.5638 | 36307670.3611 | -191224815.5104
Kink 14 | -3.8188 | 1473205.0874 | 0 | -5625814.7619 | 6 | 14 | 608 | 6 | 5 | -1.4334 | 38285063.3827 | -186491041.7284
Kink 15 | -1.9613 | 18377.6074 | 0 | -36043.4312 | 9 | 15 | 906 | 9 | 7 | -1.3713 | 38554531.7718 | -184111723.9036
Kink 16 | -2.2795 | 54410.8903 | 0 | -124027.6558 | 8 | 16 | 808 | 8 | 8 | -1.2958 | 38554533.9414 | -181200443.4132
Kink 17 | -3.0619 | 2875.8166 | 0 | -8805.3832 | 7 | 17 | 710 | 7 | 85 | -1.1617 | 39375226.7442 | -176033378.8201
Kink 18 | -1.6557 | 0 | 0 | 0 | 12 | 18 | 1206 | 12 | 4 | -1.0968 | 47274193.6843 | -173475523.2439
Kink 19 | -25.0054 | 53900.3713 | 0 | -1347797.7848 | 1 | 19 | 118 | 1 | 43 | -0.83053 | 47274298.1672 | -160888533.6841
Kink 20 | 0.83173 | 0 | 0 | 0 | 91 | 20 | 9029 | 91 | 9 | -0.78116 | 47274863.8755 | -158554428.1829
Kink 21 | 0.7583 | 0 | 0 | 0 | 88 | 21 | 8733 | 88 | 44 | -0.74045 | 48085997.2323 | -156629965.1497
Kink 22 | 0.83173 | 0 | 0 | 0 | 91 | 22 | 9031 | 92 | 45 | -0.5826 | 55874455.9851 | -149039381.1751
Kink 23 | 0.83173 | 0 | 0 | 0 | 91 | 23 | 9032 | 93 | 46 | -0.42279 | 56187146.4406 | -140110032.6976
Kink 24 | 6.6665 | 0 | 0 | 0 | 98 | 24 | 9726 | 98 | 47 | -0.3158 | 65245241.2803 | -134098947.5114
Kink 25 | 6.6665 | 0 | 0 | 0 | 98 | 25 | 9727 | 99 | 38 | -0.2466 | 66083122.4111 | -129583688.2453
Kink 26 | 0.7583 | 0 | 0 | 0 | 88 | 26 | 8738 | 89 | 35 | -0.24125 | 67409214.5229 | -129230033.3216
Kink 27 | 0.7583 | 0 | 0 | 0 | 88 | 27 | 8739 | 90 | 6 | -0.23699 | 67422948.722 | -128943022.5971
Kink 28 | 6.0873 | 0 | 0 | 0 | 96 | 28 | 9532 | 96 | 3 | -0.23577 | 67446644.6699 | -128860580.5974
Kink 29 | 6.0873 | 0 | 0 | 0 | 96 | 29 | 9533 | 97 | 76 | -0.23081 | 67446738.6459 | -128526056.4292
Kink 30 | 0.52076 | 0 | 0 | 0 | 82 | 30 | 8148 | 82 | 77 | -0.20578 | 68047902.9388 | -126838147.7053
Kink 31 | 0.52076 | 0 | 0 | 0 | 82 | 31 | 8149 | 83 | 40 | -0.20292 | 68125805.9763 | -126643505.2794
Kink 32 | 4.2182 | 0 | 0 | 0 | 94 | 32 | 9338 | 94 | 41 | -0.19413 | 68125806.6426 | -126044911.9535
Kink 33 | 4.2182 | 0 | 0 | 0 | 94 | 33 | 9339 | 95 | 78 | -0.1669 | 73933064.8777 | -124189394.4316
Kink 34 | 0 | 0 | 0 | 0 | 37 | 34 | 3697 | 37 | 79 | -0.1299 | 74197059.0776 | -121453761.6326
Kink 35 | -0.24125 | 1326092.1118 | 0 | -319916.2896 | 26 | 35 | 2609 | 26 | 42 | -0.12455 | 74197331.4556 | -121056783.2438
Kink 36 | 0 | 0 | 0 | 0 | 37 | 36 | 3699 | 38 | 80 | -0.098953 | 82640494.478 | -119157860.3056
Kink 37 | 0 | 0 | 0 | 0 | 37 | 37 | 3700 | 39 | 34 | 0 | 82640494.478 | -110980334.7613
Kink 38 | -0.2466 | 837881.1308 | 0 | -206620.7156 | 25 | 38 | 2513 | 25 | 36 | 0 | 82640494.478 | -110980334.7613
Kink 39 | 0 | 0 | 0 | 0 | 37 | 39 | 3702 | 40 | 37 | 0 | 82640494.478 | -110980334.7613
Kink 40 | -0.20292 | 77903.0375 | 0 | -15808.155 | 31 | 40 | 3109 | 31 | 39 | 0 | 82640494.478 | -110980334.7613
Kink 41 | -0.19413 | 0.66633 | 0 | -0.12936 | 32 | 41 | 3209 | 32 | 48 | 0 | 82640494.478 | -110980334.7613
Kink 42 | -0.12455 | 272.378 | 0 | -33.9236 | 35 | 42 | 3507 | 35 | 49 | 0 | 82640494.478 | -110980334.7613
Kink 43 | -0.83053 | 104.4829 | 0 | -86.7766 | 19 | 43 | 1924 | 19 | 50 | 0 | 82640494.478 | -110980334.7613
Kink 44 | -0.74045 | 811133.3569 | 0 | -600605.3645 | 21 | 44 | 2123 | 21 | 51 | 0 | 82640494.478 | -110980334.7613
Kink 45 | -0.5826 | 7788458.7528 | 0 | -4537538.2064 | 22 | 45 | 2223 | 22 | 53 | 0 | 82640494.478 | -110980334.7613
Kink 46 | -0.42279 | 312690.4555 | 0 | -132201.3914 | 23 | 46 | 2323 | 23 | 54 | 0 | 82640494.478 | -110980334.7613
Kink 47 | -0.3158 | 9058094.8398 | 0 | -2860578.0755 | 24 | 47 | 2423 | 24 | 55 | 0 | 82640494.478 | -110980334.7613
Kink 48 | 0 | 0 | 0 | 0 | 37 | 48 | 3711 | 41 | 56 | 0 | 82640494.478 | -110980334.7613
Kink 49 | 0 | 0 | 0 | 0 | 37 | 49 | 3712 | 42 | 59 | 0 | 82640494.478 | -110980334.7613
Kink 50 | 0 | 0 | 0 | 0 | 37 | 50 | 3713 | 43 | 60 | 0 | 82640494.478 | -110980334.7613
Kink 51 | 0 | 0 | 0 | 0 | 37 | 51 | 3714 | 44 | 63 | 0 | 82640494.478 | -110980334.7613
Kink 52 | -1.7535 | 338306.8709 | 0 | -593231.4659 | 10 | 52 | 1042 | 10 | 64 | 0 | 82640494.478 | -110980334.7613
Kink 53 | 0 | 0 | 0 | 0 | 37 | 53 | 3716 | 45 | 67 | 0 | 82640494.478 | -110980334.7613
Kink 54 | 0 | 0 | 0 | 0 | 37 | 54 | 3717 | 46 | 68 | 0 | 82640494.478 | -110980334.7613
Kink 55 | 0 | 0 | 0 | 0 | 37 | 55 | 3718 | 47 | 69 | 0 | 82640494.478 | -110980334.7613
Kink 56 | 0 | 0 | 0 | 0 | 37 | 56 | 3719 | 48 | 70 | 0 | 82640494.478 | -110980334.7613
Kink 57 | 0.59024 | 0 | 0 | 0 | 86 | 57 | 8571 | 86 | 71 | 0 | 82640494.478 | -110980334.7613
Kink 58 | 0.59024 | 0 | 0 | 0 | 86 | 58 | 8572 | 87 | 72 | 0 | 82640494.478 | -110980334.7613
Kink 59 | 0 | 0 | 0 | 0 | 37 | 59 | 3722 | 49 | 73 | 0 | 82640494.478 | -110980334.7613
Kink 60 | 0 | 0 | 0 | 0 | 37 | 60 | 3723 | 50 | 74 | 0 | 82640494.478 | -110980334.7613
Kink 61 | 0.53462 | 0 | 0 | 0 | 84 | 61 | 8377 | 84 | 75 | 0 | 82640494.478 | -110980334.7613
Kink 62 | 0.53462 | 0 | 0 | 0 | 84 | 62 | 8378 | 85 | 81 | 0 | 82640494.478 | -110980334.7613
Kink 63 | 0 | 0 | 0 | 0 | 37 | 63 | 3726 | 51 | 82 | 0 | 82640494.478 | -110980334.7613
Kink 64 | 0 | 0 | 0 | 0 | 37 | 64 | 3727 | 52 | 83 | 0 | 82640494.478 | -110980334.7613
Kink 65 | 0.35387 | 0 | 0 | 0 | 80 | 65 | 7985 | 80 | 84 | 0 | 82640494.478 | -110980334.7613
Kink 66 | 0.35387 | 0 | 0 | 0 | 80 | 66 | 7986 | 81 | 86 | 0 | 82640494.478 | -110980334.7613
Kink 67 | 0 | 0 | 0 | 0 | 37 | 67 | 3730 | 53 | 87 | 0 | 82640494.478 | -110980334.7613
Kink 68 | 0 | 0 | 0 | 0 | 37 | 68 | 3731 | 54 | 88 | 0 | 82640494.478 | -110980334.7613
Kink 69 | 0 | 0 | 0 | 0 | 37 | 69 | 3732 | 55 | 89 | 0 | 82640494.478 | -110980334.7613
Kink 70 | 0 | 0 | 0 | 0 | 37 | 70 | 3733 | 56 | 92 | 0 | 82640494.478 | -110980334.7613
Kink 71 | 0 | 0 | 0 | 0 | 37 | 71 | 3734 | 57 | 93 | 0 | 82640494.478 | -110980334.7613
Kink 72 | 0 | 0 | 0 | 0 | 37 | 72 | 3735 | 58 | 96 | 0 | 82640494.478 | -110980334.7613
Kink 73 | 0 | 0 | 0 | 0 | 37 | 73 | 3736 | 59 | 97 | 0 | 82640494.478 | -110980334.7613
Kink 74 | 0 | 0 | 0 | 0 | 37 | 74 | 3737 | 60 | 98 | 0.10963 | 82640494.478 | -101920765.0292
Kink 75 | 0 | 0 | 0 | 0 | 37 | 75 | 3738 | 61 | 99 | 0.10963 | 82640494.478 | -101920765.0292
Kink 76 | -0.23081 | 93.976 | 0 | -21.6903 | 29 | 76 | 2947 | 29 | 94 | 0.15117 | 82640494.478 | -98487634.7399
Kink 77 | -0.20578 | 601164.2929 | 0 | -123708.3575 | 30 | 77 | 3047 | 30 | 95 | 0.15117 | 82640494.478 | -98487634.7399
Kink 78 | -0.1669 | 5807258.235 | 0 | -969217.9672 | 33 | 78 | 3345 | 33 | 90 | 0.16403 | 82640494.478 | -97424671.0864
Kink 79 | -0.1299 | 263994.1999 | 0 | -34291.8453 | 34 | 79 | 3445 | 34 | 91 | 0.16403 | 82640494.478 | -97424671.0864
Kink 80 | -0.098953 | 8443163.0223 | 0 | -835476.3815 | 36 | 80 | 3644 | 36 | 65 | 0.35387 | 82640494.478 | -81736447.7172
Kink 81 | 0 | 0 | 0 | 0 | 37 | 81 | 3744 | 62 | 66 | 0.35387 | 82640494.478 | -81736447.7172
Kink 82 | 0 | 0 | 0 | 0 | 37 | 82 | 3745 | 63 | 30 | 0.52076 | 82640494.478 | -67944356.4235
Kink 83 | 0 | 0 | 0 | 0 | 37 | 83 | 3746 | 64 | 31 | 0.52076 | 82640494.478 | -67944356.4235
Kink 84 | 0 | 0 | 0 | 0 | 37 | 84 | 3747 | 65 | 61 | 0.53462 | 82640494.478 | -66798716.1771
Kink 85 | -1.1617 | 820692.8028 | 0 | -953439.6184 | 17 | 85 | 1768 | 17 | 62 | 0.53462 | 82640494.478 | -66798716.1771
Kink 86 | 0 | 0 | 0 | 0 | 37 | 86 | 3749 | 66 | 57 | 0.59024 | 82640494.478 | -62203014.9243
Kink 87 | 0 | 0 | 0 | 0 | 37 | 87 | 3750 | 67 | 58 | 0.59024 | 82640494.478 | -62203014.9243
Kink 88 | 0 | 0 | 0 | 0 | 37 | 88 | 3751 | 68 | 21 | 0.7583 | 82640494.478 | -48313994.859
Kink 89 | 0 | 0 | 0 | 0 | 37 | 89 | 3752 | 69 | 26 | 0.7583 | 82640494.478 | -48313994.859
Kink 90 | 0.16403 | 0 | 0 | 0 | 78 | 90 | 7812 | 78 | 27 | 0.7583 | 82640494.478 | -48313994.859
Kink 91 | 0.16403 | 0 | 0 | 0 | 78 | 91 | 7813 | 79 | 20 | 0.83173 | 82640494.478 | -42245775.0489
Kink 92 | 0 | 0 | 0 | 0 | 37 | 92 | 3755 | 70 | 22 | 0.83173 | 82640494.478 | -42245775.0489
Kink 93 | 0 | 0 | 0 | 0 | 37 | 93 | 3756 | 71 | 23 | 0.83173 | 82640494.478 | -42245775.0489
Kink 94 | 0.15117 | 0 | 0 | 0 | 76 | 94 | 7618 | 76 | 32 | 4.2182 | 82640494.478 | 237612464.8344 | 1.3429
Kink 95 | 0.15117 | 0 | 0 | 0 | 76 | 95 | 7619 | 77 | 33 | 4.2182 | 82640494.478 | 237612464.8344
Kink 96 | 0 | 0 | 0 | 0 | 37 | 96 | 3759 | 72 | 28 | 6.0873 | 82640494.478 | 392079399.7165
Kink 97 | 0 | 0 | 0 | 0 | 37 | 97 | 3760 | 73 | 29 | 6.0873 | 82640494.478 | 392079399.7165
Kink 98 | 0.10963 | 0 | 0 | 0 | 74 | 98 | 7424 | 74 | 24 | 6.6665 | 82640494.478 | 439943607.3483
Kink 99 | 0.10963 | 0 | 0 | 0 | 74 | 99 | 7425 | 75 | 25 | 6.6665 | 82640494.478 | 439943607.3483
3506. General adder rate (p/kWh)
Data sources:
x1 = 3505. Root (in Solve for General adder rate (p/kWh))
Calculation =MIN(x1)
General adder rate (p/kWh)
General adder rate (p/kWh) | 1.3429
3507. Adder
Data sources:
x1 = 2302. Load coefficient
x2 = 3506. General adder rate (p/kWh)
x3 = 3501. Adder threshold for Unit rate 1 p/kWh (in Adder value at which the minimum is breached)
x4 = 3501. Adder threshold for Unit rate 2 p/kWh (in Adder value at which the minimum is breached)
x5 = 3501. Adder threshold for Unit rate 3 p/kWh (in Adder value at which the minimum is breached)
x6 = Adder on Unit rate 1 p/kWh (in Adder)
x7 = 2305. Rate 1 units (MWh) (in Equivalent volume for each end user)
x8 = Adder on Unit rate 2 p/kWh (in Adder)
x9 = 2305. Rate 2 units (MWh) (in Equivalent volume for each end user)
x10 = Adder on Unit rate 3 p/kWh (in Adder)
x11 = 2305. Rate 3 units (MWh) (in Equivalent volume for each end user)
Kind: | Calculation | Calculation | Calculation | Calculation
Formula: | =IF(x1<0,0,MAX(x2,x3)) | =IF(x1<0,0,MAX(x2,x4)) | =IF(x1<0,0,MAX(x2,x5)) | =0+10*(x6*x7+x8*x9+x10*x11)
| Adder on Unit rate 1 p/kWh | Adder on Unit rate 2 p/kWh | Adder on Unit rate 3 p/kWh | Net revenues by tariff from adder
Domestic Unrestricted | 1.3429 |  |  | 42277356.4578
Domestic Two Rate | 1.3429 | 1.3429 |  | 3778596.1888
Domestic Off Peak (related MPAN) | 1.3429 |  |  | 31821.9809
Small Non Domestic Unrestricted | 1.3429 |  |  | 10607753.509
Small Non Domestic Two Rate | 1.3429 | 1.3429 |  | 3780713.9205
Small Non Domestic Off Peak (related MPAN) | 1.3429 |  |  | 18444.0572
LV Medium Non-Domestic | 1.3429 | 1.3429 |  | 466495.2389
LV Sub Medium Non-Domestic | 1.3429 | 1.3429 |  | 3.8085
HV Medium Non-Domestic | 1.3429 | 1.3429 |  | 1125.4905
LV Network Domestic | 1.3429 | 1.3429 | 1.3429 | 293.5365
LV Network Non-Domestic Non-CT | 1.3429 | 1.3429 | 1.3429 | 2059650.8573
LV HH Metered | 1.3429 | 1.3429 | 1.3429 | 19903151.1555
LV Sub HH Metered | 1.3429 | 1.3429 | 1.3429 | 843117.1084
HV HH Metered | 1.3429 | 1.3429 | 1.3429 | 25481360.7222
NHH UMS category A | 1.3429 |  |  | 24679.8259
NHH UMS category B | 1.3429 |  |  | 73069.9745
NHH UMS category C | 1.3429 |  |  | 3862.0181
NHH UMS category D | 1.3429 |  |  | 0
LV UMS (Pseudo HH Metered) | 1.3429 | 1.3429 | 1.3429 | 1628838.9108
LV Generation NHH or Aggregate HH | 0 |  |  | 0
LV Sub Generation NHH | 0 |  |  | 0
LV Generation Intermittent | 0 |  |  | 0
LV Generation Intermittent no RP charge | 0 |  |  | 0
LV Generation Non-Intermittent | 0 | 0 | 0 | 0
LV Generation Non-Intermittent no RP charge | 0 | 0 | 0 | 0
LV Sub Generation Intermittent | 0 |  |  | 0
LV Sub Generation Intermittent no RP charge | 0 |  |  | 0
LV Sub Generation Non-Intermittent | 0 | 0 | 0 | 0
LV Sub Generation Non-Intermittent no RP charge | 0 | 0 | 0 | 0
HV Generation Intermittent | 0 |  |  | 0
HV Generation Intermittent no RP charge | 0 |  |  | 0
HV Generation Non-Intermittent | 0 | 0 | 0 | 0
HV Generation Non-Intermittent no RP charge | 0 | 0 | 0 | 0

## Adjust
Tariff component adjustment and rounding for WPD South Wales in April 19 (no data version)
3601. Tariffs before rounding
Data sources:
x1 = 3308. Unit rate 1 p/kWh (total) (in Summary of charges before revenue matching)
x2 = 3507. Adder on Unit rate 1 p/kWh (in Adder)
x3 = 3308. Unit rate 2 p/kWh (total) (in Summary of charges before revenue matching)
x4 = 3507. Adder on Unit rate 2 p/kWh (in Adder)
x5 = 3308. Unit rate 3 p/kWh (total) (in Summary of charges before revenue matching)
x6 = 3507. Adder on Unit rate 3 p/kWh (in Adder)
x7 = 3308. Fixed charge p/MPAN/day (total) (in Summary of charges before revenue matching)
x8 = 3308. Capacity charge p/kVA/day (total) (in Summary of charges before revenue matching)
x9 = 3308. Exceeded capacity charge p/kVA/day (total) (in Summary of charges before revenue matching)
x10 = 3308. Reactive power charge p/kVArh (in Summary of charges before revenue matching)
Kind: | Calculation | Calculation | Calculation | Copy cells | Copy cells | Copy cells | Copy cells
Formula: | =x1+x2 | =x3+x4 | =x5+x6 | =x7 | =x8 | =x9 | =x10
| Unit rate 1 p/kWh | Unit rate 2 p/kWh | Unit rate 3 p/kWh | Fixed charge p/MPAN/day | Capacity charge p/kVA/day | Exceeded capacity charge p/kVA/day | Reactive power charge p/kVArh
Domestic Unrestricted | 2.9067 |  |  | 4.2901
Domestic Two Rate | 3.0874 | 1.5842 |  | 4.2901
Domestic Off Peak (related MPAN) | 1.5787
Small Non Domestic Unrestricted | 2.4397 |  |  | 8.9019
Small Non Domestic Two Rate | 2.7764 | 1.5895 |  | 8.9019
Small Non Domestic Off Peak (related MPAN) | 1.5799
LV Medium Non-Domestic | 2.7142 | 1.5459 |  | 25.0873
LV Sub Medium Non-Domestic | 2.6387 | 1.5371 |  | 31.1586
HV Medium Non-Domestic | 2.1241 | 1.4675 |  | 134.0736
LV Network Domestic | 10.7235 | 2.1735 | 1.5737 | 4.2901
LV Network Non-Domestic Non-CT | 9.7061 | 2.0834 | 1.5487 | 8.9019
LV HH Metered | 8.0173 | 1.9255 | 1.5098 | 12.7077 | 3.1106 | 6.6112 | 0.22718
LV Sub HH Metered | 6.3522 | 1.7657 | 1.4728 | 9.9202 | 3.4819 | 6.4795 | 0.16697
HV HH Metered | 5.1617 | 1.6587 | 1.4419 | 107.1351 | 3.6114 | 6.9822 | 0.12061
NHH UMS category A | 3.3042
NHH UMS category B | 3.6224
NHH UMS category C | 4.4048
NHH UMS category D | 2.9987
LV UMS (Pseudo HH Metered) | 26.3483 | 3.0965 | 2.5047
LV Generation NHH or Aggregate HH | -0.83173 |  |  | 0
LV Sub Generation NHH | -0.7583 |  |  | 0
LV Generation Intermittent | -0.83173 |  |  | 0 |  |  | 0.26271
LV Generation Intermittent no RP charge | -0.83173 |  |  | 0
LV Generation Non-Intermittent | -6.6665 | -0.59024 | -0.16403 | 0 |  |  | 0.26271
LV Generation Non-Intermittent no RP charge | -6.6665 | -0.59024 | -0.16403 | 0
LV Sub Generation Intermittent | -0.7583 |  |  | 0 |  |  | 0.22519
LV Sub Generation Intermittent no RP charge | -0.7583 |  |  | 0
LV Sub Generation Non-Intermittent | -6.0873 | -0.53462 | -0.15117 | 0 |  |  | 0.22519
LV Sub Generation Non-Intermittent no RP charge | -6.0873 | -0.53462 | -0.15117 | 0
HV Generation Intermittent | -0.52076 |  |  | 44.0456 |  |  | 0.18754
HV Generation Intermittent no RP charge | -0.52076 |  |  | 44.0456
HV Generation Non-Intermittent | -4.2182 | -0.35387 | -0.10963 | 44.0456 |  |  | 0.18754
HV Generation Non-Intermittent no RP charge | -4.2182 | -0.35387 | -0.10963 | 44.0456
3602. Decimal places
| Unit rate 1 p/kWh | Unit rate 2 p/kWh | Unit rate 3 p/kWh | Fixed charge p/MPAN/day | Capacity charge p/kVA/day | Exceeded capacity charge p/kVA/day | Reactive power charge p/kVArh
Decimal places | 3 | 3 | 3 | 2 | 2 | 2 | 3
3603. Tariff rounding
Data sources:
x1 = 3601. Unit rate 1 p/kWh before rounding (in Tariffs before rounding)
x2 = 3602. Unit rate 1 p/kWh decimal places (in Decimal places)
x3 = 3601. Unit rate 2 p/kWh before rounding (in Tariffs before rounding)
x4 = 3602. Unit rate 2 p/kWh decimal places (in Decimal places)
x5 = 3601. Unit rate 3 p/kWh before rounding (in Tariffs before rounding)
x6 = 3602. Unit rate 3 p/kWh decimal places (in Decimal places)
x7 = 3601. Fixed charge p/MPAN/day before rounding (in Tariffs before rounding)
x8 = 3602. Fixed charge p/MPAN/day decimal places (in Decimal places)
x9 = 3601. Capacity charge p/kVA/day before rounding (in Tariffs before rounding)
x10 = 3602. Capacity charge p/kVA/day decimal places (in Decimal places)
x11 = 3601. Exceeded capacity charge p/kVA/day before rounding (in Tariffs before rounding)
x12 = 3602. Exceeded capacity charge p/kVA/day decimal places (in Decimal places)
x13 = 3601. Reactive power charge p/kVArh before rounding (in Tariffs before rounding)
x14 = 3602. Reactive power charge p/kVArh decimal places (in Decimal places)
Kind: | Calculation | Calculation | Calculation | Calculation | Calculation | Calculation | Calculation
Formula: | =ROUND(x1,x2)-x1 | =ROUND(x3,x4)-x3 | =ROUND(x5,x6)-x5 | =ROUND(x7,x8)-x7 | =ROUND(x9,x10)-x9 | =ROUND(x11,x12)-x11 | =ROUND(x13,x14)-x13
| Unit rate 1 p/kWh | Unit rate 2 p/kWh | Unit rate 3 p/kWh | Fixed charge p/MPAN/day | Capacity charge p/kVA/day | Exceeded capacity charge p/kVA/day | Reactive power charge p/kVArh
Domestic Unrestricted | 0.00026386 |  |  | -5.113e-05
Domestic Two Rate | -0.00042531 | -0.00017663 |  | -5.113e-05
Domestic Off Peak (related MPAN) | 0.00030386
Small Non Domestic Unrestricted | 0.00028212 |  |  | -0.0018784
Small Non Domestic Two Rate | -0.0003567 | 0.0004717 |  | -0.0018784
Small Non Domestic Off Peak (related MPAN) | 8.1106e-05
LV Medium Non-Domestic | -0.00020928 | 0.00014987 |  | 0.0026777
LV Sub Medium Non-Domestic | 0.00030144 | -6.3539e-05 |  | 0.0014004
HV Medium Non-Domestic | -8.9234e-05 | -0.0004751 |  | -0.0036051
LV Network Domestic | 0.0004695 | -0.0004629 | 0.0002637 | -5.113e-05
LV Network Non-Domestic Non-CT | -9.5526e-05 | -0.00038128 | 0.0002895 | -0.0018784
LV HH Metered | -0.00032054 | 0.00047307 | 0.00017309 | 0.0022976 | -0.00059302 | -0.0011839 | -0.00018322
LV Sub HH Metered | -0.00017375 | 0.000284 | 0.00017457 | -0.00016161 | -0.0018965 | 0.00050068 | 3.3284e-05
HV HH Metered | 0.00031207 | 0.00026728 | 0.00011777 | 0.0048973 | -0.0013867 | -0.0022101 | 0.00038969
NHH UMS category A | -0.00019819
NHH UMS category B | -0.00039304
NHH UMS category C | 0.00019845
NHH UMS category D | 0.00033544
LV UMS (Pseudo HH Metered) | -0.00028175 | -0.00045987 | 0.00032108
LV Generation NHH or Aggregate HH | -0.00027023 |  |  | 0
LV Sub Generation NHH | 0.00030064 |  |  | 0
LV Generation Intermittent | -0.00027023 |  |  | 0 |  |  | 0.00029152
LV Generation Intermittent no RP charge | -0.00027023 |  |  | 0
LV Generation Non-Intermittent | -0.00048686 | 0.00023509 | 3.1735e-05 | 0 |  |  | 0.00029152
LV Generation Non-Intermittent no RP charge | -0.00048686 | 0.00023509 | 3.1735e-05 | 0
LV Sub Generation Intermittent | 0.00030064 |  |  | 0 |  |  | -0.0001926
LV Sub Generation Intermittent no RP charge | 0.00030064 |  |  | 0
LV Sub Generation Non-Intermittent | 0.00032726 | -0.00037567 | 0.00016923 | 0 |  |  | -0.0001926
LV Sub Generation Non-Intermittent no RP charge | 0.00032726 | -0.00037567 | 0.00016923 | 0
HV Generation Intermittent | -0.00023862 |  |  | 0.0044384 |  |  | 0.00045771
HV Generation Intermittent no RP charge | -0.00023862 |  |  | 0.0044384
HV Generation Non-Intermittent | 0.00018386 | -0.00013127 | -0.00037372 | 0.0044384 |  |  | 0.00045771
HV Generation Non-Intermittent no RP charge | 0.00018386 | -0.00013127 | -0.00037372 | 0.0044384
3604. All the way tariffs
Data sources:
x1 = 3601. Unit rate 1 p/kWh before rounding (in Tariffs before rounding)
x2 = 3603. Unit rate 1 p/kWh rounding (in Tariff rounding)
x3 = 3601. Unit rate 2 p/kWh before rounding (in Tariffs before rounding)
x4 = 3603. Unit rate 2 p/kWh rounding (in Tariff rounding)
x5 = 3601. Unit rate 3 p/kWh before rounding (in Tariffs before rounding)
x6 = 3603. Unit rate 3 p/kWh rounding (in Tariff rounding)
x7 = 3601. Fixed charge p/MPAN/day before rounding (in Tariffs before rounding)
x8 = 3603. Fixed charge p/MPAN/day rounding (in Tariff rounding)
x9 = 3601. Capacity charge p/kVA/day before rounding (in Tariffs before rounding)
x10 = 3603. Capacity charge p/kVA/day rounding (in Tariff rounding)
x11 = 3601. Exceeded capacity charge p/kVA/day before rounding (in Tariffs before rounding)
x12 = 3603. Exceeded capacity charge p/kVA/day rounding (in Tariff rounding)
x13 = 3601. Reactive power charge p/kVArh before rounding (in Tariffs before rounding)
x14 = 3603. Reactive power charge p/kVArh rounding (in Tariff rounding)
Kind: | Calculation | Calculation | Calculation | Calculation | Calculation | Calculation | Calculation
Formula: | =x1+x2 | =x3+x4 | =x5+x6 | =x7+x8 | =x9+x10 | =x11+x12 | =x13+x14
| Unit rate 1 p/kWh | Unit rate 2 p/kWh | Unit rate 3 p/kWh | Fixed charge p/MPAN/day | Capacity charge p/kVA/day | Exceeded capacity charge p/kVA/day | Reactive power charge p/kVArh
Domestic Unrestricted | 2.907 |  |  | 4.29
Domestic Two Rate | 3.087 | 1.584 |  | 4.29
Domestic Off Peak (related MPAN) | 1.579
Small Non Domestic Unrestricted | 2.44 |  |  | 8.9
Small Non Domestic Two Rate | 2.776 | 1.59 |  | 8.9
Small Non Domestic Off Peak (related MPAN) | 1.58
LV Medium Non-Domestic | 2.714 | 1.546 |  | 25.09
LV Sub Medium Non-Domestic | 2.639 | 1.537 |  | 31.16
HV Medium Non-Domestic | 2.124 | 1.467 |  | 134.07
LV Network Domestic | 10.724 | 2.173 | 1.574 | 4.29
LV Network Non-Domestic Non-CT | 9.706 | 2.083 | 1.549 | 8.9
LV HH Metered | 8.017 | 1.926 | 1.51 | 12.71 | 3.11 | 6.61 | 0.227
LV Sub HH Metered | 6.352 | 1.766 | 1.473 | 9.92 | 3.48 | 6.48 | 0.167
HV HH Metered | 5.162 | 1.659 | 1.442 | 107.14 | 3.61 | 6.98 | 0.121
NHH UMS category A | 3.304
NHH UMS category B | 3.622
NHH UMS category C | 4.405
NHH UMS category D | 2.999
LV UMS (Pseudo HH Metered) | 26.348 | 3.096 | 2.505
LV Generation NHH or Aggregate HH | -0.832 |  |  | 0
LV Sub Generation NHH | -0.758 |  |  | 0
LV Generation Intermittent | -0.832 |  |  | 0 |  |  | 0.263
LV Generation Intermittent no RP charge | -0.832 |  |  | 0
LV Generation Non-Intermittent | -6.667 | -0.59 | -0.164 | 0 |  |  | 0.263
LV Generation Non-Intermittent no RP charge | -6.667 | -0.59 | -0.164 | 0
LV Sub Generation Intermittent | -0.758 |  |  | 0 |  |  | 0.225
LV Sub Generation Intermittent no RP charge | -0.758 |  |  | 0
LV Sub Generation Non-Intermittent | -6.087 | -0.535 | -0.151 | 0 |  |  | 0.225
LV Sub Generation Non-Intermittent no RP charge | -6.087 | -0.535 | -0.151 | 0
HV Generation Intermittent | -0.521 |  |  | 44.05 |  |  | 0.188
HV Generation Intermittent no RP charge | -0.521 |  |  | 44.05
HV Generation Non-Intermittent | -4.218 | -0.354 | -0.11 | 44.05 |  |  | 0.188
HV Generation Non-Intermittent no RP charge | -4.218 | -0.354 | -0.11 | 44.05
3605. Net revenues by tariff from rounding
Data sources:
x1 = 1010. Days in the charging year (in Financial and general assumptions)
x2 = 3603. Fixed charge p/MPAN/day rounding (in Tariff rounding)
x3 = 2305. MPANs (in Equivalent volume for each end user)
x4 = 3603. Capacity charge p/kVA/day rounding (in Tariff rounding)
x5 = 2305. Import capacity (kVA) (in Equivalent volume for each end user)
x6 = 3603. Exceeded capacity charge p/kVA/day rounding (in Tariff rounding)
x7 = 2305. Exceeded capacity (kVA) (in Equivalent volume for each end user)
x8 = 3603. Unit rate 1 p/kWh rounding (in Tariff rounding)
x9 = 2305. Rate 1 units (MWh) (in Equivalent volume for each end user)
x10 = 3603. Unit rate 2 p/kWh rounding (in Tariff rounding)
x11 = 2305. Rate 2 units (MWh) (in Equivalent volume for each end user)
x12 = 3603. Unit rate 3 p/kWh rounding (in Tariff rounding)
x13 = 2305. Rate 3 units (MWh) (in Equivalent volume for each end user)
x14 = 3603. Reactive power charge p/kVArh rounding (in Tariff rounding)
x15 = 2305. Reactive power units (MVArh) (in Equivalent volume for each end user)
Calculation =0.01*x1*(x2*x3+x4*x5+x6*x7)+10*(x8*x9+x10*x11+x12*x13+x14*x15)
Net revenues by tariff from rounding
Domestic Unrestricted | 8119.0248
Domestic Two Rate | -876.4262
Domestic Off Peak (related MPAN) | 7.2004
Small Non Domestic Unrestricted | 1784.4986
Small Non Domestic Two Rate | -401.7549
Small Non Domestic Off Peak (related MPAN) | 1.1139
LV Medium Non-Domestic | -37.0538
LV Sub Medium Non-Domestic | 0.00062185
HV Medium Non-Domestic | -0.22262
LV Network Domestic | -0.015379
LV Network Non-Domestic Non-CT | -161.2932
LV HH Metered | 2392.7956
LV Sub HH Metered | -42.1089
HV HH Metered | 789.9761
NHH UMS category A | -3.6423
NHH UMS category B | -21.3856
NHH UMS category C | 0.57071
NHH UMS category D | 0
LV UMS (Pseudo HH Metered) | 92.7451
LV Generation NHH or Aggregate HH | -6.8499
LV Sub Generation NHH | 0
LV Generation Intermittent | -88.2039
LV Generation Intermittent no RP charge | 0
LV Generation Non-Intermittent | 3.5666
LV Generation Non-Intermittent no RP charge | 0
LV Sub Generation Intermittent | 0.83573
LV Sub Generation Intermittent no RP charge | 0
LV Sub Generation Non-Intermittent | -0.20099
LV Sub Generation Non-Intermittent no RP charge | 0
HV Generation Intermittent | -618.6621
HV Generation Intermittent no RP charge | 0
HV Generation Non-Intermittent | -271.8756
HV Generation Non-Intermittent no RP charge | 0
3606. Revenue forecast summary
Data sources:
x1 = 3403. Total net revenues before matching (£) (in Revenue surplus or shortfall)
x2 = 3507. Net revenues by tariff from adder (in Adder)
x3 = 3605. Net revenues by tariff from rounding
x4 = Total net revenues before matching (£) (in Revenue forecast summary)
x5 = Total net revenues from adder (£) (in Revenue forecast summary)
x6 = Total net revenues from rounding (£) (in Revenue forecast summary)
x7 = Total net revenues (£) (in Revenue forecast summary)
x8 = 3402. Target CDCM revenue (£/year) (in Target CDCM revenue)
Kind: | Copy cells | Cell summation | Cell summation | Calculation | Calculation
Formula: | =x1 | =SUM(x2) | =SUM(x3) | =x4+x5+x6 | =x7-x8
| Total net revenues before matching (£) | Total net revenues from adder (£) | Total net revenues from rounding (£) | Total net revenues (£) | Deviation from target revenue (£)
Revenue forecast summary | 128201413.513 | 110980334.7613 | 10662.6327 | 239192410.9069 | 10662.6327
3607. Tariffs
Data sources:
x1 = 3604. Unit rate 1 p/kWh (in All the way tariffs)
x2 = 2304. Discount for each tariff (except for fixed charges) (in LDNO discounts and volumes adjusted for discount)
x3 = 3604. Unit rate 2 p/kWh (in All the way tariffs)
x4 = 3604. Unit rate 3 p/kWh (in All the way tariffs)
x5 = 3604. Fixed charge p/MPAN/day (in All the way tariffs)
x6 = 2304. Discount for each tariff for fixed charges only (in LDNO discounts and volumes adjusted for discount)
x7 = 3604. Capacity charge p/kVA/day (in All the way tariffs)
x8 = 3604. Exceeded capacity charge p/kVA/day (in All the way tariffs)
x9 = 3604. Reactive power charge p/kVArh (in All the way tariffs)
Kind: | Calculation | Calculation | Calculation | Calculation | Calculation | Calculation | Calculation
Formula: | =ROUND(x1*(1-x2),3) | =ROUND(x3*(1-x2),3) | =ROUND(x4*(1-x2),3) | =ROUND(x5*(1-x6),2) | =ROUND(x7*(1-x2),2) | =ROUND(x8*(1-x2),2) | =ROUND(x9*(1-x2),3)
| Unit rate 1 p/kWh | Unit rate 2 p/kWh | Unit rate 3 p/kWh | Fixed charge p/MPAN/day | Capacity charge p/kVA/day | Exceeded capacity charge p/kVA/day | Reactive power charge p/kVArh
> Domestic Unrestricted
Domestic Unrestricted | 2.907 | 0 | 0 | 4.29 | 0 | 0 | 0
LDNO LV: Domestic Unrestricted | 1.977 | 0 | 0 | 2.92 | 0 | 0 | 0
LDNO HV: Domestic Unrestricted | 1.065 | 0 | 0 | 1.57 | 0 | 0 | 0
> Domestic Two Rate
Domestic Two Rate | 3.087 | 1.584 | 0 | 4.29 | 0 | 0 | 0
LDNO LV: Domestic Two Rate | 2.099 | 1.077 | 0 | 2.92 | 0 | 0 | 0
LDNO HV: Domestic Two Rate | 1.131 | 0.581 | 0 | 1.57 | 0 | 0 | 0
> Domestic Off Peak (related MPAN)
Domestic Off Peak (related MPAN) | 1.579 | 0 | 0 | 0 | 0 | 0 | 0
LDNO LV: Domestic Off Peak (related MPAN) | 1.074 | 0 | 0 | 0 | 0 | 0 | 0
LDNO HV: Domestic Off Peak (related MPAN) | 0.579 | 0 | 0 | 0 | 0 | 0 | 0
> Small Non Domestic Unrestricted
Small Non Domestic Unrestricted | 2.44 | 0 | 0 | 8.9 | 0 | 0 | 0
LDNO LV: Small Non Domestic Unrestricted | 1.659 | 0 | 0 | 6.05 | 0 | 0 | 0
LDNO HV: Small Non Domestic Unrestricted | 0.894 | 0 | 0 | 3.26 | 0 | 0 | 0
> Small Non Domestic Two Rate
Small Non Domestic Two Rate | 2.776 | 1.59 | 0 | 8.9 | 0 | 0 | 0
LDNO LV: Small Non Domestic Two Rate | 1.888 | 1.081 | 0 | 6.05 | 0 | 0 | 0
LDNO HV: Small Non Domestic Two Rate | 1.017 | 0.583 | 0 | 3.26 | 0 | 0 | 0
> Small Non Domestic Off Peak (related MPAN)
Small Non Domestic Off Peak (related MPAN) | 1.58 | 0 | 0 | 0 | 0 | 0 | 0
LDNO LV: Small Non Domestic Off Peak (related MPAN) | 1.075 | 0 | 0 | 0 | 0 | 0 | 0
LDNO HV: Small Non Domestic Off Peak (related MPAN) | 0.579 | 0 | 0 | 0 | 0 | 0 | 0
> LV Medium Non-Domestic
LV Medium Non-Domestic | 2.714 | 1.546 | 0 | 25.09 | 0 | 0 | 0
LDNO LV: LV Medium Non-Domestic | 1.846 | 1.051 | 0 | 17.06 | 0 | 0 | 0
LDNO HV: LV Medium Non-Domestic | 0.995 | 0.567 | 0 | 9.2 | 0 | 0 | 0
> LV Sub Medium Non-Domestic
LV Sub Medium Non-Domestic | 2.639 | 1.537 | 0 | 31.16 | 0 | 0 | 0
> HV Medium Non-Domestic
HV Medium Non-Domestic | 2.124 | 1.467 | 0 | 134.07 | 0 | 0 | 0
> LV Network Domestic
LV Network Domestic | 10.724 | 2.173 | 1.574 | 4.29 | 0 | 0 | 0
LDNO LV: LV Network Domestic | 7.293 | 1.478 | 1.07 | 2.92 | 0 | 0 | 0
LDNO HV: LV Network Domestic | 3.931 | 0.796 | 0.577 | 1.57 | 0 | 0 | 0
> LV Network Non-Domestic Non-CT
LV Network Non-Domestic Non-CT | 9.706 | 2.083 | 1.549 | 8.9 | 0 | 0 | 0
LDNO LV: LV Network Non-Domestic Non-CT | 6.601 | 1.417 | 1.053 | 6.05 | 0 | 0 | 0
LDNO HV: LV Network Non-Domestic Non-CT | 3.557 | 0.763 | 0.568 | 3.26 | 0 | 0 | 0
> LV HH Metered
LV HH Metered | 8.017 | 1.926 | 1.51 | 12.71 | 3.11 | 6.61 | 0.227
LDNO LV: LV HH Metered | 5.452 | 1.31 | 1.027 | 8.64 | 2.12 | 4.5 | 0.154
LDNO HV: LV HH Metered | 2.938 | 0.706 | 0.553 | 4.66 | 1.14 | 2.42 | 0.083
> LV Sub HH Metered
LV Sub HH Metered | 6.352 | 1.766 | 1.473 | 9.92 | 3.48 | 6.48 | 0.167
LDNO HV: LV Sub HH Metered | 3.567 | 0.992 | 0.827 | 5.57 | 1.95 | 3.64 | 0.094
> HV HH Metered
HV HH Metered | 5.162 | 1.659 | 1.442 | 107.14 | 3.61 | 6.98 | 0.121
LDNO HV: HV HH Metered | 3.496 | 1.124 | 0.977 | 72.57 | 2.45 | 4.73 | 0.082
> NHH UMS category A
NHH UMS category A | 3.304 | 0 | 0 | 0 | 0 | 0 | 0
LDNO LV: NHH UMS category A | 2.247 | 0 | 0 | 0 | 0 | 0 | 0
LDNO HV: NHH UMS category A | 1.211 | 0 | 0 | 0 | 0 | 0 | 0
> NHH UMS category B
NHH UMS category B | 3.622 | 0 | 0 | 0 | 0 | 0 | 0
LDNO LV: NHH UMS category B | 2.463 | 0 | 0 | 0 | 0 | 0 | 0
LDNO HV: NHH UMS category B | 1.328 | 0 | 0 | 0 | 0 | 0 | 0
> NHH UMS category C
NHH UMS category C | 4.405 | 0 | 0 | 0 | 0 | 0 | 0
LDNO LV: NHH UMS category C | 2.996 | 0 | 0 | 0 | 0 | 0 | 0
LDNO HV: NHH UMS category C | 1.615 | 0 | 0 | 0 | 0 | 0 | 0
> NHH UMS category D
NHH UMS category D | 2.999 | 0 | 0 | 0 | 0 | 0 | 0
LDNO LV: NHH UMS category D | 2.04 | 0 | 0 | 0 | 0 | 0 | 0
LDNO HV: NHH UMS category D | 1.099 | 0 | 0 | 0 | 0 | 0 | 0
> LV UMS (Pseudo HH Metered)
LV UMS (Pseudo HH Metered) | 26.348 | 3.096 | 2.505 | 0 | 0 | 0 | 0
LDNO LV: LV UMS (Pseudo HH Metered) | 17.919 | 2.106 | 1.704 | 0 | 0 | 0 | 0
LDNO HV: LV UMS (Pseudo HH Metered) | 9.657 | 1.135 | 0.918 | 0 | 0 | 0 | 0
> LV Generation NHH or Aggregate HH
LV Generation NHH or Aggregate HH | -0.832 | 0 | 0 | 0 | 0 | 0 | 0
LDNO LV: LV Generation NHH or Aggregate HH | -0.832 | 0 | 0 | 0 | 0 | 0 | 0
LDNO HV: LV Generation NHH or Aggregate HH | -0.832 | 0 | 0 | 0 | 0 | 0 | 0
> LV Sub Generation NHH
LV Sub Generation NHH | -0.758 | 0 | 0 | 0 | 0 | 0 | 0
LDNO HV: LV Sub Generation NHH | -0.758 | 0 | 0 | 0 | 0 | 0 | 0
> LV Generation Intermittent
LV Generation Intermittent | -0.832 | 0 | 0 | 0 | 0 | 0 | 0.263
LDNO LV: LV Generation Intermittent | -0.832 | 0 | 0 | 0 | 0 | 0 | 0.263
LDNO HV: LV Generation Intermittent | -0.832 | 0 | 0 | 0 | 0 | 0 | 0.263
> LV Generation Intermittent no RP charge
LV Generation Intermittent no RP charge | -0.832 | 0 | 0 | 0 | 0 | 0 | 0
> LV Generation Non-Intermittent
LV Generation Non-Intermittent | -6.667 | -0.59 | -0.164 | 0 | 0 | 0 | 0.263
LDNO LV: LV Generation Non-Intermittent | -6.667 | -0.59 | -0.164 | 0 | 0 | 0 | 0.263
LDNO HV: LV Generation Non-Intermittent | -6.667 | -0.59 | -0.164 | 0 | 0 | 0 | 0.263
> LV Generation Non-Intermittent no RP charge
LV Generation Non-Intermittent no RP charge | -6.667 | -0.59 | -0.164 | 0 | 0 | 0 | 0
> LV Sub Generation Intermittent
LV Sub Generation Intermittent | -0.758 | 0 | 0 | 0 | 0 | 0 | 0.225
LDNO HV: LV Sub Generation Intermittent | -0.758 | 0 | 0 | 0 | 0 | 0 | 0.225
> LV Sub Generation Intermittent no RP charge
LV Sub Generation Intermittent no RP charge | -0.758 | 0 | 0 | 0 | 0 | 0 | 0
> LV Sub Generation Non-Intermittent
LV Sub Generation Non-Intermittent | -6.087 | -0.535 | -0.151 | 0 | 0 | 0 | 0.225
LDNO HV: LV Sub Generation Non-Intermittent | -6.087 | -0.535 | -0.151 | 0 | 0 | 0 | 0.225
> LV Sub Generation Non-Intermittent no RP charge
LV Sub Generation Non-Intermittent no RP charge | -6.087 | -0.535 | -0.151 | 0 | 0 | 0 | 0
> HV Generation Intermittent
HV Generation Intermittent | -0.521 | 0 | 0 | 44.05 | 0 | 0 | 0.188
LDNO HV: HV Generation Intermittent | -0.521 | 0 | 0 | 0 | 0 | 0 | 0.188
> HV Generation Intermittent no RP charge
HV Generation Intermittent no RP charge | -0.521 | 0 | 0 | 44.05 | 0 | 0 | 0
> HV Generation Non-Intermittent
HV Generation Non-Intermittent | -4.218 | -0.354 | -0.11 | 44.05 | 0 | 0 | 0.188
LDNO HV: HV Generation Non-Intermittent | -4.218 | -0.354 | -0.11 | 0 | 0 | 0 | 0.188
> HV Generation Non-Intermittent no RP charge
HV Generation Non-Intermittent no RP charge | -4.218 | -0.354 | -0.11 | 44.05 | 0 | 0 | 0

## Tariffs
Tariffs for WPD South Wales in April 19 (no data version)
3701. Tariffs
Data sources:
x1 = 3607. Unit rate 1 p/kWh (in Tariffs)
x2 = 3607. Unit rate 2 p/kWh (in Tariffs)
x3 = 3607. Unit rate 3 p/kWh (in Tariffs)
x4 = 3607. Fixed charge p/MPAN/day (in Tariffs)
x5 = 3607. Capacity charge p/kVA/day (in Tariffs)
x6 = 3607. Exceeded capacity charge p/kVA/day (in Tariffs)
x7 = 3607. Reactive power charge p/kVArh (in Tariffs)
Kind: | Input data | Fixed data | Copy cells | Copy cells | Copy cells | Copy cells | Copy cells | Copy cells | Copy cells | Input data
Formula: |  |  | = x1 | = x2 | = x3 | = x4 | = x5 | = x6 | = x7
| Open LLFCs | PCs | Unit rate 1 p/kWh | Unit rate 2 p/kWh | Unit rate 3 p/kWh | Fixed charge p/MPAN/day | Capacity charge p/kVA/day | Exceeded capacity charge p/kVA/day | Reactive power charge p/kVArh | Closed LLFCs
Domestic Unrestricted | 100, 105, 800, 860 | 1 | 2.907 | 0 | 0 | 4.29 | 0 | 0 | 0
Domestic Two Rate | 101, 106, 801, 861, | 2 | 3.087 | 1.584 | 0 | 4.29 | 0 | 0 | 0
Domestic Off Peak (related MPAN) | 194, 843 | 2 | 1.579 | 0 | 0 | 0 | 0 | 0 | 0
Small Non Domestic Unrestricted | 200, 810, 862 | 3 | 2.44 | 0 | 0 | 8.9 | 0 | 0 | 0
Small Non Domestic Two Rate | 201, 811, 863 | 4 | 2.776 | 1.59 | 0 | 8.9 | 0 | 0 | 0
Small Non Domestic Off Peak (related MPAN) | 294 | 4 | 1.58 | 0 | 0 | 0 | 0 | 0 | 0
LV Medium Non-Domestic | 300 | 5-8 | 2.714 | 1.546 | 0 | 25.09 | 0 | 0 | 0
LV Sub Medium Non-Domestic | 344 | 5-8 | 2.639 | 1.537 | 0 | 31.16 | 0 | 0 | 0
HV Medium Non-Domestic | 400 | 5-8 | 2.124 | 1.467 | 0 | 134.07 | 0 | 0 | 0
LV Network Domestic | 116 |  | 10.724 | 2.173 | 1.574 | 4.29 | 0 | 0 | 0
LV Network Non-Domestic Non-CT | 117 |  | 9.706 | 2.083 | 1.549 | 8.9 | 0 | 0 | 0
LV HH Metered | 300 |  | 8.017 | 1.926 | 1.51 | 12.71 | 3.11 | 6.61 | 0.227
LV Sub HH Metered | 344 |  | 6.352 | 1.766 | 1.473 | 9.92 | 3.48 | 6.48 | 0.167
HV HH Metered | 400 |  | 5.162 | 1.659 | 1.442 | 107.14 | 3.61 | 6.98 | 0.121
NHH UMS category A | 718 | 8 | 3.304 | 0 | 0 | 0 | 0 | 0 | 0
NHH UMS category B | 701 | 1 | 3.622 | 0 | 0 | 0 | 0 | 0 | 0
NHH UMS category C | 719 | 1 | 4.405 | 0 | 0 | 0 | 0 | 0 | 0
NHH UMS category D | 720 | 1 | 2.999 | 0 | 0 | 0 | 0 | 0 | 0
LV UMS (Pseudo HH Metered) | 700 |  | 26.348 | 3.096 | 2.505 | 0 | 0 | 0 | 0
LV Generation NHH or Aggregate HH | 697 | 8&0 | -0.832 | 0 | 0 | 0 | 0 | 0 | 0
LV Sub Generation NHH | 717 | 8 | -0.758 | 0 | 0 | 0 | 0 | 0 | 0
LV Generation Intermittent | 697 |  | -0.832 | 0 | 0 | 0 | 0 | 0 | 0.263
LV Generation Intermittent no RP charge | 91 |  | -0.832 | 0 | 0 | 0 | 0 | 0 | 0
LV Generation Non-Intermittent | 603 |  | -6.667 | -0.59 | -0.164 | 0 | 0 | 0 | 0.263
LV Generation Non-Intermittent no RP charge | 92 |  | -6.667 | -0.59 | -0.164 | 0 | 0 | 0 | 0
LV Sub Generation Intermittent | 602 |  | -0.758 | 0 | 0 | 0 | 0 | 0 | 0.225
LV Sub Generation Intermittent no RP charge | 93 |  | -0.758 | 0 | 0 | 0 | 0 | 0 | 0
LV Sub Generation Non-Intermittent | 604 |  | -6.087 | -0.535 | -0.151 | 0 | 0 | 0 | 0.225
LV Sub Generation Non-Intermittent no RP charge | 94 |  | -6.087 | -0.535 | -0.151 | 0 | 0 | 0 | 0
HV Generation Intermittent | 698 |  | -0.521 | 0 | 0 | 44.05 | 0 | 0 | 0.188
HV Generation Intermittent no RP charge | 95 |  | -0.521 | 0 | 0 | 44.05 | 0 | 0 | 0
HV Generation Non-Intermittent | 606 |  | -4.218 | -0.354 | -0.11 | 44.05 | 0 | 0 | 0.188
HV Generation Non-Intermittent no RP charge | 96 |  | -4.218 | -0.354 | -0.11 | 44.05 | 0 | 0 | 0
LDNO LV: Domestic Unrestricted | 30300 | 1 | 1.977 | 0 | 0 | 2.92 | 0 | 0 | 0
LDNO LV: Domestic Two Rate | 30301 | 2 | 2.099 | 1.077 | 0 | 2.92 | 0 | 0 | 0
LDNO LV: Domestic Off Peak (related MPAN) | 30302 | 2 | 1.074 | 0 | 0 | 0 | 0 | 0 | 0
LDNO LV: Small Non Domestic Unrestricted | 30303 | 3 | 1.659 | 0 | 0 | 6.05 | 0 | 0 | 0
LDNO LV: Small Non Domestic Two Rate | 30304 | 4 | 1.888 | 1.081 | 0 | 6.05 | 0 | 0 | 0
LDNO LV: Small Non Domestic Off Peak (related MPAN) | 30305 | 4 | 1.075 | 0 | 0 | 0 | 0 | 0 | 0
LDNO LV: LV Medium Non-Domestic | 30306 | 5-8 | 1.846 | 1.051 | 0 | 17.06 | 0 | 0 | 0
LDNO LV: LV Network Domestic | 30307 |  | 7.293 | 1.478 | 1.07 | 2.92 | 0 | 0 | 0
LDNO LV: LV Network Non-Domestic Non-CT | 30308 |  | 6.601 | 1.417 | 1.053 | 6.05 | 0 | 0 | 0
LDNO LV: LV HH Metered | 30309 |  | 5.452 | 1.31 | 1.027 | 8.64 | 2.12 | 4.5 | 0.154
LDNO LV: NHH UMS category A | 30310 | 8 | 2.247 | 0 | 0 | 0 | 0 | 0 | 0
LDNO LV: NHH UMS category B | 30311 | 1 | 2.463 | 0 | 0 | 0 | 0 | 0 | 0
LDNO LV: NHH UMS category C | 30312 | 1 | 2.996 | 0 | 0 | 0 | 0 | 0 | 0
LDNO LV: NHH UMS category D | 30313 | 1 | 2.04 | 0 | 0 | 0 | 0 | 0 | 0
LDNO LV: LV UMS (Pseudo HH Metered) | 30314 |  | 17.919 | 2.106 | 1.704 | 0 | 0 | 0 | 0
LDNO LV: LV Generation NHH or Aggregate HH | 30315 | 8&0 | -0.832 | 0 | 0 | 0 | 0 | 0 | 0
LDNO LV: LV Generation Intermittent | 30316 |  | -0.832 | 0 | 0 | 0 | 0 | 0 | 0.263
LDNO LV: LV Generation Non-Intermittent | 30317 |  | -6.667 | -0.59 | -0.164 | 0 | 0 | 0 | 0.263
LDNO HV: Domestic Unrestricted | 30318 | 1 | 1.065 | 0 | 0 | 1.57 | 0 | 0 | 0
LDNO HV: Domestic Two Rate | 30319 | 2 | 1.131 | 0.581 | 0 | 1.57 | 0 | 0 | 0
LDNO HV: Domestic Off Peak (related MPAN) | 30320 | 2 | 0.579 | 0 | 0 | 0 | 0 | 0 | 0
LDNO HV: Small Non Domestic Unrestricted | 30321 | 3 | 0.894 | 0 | 0 | 3.26 | 0 | 0 | 0
LDNO HV: Small Non Domestic Two Rate | 30322 | 4 | 1.017 | 0.583 | 0 | 3.26 | 0 | 0 | 0
LDNO HV: Small Non Domestic Off Peak (related MPAN) | 30323 | 4 | 0.579 | 0 | 0 | 0 | 0 | 0 | 0
LDNO HV: LV Medium Non-Domestic | 30324 | 5-8 | 0.995 | 0.567 | 0 | 9.2 | 0 | 0 | 0
LDNO HV: LV Network Domestic | 30325 |  | 3.931 | 0.796 | 0.577 | 1.57 | 0 | 0 | 0
LDNO HV: LV Network Non-Domestic Non-CT | 30326 |  | 3.557 | 0.763 | 0.568 | 3.26 | 0 | 0 | 0
LDNO HV: LV HH Metered | 30327 |  | 2.938 | 0.706 | 0.553 | 4.66 | 1.14 | 2.42 | 0.083
LDNO HV: LV Sub HH Metered | 30328 |  | 3.567 | 0.992 | 0.827 | 5.57 | 1.95 | 3.64 | 0.094
LDNO HV: HV HH Metered | 30329 |  | 3.496 | 1.124 | 0.977 | 72.57 | 2.45 | 4.73 | 0.082
LDNO HV: NHH UMS category A | 30330 | 8 | 1.211 | 0 | 0 | 0 | 0 | 0 | 0
LDNO HV: NHH UMS category B | 30331 | 1 | 1.328 | 0 | 0 | 0 | 0 | 0 | 0
LDNO HV: NHH UMS category C | 30332 | 1 | 1.615 | 0 | 0 | 0 | 0 | 0 | 0
LDNO HV: NHH UMS category D | 30333 | 1 | 1.099 | 0 | 0 | 0 | 0 | 0 | 0
LDNO HV: LV UMS (Pseudo HH Metered) | 30334 |  | 9.657 | 1.135 | 0.918 | 0 | 0 | 0 | 0
LDNO HV: LV Generation NHH or Aggregate HH | 30335 | 8&0 | -0.832 | 0 | 0 | 0 | 0 | 0 | 0
LDNO HV: LV Sub Generation NHH | 30336 | 8 | -0.758 | 0 | 0 | 0 | 0 | 0 | 0
LDNO HV: LV Generation Intermittent | 30337 |  | -0.832 | 0 | 0 | 0 | 0 | 0 | 0.263
LDNO HV: LV Generation Non-Intermittent | 30338 |  | -6.667 | -0.59 | -0.164 | 0 | 0 | 0 | 0.263
LDNO HV: LV Sub Generation Intermittent | 30339 |  | -0.758 | 0 | 0 | 0 | 0 | 0 | 0.225
LDNO HV: LV Sub Generation Non-Intermittent | 30340 |  | -6.087 | -0.535 | -0.151 | 0 | 0 | 0 | 0.225
LDNO HV: HV Generation Intermittent | 30341 |  | -0.521 | 0 | 0 | 0 | 0 | 0 | 0.188
LDNO HV: HV Generation Non-Intermittent | 30342 |  | -4.218 | -0.354 | -0.11 | 0 | 0 | 0 | 0.188

## Summary
Summary for WPD South Wales in April 19 (no data version)
This sheet is for information only. It can be deleted without affecting any calculations elsewhere in the model.
3801. Headline parameters
Data sources:
x1 = 1010. Annuity proportion for customer-contributed assets (in Financial and general assumptions)
x2 = 3606. Total net revenues from adder (£) (in Revenue forecast summary)
x3 = 3606. Deviation from target revenue (£) (in Revenue forecast summary)
x4 = 3402. Target CDCM revenue (£/year) (in Target CDCM revenue)
Kind: | Copy cells | Copy cells | Copy cells | Calculation
Formula: | = x1 | = x2 | = x3 | =x3/x4
| Annuity proportion for customer-contributed assets | Total net revenues from adder (£) | Deviation from target revenue (£) | Over/under recovery
Headline parameters | 0 | 110980334.7613 | 10662.6327 | 0.004458%
3802. Revenue summary
Data sources:
x1 = 1053. Rate 1 units (MWh) by tariff (in Volume forecasts for the charging year)
x2 = 1053. Rate 2 units (MWh) by tariff (in Volume forecasts for the charging year)
x3 = 1053. Rate 3 units (MWh) by tariff (in Volume forecasts for the charging year)
x4 = 1053. MPANs by tariff (in Volume forecasts for the charging year)
x5 = 1010. Days in the charging year (in Financial and general assumptions)
x6 = 3607. Fixed charge p/MPAN/day (in Tariffs)
x7 = 3607. Capacity charge p/kVA/day (in Tariffs)
x8 = 1053. Import capacity (kVA) by tariff (in Volume forecasts for the charging year)
x9 = 3607. Exceeded capacity charge p/kVA/day (in Tariffs)
x10 = 1053. Exceeded capacity (kVA) by tariff (in Volume forecasts for the charging year)
x11 = 3607. Unit rate 1 p/kWh (in Tariffs)
x12 = 3607. Unit rate 2 p/kWh (in Tariffs)
x13 = 3607. Unit rate 3 p/kWh (in Tariffs)
x14 = 3607. Reactive power charge p/kVArh (in Tariffs)
x15 = 1053. Reactive power units (MVArh) by tariff (in Volume forecasts for the charging year)
x16 = All units (MWh) (in Revenue summary)
x17 = Net revenues (£) (in Revenue summary)
x18 = MPANs (in Revenue summary)
x19 = Revenues from unit rates (£) (in Revenue summary)
x20 = Net revenues from unit rate 1 (£) (in Revenue summary)
x21 = Net revenues from unit rate 2 (£) (in Revenue summary)
x22 = Net revenues from unit rate 3 (£) (in Revenue summary)
x23 = Revenues from fixed charges (£) (in Revenue summary)
x24 = Revenues from capacity charges (£) (in Revenue summary)
x25 = Revenues from exceeded capacity charges (£) (in Revenue summary)
x26 = Revenues from reactive power charges (£) (in Revenue summary)
Kind: | Calculation | Copy cells | Calculation | Calculation | Calculation | Calculation | Calculation | Calculation | Calculation | Calculation | Calculation | Calculation | Calculation | Calculation | Calculation | Calculation | Calculation | Calculation | Calculation | Calculation | Calculation
Formula: | =x1+x2+x3 | = x4 | =0.01*x5*(x6*x4+x7*x8+x9*x10)+10*(x11*x1+x12*x2+x13*x3+x14*x15) | =10*(x11*x1+x12*x2+x13*x3) | =x6*x5*x4/100 | =x7*x5*x8/100 | =x9*x5*x10/100 | =x14*x15*10 | =IF(x16<>0,0.1*x17/x16,"") | =IF(x18<>0,x17/x18,"") | =IF(x16<>0,0.1*x19/x16,0) | =x11*x1*10 | =x12*x2*10 | =x13*x3*10 | =IF(x19<>0,x20/x19,"") | =IF(x19<>0,x21/x19,"") | =IF(x19<>0,x22/x19,"") | =IF(x17<>0,x23/x17,"") | =IF(x17<>0,x24/x17,"") | =IF(x17<>0,x25/x17,"") | =IF(x17<>0,x26/x17,"")
| All units (MWh) | MPANs | Net revenues (£) | Revenues from unit rates (£) | Revenues from fixed charges (£) | Revenues from capacity charges (£) | Revenues from exceeded capacity charges (£) | Revenues from reactive power charges (£) | Average p/kWh | Average £/MPAN | Average unit rate p/kWh | Net revenues from unit rate 1 (£) | Net revenues from unit rate 2 (£) | Net revenues from unit rate 3 (£) | Rate 1 revenue proportion | Rate 2 revenue proportion | Rate 3 revenue proportion | Fixed charge proportion | Capacity charge proportion | Exceeded capacity charge proportion | Reactive power charge proportion
> Domestic Unrestricted
Domestic Unrestricted | 3137701.4077 | 998882.407 | 106896832.1463 | 91212979.9217 | 15683852.2246 | 0 | 0 | 0 | 3.4069 | 107.0164 | 2.907 | 91212979.9217 | 0 | 0 | 100% | 0% | 0% | 14.67% | 0% | 0% | 0%
LDNO LV: Domestic Unrestricted | 3748.2534 | 1534.9037 | 90506.7928 | 74102.9697 | 16403.8231 | 0 | 0 | 0 | 2.4146 | 58.9658 | 1.977 | 74102.9697 | 0 | 0 | 100% | 0% | 0% | 18.12% | 0% | 0% | 0%
LDNO HV: Domestic Unrestricted | 21538.3115 | 9576.4631 | 284411.2895 | 229383.017 | 55028.2725 | 0 | 0 | 0 | 1.3205 | 29.699 | 1.065 | 229383.017 | 0 | 0 | 100% | 0% | 0% | 19.35% | 0% | 0% | 0%
> Domestic Two Rate
Domestic Two Rate | 281135.1604 | 50656.379 | 7481952.106 | 6686576.0366 | 795376.0694 | 0 | 0 | 0 | 2.6613 | 147.7001 | 2.3784 | 4587152.802 | 2099423.2346 | 0 | 68.6% | 31.4% | 0% | 10.63% | 0% | 0% | 0%
LDNO LV: Domestic Two Rate | 92.5688 | 32.9364 | 2128.9216 | 1776.9235 | 351.9981 | 0 | 0 | 0 | 2.2998 | 64.6373 | 1.9196 | 1601.8894 | 175.0341 | 0 | 90.15% | 9.85% | 0% | 16.53% | 0% | 0% | 0%
LDNO HV: Domestic Two Rate | 468.1993 | 182.8854 | 5463.6914 | 4412.7953 | 1050.8962 | 0 | 0 | 0 | 1.167 | 29.8749 | 0.9425 | 3480.5136 | 932.2816 | 0 | 78.87% | 21.13% | 0% | 19.23% | 0% | 0% | 0%
> Domestic Off Peak (related MPAN)
Domestic Off Peak (related MPAN) | 2369.5948 | 906 | 37415.9018 | 37415.9018 | 0 | 0 | 0 | 0 | 1.579 | 41.2979 | 1.579 | 37415.9018 | 0 | 0 | 100% | 0% | 0% | 0% | 0% | 0% | 0%
LDNO LV: Domestic Off Peak (related MPAN) | 0 | 0 | 0 | 0 | 0 | 0 | 0 | 0 |  |  | 0 | 0 | 0 | 0
LDNO HV: Domestic Off Peak (related MPAN) | 0 | 0 | 0 | 0 | 0 | 0 | 0 | 0 |  |  | 0 | 0 | 0 | 0
> Small Non Domestic Unrestricted
Small Non Domestic Unrestricted | 788341.2966 | 64499.4007 | 21336531.1165 | 19235527.6373 | 2101003.4792 | 0 | 0 | 0 | 2.7065 | 330.802 | 2.44 | 19235527.6373 | 0 | 0 | 100% | 0% | 0% | 9.847% | 0% | 0% | 0%
LDNO LV: Small Non Domestic Unrestricted | 71.634 | 10.3881 | 1418.4303 | 1188.4074 | 230.0229 | 0 | 0 | 0 | 1.9801 | 136.5442 | 1.659 | 1188.4074 | 0 | 0 | 100% | 0% | 0% | 16.22% | 0% | 0% | 0%
LDNO HV: Small Non Domestic Unrestricted | 4110.7307 | 183.2928 | 38936.9091 | 36749.9329 | 2186.9762 | 0 | 0 | 0 | 0.9472 | 212.4301 | 0.894 | 36749.9329 | 0 | 0 | 100% | 0% | 0% | 5.617% | 0% | 0% | 0%
> Small Non Domestic Two Rate
Small Non Domestic Two Rate | 281146.4687 | 13327.0999 | 7245670.4309 | 6811553.4784 | 434116.9525 | 0 | 0 | 0 | 2.5772 | 543.6795 | 2.4228 | 5480199.9697 | 1331353.5087 | 0 | 80.45% | 19.55% | 0% | 5.991% | 0% | 0% | 0%
LDNO LV: Small Non Domestic Two Rate | 0 | 0 | 0 | 0 | 0 | 0 | 0 | 0 |  |  | 0 | 0 | 0 | 0
LDNO HV: Small Non Domestic Two Rate | 1039.35 | 14.4733 | 10089.3986 | 9916.7095 | 172.6891 | 0 | 0 | 0 | 0.97074 | 697.1063 | 0.95413 | 9038.8784 | 877.8311 | 0 | 91.15% | 8.852% | 0% | 1.712% | 0% | 0% | 0%
> Small Non Domestic Off Peak (related MPAN)
Small Non Domestic Off Peak (related MPAN) | 1373.4199 | 256 | 21700.0345 | 21700.0345 | 0 | 0 | 0 | 0 | 1.58 | 84.7658 | 1.58 | 21700.0345 | 0 | 0 | 100% | 0% | 0% | 0% | 0% | 0% | 0%
LDNO LV: Small Non Domestic Off Peak (related MPAN) | 0 | 0 | 0 | 0 | 0 | 0 | 0 | 0 |  |  | 0 | 0 | 0 | 0
LDNO HV: Small Non Domestic Off Peak (related MPAN) | 0 | 0 | 0 | 0 | 0 | 0 | 0 | 0 |  |  | 0 | 0 | 0 | 0
> LV Medium Non-Domestic
LV Medium Non-Domestic | 34737.1427 | 782.0146 | 923587.2368 | 851775.3041 | 71811.9327 | 0 | 0 | 0 | 2.6588 | 1181.0358 | 2.4521 | 731337.2081 | 120438.096 | 0 | 85.86% | 14.14% | 0% | 7.775% | 0% | 0% | 0%
LDNO LV: LV Medium Non-Domestic | 0 | 0 | 0 | 0 | 0 | 0 | 0 | 0 |  |  | 0 | 0 | 0 | 0
LDNO HV: LV Medium Non-Domestic | -1.819e-15 | 0 | -2.5884e-14 | -2.5884e-14 | 0 | 0 | 0 | 0 | 1.423 |  | 1.423 | -3.6198e-14 | 1.0314e-14 | 0 | 139.8% | -39.85% | 0% | 0% | 0% | 0% | 0%
> LV Sub Medium Non-Domestic
LV Sub Medium Non-Domestic | 0.28359 | 0.001985 | 6.9761 | 6.7498 | 0.22638 | 0 | 0 | 0 | 2.4599 | 3514.3849 | 2.3801 | 5.7256 | 1.0242 | 0 | 84.83% | 15.17% | 0% | 3.245% | 0% | 0% | 0%
> HV Medium Non-Domestic
HV Medium Non-Domestic | 83.8086 | 3.2383 | 3190.1481 | 1601.1429 | 1589.0052 | 0 | 0 | 0 | 3.8065 | 985.1406 | 1.9105 | 1201.5643 | 399.5786 | 0 | 75.04% | 24.96% | 0% | 49.81% | 0% | 0% | 0%
> LV Network Domestic
LV Network Domestic | 21.8579 | 6.633 | 694.878 | 590.7301 | 104.1479 | 0 | 0 | 0 | 3.1791 | 104.7602 | 2.7026 | 215.7705 | 227.0414 | 147.9182 | 36.53% | 38.43% | 25.04% | 14.99% | 0% | 0% | 0%
LDNO LV: LV Network Domestic | 0 | 0 | 0 | 0 | 0 | 0 | 0 | 0 |  |  | 0 | 0 | 0 | 0
LDNO HV: LV Network Domestic | 0 | 0 | 0 | 0 | 0 | 0 | 0 | 0 |  |  | 0 | 0 | 0 | 0
> LV Network Non-Domestic Non-CT
LV Network Non-Domestic Non-CT | 153186.0439 | 2100.8922 | 3862630.812 | 3794196.3501 | 68434.4618 | 0 | 0 | 0 | 2.5215 | 1838.5669 | 2.4769 | 1176532.603 | 1687374.8097 | 930288.9374 | 31.01% | 44.47% | 24.52% | 1.772% | 0% | 0% | 0%
LDNO LV: LV Network Non-Domestic Non-CT | 0 | 0 | 0 | 0 | 0 | 0 | 0 | 0 |  |  | 0 | 0 | 0 | 0
LDNO HV: LV Network Non-Domestic Non-CT | 501.9574 | 8.8253 | 5035.501 | 4930.2012 | 105.2998 | 0 | 0 | 0 | 1.0032 | 570.5764 | 0.9822 | 1800.6283 | 2214.6106 | 914.9623 | 36.52% | 44.92% | 18.56% | 2.091% | 0% | 0% | 0%
> LV HH Metered
LV HH Metered | 1458717.8881 | 6053.5997 | 42567001.1248 | 33062615.355 | 281604.9823 | 8252385 | 691601.658 | 278794.1295 | 2.9181 | 7031.6842 | 2.2666 | 9662182.758 | 14786042.0905 | 8614390.5066 | 29.22% | 44.72% | 26.05% | 0.6616% | 19.39% | 1.625% | 0.655%
LDNO LV: LV HH Metered | 339.5278 | 2.8947 | 7502.43 | 5171.8385 | 91.5358 | 1785.5124 | 440.2352 | 13.3081 | 2.2097 | 2591.8249 | 1.5232 | 1448.2275 | 2358.3021 | 1365.3089 | 28% | 45.6% | 26.4% | 1.22% | 23.8% | 5.868% | 0.1774%
LDNO HV: LV HH Metered | 63082.4191 | 132.2861 | 691685.9907 | 522309.0501 | 2256.2189 | 165351.1277 | 418.4671 | 1351.127 | 1.0965 | 5228.7123 | 0.82798 | 157035.6457 | 212194.0282 | 153079.3762 | 30.07% | 40.63% | 29.31% | 0.3262% | 23.91% | 0.0605% | 0.1953%
> LV Sub HH Metered
LV Sub HH Metered | 60123.5908 | 64.9834 | 1543160.9164 | 1211296.7491 | 2359.3637 | 295643.4432 | 22625.0571 | 11236.3034 | 2.5666 | 23747.0182 | 2.0147 | 309597.7515 | 529636.1809 | 372062.8167 | 25.56% | 43.72% | 30.72% | 0.1529% | 19.16% | 1.466% | 0.7281%
LDNO HV: LV Sub HH Metered | 4734.2867 | 3.4861 | 74803.8382 | 54593.8564 | 71.0682 | 20064.6616 | 0 | 74.2519 | 1.58 | 21457.7691 | 1.1532 | 15211.7706 | 22583.6057 | 16798.4801 | 27.86% | 41.37% | 30.77% | 0.09501% | 26.82% | 0% | 0.09926%
> HV HH Metered
HV HH Metered | 1892233.9267 | 814.7168 | 44329056.2311 | 34709663.0338 | 319476.8564 | 8305165.6729 | 877218.0002 | 117532.6679 | 2.3427 | 54410.3864 | 1.8343 | 7581630.1541 | 14984066.1183 | 12143966.7614 | 21.84% | 43.17% | 34.99% | 0.7207% | 18.74% | 1.979% | 0.2651%
LDNO HV: HV HH Metered | 7695.6618 | 8.3336 | 129244.0851 | 97463.2292 | 2213.4569 | 29329.4367 | 0 | 237.9623 | 1.6794 | 15508.7867 | 1.2665 | 23052.6123 | 43326.2682 | 31084.3487 | 23.65% | 44.45% | 31.89% | 1.713% | 22.69% | 0% | 0.1841%
> NHH UMS category A
NHH UMS category A | 1811.1467 | 540 | 59840.2879 | 59840.2879 | 0 | 0 | 0 | 0 | 3.304 | 110.8153 | 3.304 | 59840.2879 | 0 | 0 | 100% | 0% | 0% | 0% | 0% | 0% | 0%
LDNO LV: NHH UMS category A | 0 | 0 | 0 | 0 | 0 | 0 | 0 | 0 |  |  | 0 | 0 | 0 | 0
LDNO HV: NHH UMS category A | 72.6119 | 0 | 879.3305 | 879.3305 | 0 | 0 | 0 | 0 | 1.211 |  | 1.211 | 879.3305 | 0 | 0 | 100% | 0% | 0% | 0% | 0% | 0% | 0%
> NHH UMS category B
NHH UMS category B | 5391.4062 | 737 | 195276.7336 | 195276.7336 | 0 | 0 | 0 | 0 | 3.622 | 264.9616 | 3.622 | 195276.7336 | 0 | 0 | 100% | 0% | 0% | 0% | 0% | 0% | 0%
LDNO LV: NHH UMS category B | 8.6505 | 0 | 213.0613 | 213.0613 | 0 | 0 | 0 | 0 | 2.463 |  | 2.463 | 213.0613 | 0 | 0 | 100% | 0% | 0% | 0% | 0% | 0% | 0%
LDNO HV: NHH UMS category B | 119.5006 | 0 | 1586.9683 | 1586.9683 | 0 | 0 | 0 | 0 | 1.328 |  | 1.328 | 1586.9683 | 0 | 0 | 100% | 0% | 0% | 0% | 0% | 0% | 0%
> NHH UMS category C
NHH UMS category C | 287.5817 | 83 | 12667.9721 | 12667.9721 | 0 | 0 | 0 | 0 | 4.405 | 152.6262 | 4.405 | 12667.9721 | 0 | 0 | 100% | 0% | 0% | 0% | 0% | 0% | 0%
LDNO LV: NHH UMS category C | 0 | 0 | 0 | 0 | 0 | 0 | 0 | 0 |  |  | 0 | 0 | 0 | 0
LDNO HV: NHH UMS category C | 0 | 0 | 0 | 0 | 0 | 0 | 0 | 0 |  |  | 0 | 0 | 0 | 0
> NHH UMS category D
NHH UMS category D | 0 | 0 | 0 | 0 | 0 | 0 | 0 | 0 |  |  | 0 | 0 | 0 | 0
LDNO LV: NHH UMS category D | 0 | 0 | 0 | 0 | 0 | 0 | 0 | 0 |  |  | 0 | 0 | 0 | 0
LDNO HV: NHH UMS category D | 0 | 0 | 0 | 0 | 0 | 0 | 0 | 0 |  |  | 0 | 0 | 0 | 0
> LV UMS (Pseudo HH Metered)
LV UMS (Pseudo HH Metered) | 121290.0045 | 32.8361 | 4523400.5249 | 4523400.5249 | 0 | 0 | 0 | 0 | 3.7294 | 137757.0804 | 3.7294 | 1420166.9817 | 1047398.0722 | 2055835.471 | 31.4% | 23.16% | 45.45% | 0% | 0% | 0% | 0%
LDNO LV: LV UMS (Pseudo HH Metered) | 0 | 0 | 0 | 0 | 0 | 0 | 0 | 0 |  |  | 0 | 0 | 0 | 0
LDNO HV: LV UMS (Pseudo HH Metered) | 0 | 0 | 0 | 0 | 0 | 0 | 0 | 0 |  |  | 0 | 0 | 0 | 0
> LV Generation NHH or Aggregate HH
LV Generation NHH or Aggregate HH | 2534.8801 | 152 | -21090.2028 | -21090.2028 | 0 | 0 | 0 | 0 | -0.832 | -138.7513 | -0.832 | -21090.2028 | 0 | 0 | 100% | 0% | 0% | 0% | 0% | 0% | 0%
LDNO LV: LV Generation NHH or Aggregate HH | 0 | 0 | 0 | 0 | 0 | 0 | 0 | 0 |  |  | 0 | 0 | 0 | 0
LDNO HV: LV Generation NHH or Aggregate HH | 0 | 0 | 0 | 0 | 0 | 0 | 0 | 0 |  |  | 0 | 0 | 0 | 0
> LV Sub Generation NHH
LV Sub Generation NHH | 0 | 0 | 0 | 0 | 0 | 0 | 0 | 0 |  |  | 0 | 0 | 0 | 0
LDNO HV: LV Sub Generation NHH | 0 | 0 | 0 | 0 | 0 | 0 | 0 | 0 |  |  | 0 | 0 | 0 | 0
> LV Generation Intermittent
LV Generation Intermittent | 35860.1479 | 452.1634 | -289462.5573 | -298356.4308 | 0 | 0 | 0 | 8893.8735 | -0.8072 | -640.1724 | -0.832 | -298356.4308 | 0 | 0 | 100% | 0% | 0% | 0% | 0% | 0% | -3.073%
LDNO LV: LV Generation Intermittent | 0 | 0 | 0 | 0 | 0 | 0 | 0 | 0 |  |  | 0 | 0 | 0 | 0
LDNO HV: LV Generation Intermittent | 527.2148 | 3.3275 | -4146.1775 | -4386.4269 | 0 | 0 | 0 | 240.2494 | -0.78643 | -1246.0338 | -0.832 | -4386.4269 | 0 | 0 | 100% | 0% | 0% | 0% | 0% | 0% | -5.794%
> LV Generation Intermittent no RP charge
LV Generation Intermittent no RP charge | 0 | 0 | 0 | 0 | 0 | 0 | 0 | 0 |  |  | 0 | 0 | 0 | 0
> LV Generation Non-Intermittent
LV Generation Non-Intermittent | 2028.9175 | 16.1367 | -15358.6149 | -16835.9326 | 0 | 0 | 0 | 1477.3178 | -0.75699 | -951.7812 | -0.8298 | -9501.6794 | -5873.0735 | -1461.1798 | 56.44% | 34.88% | 8.679% | 0% | 0% | 0% | -9.619%
LDNO LV: LV Generation Non-Intermittent | 0 | 0 | 0 | 0 | 0 | 0 | 0 | 0 |  |  | 0 | 0 | 0 | 0
LDNO HV: LV Generation Non-Intermittent | 0 | 0 | 0 | 0 | 0 | 0 | 0 | 0 |  |  | 0 | 0 | 0 | 0
> LV Generation Non-Intermittent no RP charge
LV Generation Non-Intermittent no RP charge | 0 | 0 | 0 | 0 | 0 | 0 | 0 | 0 |  |  | 0 | 0 | 0 | 0
> LV Sub Generation Intermittent
LV Sub Generation Intermittent | 278.7113 | 6.4532 | -2110.0796 | -2112.632 | 0 | 0 | 0 | 2.5523 | -0.75708 | -326.9821 | -0.758 | -2112.632 | 0 | 0 | 100% | 0% | 0% | 0% | 0% | 0% | -0.121%
LDNO HV: LV Sub Generation Intermittent | 0 | 0 | 0 | 0 | 0 | 0 | 0 | 0 |  |  | 0 | 0 | 0 | 0
> LV Sub Generation Intermittent no RP charge
LV Sub Generation Intermittent no RP charge | 0 | 0 | 0 | 0 | 0 | 0 | 0 | 0 |  |  | 0 | 0 | 0 | 0
> LV Sub Generation Non-Intermittent
LV Sub Generation Non-Intermittent | 281.9889 | 1.2913 | -1933.1817 | -1933.1817 | 0 | 0 | 0 | 0 | -0.68555 | -1497.0495 | -0.68555 | -1036.19 | -692.2861 | -204.7056 | 53.6% | 35.81% | 10.59% | 0% | 0% | 0% | 0%
LDNO HV: LV Sub Generation Non-Intermittent | 0 | 0 | 0 | 0 | 0 | 0 | 0 | 0 |  |  | 0 | 0 | 0 | 0
> LV Sub Generation Non-Intermittent no RP charge
LV Sub Generation Non-Intermittent no RP charge | 0 | 0 | 0 | 0 | 0 | 0 | 0 | 0 |  |  | 0 | 0 | 0 | 0
> HV Generation Intermittent
HV Generation Intermittent | 271418.0748 | 174.7238 | -1375180.0438 | -1414088.1698 | 28169.501 | 0 | 0 | 10738.625 | -0.50666 | -7870.5921 | -0.521 | -1414088.1698 | 0 | 0 | 100% | 0% | 0% | -2.048% | 0% | 0% | -0.7809%
LDNO HV: HV Generation Intermittent | 0 | 0 | 0 | 0 | 0 | 0 | 0 | 0 |  |  | 0 | 0 | 0 | 0
> HV Generation Intermittent no RP charge
HV Generation Intermittent no RP charge | 0 | 0 | 0 | 0 | 0 | 0 | 0 | 0 |  |  | 0 | 0 | 0 | 0
> HV Generation Non-Intermittent
HV Generation Non-Intermittent | 163476.2268 | 46.7437 | -1483086.5561 | -1493799.0979 | 7536.165 | 0 | 0 | 3176.3768 | -0.90722 | -31728.0294 | -0.91377 | -1166966.6182 | -257435.7851 | -69396.6946 | 78.12% | 17.23% | 4.646% | -0.5081% | 0% | 0% | -0.2142%
LDNO HV: HV Generation Non-Intermittent | 0 | 0 | 0 | 0 | 0 | 0 | 0 | 0 |  |  | 0 | 0 | 0 | 0
> HV Generation Non-Intermittent no RP charge
HV Generation Non-Intermittent no RP charge | 0 | 0 | 0 | 0 | 0 | 0 | 0 | 0 |  |  | 0 | 0 | 0 | 0
3803. Revenue summary by tariff component
Data sources:
x1 = 3802. All units (MWh) (in Revenue summary)
x2 = 3802. MPANs (in Revenue summary)
x3 = 3802. Net revenues (£) (in Revenue summary)
x4 = 3802. Revenues from unit rates (£) (in Revenue summary)
x5 = 3802. Revenues from fixed charges (£) (in Revenue summary)
x6 = 3802. Revenues from capacity charges (£) (in Revenue summary)
x7 = 3802. Revenues from exceeded capacity charges (£) (in Revenue summary)
x8 = 3802. Revenues from reactive power charges (£) (in Revenue summary)
Kind: | Cell summation | Cell summation | Cell summation | Cell summation | Cell summation | Cell summation | Cell summation | Cell summation
Formula: | =SUM(x1) | =SUM(x2) | =SUM(x3) | =SUM(x4) | =SUM(x5) | =SUM(x6) | =SUM(x7) | =SUM(x8)
| Total units (MWh) | Total MPANs | Total net revenues (£) | Total net revenues from unit rates (£) | Total revenues from fixed charges (£) | Total revenues from capacity charges (£) | Total revenues from exceeded capacity charges (£) | Total revenues from reactive power charges (£)
Revenue summary by tariff component | 8803981.8551 | 1152290.2109 | 239192154.8024 | 200220760.1596 | 19875597.6258 | 17069724.8545 | 1592303.4174 | 433768.745

## M-ATW
Tariff matrices for WPD South Wales in April 19 (no data version)
This sheet provides matrices breaking down each tariff component into its elements.
This sheet is for information only. It can be deleted without affecting any calculations elsewhere in the model.
Domestic Unrestricted
Domestic Two Rate
Domestic Off Peak (related MPAN)
Small Non Domestic Unrestricted
Small Non Domestic Two Rate
Small Non Domestic Off Peak (related MPAN)
LV Medium Non-Domestic
LV Sub Medium Non-Domestic
HV Medium Non-Domestic
LV Network Domestic
LV Network Non-Domestic Non-CT
LV HH Metered
LV Sub HH Metered
HV HH Metered
NHH UMS category A
NHH UMS category B
NHH UMS category C
NHH UMS category D
LV UMS (Pseudo HH Metered)
LV Generation NHH or Aggregate HH
LV Sub Generation NHH
LV Generation Intermittent
LV Generation Intermittent no RP charge
LV Generation Non-Intermittent
LV Generation Non-Intermittent no RP charge
LV Sub Generation Intermittent
LV Sub Generation Intermittent no RP charge
LV Sub Generation Non-Intermittent
LV Sub Generation Non-Intermittent no RP charge
HV Generation Intermittent
HV Generation Intermittent no RP charge
HV Generation Non-Intermittent
HV Generation Non-Intermittent no RP charge
Domestic Unrestricted
| Rate 1 units (MWh) | MPANs | MWh/year | MWh/MPAN/year
Domestic Unrestricted | 3148144.8046 | 1003436.2582 | 3148144.8046 | 3.1374
| Unit rate 1 p/kWh | Fixed charge p/MPAN/day | Revenue (£/year) | Average p/kWh | Average £/MPAN/year
Assets 132kV | 0.33351 | 0 | 10499347.483 | 0.33351 | 10.4634
Assets 132kV/EHV | 0.03194 | 0 | 1005503.0852 | 0.03194 | 1.0021
Assets EHV | 0.08513 | 0 | 2680024.3975 | 0.08513 | 2.6708
Assets EHV/HV | 0.018343 | 0 | 577473.3246 | 0.018343 | 0.5755
Assets 132kV/HV | 0.0066713 | 0 | 210021.0169 | 0.0066713 | 0.2093
Assets HV | 0.095779 | 0 | 3015257.8292 | 0.095779 | 3.0049
Assets HV/LV | 0.0072165 | 0 | 227186.8205 | 0.0072165 | 0.22641
Assets LV circuits | 0 | 0.12917 | 474400.2696 | 0.015069 | 0.47278
Assets LV customer |  | 0 | 0 | 0 | 0
Assets HV customer |  | 0 | 0 | 0 | 0
Transmission exit | 0.18801 | 0 | 5918817.9871 | 0.18801 | 5.8985
Operating 132kV | 0.24662 | 0 | 7763934.9796 | 0.24662 | 7.7373
Operating 132kV/EHV | 0.023618 | 0 | 743537.6901 | 0.023618 | 0.74099
Operating EHV | 0.062951 | 0 | 1981793.1733 | 0.062951 | 1.975
Operating EHV/HV | 0.054257 | 0 | 1708092.9465 | 0.054257 | 1.7022
Operating 132kV/HV | 0.019733 | 0 | 621215.5651 | 0.019733 | 0.61909
Operating HV | 0.2833 | 0 | 8918750.7207 | 0.2833 | 8.8882
Operating HV/LV | 0.10673 | 0 | 3359949.1887 | 0.10673 | 3.3484
Operating LV circuits | 0 | 1.9104 | 7016079.5297 | 0.22286 | 6.9921
Operating LV customer |  | 2.2505 | 8265062.0436 | 0.26254 | 8.2368
Operating HV customer |  | 0 | 0 | 0 | 0
Adder | 1.3429 |  | 42277356.4578 | 1.3429 | 42.1326
Rounding | 0.00026386 | -5.113e-05 | 8119.0248 | 0.0002579 | 0.0080912
Total | 2.907 | 4.29 | 107271923.5337 | 3.4075 | 106.9046
Domestic Two Rate
| Rate 1 units (MWh) | Rate 2 units (MWh) | MPANs | MWh/year | MWh/MPAN/year
Domestic Two Rate | 148760.5091 | 132609.2112 | 50745.8101 | 281369.7203 | 5.5447
| Unit rate 1 p/kWh | Unit rate 2 p/kWh | Fixed charge p/MPAN/day | Average unit rate (p/kWh) | Revenue (£/year) | Average p/kWh | Average £/MPAN/year
Assets 132kV | 0.36907 | 0.067573 | 0 | 0.22697 | 638630.9895 | 0.22697 | 12.5849
Assets 132kV/EHV | 0.035345 | 0.0064713 | 0 | 0.021737 | 61160.5084 | 0.021737 | 1.2052
Assets EHV | 0.095238 | 0.011619 | 0 | 0.055829 | 157084.8746 | 0.055829 | 3.0955
Assets EHV/HV | 0.020521 | 0.0025037 | 0 | 0.01203 | 33847.5743 | 0.01203 | 0.667
Assets 132kV/HV | 0.0073825 | 0.0013517 | 0 | 0.0045402 | 12774.692 | 0.0045402 | 0.25174
Assets HV | 0.10715 | 0.013073 | 0 | 0.062812 | 176733.9874 | 0.062812 | 3.4827
Assets HV/LV | 0.0080734 | 0.00098498 | 0 | 0.0047326 | 13316.1524 | 0.0047326 | 0.26241
Assets LV circuits | 0 | 0 | 0.12917 | 0 | 23991.3854 | 0.0085266 | 0.47278
Assets LV customer |  |  | 0 | 0 | 0 | 0 | 0
Assets HV customer |  |  | 0 | 0 | 0 | 0 | 0
Transmission exit | 0.21337 | 0.009687 | 0 | 0.11738 | 330258.875 | 0.11738 | 6.5081
Operating 132kV | 0.27291 | 0.049968 | 0 | 0.16784 | 472247.3931 | 0.16784 | 9.3061
Operating 132kV/EHV | 0.026136 | 0.0047853 | 0 | 0.016074 | 45226.2592 | 0.016074 | 0.89123
Operating EHV | 0.070425 | 0.0085922 | 0 | 0.041284 | 116159.2904 | 0.041284 | 2.289
Operating EHV/HV | 0.060699 | 0.0074055 | 0 | 0.035582 | 100116.8372 | 0.035582 | 1.9729
Operating 132kV/HV | 0.021837 | 0.0039981 | 0 | 0.013429 | 37785.9207 | 0.013429 | 0.74461
Operating HV | 0.31694 | 0.038668 | 0 | 0.18579 | 522756.7481 | 0.18579 | 10.3015
Operating HV/LV | 0.1194 | 0.014567 | 0 | 0.069992 | 196937.4598 | 0.069992 | 3.8809
Operating LV circuits | 0 | 0 | 1.9104 | 0 | 354817.3953 | 0.1261 | 6.9921
Operating LV customer |  |  | 2.2505 | 0 | 417980.9784 | 0.14855 | 8.2368
Operating HV customer |  |  | 0 | 0 | 0 | 0 | 0
Adder | 1.3429 | 1.3429 |  | 1.3429 | 3778596.1888 | 1.3429 | 74.4612
Rounding | -0.00042531 | -0.00017663 | -5.113e-05 | -0.00030811 | -876.4262 | -0.00031149 | -0.017271
Total | 3.087 | 1.584 | 4.29 | 2.3786 | 7489547.0836 | 2.6618 | 147.5895
Domestic Off Peak (related MPAN)
| Rate 1 units (MWh) | MWh/year
Domestic Off Peak (related MPAN) | 2369.5948 | 2369.5948
| Unit rate 1 p/kWh | Revenue (£/year) | Average p/kWh
Assets 132kV | 0.059204 | 1402.8838 | 0.059204
Assets 132kV/EHV | 0.0056698 | 134.3516 | 0.0056698
Assets EHV | 0.012246 | 290.1806 | 0.012246
Assets EHV/HV | 0.0026387 | 62.5261 | 0.0026387
Assets 132kV/HV | 0.0011843 | 28.0622 | 0.0011843
Assets HV | 0.013778 | 326.4782 | 0.013778
Assets HV/LV | 0.0010381 | 24.5987 | 0.0010381
Assets LV circuits | 0 | 0 | 0
Transmission exit | 0.015568 | 368.8932 | 0.015568
Operating 132kV | 0.043779 | 1037.3882 | 0.043779
Operating 132kV/EHV | 0.0041926 | 99.3487 | 0.0041926
Operating EHV | 0.0090555 | 214.5794 | 0.0090555
Operating EHV/HV | 0.0078049 | 184.9444 | 0.0078049
Operating 132kV/HV | 0.0035029 | 83.0045 | 0.0035029
Operating HV | 0.040753 | 965.681 | 0.040753
Operating HV/LV | 0.015353 | 363.7997 | 0.015353
Operating LV circuits | 0 | 0 | 0
Adder | 1.3429 | 31821.9809 | 1.3429
Rounding | 0.00030386 | 7.2004 | 0.00030386
Total | 1.579 | 37415.9018 | 1.579
Small Non Domestic Unrestricted
| Rate 1 units (MWh) | MPANs | MWh/year | MWh/MPAN/year
Small Non Domestic Unrestricted | 789896.694 | 64573.6466 | 789896.694 | 12.2325
| Unit rate 1 p/kWh | Fixed charge p/MPAN/day | Revenue (£/year) | Average p/kWh | Average £/MPAN/year
Assets 132kV | 0.23258 | 0 | 1837111.5793 | 0.23258 | 28.4499
Assets 132kV/EHV | 0.022273 | 0 | 175936.7774 | 0.022273 | 2.7246
Assets EHV | 0.060386 | 0 | 476990.6909 | 0.060386 | 7.3868
Assets EHV/HV | 0.013012 | 0 | 102778.6912 | 0.013012 | 1.5917
Assets 132kV/HV | 0.0046523 | 0 | 36748.1925 | 0.0046523 | 0.56909
Assets HV | 0.06794 | 0 | 536655.5306 | 0.06794 | 8.3108
Assets HV/LV | 0.005119 | 0 | 40434.706 | 0.005119 | 0.62618
Assets LV circuits | 0 | 0.12917 | 30528.8503 | 0.0038649 | 0.47278
Assets LV customer |  | 0 | 0 | 0 | 0
Assets HV customer |  | 0 | 0 | 0 | 0
Transmission exit | 0.12881 | 0 | 1017470.5813 | 0.12881 | 15.7567
Operating 132kV | 0.17198 | 0 | 1358485.8369 | 0.17198 | 21.0378
Operating 132kV/EHV | 0.01647 | 0 | 130099.6755 | 0.01647 | 2.0147
Operating EHV | 0.044654 | 0 | 352719.511 | 0.044654 | 5.4623
Operating EHV/HV | 0.038487 | 0 | 304006.3499 | 0.038487 | 4.7079
Operating 132kV/HV | 0.013761 | 0 | 108696.4985 | 0.013761 | 1.6833
Operating HV | 0.20096 | 0 | 1587359.0822 | 0.20096 | 24.5822
Operating HV/LV | 0.075707 | 0 | 598003.6922 | 0.075707 | 9.2608
Operating LV circuits | 0 | 1.9104 | 451502.3611 | 0.05716 | 6.9921
Operating LV customer |  | 6.8623 | 1621834.6828 | 0.20532 | 25.116
Operating HV customer |  | 0 | 0 | 0 | 0
Adder | 1.3429 |  | 10607753.509 | 1.3429 | 164.2737
Rounding | 0.00028212 | -0.0018784 | 1784.4986 | 0.00022592 | 0.027635
Total | 2.44 | 8.9 | 21376901.2971 | 2.7063 | 331.0468
Small Non Domestic Two Rate
| Rate 1 units (MWh) | Rate 2 units (MWh) | MPANs | MWh/year | MWh/MPAN/year
Small Non Domestic Two Rate | 197739.3022 | 83788.1131 | 13332.4047 | 281527.4152 | 21.116
| Unit rate 1 p/kWh | Unit rate 2 p/kWh | Fixed charge p/MPAN/day | Average unit rate (p/kWh) | Revenue (£/year) | Average p/kWh | Average £/MPAN/year
Assets 132kV | 0.30144 | 0.066993 | 0 | 0.23166 | 652198.365 | 0.23166 | 48.9183
Assets 132kV/EHV | 0.028868 | 0.0064158 | 0 | 0.022186 | 62459.8309 | 0.022186 | 4.6848
Assets EHV | 0.078906 | 0.012148 | 0 | 0.059038 | 166206.9657 | 0.059038 | 12.4664
Assets EHV/HV | 0.017002 | 0.0026176 | 0 | 0.012721 | 35813.14 | 0.012721 | 2.6862
Assets 132kV/HV | 0.0060298 | 0.0013401 | 0 | 0.004634 | 13046.0835 | 0.004634 | 0.97852
Assets HV | 0.088776 | 0.013668 | 0 | 0.066422 | 186997.1241 | 0.066422 | 14.0258
Assets HV/LV | 0.0066889 | 0.0010298 | 0 | 0.0050046 | 14089.436 | 0.0050046 | 1.0568
Assets LV circuits | 0 | 0 | 0.12917 | 0 | 6303.2368 | 0.0022389 | 0.47278
Assets LV customer |  |  | 0 | 0 | 0 | 0 | 0
Assets HV customer |  |  | 0 | 0 | 0 | 0 | 0
Transmission exit | 0.17348 | 0.011755 | 0 | 0.12534 | 352880.33 | 0.12534 | 26.4679
Operating 132kV | 0.22291 | 0.049539 | 0 | 0.17131 | 482280.0376 | 0.17131 | 36.1735
Operating 132kV/EHV | 0.021347 | 0.0047443 | 0 | 0.016406 | 46187.067 | 0.016406 | 3.4643
Operating EHV | 0.058348 | 0.0089832 | 0 | 0.043656 | 122904.7879 | 0.043656 | 9.2185
Operating EHV/HV | 0.05029 | 0.0077426 | 0 | 0.037627 | 105930.7319 | 0.037627 | 7.9454
Operating 132kV/HV | 0.017835 | 0.0039638 | 0 | 0.013707 | 38588.6624 | 0.013707 | 2.8944
Operating HV | 0.26259 | 0.040428 | 0 | 0.19647 | 553113.8063 | 0.19647 | 41.4864
Operating HV/LV | 0.098925 | 0.01523 | 0 | 0.074015 | 208373.8343 | 0.074015 | 15.6291
Operating LV circuits | 0 | 0 | 1.9104 | 0 | 93220.8807 | 0.033113 | 6.9921
Operating LV customer |  |  | 6.8623 | 0 | 334857.291 | 0.11894 | 25.116
Operating HV customer |  |  | 0 | 0 | 0 | 0 | 0
Adder | 1.3429 | 1.3429 |  | 1.3429 | 3780713.9205 | 1.3429 | 283.5733
Rounding | -0.0003567 | 0.0004717 | -0.0018784 | -0.00011015 | -401.7549 | -0.00014271 | -0.030134
Total | 2.776 | 1.59 | 8.9 | 2.423 | 7255763.7767 | 2.5773 | 544.2202
Small Non Domestic Off Peak (related MPAN)
| Rate 1 units (MWh) | MWh/year
Small Non Domestic Off Peak (related MPAN) | 1373.4199 | 1373.4199
| Unit rate 1 p/kWh | Revenue (£/year) | Average p/kWh
Assets 132kV | 0.059205 | 813.1288 | 0.059205
Assets 132kV/EHV | 0.0056699 | 77.8718 | 0.0056699
Assets EHV | 0.012347 | 169.5785 | 0.012347
Assets EHV/HV | 0.0026605 | 36.5396 | 0.0026605
Assets 132kV/HV | 0.0011843 | 16.2652 | 0.0011843
Assets HV | 0.013892 | 190.7904 | 0.013892
Assets HV/LV | 0.0010467 | 14.3752 | 0.0010467
Assets LV circuits | 0 | 0 | 0
Transmission exit | 0.01594 | 218.9247 | 0.01594
Operating 132kV | 0.04378 | 601.283 | 0.04378
Operating 132kV/EHV | 0.0041927 | 57.5838 | 0.0041927
Operating EHV | 0.0091303 | 125.3979 | 0.0091303
Operating EHV/HV | 0.0078694 | 108.0795 | 0.0078694
Operating 132kV/HV | 0.003503 | 48.1104 | 0.003503
Operating HV | 0.04109 | 564.3337 | 0.04109
Operating HV/LV | 0.01548 | 212.6007 | 0.01548
Operating LV circuits | 0 | 0 | 0
Adder | 1.3429 | 18444.0572 | 1.3429
Rounding | 8.1106e-05 | 1.1139 | 8.1106e-05
Total | 1.58 | 21700.0345 | 1.58
LV Medium Non-Domestic
| Rate 1 units (MWh) | Rate 2 units (MWh) | MPANs | MWh/year | MWh/MPAN/year
LV Medium Non-Domestic | 26946.8389 | 7790.3038 | 782.0146 | 34737.1427 | 44.4201
| Unit rate 1 p/kWh | Unit rate 2 p/kWh | Fixed charge p/MPAN/day | Average unit rate (p/kWh) | Revenue (£/year) | Average p/kWh | Average £/MPAN/year
Assets 132kV | 0.28808 | 0.058263 | 0 | 0.23654 | 82167.2697 | 0.23654 | 105.0713
Assets 132kV/EHV | 0.027589 | 0.0055797 | 0 | 0.022653 | 7869.0074 | 0.022653 | 10.0625
Assets EHV | 0.075508 | 0.0095877 | 0 | 0.060725 | 21093.9924 | 0.060725 | 26.9739
Assets EHV/HV | 0.01627 | 0.0020659 | 0 | 0.013085 | 4545.1892 | 0.013085 | 5.8122
Assets 132kV/HV | 0.0057625 | 0.0011654 | 0 | 0.0047316 | 1643.612 | 0.0047316 | 2.1018
Assets HV | 0.084953 | 0.010787 | 0 | 0.06832 | 23732.5547 | 0.06832 | 30.348
Assets HV/LV | 0.0064009 | 0.00081276 | 0 | 0.0051477 | 1788.1468 | 0.0051477 | 2.2866
Assets LV circuits | 0 | 0 | 1.0862 | 0 | 3108.9083 | 0.0089498 | 3.9755
Assets LV customer |  |  | 0 | 0 | 0 | 0 | 0
Assets HV customer |  |  | 0 | 0 | 0 | 0 | 0
Transmission exit | 0.16634 | 0.006876 | 0 | 0.13058 | 45358.5566 | 0.13058 | 58.0022
Operating 132kV | 0.21303 | 0.043083 | 0 | 0.17491 | 60760.0939 | 0.17491 | 77.6969
Operating 132kV/EHV | 0.020401 | 0.004126 | 0 | 0.016751 | 5818.8818 | 0.016751 | 7.4409
Operating EHV | 0.055836 | 0.0070898 | 0 | 0.044904 | 15598.3394 | 0.044904 | 19.9464
Operating EHV/HV | 0.048125 | 0.0061107 | 0 | 0.038702 | 13444.0939 | 0.038702 | 17.1916
Operating 132kV/HV | 0.017045 | 0.0034472 | 0 | 0.013995 | 4861.5961 | 0.013995 | 6.2168
Operating HV | 0.25128 | 0.031907 | 0 | 0.20208 | 70197.8906 | 0.20208 | 89.7654
Operating HV/LV | 0.094665 | 0.01202 | 0 | 0.07613 | 26445.5587 | 0.07613 | 33.8172
Operating LV circuits | 0 | 0 | 16.0643 | 0 | 45978.7854 | 0.13236 | 58.7953
Operating LV customer |  |  | 7.9368 | 0 | 22716.5749 | 0.065396 | 29.0488
Operating HV customer |  |  | 0 | 0 | 0 | 0 | 0
Adder | 1.3429 | 1.3429 |  | 1.3429 | 466495.2389 | 1.3429 | 596.5301
Rounding | -0.00020928 | 0.00014987 | 0.0026777 | -0.00012873 | -37.0538 | -0.00010667 | -0.047383
Total | 2.714 | 1.546 | 25.09 | 2.4521 | 923587.2368 | 2.6588 | 1181.0358
LV Sub Medium Non-Domestic
| Rate 1 units (MWh) | Rate 2 units (MWh) | MPANs | MWh/year | MWh/MPAN/year
LV Sub Medium Non-Domestic | 0.21696 | 0.066633 | 0.001985 | 0.28359 | 142.8669
| Unit rate 1 p/kWh | Unit rate 2 p/kWh | Fixed charge p/MPAN/day | Average unit rate (p/kWh) | Revenue (£/year) | Average p/kWh | Average £/MPAN/year
Assets 132kV | 0.29357 | 0.060054 | 0 | 0.23871 | 0.67696 | 0.23871 | 341.0324
Assets 132kV/EHV | 0.028115 | 0.0057513 | 0 | 0.02286 | 0.064831 | 0.02286 | 32.66
Assets EHV | 0.077151 | 0.0097108 | 0 | 0.061305 | 0.17386 | 0.061305 | 87.585
Assets EHV/HV | 0.016624 | 0.0020924 | 0 | 0.01321 | 0.037462 | 0.01321 | 18.8722
Assets 132kV/HV | 0.0058724 | 0.0012013 | 0 | 0.0047749 | 0.013541 | 0.0047749 | 6.8218
Assets HV | 0.086802 | 0.010925 | 0 | 0.068974 | 0.19561 | 0.068974 | 98.5407
Assets HV/LV | 0 | 0 | 1.6086 | 0 | 0.011687 | 0.0041209 | 5.8874
Assets LV circuits | 0 | 0 | 0 | 0 | 0 | 0 | 0
Assets LV customer |  |  | 0 | 0 | 0 | 0 | 0
Assets HV customer |  |  | 0 | 0 | 0 | 0 | 0
Transmission exit | 0.16941 | 0.0064987 | 0 | 0.13113 | 0.37189 | 0.13113 | 187.3467
Operating 132kV | 0.21709 | 0.044408 | 0 | 0.17652 | 0.50059 | 0.17652 | 252.1826
Operating 132kV/EHV | 0.02079 | 0.0042529 | 0 | 0.016905 | 0.047941 | 0.016905 | 24.1511
Operating EHV | 0.057051 | 0.0071808 | 0 | 0.045333 | 0.12856 | 0.045333 | 64.7664
Operating EHV/HV | 0.049172 | 0.0061891 | 0 | 0.039072 | 0.11081 | 0.039072 | 55.8217
Operating 132kV/HV | 0.01737 | 0.0035532 | 0 | 0.014124 | 0.040054 | 0.014124 | 20.1779
Operating HV | 0.25675 | 0.032316 | 0 | 0.20402 | 0.57858 | 0.20402 | 291.4709
Operating HV/LV | 0 | 0 | 23.7901 | 0 | 0.17284 | 0.060946 | 87.0716
Operating LV circuits | 0 | 0 | 0 | 0 | 0 | 0 | 0
Operating LV customer |  |  | 5.7599 | 0 | 0.041847 | 0.014756 | 21.0814
Operating HV customer |  |  | 0 | 0 | 0 | 0 | 0
Adder | 1.3429 | 1.3429 |  | 1.3429 | 3.8085 | 1.3429 | 1918.6018
Rounding | 0.00030144 | -6.3539e-05 | 0.0014004 | 0.00021569 | 0.00062185 | 0.00021927 | 0.31327
Total | 2.639 | 1.537 | 31.16 | 2.3801 | 6.9761 | 2.4599 | 3514.3849
HV Medium Non-Domestic
| Rate 1 units (MWh) | Rate 2 units (MWh) | MPANs | MWh/year | MWh/MPAN/year
HV Medium Non-Domestic | 56.5708 | 27.2378 | 3.2383 | 83.8086 | 25.8807
| Unit rate 1 p/kWh | Unit rate 2 p/kWh | Fixed charge p/MPAN/day | Average unit rate (p/kWh) | Revenue (£/year) | Average p/kWh | Average £/MPAN/year
Assets 132kV | 0.27863 | 0.057001 | 1.5808 | 0.2066 | 191.8857 | 0.22896 | 59.2557
Assets 132kV/EHV | 0.018168 | 0.0037167 | 0 | 0.013471 | 11.2901 | 0.013471 | 3.4865
Assets EHV | 0.039936 | 0.0050204 | 0.77306 | 0.028589 | 33.1222 | 0.039521 | 10.2284
Assets EHV/HV | 0 | 0 | 0.46849 | 0 | 5.5526 | 0.0066253 | 1.7147
Assets 132kV/HV | 0 | 0 | 0.18972 | 0 | 2.2486 | 0.002683 | 0.69438
Assets HV | 0 | 0 | 1.7856 | 0 | 21.1625 | 0.025251 | 6.5351
Assets HV/LV | 0 | 0 | 0 | 0 | 0 | 0 | 0
Assets LV circuits | 0 | 0 | 0 | 0 | 0 | 0 | 0
Assets LV customer |  |  | 0 | 0 | 0 | 0 | 0
Assets HV customer |  |  | 0 | 0 | 0 | 0 | 0
Transmission exit | 0.17125 | 0.0065621 | 0 | 0.11773 | 98.6642 | 0.11773 | 30.4682
Operating 132kV | 0.20604 | 0.042151 | 1.1689 | 0.15278 | 141.8934 | 0.16931 | 43.8177
Operating 132kV/EHV | 0.020992 | 0.0042943 | 0 | 0.015565 | 13.0448 | 0.015565 | 4.0283
Operating EHV | 0.046143 | 0.0058007 | 0.89321 | 0.033032 | 38.2701 | 0.045664 | 11.8181
Operating EHV/HV | 0 | 0 | 3.8493 | 0 | 45.6218 | 0.054436 | 14.0883
Operating 132kV/HV | 0 | 0 | 1.5588 | 0 | 18.4752 | 0.022044 | 5.7053
Operating HV | 0 | 0 | 14.6707 | 0 | 173.8778 | 0.20747 | 53.6947
Operating HV/LV | 0 | 0 | 0 | 0 | 0 | 0 | 0
Operating LV circuits | 0 | 0 | 0 | 0 | 0 | 0 | 0
Operating LV customer |  |  | 0 | 0 | 0 | 0 | 0
Operating HV customer |  |  | 107.1351 | 0 | 1269.7713 | 1.5151 | 392.1145
Adder | 1.3429 | 1.3429 |  | 1.3429 | 1125.4905 | 1.3429 | 347.5595
Rounding | -8.9234e-05 | -0.0004751 | -0.0036051 | -0.00021464 | -0.22262 | -0.00026562 | -0.068745
Total | 2.124 | 1.467 | 134.07 | 1.9105 | 3190.1481 | 3.8065 | 985.1406
LV Network Domestic
| Rate 1 units (MWh) | Rate 2 units (MWh) | Rate 3 units (MWh) | MPANs | MWh/year | MWh/MPAN/year
LV Network Domestic | 2.012 | 10.4483 | 9.3976 | 6.633 | 21.8579 | 3.2953
| Unit rate 1 p/kWh | Unit rate 2 p/kWh | Unit rate 3 p/kWh | Fixed charge p/MPAN/day | Average unit rate (p/kWh) | Revenue (£/year) | Average p/kWh | Average £/MPAN/year
Assets 132kV | 1.9972 | 0.16426 | 0.066916 | 0 | 0.29113 | 63.6354 | 0.29113 | 9.5937
Assets 132kV/EHV | 0.19127 | 0.015731 | 0.0064084 | 0 | 0.027881 | 6.0942 | 0.027881 | 0.91877
Assets EHV | 0.50013 | 0.048911 | 0.010821 | 0 | 0.07407 | 16.1901 | 0.07407 | 2.4408
Assets EHV/HV | 0.10776 | 0.010539 | 0.0023317 | 0 | 0.01596 | 3.4885 | 0.01596 | 0.52593
Assets 132kV/HV | 0.03995 | 0.0032858 | 0.0013385 | 0 | 0.0058236 | 1.2729 | 0.0058236 | 0.19191
Assets HV | 0.56269 | 0.055029 | 0.012175 | 0 | 0.083335 | 18.2152 | 0.083335 | 2.7461
Assets HV/LV | 0.042396 | 0.0041462 | 0.00091732 | 0 | 0.0062789 | 1.3724 | 0.0062789 | 0.20691
Assets LV circuits | 0 | 0 | 0 | 0.12917 | 0 | 3.1359 | 0.014347 | 0.47278
Assets LV customer |  |  |  | 0 | 0 | 0 | 0 | 0
Assets HV customer |  |  |  | 0 | 0 | 0 | 0 | 0
Transmission exit | 1.2228 | 0.09438 | 0.0072427 | 0 | 0.16079 | 35.1446 | 0.16079 | 5.2984
Operating 132kV | 1.4769 | 0.12147 | 0.049482 | 0 | 0.21528 | 47.0563 | 0.21528 | 7.0942
Operating 132kV/EHV | 0.14144 | 0.011633 | 0.0047388 | 0 | 0.020617 | 4.5065 | 0.020617 | 0.6794
Operating EHV | 0.36983 | 0.036168 | 0.008002 | 0 | 0.054772 | 11.972 | 0.054772 | 1.8049
Operating EHV/HV | 0.31875 | 0.031173 | 0.0068968 | 0 | 0.047208 | 10.3186 | 0.047208 | 1.5556
Operating 132kV/HV | 0.11817 | 0.0097189 | 0.0039592 | 0 | 0.017225 | 3.7651 | 0.017225 | 0.56763
Operating HV | 1.6644 | 0.16277 | 0.036012 | 0 | 0.24649 | 53.8783 | 0.24649 | 8.1227
Operating HV/LV | 0.62701 | 0.06132 | 0.013567 | 0 | 0.092861 | 20.2975 | 0.092861 | 3.0601
Operating LV circuits | 0 | 0 | 0 | 1.9104 | 0 | 46.3785 | 0.21218 | 6.9921
Operating LV customer |  |  |  | 2.2505 | 0 | 54.6347 | 0.24995 | 8.2368
Operating HV customer |  |  |  | 0 | 0 | 0 | 0 | 0
Adder | 1.3429 | 1.3429 | 1.3429 |  | 1.3429 | 293.5365 | 1.3429 | 44.2537
Rounding | 0.0004695 | -0.0004629 | 0.0002637 | -5.113e-05 | -6.4679e-05 | -0.015379 | -7.0358e-05 | -0.0023185
Total | 10.724 | 2.173 | 1.574 | 4.29 | 2.7026 | 694.878 | 3.1791 | 104.7602
LV Network Non-Domestic Non-CT
| Rate 1 units (MWh) | Rate 2 units (MWh) | Rate 3 units (MWh) | MPANs | MWh/year | MWh/MPAN/year
LV Network Non-Domestic Non-CT | 12140.2583 | 81113.3357 | 60116.4293 | 2104.1269 | 153370.0233 | 72.8901
| Unit rate 1 p/kWh | Unit rate 2 p/kWh | Unit rate 3 p/kWh | Fixed charge p/MPAN/day | Average unit rate (p/kWh) | Revenue (£/year) | Average p/kWh | Average £/MPAN/year
Assets 132kV | 1.7808 | 0.14646 | 0.059664 | 0 | 0.2418 | 370855.4185 | 0.2418 | 176.2515
Assets 132kV/EHV | 0.17054 | 0.014026 | 0.0057139 | 0 | 0.023157 | 35516.1374 | 0.023157 | 16.8793
Assets EHV | 0.44587 | 0.043605 | 0.0096472 | 0 | 0.062136 | 95298.5742 | 0.062136 | 45.2913
Assets EHV/HV | 0.096073 | 0.0093956 | 0.0020787 | 0 | 0.013389 | 20534.2849 | 0.013389 | 9.7591
Assets 132kV/HV | 0.035621 | 0.0029297 | 0.0011935 | 0 | 0.0048369 | 7418.3117 | 0.0048369 | 3.5256
Assets HV | 0.50164 | 0.049059 | 0.010854 | 0 | 0.069909 | 107219.0881 | 0.069909 | 50.9566
Assets HV/LV | 0.037797 | 0.0036964 | 0.0008178 | 0 | 0.0052673 | 8078.5011 | 0.0052673 | 3.8394
Assets LV circuits | 0 | 0 | 0 | 0.12917 | 0 | 994.78 | 0.00064861 | 0.47278
Assets LV customer |  |  |  | 0 | 0 | 0 | 0 | 0
Assets HV customer |  |  |  | 0 | 0 | 0 | 0 | 0
Transmission exit | 1.0899 | 0.084126 | 0.0064557 | 0 | 0.1333 | 204437.5899 | 0.1333 | 97.1603
Operating 132kV | 1.3168 | 0.1083 | 0.044119 | 0 | 0.17881 | 274235.8381 | 0.17881 | 130.3324
Operating 132kV/EHV | 0.12611 | 0.010372 | 0.0042252 | 0 | 0.017124 | 26263.0589 | 0.017124 | 12.4817
Operating EHV | 0.32971 | 0.032244 | 0.0071338 | 0 | 0.045948 | 70470.2778 | 0.045948 | 33.4915
Operating EHV/HV | 0.28417 | 0.027791 | 0.0061486 | 0 | 0.039602 | 60737.8137 | 0.039602 | 28.866
Operating 132kV/HV | 0.10536 | 0.0086657 | 0.0035301 | 0 | 0.014307 | 21942.4263 | 0.014307 | 10.4283
Operating HV | 1.4838 | 0.14511 | 0.032105 | 0 | 0.20678 | 317140.4814 | 0.20678 | 150.7231
Operating HV/LV | 0.55899 | 0.054667 | 0.012095 | 0 | 0.0779 | 119475.915 | 0.0779 | 56.7817
Operating LV circuits | 0 | 0 | 0 | 1.9104 | 0 | 14712.1666 | 0.0095926 | 6.9921
Operating LV customer |  |  |  | 6.8623 | 0 | 52847.3471 | 0.034457 | 25.116
Operating HV customer |  |  |  | 0 | 0 | 0 | 0 | 0
Adder | 1.3429 | 1.3429 | 1.3429 |  | 1.3429 | 2059650.8573 | 1.3429 | 978.8625
Rounding | -9.5526e-05 | -0.00038128 | 0.0002895 | -0.0018784 | -9.5734e-05 | -161.2932 | -0.00010517 | -0.076656
Total | 9.706 | 2.083 | 1.549 | 8.9 | 2.4771 | 3867667.5749 | 2.5218 | 1838.1342
LV HH Metered
| Rate 1 units (MWh) | Rate 2 units (MWh) | Rate 3 units (MWh) | MPANs | Import capacity (kVA) | Exceeded capacity (kVA) | Reactive power units (MVArh) | MWh/year | MWh/MPAN/year
LV HH Metered | 122498.3064 | 778845.8753 | 580725.8235 | 6104.0543 | 739681.7417 | 28622.8173 | 123419.3251 | 1482070.0052 | 242.8009
| Unit rate 1 p/kWh | Unit rate 2 p/kWh | Unit rate 3 p/kWh | Fixed charge p/MPAN/day | Capacity charge p/kVA/day | Exceeded capacity charge p/kVA/day | Reactive power charge p/kVArh | Average unit rate (p/kWh) | Revenue (£/year) | Average p/kWh | Average £/MPAN/year | Average p/kVA/day
Assets 132kV | 1.6128 | 0.13265 | 0.054036 |  | 0 | 0 | 0.055803 | 0.22883 | 3391406.9987 | 0.22883 | 555.5991 | 1.2527
Assets 132kV/EHV | 0.15445 | 0.012703 | 0.0051749 |  | 0 | 0 | 0.0053442 | 0.021915 | 324788.7743 | 0.021915 | 53.2087 | 0.11997
Assets EHV | 0.40383 | 0.039493 | 0.0087376 |  | 0 | 0 | 0.014059 | 0.058727 | 870370.5358 | 0.058727 | 142.5889 | 0.3215
Assets EHV/HV | 0.087015 | 0.0085097 | 0.0018827 |  | 0 | 0 | 0.0030293 | 0.012654 | 187541.4893 | 0.012654 | 30.7241 | 0.069274
Assets 132kV/HV | 0.032261 | 0.0026533 | 0.0010809 |  | 0 | 0 | 0.0011162 | 0.0045773 | 67839.1441 | 0.0045773 | 11.1138 | 0.025058
Assets HV | 0.36348 | 0.035547 | 0.0078645 |  | 0.13758 | 0.55033 | 0.012654 | 0.052858 | 1213516.9058 | 0.08188 | 198.8051 | 0.44825
Assets HV/LV | 0 | 0 | 0 |  | 0.051832 | 1.0366 | 0 | 0 | 248917.6093 | 0.016795 | 40.7791 | 0.091945
Assets LV circuits | 0 | 0 | 0 |  | 0.11069 | 2.2137 | 0 | 0 | 531562.5728 | 0.035866 | 87.0835 | 0.19635
Assets LV customer |  |  |  | 0 |  |  |  | 0 | 0 | 0 | 0 | 0
Assets HV customer |  |  |  | 0 |  |  |  | 0 | 0 | 0 | 0 | 0
Transmission exit | 0.98723 | 0.076199 | 0.0058475 |  | 0 | 0 | 0.029874 | 0.12642 | 1873637.8418 | 0.12642 | 306.9497 | 0.69209
Operating 132kV | 1.1926 | 0.098087 | 0.039958 |  | 0 | 0 | 0.041265 | 0.16921 | 2507838.0795 | 0.16921 | 410.8479 | 0.92635
Operating 132kV/EHV | 0.11421 | 0.0093936 | 0.0038267 |  | 0 | 0 | 0.0039519 | 0.016205 | 240171.0135 | 0.016205 | 39.3461 | 0.088714
Operating EHV | 0.29862 | 0.029204 | 0.0064612 |  | 0 | 0 | 0.010396 | 0.043427 | 643611.4491 | 0.043427 | 105.44 | 0.23774
Operating EHV/HV | 0.25738 | 0.025171 | 0.0055689 |  | 0 | 0 | 0.0089603 | 0.037429 | 554723.9698 | 0.037429 | 90.878 | 0.2049
Operating 132kV/HV | 0.095423 | 0.0078483 | 0.0031971 |  | 0 | 0 | 0.0033017 | 0.013539 | 200659.5951 | 0.013539 | 32.8732 | 0.07412
Operating HV | 1.0751 | 0.10514 | 0.023262 |  | 0.40695 | 0.40695 | 0.037429 | 0.15635 | 3461532.2217 | 0.23356 | 567.0874 | 1.2786
Operating HV/LV | 0 | 0 | 0 |  | 0.76656 | 0.76656 | 0 | 0 | 2155554.7856 | 0.14544 | 353.1349 | 0.79622
Operating LV circuits | 0 | 0 | 0 |  | 1.637 | 1.637 | 0 | 0 | 4603178.7417 | 0.31059 | 754.1183 | 1.7003
Operating LV customer |  |  |  | 12.7077 |  |  |  | 0 | 283900.7298 | 0.019156 | 46.5102 | 0.10487
Operating HV customer |  |  |  | 0 |  |  |  | 0 | 0 | 0 | 0 | 0
Adder | 1.3429 | 1.3429 | 1.3429 |  |  |  |  | 1.3429 | 19903151.1555 | 1.3429 | 3260.6445 | 7.3518
Rounding | -0.00032054 | 0.00047307 | 0.00017309 | 0.0022976 | -0.00059302 | -0.0011839 | -0.00018322 | 0.00027468 | 2392.7956 | 0.00016145 | 0.392 | 0.00088385
Total | 8.017 | 1.926 | 1.51 | 12.71 | 3.11 | 6.61 | 0.227 | 2.2853 | 43266296.4089 | 2.9193 | 7088.1245 | 15.9817
LV Sub HH Metered
| Rate 1 units (MWh) | Rate 2 units (MWh) | Rate 3 units (MWh) | MPANs | Import capacity (kVA) | Exceeded capacity (kVA) | Reactive power units (MVArh) | MWh/year | MWh/MPAN/year
LV Sub HH Metered | 5113.4813 | 31269.0455 | 26399.42 | 66.9408 | 24790.3616 | 953.9675 | 6772.68 | 62781.9468 | 937.8721
| Unit rate 1 p/kWh | Unit rate 2 p/kWh | Unit rate 3 p/kWh | Fixed charge p/MPAN/day | Capacity charge p/kVA/day | Exceeded capacity charge p/kVA/day | Reactive power charge p/kVArh | Average unit rate (p/kWh) | Revenue (£/year) | Average p/kWh | Average £/MPAN/year | Average p/kVA/day
Assets 132kV | 1.543 | 0.12691 | 0.051698 |  | 0 | 0 | 0.05261 | 0.21629 | 135794.0446 | 0.21629 | 2028.5681 | 1.4966
Assets 132kV/EHV | 0.14777 | 0.012154 | 0.004951 |  | 0 | 0 | 0.0050384 | 0.020714 | 13004.7444 | 0.020714 | 194.2722 | 0.14333
Assets EHV | 0.38636 | 0.037784 | 0.0083595 |  | 0 | 0 | 0.013254 | 0.055232 | 34675.6348 | 0.055232 | 518.0042 | 0.38217
Assets EHV/HV | 0.083249 | 0.0081415 | 0.0018013 |  | 0 | 0 | 0.002856 | 0.011901 | 7471.6686 | 0.011901 | 111.616 | 0.082348
Assets 132kV/HV | 0.030865 | 0.0025385 | 0.0010341 |  | 0 | 0 | 0.0010524 | 0.0043266 | 2716.3215 | 0.0043266 | 40.5779 | 0.029938
Assets HV | 0 | 0 | 0 |  | 0.67642 | 2.7057 | 0 | 0 | 70820.3891 | 0.1128 | 1057.9549 | 0.78054
Assets HV/LV | 0 | 0 | 0 |  | 0.050965 | 1.0193 | 0 | 0 | 8183.1615 | 0.013034 | 122.2447 | 0.09019
Assets LV circuits | 0 | 0 | 0 |  | 0 | 0 | 0 | 0 | 0 | 0 | 0 | 0
Assets LV customer |  |  |  | 0 |  |  |  | 0 | 0 | 0 | 0 | 0
Assets HV customer |  |  |  | 0 |  |  |  | 0 | 0 | 0 | 0 | 0
Transmission exit | 0.94451 | 0.072902 | 0.0055944 |  | 0 | 0 | 0.028165 | 0.11863 | 74477.4145 | 0.11863 | 1112.5856 | 0.82084
Operating 132kV | 1.141 | 0.093843 | 0.038229 |  | 0 | 0 | 0.038904 | 0.15994 | 100415.3957 | 0.15994 | 1500.0618 | 1.1067
Operating 132kV/EHV | 0.10927 | 0.0089872 | 0.0036611 |  | 0 | 0 | 0.0037257 | 0.015317 | 9616.5967 | 0.015317 | 143.6581 | 0.10599
Operating EHV | 0.2857 | 0.02794 | 0.0061816 |  | 0 | 0 | 0.0098012 | 0.040842 | 25641.5339 | 0.040842 | 383.0477 | 0.28261
Operating EHV/HV | 0.24624 | 0.024082 | 0.0053279 |  | 0 | 0 | 0.0084475 | 0.035202 | 22100.2493 | 0.035202 | 330.146 | 0.24358
Operating 132kV/HV | 0.091294 | 0.0075087 | 0.0030588 |  | 0 | 0 | 0.0031128 | 0.012798 | 8034.5349 | 0.012798 | 120.0244 | 0.088552
Operating HV | 0 | 0 | 0 |  | 2.0008 | 2.0008 | 0 | 0 | 188520.5972 | 0.30028 | 2816.227 | 2.0778
Operating HV/LV | 0 | 0 | 0 |  | 0.75375 | 0.75375 | 0 | 0 | 71021.1158 | 0.11312 | 1060.9535 | 0.78275
Operating LV circuits | 0 | 0 | 0 |  | 0 | 0 | 0 | 0 | 0 | 0 | 0 | 0
Operating LV customer |  |  |  | 9.9202 |  |  |  | 0 | 2430.474 | 0.0038713 | 36.3078 | 0.026787
Operating HV customer |  |  |  | 0 |  |  |  | 0 | 0 | 0 | 0 | 0
Adder | 1.3429 | 1.3429 | 1.3429 |  |  |  |  | 1.3429 | 843117.1084 | 1.3429 | 12594.959 | 9.2923
Rounding | -0.00017375 | 0.000284 | 0.00017457 | -0.00016161 | -0.0018965 | 0.00050068 | 3.3284e-05 | 0.00020429 | -42.1089 | -6.7072e-05 | -0.62905 | -0.0004641
Total | 6.352 | 1.766 | 1.473 | 9.92 | 3.48 | 6.48 | 0.167 | 2.0343 | 1617998.876 | 2.5772 | 24170.5801 | 17.8326
HV HH Metered
| Rate 1 units (MWh) | Rate 2 units (MWh) | Rate 3 units (MWh) | MPANs | Import capacity (kVA) | Exceeded capacity (kVA) | Reactive power units (MVArh) | MWh/year | MWh/MPAN/year
HV HH Metered | 147320.5087 | 905809.484 | 844316.3022 | 820.3613 | 630794.5772 | 34337.6861 | 97330.991 | 1897446.295 | 2312.9399
| Unit rate 1 p/kWh | Unit rate 2 p/kWh | Unit rate 3 p/kWh | Fixed charge p/MPAN/day | Capacity charge p/kVA/day | Exceeded capacity charge p/kVA/day | Reactive power charge p/kVArh | Average unit rate (p/kWh) | Revenue (£/year) | Average p/kWh | Average £/MPAN/year | Average p/kVA/day
Assets 132kV | 1.3517 | 0.11117 | 0.045288 |  | 0.21192 | 0.21192 | 0.043933 | 0.18042 | 3939343.8325 | 0.20761 | 4801.9623 | 1.7063
Assets 132kV/EHV | 0.088135 | 0.0072488 | 0.002953 |  | 0 | 0 | 0.0028646 | 0.011764 | 223222.4458 | 0.011764 | 272.1026 | 0.096687
Assets EHV | 0.18435 | 0.018029 | 0.0039888 |  | 0.10364 | 0.16193 | 0.0060287 | 0.025004 | 734056.7638 | 0.038687 | 894.797 | 0.31795
Assets EHV/HV | 0 | 0 | 0 |  | 0.062806 | 0.69785 | 0 | 0 | 232703.3748 | 0.012264 | 283.6596 | 0.10079
Assets 132kV/HV | 0 | 0 | 0 |  | 0.025434 | 0.2826 | 0 | 0 | 94236.553 | 0.0049665 | 114.872 | 0.040818
Assets HV | 0 | 0 | 0 |  | 0.23937 | 2.6597 | 0 | 0 | 886899.9712 | 0.046742 | 1081.109 | 0.38415
Assets HV/LV | 0 | 0 | 0 |  | 0 | 0 | 0 | 0 | 0 | 0 | 0 | 0
Assets LV circuits | 0 | 0 | 0 |  | 0 | 0 | 0 | 0 | 0 | 0 | 0 | 0
Assets LV customer |  |  |  | 0 |  |  |  | 0 | 0 | 0 | 0 | 0
Assets HV customer |  |  |  | 0 |  |  |  | 0 | 0 | 0 | 0 | 0
Transmission exit | 0.88022 | 0.06794 | 0.0052136 |  | 0 | 0 | 0.025021 | 0.10438 | 1980519.2919 | 0.10438 | 2414.2038 | 0.85785
Operating 132kV | 0.99953 | 0.082208 | 0.033489 |  | 0.15671 | 0.15671 | 0.032487 | 0.13342 | 2913020.0165 | 0.15352 | 3550.899 | 1.2618
Operating 132kV/EHV | 0.10183 | 0.0083754 | 0.0034119 |  | 0 | 0 | 0.0033098 | 0.013593 | 257915.5154 | 0.013593 | 314.3926 | 0.11171
Operating EHV | 0.213 | 0.020831 | 0.0046087 |  | 0.11974 | 0.11974 | 0.0069657 | 0.02889 | 839678.263 | 0.044253 | 1023.5469 | 0.3637
Operating EHV/HV | 0 | 0 | 0 |  | 0.51603 | 0.51603 | 0 | 0 | 1256226.7948 | 0.066206 | 1531.3093 | 0.54413
Operating 132kV/HV | 0 | 0 | 0 |  | 0.20898 | 0.20898 | 0 | 0 | 508726.9708 | 0.026811 | 620.1255 | 0.22035
Operating HV | 0 | 0 | 0 |  | 1.9668 | 1.9668 | 0 | 0 | 4787844.2209 | 0.25233 | 5836.2632 | 2.0738
Operating HV/LV | 0 | 0 | 0 |  | 0 | 0 | 0 | 0 | 0 | 0 | 0 | 0
Operating LV circuits | 0 | 0 | 0 |  | 0 | 0 | 0 | 0 | 0 | 0 | 0 | 0
Operating LV customer |  |  |  | 0 |  |  |  | 0 | 0 | 0 | 0 | 0
Operating HV customer |  |  |  | 107.1351 |  |  |  | 0 | 321675.5255 | 0.016953 | 392.1145 | 0.13933
Adder | 1.3429 | 1.3429 | 1.3429 |  |  |  |  | 1.3429 | 25481360.7222 | 1.3429 | 31061.1458 | 11.0371
Rounding | 0.00031207 | 0.00026728 | 0.00011777 | 0.0048973 | -0.0013867 | -0.0022101 | 0.00038969 | 0.00022422 | 789.9761 | 4.1634e-05 | 0.96296 | 0.00034217
Total | 5.162 | 1.659 | 1.442 | 107.14 | 3.61 | 6.98 | 0.121 | 1.8406 | 44458220.2382 | 2.3431 | 54193.4662 | 19.2568
NHH UMS category A
| Rate 1 units (MWh) | MWh/year
NHH UMS category A | 1837.7607 | 1837.7607
| Unit rate 1 p/kWh | Revenue (£/year) | Average p/kWh
Assets 132kV | 0.18385 | 3378.7879 | 0.18385
Assets 132kV/EHV | 0.017607 | 323.5803 | 0.017607
Assets EHV | 0.046321 | 851.2743 | 0.046321
Assets EHV/HV | 0.009981 | 183.4268 | 0.009981
Assets 132kV/HV | 0.0036777 | 67.5867 | 0.0036777
Assets HV | 0.052115 | 957.7568 | 0.052115
Assets HV/LV | 0.0039267 | 72.1629 | 0.0039267
Assets LV circuits | 0.0088535 | 162.7067 | 0.0088535
Assets LV customer |  | 0 | 0
Transmission exit | 0.098411 | 1808.5613 | 0.098411
Operating 132kV | 0.13595 | 2498.5067 | 0.13595
Operating 132kV/EHV | 0.01302 | 239.2774 | 0.01302
Operating EHV | 0.034253 | 629.4904 | 0.034253
Operating EHV/HV | 0.029523 | 542.5531 | 0.029523
Operating 132kV/HV | 0.010878 | 199.913 | 0.010878
Operating HV | 0.15415 | 2832.9232 | 0.15415
Operating HV/LV | 0.058073 | 1067.2434 | 0.058073
Operating LV circuits | 0.13094 | 2406.3297 | 0.13094
Operating LV customer | 0.96973 | 17821.3507 | 0.96973
Adder | 1.3429 | 24679.8259 | 1.3429
Rounding | -0.00019819 | -3.6423 | -0.00019819
Total | 3.304 | 60719.6147 | 3.304
NHH UMS category B
| Rate 1 units (MWh) | MWh/year
NHH UMS category B | 5441.089 | 5441.089
| Unit rate 1 p/kWh | Revenue (£/year) | Average p/kWh
Assets 132kV | 0.2543 | 13836.9222 | 0.2543
Assets 132kV/EHV | 0.024354 | 1325.1364 | 0.024354
Assets EHV | 0.05922 | 3222.2235 | 0.05922
Assets EHV/HV | 0.01276 | 694.3027 | 0.01276
Assets 132kV/HV | 0.0050869 | 276.7833 | 0.0050869
Assets HV | 0.066628 | 3625.2785 | 0.066628
Assets HV/LV | 0.0050201 | 273.1493 | 0.0050201
Assets LV circuits | 0.011319 | 615.8738 | 0.011319
Assets LV customer |  | 0 | 0
Transmission exit | 0.12968 | 7055.8682 | 0.12968
Operating 132kV | 0.18805 | 10231.9658 | 0.18805
Operating 132kV/EHV | 0.018009 | 979.8964 | 0.018009
Operating EHV | 0.043791 | 2382.7323 | 0.043791
Operating EHV/HV | 0.037744 | 2053.6594 | 0.037744
Operating 132kV/HV | 0.015046 | 818.6901 | 0.015046
Operating HV | 0.19708 | 10723.1145 | 0.19708
Operating HV/LV | 0.074244 | 4039.7048 | 0.074244
Operating LV circuits | 0.1674 | 9108.383 | 0.1674
Operating LV customer | 0.96973 | 52763.9718 | 0.96973
Adder | 1.3429 | 73069.9745 | 1.3429
Rounding | -0.00039304 | -21.3856 | -0.00039304
Total | 3.622 | 197076.2447 | 3.622
NHH UMS category C
| Rate 1 units (MWh) | MWh/year
NHH UMS category C | 287.5817 | 287.5817
| Unit rate 1 p/kWh | Revenue (£/year) | Average p/kWh
Assets 132kV | 0.39774 | 1143.8377 | 0.39774
Assets 132kV/EHV | 0.038091 | 109.5432 | 0.038091
Assets EHV | 0.095217 | 273.8259 | 0.095217
Assets EHV/HV | 0.020517 | 59.0021 | 0.020517
Assets 132kV/HV | 0.0079562 | 22.8805 | 0.0079562
Assets HV | 0.10713 | 308.0777 | 0.10713
Assets HV/LV | 0.0080716 | 23.2123 | 0.0080716
Assets LV circuits | 0.018199 | 52.3372 | 0.018199
Assets LV customer |  | 0 | 0
Transmission exit | 0.21691 | 623.7917 | 0.21691
Operating 132kV | 0.29412 | 845.8318 | 0.29412
Operating 132kV/EHV | 0.028167 | 81.0037 | 0.028167
Operating EHV | 0.07041 | 202.4856 | 0.07041
Operating EHV/HV | 0.060686 | 174.5208 | 0.060686
Operating 132kV/HV | 0.023533 | 67.6775 | 0.023533
Operating HV | 0.31687 | 911.2547 | 0.31687
Operating HV/LV | 0.11937 | 343.2958 | 0.11937
Operating LV circuits | 0.26915 | 774.0341 | 0.26915
Operating LV customer | 0.96973 | 2788.7709 | 0.96973
Adder | 1.3429 | 3862.0181 | 1.3429
Rounding | 0.00019845 | 0.57071 | 0.00019845
Total | 4.405 | 12667.9721 | 4.405
NHH UMS category D
| Rate 1 units (MWh) | MWh/year
NHH UMS category D | 0 | 0
| Unit rate 1 p/kWh | Revenue (£/year) | Average p/kWh
Assets 132kV | 0.11665 | 0
Assets 132kV/EHV | 0.011172 | 0
Assets EHV | 0.033871 | 0
Assets EHV/HV | 0.0072984 | 0
Assets 132kV/HV | 0.0023335 | 0
Assets HV | 0.038108 | 0
Assets HV/LV | 0.0028713 | 0
Assets LV circuits | 0.0064739 | 0
Assets LV customer |  | 0
Transmission exit | 0.068233 | 0
Operating 132kV | 0.086262 | 0
Operating 132kV/EHV | 0.0082611 | 0
Operating EHV | 0.025047 | 0
Operating EHV/HV | 0.021588 | 0
Operating 132kV/HV | 0.0069021 | 0
Operating HV | 0.11272 | 0
Operating HV/LV | 0.042464 | 0
Operating LV circuits | 0.095745 | 0
Operating LV customer | 0.96973 | 0
Adder | 1.3429 | 0
Rounding | 0.00033544 | 0
Total | 2.999 | 0 | 0
LV UMS (Pseudo HH Metered)
| Rate 1 units (MWh) | Rate 2 units (MWh) | Rate 3 units (MWh) | MWh/year
LV UMS (Pseudo HH Metered) | 5390.0371 | 33830.6871 | 82069.2803 | 121290.0045
| Unit rate 1 p/kWh | Unit rate 2 p/kWh | Unit rate 3 p/kWh | Average unit rate (p/kWh) | Revenue (£/year) | Average p/kWh
Assets 132kV | 4.5785 | 0.12631 | 0.048772 | 0.2717 | 329539.1593 | 0.2717
Assets 132kV/EHV | 0.43847 | 0.012096 | 0.0046708 | 0.02602 | 31559.3557 | 0.02602
Assets EHV | 1.0821 | 0.039559 | 0.0078864 | 0.064458 | 78181.4556 | 0.064458
Assets EHV/HV | 0.23317 | 0.0085239 | 0.0016993 | 0.013889 | 16846.0053 | 0.013889
Assets 132kV/HV | 0.091584 | 0.0025266 | 0.00097559 | 0.0054348 | 6591.8524 | 0.0054348
Assets HV | 1.2175 | 0.044507 | 0.0088729 | 0.072521 | 87960.8583 | 0.072521
Assets HV/LV | 0.091731 | 0.0033534 | 0.00066853 | 0.0054642 | 6627.4756 | 0.0054642
Assets LV circuits | 0.20683 | 0.007561 | 0.0015074 | 0.01232 | 14943.0687 | 0.01232
Assets LV customer |  |  |  | 0 | 0 | 0
Transmission exit | 2.6086 | 0.082011 | 0.0052778 | 0.14237 | 172680.2598 | 0.14237
Operating 132kV | 3.3856 | 0.093402 | 0.036065 | 0.20091 | 243683.7727 | 0.20091
Operating 132kV/EHV | 0.32424 | 0.0089449 | 0.0034539 | 0.019241 | 23337.1441 | 0.019241
Operating EHV | 0.80018 | 0.029253 | 0.0058317 | 0.047665 | 57812.7106 | 0.047665
Operating EHV/HV | 0.68967 | 0.025213 | 0.0050263 | 0.041082 | 49828.3497 | 0.041082
Operating 132kV/HV | 0.27089 | 0.0074733 | 0.0028857 | 0.016075 | 19497.8645 | 0.016075
Operating HV | 3.6011 | 0.13165 | 0.026245 | 0.21451 | 260177.0769 | 0.21451
Operating HV/LV | 1.3566 | 0.049595 | 0.0098872 | 0.080811 | 98016.1668 | 0.080811
Operating LV circuits | 3.0588 | 0.11182 | 0.022293 | 0.18221 | 220998.5226 | 0.18221
Operating LV customer | 0.96973 | 0.96973 | 0.96973 | 0.96973 | 1176187.7703 | 0.96973
Adder | 1.3429 | 1.3429 | 1.3429 | 1.3429 | 1628838.9108 | 1.3429
Rounding | -0.00028175 | -0.00045987 | 0.00032108 | 7.6466e-05 | 92.7451 | 7.6466e-05
Total | 26.348 | 3.096 | 2.505 | 3.7294 | 4523400.5249 | 3.7294
LV Generation NHH or Aggregate HH
| Rate 1 units (MWh) | MPANs | MWh/year | MWh/MPAN/year
LV Generation NHH or Aggregate HH | 2534.8801 | 152 | 2534.8801 | 16.6768
| Unit rate 1 p/kWh | Fixed charge p/MPAN/day | Revenue (£/year) | Average p/kWh | Average £/MPAN/year
Assets 132kV | -0.17953 |  | -4550.9673 | -0.17953 | -29.9406
Assets 132kV/EHV | -0.017194 |  | -435.8377 | -0.017194 | -2.8674
Assets EHV | -0.045231 |  | -1146.5473 | -0.045231 | -7.5431
Assets EHV/HV | -0.009746 |  | -247.0502 | -0.009746 | -1.6253
Assets 132kV/HV | -0.0035913 |  | -91.0341 | -0.0035913 | -0.59891
Assets HV | -0.050889 |  | -1289.9642 | -0.050889 | -8.4866
Assets HV/LV | -0.0038342 |  | -97.1933 | -0.0038342 | -0.63943
Assets LV circuits | 0 |  | 0 | 0 | 0
Assets LV customer |  | 0 | 0 | 0 | 0
Assets HV customer |  | 0 | 0 | 0 | 0
Transmission exit | -0.096113 |  | -2436.3501 | -0.096113 | -16.0286
Operating 132kV | -0.13276 |  | -3365.2962 | -0.13276 | -22.1401
Operating 132kV/EHV | -0.012714 |  | -322.2882 | -0.012714 | -2.1203
Operating EHV | -0.033447 |  | -847.8354 | -0.033447 | -5.5779
Operating EHV/HV | -0.028828 |  | -730.7431 | -0.028828 | -4.8075
Operating 132kV/HV | -0.010622 |  | -269.2674 | -0.010622 | -1.7715
Operating HV | -0.15052 |  | -3815.5508 | -0.15052 | -25.1023
Operating HV/LV | -0.056706 |  | -1437.4274 | -0.056706 | -9.4568
Operating LV circuits | 0 |  | 0 | 0 | 0
Operating LV customer |  | 0 | 0 | 0 | 0
Operating HV customer |  | 0 | 0 | 0 | 0
Adder | 0 |  | 0 | 0 | 0
Rounding | -0.00027023 | 0 | -6.8499 | -0.00027023 | -0.045065
Total | -0.832 | 0 | -21090.2028 | -0.832 | -138.7513
LV Sub Generation NHH
| Rate 1 units (MWh) | MPANs | MWh/year | MWh/MPAN/year
LV Sub Generation NHH | 0 | 0 | 0
| Unit rate 1 p/kWh | Fixed charge p/MPAN/day | Revenue (£/year) | Average p/kWh | Average £/MPAN/year
Assets 132kV | -0.17653 |  | 0
Assets 132kV/EHV | -0.016906 |  | 0
Assets EHV | -0.044475 |  | 0
Assets EHV/HV | -0.0095831 |  | 0
Assets 132kV/HV | -0.0035312 |  | 0
Assets HV | -0.050038 |  | 0
Assets HV/LV | 0 |  | 0
Assets LV circuits | 0 |  | 0
Assets LV customer |  | 0 | 0
Assets HV customer |  | 0 | 0
Transmission exit | -0.094507 |  | 0
Operating 132kV | -0.13054 |  | 0
Operating 132kV/EHV | -0.012502 |  | 0
Operating EHV | -0.032888 |  | 0
Operating EHV/HV | -0.028346 |  | 0
Operating 132kV/HV | -0.010445 |  | 0
Operating HV | -0.14801 |  | 0
Operating HV/LV | 0 |  | 0
Operating LV circuits | 0 |  | 0
Operating LV customer |  | 0 | 0
Operating HV customer |  | 0 | 0
Adder | 0 |  | 0
Rounding | 0.00030064 | 0 | 0
Total | -0.758 | 0 | 0 | 0 | 0
LV Generation Intermittent
| Rate 1 units (MWh) | MPANs | Reactive power units (MVArh) | MWh/year | MWh/MPAN/year
LV Generation Intermittent | 36387.3627 | 452.1634 | 3473.0506 | 36387.3627 | 80.4739
| Unit rate 1 p/kWh | Fixed charge p/MPAN/day | Reactive power charge p/kVArh | Revenue (£/year) | Average p/kWh | Average £/MPAN/year
Assets 132kV | -0.17953 |  | 0.044309 | -63788.7599 | -0.1753 | -141.0746
Assets 132kV/EHV | -0.017194 |  | 0.006062 | -6045.7711 | -0.016615 | -13.3708
Assets EHV | -0.045231 |  | 0.015947 | -15904.4573 | -0.043709 | -35.1741
Assets EHV/HV | -0.009746 |  | 0.0034362 | -3426.9837 | -0.0094181 | -7.5791
Assets 132kV/HV | -0.0035913 |  | 0.0029544 | -1204.1568 | -0.0033093 | -2.6631
Assets HV | -0.050889 |  | 0.012559 | -18080.8197 | -0.04969 | -39.9874
Assets HV/LV | -0.0038342 |  | 0.00094629 | -1362.3127 | -0.0037439 | -3.0129
Assets LV circuits | 0 |  | 0.0021336 | 74.1011 | 0.00020365 | 0.16388
Assets LV customer |  | 0 |  | 0 | 0 | 0
Assets HV customer |  | 0 |  | 0 | 0 | 0
Transmission exit | -0.096113 |  | 0.023721 | -34149.1695 | -0.093849 | -75.524
Operating 132kV | -0.13276 |  | 0.032765 | -47169.768 | -0.12963 | -104.3202
Operating 132kV/EHV | -0.012714 |  | 0.0044826 | -4470.6563 | -0.012286 | -9.8873
Operating EHV | -0.033447 |  | 0.011792 | -11760.8425 | -0.032321 | -26.0102
Operating EHV/HV | -0.028828 |  | 0.010164 | -10136.5836 | -0.027857 | -22.418
Operating 132kV/HV | -0.010622 |  | 0.0087387 | -3561.7434 | -0.0097884 | -7.8771
Operating HV | -0.15052 |  | 0.037149 | -53480.7744 | -0.14698 | -118.2775
Operating HV/LV | -0.056706 |  | 0.013995 | -20147.7416 | -0.05537 | -44.5585
Operating LV circuits | 0 |  | 0.031555 | 1095.9086 | 0.0030118 | 2.4237
Operating LV customer |  | 0 |  | 0 | 0 | 0
Operating HV customer |  | 0 |  | 0 | 0 | 0
Adder | 0 |  |  | 0 | 0 | 0
Rounding | -0.00027023 | 0 | 0.00029152 | -88.2039 | -0.0002424 | -0.19507
Total | -0.832 | 0 | 0.263 | -293608.7348 | -0.8069 | -649.3421
LV Generation Intermittent no RP charge
| Rate 1 units (MWh) | MPANs | MWh/year | MWh/MPAN/year
LV Generation Intermittent no RP charge | 0 | 0 | 0
| Unit rate 1 p/kWh | Fixed charge p/MPAN/day | Revenue (£/year) | Average p/kWh | Average £/MPAN/year
Assets 132kV | -0.17953 |  | 0
Assets 132kV/EHV | -0.017194 |  | 0
Assets EHV | -0.045231 |  | 0
Assets EHV/HV | -0.009746 |  | 0
Assets 132kV/HV | -0.0035913 |  | 0
Assets HV | -0.050889 |  | 0
Assets HV/LV | -0.0038342 |  | 0
Assets LV circuits | 0 |  | 0
Assets LV customer |  | 0 | 0
Assets HV customer |  | 0 | 0
Transmission exit | -0.096113 |  | 0
Operating 132kV | -0.13276 |  | 0
Operating 132kV/EHV | -0.012714 |  | 0
Operating EHV | -0.033447 |  | 0
Operating EHV/HV | -0.028828 |  | 0
Operating 132kV/HV | -0.010622 |  | 0
Operating HV | -0.15052 |  | 0
Operating HV/LV | -0.056706 |  | 0
Operating LV circuits | 0 |  | 0
Operating LV customer |  | 0 | 0
Operating HV customer |  | 0 | 0
Adder | 0 |  | 0
Rounding | -0.00027023 | 0 | 0
Total | -0.832 | 0 | 0 | 0 | 0
LV Generation Non-Intermittent
| Rate 1 units (MWh) | Rate 2 units (MWh) | Rate 3 units (MWh) | MPANs | Reactive power units (MVArh) | MWh/year | MWh/MPAN/year
LV Generation Non-Intermittent | 142.5181 | 995.4362 | 890.9633 | 16.1367 | 561.7178 | 2028.9175 | 125.7331
| Unit rate 1 p/kWh | Unit rate 2 p/kWh | Unit rate 3 p/kWh | Fixed charge p/MPAN/day | Reactive power charge p/kVArh | Average unit rate (p/kWh) | Revenue (£/year) | Average p/kWh | Average £/MPAN/year
Assets 132kV | -1.4194 | -0.11674 | -0.047558 |  | 0.044309 | -0.1656 | -3359.9053 | -0.1656 | -208.2151
Assets 132kV/EHV | -0.13594 | -0.01118 | -0.0045545 |  | 0.006062 | -0.015356 | -311.5566 | -0.015356 | -19.3073
Assets EHV | -0.35542 | -0.034759 | -0.0076902 |  | 0.015947 | -0.040981 | -831.4777 | -0.040981 | -51.5271
Assets EHV/HV | -0.076583 | -0.0074896 | -0.001657 |  | 0.0034362 | -0.0088304 | -179.1611 | -0.0088304 | -11.1027
Assets 132kV/HV | -0.028393 | -0.0023353 | -0.00095131 |  | 0.0029544 | -0.00274 | -55.5923 | -0.00274 | -3.4451
Assets HV | -0.39988 | -0.039107 | -0.0086521 |  | 0.012559 | -0.047598 | -965.7185 | -0.047598 | -59.8461
Assets HV/LV | -0.030129 | -0.0029465 | -0.0006519 |  | 0.00094629 | -0.0035863 | -72.7628 | -0.0035863 | -4.5091
Assets LV circuits | 0 | 0 | 0 |  | 0.0021336 | 0.0005907 | 11.9848 | 0.0005907 | 0.74271
Assets LV customer |  |  |  | 0 |  | 0 | 0 | 0 | 0
Assets HV customer |  |  |  | 0 |  | 0 | 0 | 0 | 0
Transmission exit | -0.86888 | -0.067064 | -0.0051465 |  | 0.023721 | -0.089629 | -1818.5001 | -0.089629 | -112.6934
Operating 132kV | -1.0496 | -0.086329 | -0.035168 |  | 0.032765 | -0.12246 | -2484.5435 | -0.12246 | -153.9684
Operating 132kV/EHV | -0.10052 | -0.0082675 | -0.0033679 |  | 0.0044826 | -0.011355 | -230.3862 | -0.011355 | -14.2772
Operating EHV | -0.26282 | -0.025703 | -0.0056866 |  | 0.011792 | -0.030304 | -614.8514 | -0.030304 | -38.1027
Operating EHV/HV | -0.22652 | -0.022153 | -0.0049013 |  | 0.010164 | -0.026119 | -529.9359 | -0.026119 | -32.8404
Operating 132kV/HV | -0.083984 | -0.0069074 | -0.0028139 |  | 0.0087387 | -0.0081046 | -164.4348 | -0.0081046 | -10.1901
Operating HV | -1.1828 | -0.11567 | -0.025592 |  | 0.037149 | -0.14079 | -2856.4729 | -0.14079 | -177.0171
Operating HV/LV | -0.44559 | -0.043577 | -0.0096412 |  | 0.013995 | -0.053039 | -1076.1153 | -0.053039 | -66.6874
Operating LV circuits | 0 | 0 | 0 |  | 0.031555 | 0.0087361 | 177.248 | 0.0087361 | 10.9842
Operating LV customer |  |  |  | 0 |  | 0 | 0 | 0 | 0
Operating HV customer |  |  |  | 0 |  | 0 | 0 | 0 | 0
Adder | 0 | 0 | 0 |  |  | 0 | 0 | 0 | 0
Rounding | -0.00048686 | 0.00023509 | 3.1735e-05 | 0 | 0.00029152 | 0.00017579 | 3.5666 | 0.00017579 | 0.22102
Total | -6.667 | -0.59 | -0.164 | 0 | 0.263 | -0.75699 | -15358.6149 | -0.75699 | -951.7812
LV Generation Non-Intermittent no RP charge
| Rate 1 units (MWh) | Rate 2 units (MWh) | Rate 3 units (MWh) | MPANs | MWh/year | MWh/MPAN/year
LV Generation Non-Intermittent no RP charge | 0 | 0 | 0 | 0 | 0
| Unit rate 1 p/kWh | Unit rate 2 p/kWh | Unit rate 3 p/kWh | Fixed charge p/MPAN/day | Average unit rate (p/kWh) | Revenue (£/year) | Average p/kWh | Average £/MPAN/year
Assets 132kV | -1.4194 | -0.11674 | -0.047558 |  | 0 | 0
Assets 132kV/EHV | -0.13594 | -0.01118 | -0.0045545 |  | 0 | 0
Assets EHV | -0.35542 | -0.034759 | -0.0076902 |  | 0 | 0
Assets EHV/HV | -0.076583 | -0.0074896 | -0.001657 |  | 0 | 0
Assets 132kV/HV | -0.028393 | -0.0023353 | -0.00095131 |  | 0 | 0
Assets HV | -0.39988 | -0.039107 | -0.0086521 |  | 0 | 0
Assets HV/LV | -0.030129 | -0.0029465 | -0.0006519 |  | 0 | 0
Assets LV circuits | 0 | 0 | 0 |  | 0 | 0
Assets LV customer |  |  |  | 0 | 0 | 0
Assets HV customer |  |  |  | 0 | 0 | 0
Transmission exit | -0.86888 | -0.067064 | -0.0051465 |  | 0 | 0
Operating 132kV | -1.0496 | -0.086329 | -0.035168 |  | 0 | 0
Operating 132kV/EHV | -0.10052 | -0.0082675 | -0.0033679 |  | 0 | 0
Operating EHV | -0.26282 | -0.025703 | -0.0056866 |  | 0 | 0
Operating EHV/HV | -0.22652 | -0.022153 | -0.0049013 |  | 0 | 0
Operating 132kV/HV | -0.083984 | -0.0069074 | -0.0028139 |  | 0 | 0
Operating HV | -1.1828 | -0.11567 | -0.025592 |  | 0 | 0
Operating HV/LV | -0.44559 | -0.043577 | -0.0096412 |  | 0 | 0
Operating LV circuits | 0 | 0 | 0 |  | 0 | 0
Operating LV customer |  |  |  | 0 | 0 | 0
Operating HV customer |  |  |  | 0 | 0 | 0
Adder | 0 | 0 | 0 |  | 0 | 0
Rounding | -0.00048686 | 0.00023509 | 3.1735e-05 | 0 | 0 | 0
Total | -6.667 | -0.59 | -0.164 | 0 | 0 | 0 | 0 | 0
LV Sub Generation Intermittent
| Rate 1 units (MWh) | MPANs | Reactive power units (MVArh) | MWh/year | MWh/MPAN/year
LV Sub Generation Intermittent | 278.7113 | 6.4532 | 1.1344 | 278.7113 | 43.1897
| Unit rate 1 p/kWh | Fixed charge p/MPAN/day | Reactive power charge p/kVArh | Revenue (£/year) | Average p/kWh | Average £/MPAN/year
Assets 132kV | -0.17653 |  | 0.043568 | -491.524 | -0.17636 | -76.1675
Assets 132kV/EHV | -0.016906 |  | 0.0059606 | -47.0521 | -0.016882 | -7.2913
Assets EHV | -0.044475 |  | 0.01568 | -123.7787 | -0.044411 | -19.181
Assets EHV/HV | -0.0095831 |  | 0.0033787 | -26.671 | -0.0095694 | -4.133
Assets 132kV/HV | -0.0035312 |  | 0.002905 | -9.809 | -0.0035194 | -1.52
Assets HV | -0.050038 |  | 0.012349 | -139.3217 | -0.049988 | -21.5896
Assets HV/LV | 0 |  | 0.00093047 | 0.010555 | 3.787e-06 | 0.0016356
Assets LV circuits | 0 |  | 0 | 0 | 0 | 0
Assets LV customer |  | 0 |  | 0 | 0 | 0
Assets HV customer |  | 0 |  | 0 | 0 | 0
Transmission exit | -0.094507 |  | 0.023324 | -263.1363 | -0.094412 | -40.7761
Operating 132kV | -0.13054 |  | 0.032217 | -363.4664 | -0.13041 | -56.3235
Operating 132kV/EHV | -0.012502 |  | 0.0044077 | -34.7935 | -0.012484 | -5.3917
Operating EHV | -0.032888 |  | 0.011595 | -91.5304 | -0.032841 | -14.1837
Operating EHV/HV | -0.028346 |  | 0.0099938 | -78.8894 | -0.028305 | -12.2249
Operating 132kV/HV | -0.010445 |  | 0.0085927 | -29.0138 | -0.01041 | -4.496
Operating HV | -0.14801 |  | 0.036528 | -412.0959 | -0.14786 | -63.8592
Operating HV/LV | 0 |  | 0.013761 | 0.1561 | 5.6008e-05 | 0.02419
Operating LV circuits | 0 |  | 0 | 0 | 0 | 0
Operating LV customer |  | 0 |  | 0 | 0 | 0
Operating HV customer |  | 0 |  | 0 | 0 | 0
Adder | 0 |  |  | 0 | 0 | 0
Rounding | 0.00030064 | 0 | -0.0001926 | 0.83573 | 0.00029986 | 0.12951
Total | -0.758 | 0 | 0.225 | -2110.0796 | -0.75708 | -326.9821
LV Sub Generation Intermittent no RP charge
| Rate 1 units (MWh) | MPANs | MWh/year | MWh/MPAN/year
LV Sub Generation Intermittent no RP charge | 0 | 0 | 0
| Unit rate 1 p/kWh | Fixed charge p/MPAN/day | Revenue (£/year) | Average p/kWh | Average £/MPAN/year
Assets 132kV | -0.17653 |  | 0
Assets 132kV/EHV | -0.016906 |  | 0
Assets EHV | -0.044475 |  | 0
Assets EHV/HV | -0.0095831 |  | 0
Assets 132kV/HV | -0.0035312 |  | 0
Assets HV | -0.050038 |  | 0
Assets HV/LV | 0 |  | 0
Assets LV circuits | 0 |  | 0
Assets LV customer |  | 0 | 0
Assets HV customer |  | 0 | 0
Transmission exit | -0.094507 |  | 0
Operating 132kV | -0.13054 |  | 0
Operating 132kV/EHV | -0.012502 |  | 0
Operating EHV | -0.032888 |  | 0
Operating EHV/HV | -0.028346 |  | 0
Operating 132kV/HV | -0.010445 |  | 0
Operating HV | -0.14801 |  | 0
Operating HV/LV | 0 |  | 0
Operating LV circuits | 0 |  | 0
Operating LV customer |  | 0 | 0
Operating HV customer |  | 0 | 0
Adder | 0 |  | 0
Rounding | 0.00030064 | 0 | 0
Total | -0.758 | 0 | 0 | 0 | 0
LV Sub Generation Non-Intermittent
| Rate 1 units (MWh) | Rate 2 units (MWh) | Rate 3 units (MWh) | MPANs | Reactive power units (MVArh) | MWh/year | MWh/MPAN/year
LV Sub Generation Non-Intermittent | 17.023 | 129.3993 | 135.5667 | 1.2913 | 0 | 281.9889 | 218.3713
| Unit rate 1 p/kWh | Unit rate 2 p/kWh | Unit rate 3 p/kWh | Fixed charge p/MPAN/day | Reactive power charge p/kVArh | Average unit rate (p/kWh) | Revenue (£/year) | Average p/kWh | Average £/MPAN/year
Assets 132kV | -1.3957 | -0.11479 | -0.046763 |  | 0.043568 | -0.15941 | -449.5293 | -0.15941 | -348.114
Assets 132kV/EHV | -0.13367 | -0.010994 | -0.0044784 |  | 0.0059606 | -0.015267 | -43.0506 | -0.015267 | -33.3382
Assets EHV | -0.34948 | -0.034178 | -0.0075616 |  | 0.01568 | -0.040416 | -113.9688 | -0.040416 | -88.2571
Assets EHV/HV | -0.075303 | -0.0073644 | -0.0016293 |  | 0.0033787 | -0.0087086 | -24.5572 | -0.0087086 | -19.017
Assets 132kV/HV | -0.027919 | -0.0022962 | -0.00093541 |  | 0.002905 | -0.0031888 | -8.992 | -0.0031888 | -6.9634
Assets HV | -0.39319 | -0.038453 | -0.0085075 |  | 0.012349 | -0.045472 | -128.2247 | -0.045472 | -99.2968
Assets HV/LV | 0 | 0 | 0 |  | 0.00093047 | 0 | 0 | 0 | 0
Assets LV circuits | 0 | 0 | 0 |  | 0 | 0 | 0 | 0 | 0
Assets LV customer |  |  |  | 0 |  | 0 | 0 | 0 | 0
Assets HV customer |  |  |  | 0 |  | 0 | 0 | 0 | 0
Transmission exit | -0.85436 | -0.065943 | -0.0050604 |  | 0.023324 | -0.084268 | -237.6276 | -0.084268 | -184.018
Operating 132kV | -1.0321 | -0.084886 | -0.03458 |  | 0.032217 | -0.11788 | -332.4127 | -0.11788 | -257.4193
Operating 132kV/EHV | -0.098841 | -0.0081294 | -0.0033117 |  | 0.0044077 | -0.011289 | -31.8345 | -0.011289 | -24.6526
Operating EHV | -0.25843 | -0.025273 | -0.0055916 |  | 0.011595 | -0.029886 | -84.2763 | -0.029886 | -65.2633
Operating EHV/HV | -0.22274 | -0.021783 | -0.0048193 |  | 0.0099938 | -0.025759 | -72.6371 | -0.025759 | -56.25
Operating 132kV/HV | -0.08258 | -0.006792 | -0.0027668 |  | 0.0085927 | -0.009432 | -26.5973 | -0.009432 | -20.5969
Operating HV | -1.163 | -0.11374 | -0.025164 |  | 0.036528 | -0.1345 | -379.2724 | -0.1345 | -293.7073
Operating HV/LV | 0 | 0 | 0 |  | 0.013761 | 0 | 0 | 0 | 0
Operating LV circuits | 0 | 0 | 0 |  | 0 | 0 | 0 | 0 | 0
Operating LV customer |  |  |  | 0 |  | 0 | 0 | 0 | 0
Operating HV customer |  |  |  | 0 |  | 0 | 0 | 0 | 0
Adder | 0 | 0 | 0 |  |  | 0 | 0 | 0 | 0
Rounding | 0.00032726 | -0.00037567 | 0.00016923 | 0 | -0.0001926 | -7.1276e-05 | -0.20099 | -7.1276e-05 | -0.15565
Total | -6.087 | -0.535 | -0.151 | 0 | 0.225 | -0.68555 | -1933.1817 | -0.68555 | -1497.0495
LV Sub Generation Non-Intermittent no RP charge
| Rate 1 units (MWh) | Rate 2 units (MWh) | Rate 3 units (MWh) | MPANs | MWh/year | MWh/MPAN/year
LV Sub Generation Non-Intermittent no RP charge | 0 | 0 | 0 | 0 | 0
| Unit rate 1 p/kWh | Unit rate 2 p/kWh | Unit rate 3 p/kWh | Fixed charge p/MPAN/day | Average unit rate (p/kWh) | Revenue (£/year) | Average p/kWh | Average £/MPAN/year
Assets 132kV | -1.3957 | -0.11479 | -0.046763 |  | 0 | 0
Assets 132kV/EHV | -0.13367 | -0.010994 | -0.0044784 |  | 0 | 0
Assets EHV | -0.34948 | -0.034178 | -0.0075616 |  | 0 | 0
Assets EHV/HV | -0.075303 | -0.0073644 | -0.0016293 |  | 0 | 0
Assets 132kV/HV | -0.027919 | -0.0022962 | -0.00093541 |  | 0 | 0
Assets HV | -0.39319 | -0.038453 | -0.0085075 |  | 0 | 0
Assets HV/LV | 0 | 0 | 0 |  | 0 | 0
Assets LV circuits | 0 | 0 | 0 |  | 0 | 0
Assets LV customer |  |  |  | 0 | 0 | 0
Assets HV customer |  |  |  | 0 | 0 | 0
Transmission exit | -0.85436 | -0.065943 | -0.0050604 |  | 0 | 0
Operating 132kV | -1.0321 | -0.084886 | -0.03458 |  | 0 | 0
Operating 132kV/EHV | -0.098841 | -0.0081294 | -0.0033117 |  | 0 | 0
Operating EHV | -0.25843 | -0.025273 | -0.0055916 |  | 0 | 0
Operating EHV/HV | -0.22274 | -0.021783 | -0.0048193 |  | 0 | 0
Operating 132kV/HV | -0.08258 | -0.006792 | -0.0027668 |  | 0 | 0
Operating HV | -1.163 | -0.11374 | -0.025164 |  | 0 | 0
Operating HV/LV | 0 | 0 | 0 |  | 0 | 0
Operating LV circuits | 0 | 0 | 0 |  | 0 | 0
Operating LV customer |  |  |  | 0 | 0 | 0
Operating HV customer |  |  |  | 0 | 0 | 0
Adder | 0 | 0 | 0 |  | 0 | 0
Rounding | 0.00032726 | -0.00037567 | 0.00016923 | 0 | 0 | 0
Total | -6.087 | -0.535 | -0.151 | 0 | 0 | 0 | 0 | 0
HV Generation Intermittent
| Rate 1 units (MWh) | MPANs | Reactive power units (MVArh) | MWh/year | MWh/MPAN/year
HV Generation Intermittent | 271418.0748 | 174.7238 | 5712.0346 | 271418.0748 | 1553.4118
| Unit rate 1 p/kWh | Fixed charge p/MPAN/day | Reactive power charge p/kVArh | Revenue (£/year) | Average p/kWh | Average £/MPAN/year
Assets 132kV | -0.17353 |  | 0.042828 | -468552.7718 | -0.17263 | -2681.6763
Assets 132kV/EHV | -0.010636 |  | 0.00375 | -28654.0968 | -0.010557 | -163.9965
Assets EHV | -0.02798 |  | 0.0098649 | -75379.608 | -0.027773 | -431.4214
Assets EHV/HV | -0.0033913 |  | 0.0011957 | -9136.2838 | -0.0033661 | -52.2899
Assets 132kV/HV | -0.0012496 |  | 0.001028 | -3333.0222 | -0.001228 | -19.0759
Assets HV | 0 |  | 0.0043702 | 249.6271 | 9.1971e-05 | 1.4287
Assets HV/LV | 0 |  | 0 | 0 | 0 | 0
Assets LV circuits | 0 |  | 0 | 0 | 0 | 0
Assets LV customer |  | 0 |  | 0 | 0 | 0
Assets HV customer |  | 0 |  | 0 | 0 | 0
Transmission exit | -0.0929 |  | 0.022928 | -250838.6752 | -0.092418 | -1435.6294
Operating 132kV | -0.12832 |  | 0.03167 | -346479.937 | -0.12766 | -1983.0147
Operating 132kV/EHV | -0.012289 |  | 0.0043328 | -33107.4956 | -0.012198 | -189.4847
Operating EHV | -0.032329 |  | 0.011398 | -87095.0517 | -0.032089 | -498.4726
Operating EHV/HV | -0.027864 |  | 0.009824 | -75066.5839 | -0.027657 | -429.6299
Operating 132kV/HV | -0.010267 |  | 0.0084466 | -27385.16 | -0.01009 | -156.734
Operating HV | 0 |  | 0.035907 | 2051.0145 | 0.00075567 | 11.7386
Operating HV/LV | 0 |  | 0 | 0 | 0 | 0
Operating LV circuits | 0 |  | 0 | 0 | 0 | 0
Operating LV customer |  | 0 |  | 0 | 0 | 0
Operating HV customer |  | 44.0456 |  | 28166.6627 | 0.010378 | 161.2068
Adder | 0 |  |  | 0 | 0 | 0
Rounding | -0.00023862 | 0.0044384 | 0.00045771 | -618.6621 | -0.00022794 | -3.5408
Total | -0.521 | 44.05 | 0.188 | -1375180.0438 | -0.50666 | -7870.5921
HV Generation Intermittent no RP charge
| Rate 1 units (MWh) | MPANs | MWh/year | MWh/MPAN/year
HV Generation Intermittent no RP charge | 0 | 0 | 0
| Unit rate 1 p/kWh | Fixed charge p/MPAN/day | Revenue (£/year) | Average p/kWh | Average £/MPAN/year
Assets 132kV | -0.17353 |  | 0
Assets 132kV/EHV | -0.010636 |  | 0
Assets EHV | -0.02798 |  | 0
Assets EHV/HV | -0.0033913 |  | 0
Assets 132kV/HV | -0.0012496 |  | 0
Assets HV | 0 |  | 0
Assets HV/LV | 0 |  | 0
Assets LV circuits | 0 |  | 0
Assets LV customer |  | 0 | 0
Assets HV customer |  | 0 | 0
Transmission exit | -0.0929 |  | 0
Operating 132kV | -0.12832 |  | 0
Operating 132kV/EHV | -0.012289 |  | 0
Operating EHV | -0.032329 |  | 0
Operating EHV/HV | -0.027864 |  | 0
Operating 132kV/HV | -0.010267 |  | 0
Operating HV | 0 |  | 0
Operating HV/LV | 0 |  | 0
Operating LV circuits | 0 |  | 0
Operating LV customer |  | 0 | 0
Operating HV customer |  | 44.0456 | 0
Adder | 0 |  | 0
Rounding | -0.00023862 | 0.0044384 | 0
Total | -0.521 | 44.05 | 0 | 0 | 0
HV Generation Non-Intermittent
| Rate 1 units (MWh) | Rate 2 units (MWh) | Rate 3 units (MWh) | MPANs | Reactive power units (MVArh) | MWh/year | MWh/MPAN/year
HV Generation Non-Intermittent | 27666.3494 | 72721.9732 | 63087.9042 | 46.7437 | 1689.5621 | 163476.2268 | 3497.2865
| Unit rate 1 p/kWh | Unit rate 2 p/kWh | Unit rate 3 p/kWh | Fixed charge p/MPAN/day | Reactive power charge p/kVArh | Average unit rate (p/kWh) | Revenue (£/year) | Average p/kWh | Average £/MPAN/year
Assets 132kV | -1.372 | -0.11284 | -0.045968 |  | 0.042828 | -0.29969 | -489917.9769 | -0.29969 | -10480.9338
Assets 132kV/EHV | -0.084092 | -0.0069163 | -0.0028175 |  | 0.00375 | -0.018357 | -30008.8571 | -0.018357 | -641.9867
Assets EHV | -0.21986 | -0.021502 | -0.0047572 |  | 0.0098649 | -0.048508 | -79299.8548 | -0.048508 | -1696.481
Assets EHV/HV | -0.026648 | -0.0026061 | -0.00057659 |  | 0.0011957 | -0.0058794 | -9611.432 | -0.0058794 | -205.6197
Assets 132kV/HV | -0.00988 | -0.00081259 | -0.00033103 |  | 0.001028 | -0.0021507 | -3515.8233 | -0.0021507 | -75.2149
Assets HV | 0 | 0 | 0 |  | 0.0043702 | 4.5167e-05 | 73.8372 | 4.5167e-05 | 1.5796
Assets HV/LV | 0 | 0 | 0 |  | 0 | 0 | 0 | 0 | 0
Assets LV circuits | 0 | 0 | 0 |  | 0 | 0 | 0 | 0 | 0
Assets LV customer |  |  |  | 0 |  | 0 | 0 | 0 | 0
Assets HV customer |  |  |  | 0 |  | 0 | 0 | 0 | 0
Transmission exit | -0.83983 | -0.064822 | -0.0049744 |  | 0.022928 | -0.17265 | -282242.7648 | -0.17265 | -6038.0877
Operating 132kV | -1.0145 | -0.083443 | -0.033992 |  | 0.03167 | -0.22161 | -362278.8297 | -0.22161 | -7750.3186
Operating 132kV/EHV | -0.097161 | -0.0079912 | -0.0032554 |  | 0.0043328 | -0.02121 | -34672.8118 | -0.02121 | -741.7638
Operating EHV | -0.25404 | -0.024844 | -0.0054965 |  | 0.011398 | -0.056048 | -91624.5803 | -0.056048 | -1960.1468
Operating EHV/HV | -0.21895 | -0.021413 | -0.0047374 |  | 0.009824 | -0.048307 | -78970.5513 | -0.048307 | -1689.4361
Operating 132kV/HV | -0.081177 | -0.0066765 | -0.0027198 |  | 0.0084466 | -0.017671 | -28887.1107 | -0.017671 | -617.9889
Operating HV | 0 | 0 | 0 |  | 0.035907 | 0.00037111 | 606.6694 | 0.00037111 | 12.9786
Operating HV/LV | 0 | 0 | 0 |  | 0 | 0 | 0 | 0 | 0
Operating LV circuits | 0 | 0 | 0 |  | 0 | 0 | 0 | 0 | 0
Operating LV customer |  |  |  | 0 |  | 0 | 0 | 0 | 0
Operating HV customer |  |  |  | 44.0456 |  | 0 | 7535.4056 | 0.0046095 | 161.2068
Adder | 0 | 0 | 0 |  |  | 0 | 0 | 0 | 0
Rounding | 0.00018386 | -0.00013127 | -0.00037372 | 0.0044384 | 0.00045771 | -0.00016677 | -271.8756 | -0.00016631 | -5.8163
Total | -4.218 | -0.354 | -0.11 | 44.05 | 0.188 | -0.91183 | -1483086.5561 | -0.90722 | -31728.0294
HV Generation Non-Intermittent no RP charge
| Rate 1 units (MWh) | Rate 2 units (MWh) | Rate 3 units (MWh) | MPANs | MWh/year | MWh/MPAN/year
HV Generation Non-Intermittent no RP charge | 0 | 0 | 0 | 0 | 0
| Unit rate 1 p/kWh | Unit rate 2 p/kWh | Unit rate 3 p/kWh | Fixed charge p/MPAN/day | Average unit rate (p/kWh) | Revenue (£/year) | Average p/kWh | Average £/MPAN/year
Assets 132kV | -1.372 | -0.11284 | -0.045968 |  | 0 | 0
Assets 132kV/EHV | -0.084092 | -0.0069163 | -0.0028175 |  | 0 | 0
Assets EHV | -0.21986 | -0.021502 | -0.0047572 |  | 0 | 0
Assets EHV/HV | -0.026648 | -0.0026061 | -0.00057659 |  | 0 | 0
Assets 132kV/HV | -0.00988 | -0.00081259 | -0.00033103 |  | 0 | 0
Assets HV | 0 | 0 | 0 |  | 0 | 0
Assets HV/LV | 0 | 0 | 0 |  | 0 | 0
Assets LV circuits | 0 | 0 | 0 |  | 0 | 0
Assets LV customer |  |  |  | 0 | 0 | 0
Assets HV customer |  |  |  | 0 | 0 | 0
Transmission exit | -0.83983 | -0.064822 | -0.0049744 |  | 0 | 0
Operating 132kV | -1.0145 | -0.083443 | -0.033992 |  | 0 | 0
Operating 132kV/EHV | -0.097161 | -0.0079912 | -0.0032554 |  | 0 | 0
Operating EHV | -0.25404 | -0.024844 | -0.0054965 |  | 0 | 0
Operating EHV/HV | -0.21895 | -0.021413 | -0.0047374 |  | 0 | 0
Operating 132kV/HV | -0.081177 | -0.0066765 | -0.0027198 |  | 0 | 0
Operating HV | 0 | 0 | 0 |  | 0 | 0
Operating HV/LV | 0 | 0 | 0 |  | 0 | 0
Operating LV circuits | 0 | 0 | 0 |  | 0 | 0
Operating LV customer |  |  |  | 0 | 0 | 0
Operating HV customer |  |  |  | 44.0456 | 0 | 0
Adder | 0 | 0 | 0 |  | 0 | 0
Rounding | 0.00018386 | -0.00013127 | -0.00037372 | 0.0044384 | 0 | 0
Total | -4.218 | -0.354 | -0.11 | 44.05 | 0 | 0 | 0 | 0

## M-Rev
Revenue matrix for WPD South Wales in April 19 (no data version)
This sheet is for information only. It can be deleted without affecting any calculations elsewhere in the model.
3901. Revenue matrix by tariff
Revenue matrix by tariff, charging element and network level
| Assets 132kV | Assets 132kV/EHV | Assets EHV | Assets EHV/HV | Assets 132kV/HV | Assets HV | Assets HV/LV | Assets LV circuits | Assets LV customer | Assets HV customer | Transmission exit | Operating 132kV | Operating 132kV/EHV | Operating EHV | Operating EHV/HV | Operating 132kV/HV | Operating HV | Operating HV/LV | Operating LV circuits | Operating LV customer | Operating HV customer | Adder | Rounding | Total net revenue by tariff (£/year)
Domestic Unrestricted | 10499347.483 | 1005503.0852 | 2680024.3975 | 577473.3246 | 210021.0169 | 3015257.8292 | 227186.8205 | 474400.2696 | 0 | 0 | 5918817.9871 | 7763934.9796 | 743537.6901 | 1981793.1733 | 1708092.9465 | 621215.5651 | 8918750.7207 | 3359949.1887 | 7016079.5297 | 8265062.0436 | 0 | 42277356.4578 | 8119.0248 | 107271923.5337
Domestic Two Rate | 638630.9895 | 61160.5084 | 157084.8746 | 33847.5743 | 12774.692 | 176733.9874 | 13316.1524 | 23991.3854 | 0 | 0 | 330258.875 | 472247.3931 | 45226.2592 | 116159.2904 | 100116.8372 | 37785.9207 | 522756.7481 | 196937.4598 | 354817.3953 | 417980.9784 | 0 | 3778596.1888 | -876.4262 | 7489547.0836
Domestic Off Peak (related MPAN) | 1402.8838 | 134.3516 | 290.1806 | 62.5261 | 28.0622 | 326.4782 | 24.5987 | 0 |  |  | 368.8932 | 1037.3882 | 99.3487 | 214.5794 | 184.9444 | 83.0045 | 965.681 | 363.7997 | 0 |  |  | 31821.9809 | 7.2004 | 37415.9018
Small Non Domestic Unrestricted | 1837111.5793 | 175936.7774 | 476990.6909 | 102778.6912 | 36748.1925 | 536655.5306 | 40434.706 | 30528.8503 | 0 | 0 | 1017470.5813 | 1358485.8369 | 130099.6755 | 352719.511 | 304006.3499 | 108696.4985 | 1587359.0822 | 598003.6922 | 451502.3611 | 1621834.6828 | 0 | 10607753.509 | 1784.4986 | 21376901.2971
Small Non Domestic Two Rate | 652198.365 | 62459.8309 | 166206.9657 | 35813.14 | 13046.0835 | 186997.1241 | 14089.436 | 6303.2368 | 0 | 0 | 352880.33 | 482280.0376 | 46187.067 | 122904.7879 | 105930.7319 | 38588.6624 | 553113.8063 | 208373.8343 | 93220.8807 | 334857.291 | 0 | 3780713.9205 | -401.7549 | 7255763.7767
Small Non Domestic Off Peak (related MPAN) | 813.1288 | 77.8718 | 169.5785 | 36.5396 | 16.2652 | 190.7904 | 14.3752 | 0 |  |  | 218.9247 | 601.283 | 57.5838 | 125.3979 | 108.0795 | 48.1104 | 564.3337 | 212.6007 | 0 |  |  | 18444.0572 | 1.1139 | 21700.0345
LV Medium Non-Domestic | 82167.2697 | 7869.0074 | 21093.9924 | 4545.1892 | 1643.612 | 23732.5547 | 1788.1468 | 3108.9083 | 0 | 0 | 45358.5566 | 60760.0939 | 5818.8818 | 15598.3394 | 13444.0939 | 4861.5961 | 70197.8906 | 26445.5587 | 45978.7854 | 22716.5749 | 0 | 466495.2389 | -37.0538 | 923587.2368
LV Sub Medium Non-Domestic | 0.67696 | 0.064831 | 0.17386 | 0.037462 | 0.013541 | 0.19561 | 0.011687 | 0 | 0 | 0 | 0.37189 | 0.50059 | 0.047941 | 0.12856 | 0.11081 | 0.040054 | 0.57858 | 0.17284 | 0 | 0.041847 | 0 | 3.8085 | 0.00062185 | 6.9761
HV Medium Non-Domestic | 191.8857 | 11.2901 | 33.1222 | 5.5526 | 2.2486 | 21.1625 | 0 | 0 | 0 | 0 | 98.6642 | 141.8934 | 13.0448 | 38.2701 | 45.6218 | 18.4752 | 173.8778 | 0 | 0 | 0 | 1269.7713 | 1125.4905 | -0.22262 | 3190.1481
LV Network Domestic | 63.6354 | 6.0942 | 16.1901 | 3.4885 | 1.2729 | 18.2152 | 1.3724 | 3.1359 | 0 | 0 | 35.1446 | 47.0563 | 4.5065 | 11.972 | 10.3186 | 3.7651 | 53.8783 | 20.2975 | 46.3785 | 54.6347 | 0 | 293.5365 | -0.015379 | 694.878
LV Network Non-Domestic Non-CT | 370855.4185 | 35516.1374 | 95298.5742 | 20534.2849 | 7418.3117 | 107219.0881 | 8078.5011 | 994.78 | 0 | 0 | 204437.5899 | 274235.8381 | 26263.0589 | 70470.2778 | 60737.8137 | 21942.4263 | 317140.4814 | 119475.915 | 14712.1666 | 52847.3471 | 0 | 2059650.8573 | -161.2932 | 3867667.5749
LV HH Metered | 3391406.9987 | 324788.7743 | 870370.5358 | 187541.4893 | 67839.1441 | 1213516.9058 | 248917.6093 | 531562.5728 | 0 | 0 | 1873637.8418 | 2507838.0795 | 240171.0135 | 643611.4491 | 554723.9698 | 200659.5951 | 3461532.2217 | 2155554.7856 | 4603178.7417 | 283900.7298 | 0 | 19903151.1555 | 2392.7956 | 43266296.4089
LV Sub HH Metered | 135794.0446 | 13004.7444 | 34675.6348 | 7471.6686 | 2716.3215 | 70820.3891 | 8183.1615 | 0 | 0 | 0 | 74477.4145 | 100415.3957 | 9616.5967 | 25641.5339 | 22100.2493 | 8034.5349 | 188520.5972 | 71021.1158 | 0 | 2430.474 | 0 | 843117.1084 | -42.1089 | 1617998.876
HV HH Metered | 3939343.8325 | 223222.4458 | 734056.7638 | 232703.3748 | 94236.553 | 886899.9712 | 0 | 0 | 0 | 0 | 1980519.2919 | 2913020.0165 | 257915.5154 | 839678.263 | 1256226.7948 | 508726.9708 | 4787844.2209 | 0 | 0 | 0 | 321675.5255 | 25481360.7222 | 789.9761 | 44458220.2382
NHH UMS category A | 3378.7879 | 323.5803 | 851.2743 | 183.4268 | 67.5867 | 957.7568 | 72.1629 | 162.7067 | 0 |  | 1808.5613 | 2498.5067 | 239.2774 | 629.4904 | 542.5531 | 199.913 | 2832.9232 | 1067.2434 | 2406.3297 | 17821.3507 |  | 24679.8259 | -3.6423 | 60719.6147
NHH UMS category B | 13836.9222 | 1325.1364 | 3222.2235 | 694.3027 | 276.7833 | 3625.2785 | 273.1493 | 615.8738 | 0 |  | 7055.8682 | 10231.9658 | 979.8964 | 2382.7323 | 2053.6594 | 818.6901 | 10723.1145 | 4039.7048 | 9108.383 | 52763.9718 |  | 73069.9745 | -21.3856 | 197076.2447
NHH UMS category C | 1143.8377 | 109.5432 | 273.8259 | 59.0021 | 22.8805 | 308.0777 | 23.2123 | 52.3372 | 0 |  | 623.7917 | 845.8318 | 81.0037 | 202.4856 | 174.5208 | 67.6775 | 911.2547 | 343.2958 | 774.0341 | 2788.7709 |  | 3862.0181 | 0.57071 | 12667.9721
NHH UMS category D | 0 | 0 | 0 | 0 | 0 | 0 | 0 | 0 | 0 |  | 0 | 0 | 0 | 0 | 0 | 0 | 0 | 0 | 0 | 0 |  | 0 | 0 | 0
LV UMS (Pseudo HH Metered) | 329539.1593 | 31559.3557 | 78181.4556 | 16846.0053 | 6591.8524 | 87960.8583 | 6627.4756 | 14943.0687 | 0 |  | 172680.2598 | 243683.7727 | 23337.1441 | 57812.7106 | 49828.3497 | 19497.8645 | 260177.0769 | 98016.1668 | 220998.5226 | 1176187.7703 |  | 1628838.9108 | 92.7451 | 4523400.5249
LV Generation NHH or Aggregate HH | -4550.9673 | -435.8377 | -1146.5473 | -247.0502 | -91.0341 | -1289.9642 | -97.1933 | 0 | 0 | 0 | -2436.3501 | -3365.2962 | -322.2882 | -847.8354 | -730.7431 | -269.2674 | -3815.5508 | -1437.4274 | 0 | 0 | 0 | 0 | -6.8499 | -21090.2028
LV Sub Generation NHH | 0 | 0 | 0 | 0 | 0 | 0 | 0 | 0 | 0 | 0 | 0 | 0 | 0 | 0 | 0 | 0 | 0 | 0 | 0 | 0 | 0 | 0 | 0 | 0
LV Generation Intermittent | -63788.7599 | -6045.7711 | -15904.4573 | -3426.9837 | -1204.1568 | -18080.8197 | -1362.3127 | 74.1011 | 0 | 0 | -34149.1695 | -47169.768 | -4470.6563 | -11760.8425 | -10136.5836 | -3561.7434 | -53480.7744 | -20147.7416 | 1095.9086 | 0 | 0 | 0 | -88.2039 | -293608.7348
LV Generation Intermittent no RP charge | 0 | 0 | 0 | 0 | 0 | 0 | 0 | 0 | 0 | 0 | 0 | 0 | 0 | 0 | 0 | 0 | 0 | 0 | 0 | 0 | 0 | 0 | 0 | 0
LV Generation Non-Intermittent | -3359.9053 | -311.5566 | -831.4777 | -179.1611 | -55.5923 | -965.7185 | -72.7628 | 11.9848 | 0 | 0 | -1818.5001 | -2484.5435 | -230.3862 | -614.8514 | -529.9359 | -164.4348 | -2856.4729 | -1076.1153 | 177.248 | 0 | 0 | 0 | 3.5666 | -15358.6149
LV Generation Non-Intermittent no RP charge | 0 | 0 | 0 | 0 | 0 | 0 | 0 | 0 | 0 | 0 | 0 | 0 | 0 | 0 | 0 | 0 | 0 | 0 | 0 | 0 | 0 | 0 | 0 | 0
LV Sub Generation Intermittent | -491.524 | -47.0521 | -123.7787 | -26.671 | -9.809 | -139.3217 | 0.010555 | 0 | 0 | 0 | -263.1363 | -363.4664 | -34.7935 | -91.5304 | -78.8894 | -29.0138 | -412.0959 | 0.1561 | 0 | 0 | 0 | 0 | 0.83573 | -2110.0796
LV Sub Generation Intermittent no RP charge | 0 | 0 | 0 | 0 | 0 | 0 | 0 | 0 | 0 | 0 | 0 | 0 | 0 | 0 | 0 | 0 | 0 | 0 | 0 | 0 | 0 | 0 | 0 | 0
LV Sub Generation Non-Intermittent | -449.5293 | -43.0506 | -113.9688 | -24.5572 | -8.992 | -128.2247 | 0 | 0 | 0 | 0 | -237.6276 | -332.4127 | -31.8345 | -84.2763 | -72.6371 | -26.5973 | -379.2724 | 0 | 0 | 0 | 0 | 0 | -0.20099 | -1933.1817
LV Sub Generation Non-Intermittent no RP charge | 0 | 0 | 0 | 0 | 0 | 0 | 0 | 0 | 0 | 0 | 0 | 0 | 0 | 0 | 0 | 0 | 0 | 0 | 0 | 0 | 0 | 0 | 0 | 0
HV Generation Intermittent | -468552.7718 | -28654.0968 | -75379.608 | -9136.2838 | -3333.0222 | 249.6271 | 0 | 0 | 0 | 0 | -250838.6752 | -346479.937 | -33107.4956 | -87095.0517 | -75066.5839 | -27385.16 | 2051.0145 | 0 | 0 | 0 | 28166.6627 | 0 | -618.6621 | -1375180.0438
HV Generation Intermittent no RP charge | 0 | 0 | 0 | 0 | 0 | 0 | 0 | 0 | 0 | 0 | 0 | 0 | 0 | 0 | 0 | 0 | 0 | 0 | 0 | 0 | 0 | 0 | 0 | 0
HV Generation Non-Intermittent | -489917.9769 | -30008.8571 | -79299.8548 | -9611.432 | -3515.8233 | 73.8372 | 0 | 0 | 0 | 0 | -282242.7648 | -362278.8297 | -34672.8118 | -91624.5803 | -78970.5513 | -28887.1107 | 606.6694 | 0 | 0 | 0 | 7535.4056 | 0 | -271.8756 | -1483086.5561
HV Generation Non-Intermittent no RP charge | 0 | 0 | 0 | 0 | 0 | 0 | 0 | 0 | 0 | 0 | 0 | 0 | 0 | 0 | 0 | 0 | 0 | 0 | 0 | 0 | 0 | 0 | 0 | 0
3902. Revenues by charging element and network level
Total net revenue by charging element and network level (£/year)
| Assets 132kV | Assets 132kV/EHV | Assets EHV | Assets EHV/HV | Assets 132kV/HV | Assets HV | Assets HV/LV | Assets LV circuits | Assets LV customer | Assets HV customer | Transmission exit | Operating 132kV | Operating 132kV/EHV | Operating EHV | Operating EHV/HV | Operating 132kV/HV | Operating HV | Operating HV/LV | Operating LV circuits | Operating LV customer | Operating HV customer | Adder | Rounding | Total net revenue (£/year)
Revenues by charging element and network level | 20866115.4641 | 1877462.3775 | 5146040.7618 | 1197947.4791 | 445232.4629 | 6290961.6086 | 567498.6335 | 1086753.2117 | 0 | 0 | 11408762.7239 | 15429831.616 | 1456777.3453 | 4037875.4243 | 4012742.0208 | 1510925.983 | 20625332.0053 | 6817163.7035 | 12814096.6651 | 12251246.6616 | 358647.3651 | 110980334.7613 | 10662.6327 | 239192410.9069

## CData
Additional calculations for tariff comparisons for WPD South Wales in April 19 (no data version)
This sheet is for information only. It can be deleted without affecting any calculations elsewhere in the model.
4001. Revenues under current tariffs (£)
Data sources:
x1 = 1201. Current revenues if known (£) (in Current tariff information)
x2 = 1010. Days in the charging year (in Financial and general assumptions)
x3 = 1201. Current Fixed charge p/MPAN/day (in Current tariff information)
x4 = 1053. MPANs by tariff (in Volume forecasts for the charging year)
x5 = 1201. Current Capacity charge p/kVA/day (in Current tariff information)
x6 = 1053. Import capacity (kVA) by tariff (in Volume forecasts for the charging year)
x7 = 1201. Current Exceeded capacity charge p/kVA/day (in Current tariff information)
x8 = 1053. Exceeded capacity (kVA) by tariff (in Volume forecasts for the charging year)
x9 = 1201. Current Unit rate 1 p/kWh (in Current tariff information)
x10 = 1053. Rate 1 units (MWh) by tariff (in Volume forecasts for the charging year)
x11 = 1201. Current Unit rate 2 p/kWh (in Current tariff information)
x12 = 1053. Rate 2 units (MWh) by tariff (in Volume forecasts for the charging year)
x13 = 1201. Current Unit rate 3 p/kWh (in Current tariff information)
x14 = 1053. Rate 3 units (MWh) by tariff (in Volume forecasts for the charging year)
x15 = 1201. Current Reactive power charge p/kVArh (in Current tariff information)
x16 = 1053. Reactive power units (MVArh) by tariff (in Volume forecasts for the charging year)
Calculation =IF(x1,x1,0.01*x2*(x3*x4+x5*x6+x7*x8)+10*(x9*x10+x11*x12+x13*x14+x15*x16))
Revenues under current tariffs (£)
Domestic Unrestricted | 102330480.7712
Domestic Two Rate | 7294530.4493
Domestic Off Peak (related MPAN) | 35046.307
Small Non Domestic Unrestricted | 21205351.8147
Small Non Domestic Two Rate | 7042786.5748
Small Non Domestic Off Peak (related MPAN) | 20340.3488
LV Medium Non-Domestic | 928206.7909
LV Sub Medium Non-Domestic | 6.6578
HV Medium Non-Domestic | 3495.2471
LV Network Domestic | 666.1945
LV Network Non-Domestic Non-CT | 3857912.8634
LV HH Metered | 40666357.9517
LV Sub HH Metered | 1499486.2303
HV HH Metered | 42446303.393
NHH UMS category A | 54859.6344
NHH UMS category B | 177700.7493
NHH UMS category C | 11388.2337
NHH UMS category D | 0
LV UMS (Pseudo HH Metered) | 4112947.835
4002. All-the-way volumes
Data sources:
x1 = 1053. Rate 1 units (MWh) by tariff (in Volume forecasts for the charging year)
x2 = 1053. Rate 2 units (MWh) by tariff (in Volume forecasts for the charging year)
x3 = 1053. Rate 3 units (MWh) by tariff (in Volume forecasts for the charging year)
x4 = 1053. MPANs by tariff (in Volume forecasts for the charging year)
x5 = 1053. Import capacity (kVA) by tariff (in Volume forecasts for the charging year)
x6 = 1053. Exceeded capacity (kVA) by tariff (in Volume forecasts for the charging year)
x7 = 1053. Reactive power units (MVArh) by tariff (in Volume forecasts for the charging year)
x8 = 3802. All units (MWh) (in Revenue summary)
Kind: | Copy cells | Copy cells | Copy cells | Copy cells | Copy cells | Copy cells | Copy cells | Copy cells
Formula: | = x1 | = x2 | = x3 | = x4 | = x5 | = x6 | = x7 | = x8
| Rate 1 units (MWh) | Rate 2 units (MWh) | Rate 3 units (MWh) | MPANs | Import capacity (kVA) | Exceeded capacity (kVA) | Reactive power units (MVArh) | All units (MWh)
Domestic Unrestricted | 3137701.4077 | 0 | 0 | 998882.407 | 0 | 0 | 0 | 3137701.4077
Domestic Two Rate | 148595.8148 | 132539.3456 | 0 | 50656.379 | 0 | 0 | 0 | 281135.1604
Domestic Off Peak (related MPAN) | 2369.5948 | 0 | 0 | 906 | 0 | 0 | 0 | 2369.5948
Small Non Domestic Unrestricted | 788341.2966 | 0 | 0 | 64499.4007 | 0 | 0 | 0 | 788341.2966
Small Non Domestic Two Rate | 197413.5436 | 83732.9251 | 0 | 13327.0999 | 0 | 0 | 0 | 281146.4687
Small Non Domestic Off Peak (related MPAN) | 1373.4199 | 0 | 0 | 256 | 0 | 0 | 0 | 1373.4199
LV Medium Non-Domestic | 26946.8389 | 7790.3038 | 0 | 782.0146 | 0 | 0 | 0 | 34737.1427
LV Sub Medium Non-Domestic | 0.21696 | 0.066633 | 0 | 0.001985 | 0 | 0 | 0 | 0.28359
HV Medium Non-Domestic | 56.5708 | 27.2378 | 0 | 3.2383 | 0 | 0 | 0 | 83.8086
LV Network Domestic | 2.012 | 10.4483 | 9.3976 | 6.633 | 0 | 0 | 0 | 21.8579
LV Network Non-Domestic Non-CT | 12121.7041 | 81006.952 | 60057.3878 | 2100.8922 | 0 | 0 | 0 | 153186.0439
LV HH Metered | 120521.177 | 767707.2736 | 570489.4375 | 6053.5997 | 725000 | 28587.3225 | 122816.7972 | 1458717.8881
LV Sub HH Metered | 4874.02 | 29990.7237 | 25258.847 | 64.9834 | 23211.752 | 953.9675 | 6728.3254 | 60123.5908
HV HH Metered | 146873.8891 | 903198.681 | 842161.3565 | 814.7168 | 628579.2102 | 34337.6861 | 97134.4363 | 1892233.9267
NHH UMS category A | 1811.1467 | 0 | 0 | 540 | 0 | 0 | 0 | 1811.1467
NHH UMS category B | 5391.4062 | 0 | 0 | 737 | 0 | 0 | 0 | 5391.4062
NHH UMS category C | 287.5817 | 0 | 0 | 83 | 0 | 0 | 0 | 287.5817
NHH UMS category D | 0 | 0 | 0 | 0 | 0 | 0 | 0 | 0
LV UMS (Pseudo HH Metered) | 5390.0371 | 33830.6871 | 82069.2803 | 32.8361 | 0 | 0 | 0 | 121290.0045
LV Generation NHH or Aggregate HH | 2534.8801 | 0 | 0 | 152 | 0 | 0 | 0 | 2534.8801
LV Sub Generation NHH | 0 | 0 | 0 | 0 | 0 | 0 | 0 | 0
LV Generation Intermittent | 35860.1479 | 0 | 0 | 452.1634 | 0 | 0 | 3381.701 | 35860.1479
LV Generation Intermittent no RP charge | 0 | 0 | 0 | 0 | 0 | 0 | 0 | 0
LV Generation Non-Intermittent | 142.5181 | 995.4362 | 890.9633 | 16.1367 | 0 | 0 | 561.7178 | 2028.9175
LV Generation Non-Intermittent no RP charge | 0 | 0 | 0 | 0 | 0 | 0 | 0 | 0
LV Sub Generation Intermittent | 278.7113 | 0 | 0 | 6.4532 | 0 | 0 | 1.1344 | 278.7113
LV Sub Generation Intermittent no RP charge | 0 | 0 | 0 | 0 | 0 | 0 | 0 | 0
LV Sub Generation Non-Intermittent | 17.023 | 129.3993 | 135.5667 | 1.2913 | 0 | 0 | 0 | 281.9889
LV Sub Generation Non-Intermittent no RP charge | 0 | 0 | 0 | 0 | 0 | 0 | 0 | 0
HV Generation Intermittent | 271418.0748 | 0 | 0 | 174.7238 | 0 | 0 | 5712.0346 | 271418.0748
HV Generation Intermittent no RP charge | 0 | 0 | 0 | 0 | 0 | 0 | 0 | 0
HV Generation Non-Intermittent | 27666.3494 | 72721.9732 | 63087.9042 | 46.7437 | 0 | 0 | 1689.5621 | 163476.2268
HV Generation Non-Intermittent no RP charge | 0 | 0 | 0 | 0 | 0 | 0 | 0 | 0
4003. Normalised to
Normalised to
Domestic Unrestricted | = x1: MPAN
Domestic Two Rate | = x1: MPAN
Domestic Off Peak (related MPAN) | = x1: MPAN
Small Non Domestic Unrestricted | = x1: MPAN
Small Non Domestic Two Rate | = x1: MPAN
Small Non Domestic Off Peak (related MPAN) | = x1: MPAN
LV Medium Non-Domestic | = x1: MPAN
LV Sub Medium Non-Domestic | = x1: MPAN
HV Medium Non-Domestic | = x1: MPAN
LV Network Domestic | = x1: MPAN
LV Network Non-Domestic Non-CT | = x1: MPAN
LV HH Metered | = x1: kVA
LV Sub HH Metered | = x1: kVA
HV HH Metered | = x1: kVA
NHH UMS category A | = x1: MWh
NHH UMS category B | = x1: MWh
NHH UMS category C | = x1: MWh
NHH UMS category D | = x1: MWh
LV UMS (Pseudo HH Metered) | = x1: MWh
LV Generation NHH or Aggregate HH | = x1: MWh
LV Sub Generation NHH | = x1: MWh
LV Generation Intermittent | = x1: MWh
LV Generation Intermittent no RP charge | = x1: MWh
LV Generation Non-Intermittent | = x1: MWh
LV Generation Non-Intermittent no RP charge | = x1: MWh
LV Sub Generation Intermittent | = x1: MWh
LV Sub Generation Intermittent no RP charge | = x1: MWh
LV Sub Generation Non-Intermittent | = x1: MWh
LV Sub Generation Non-Intermittent no RP charge | = x1: MWh
HV Generation Intermittent | = x1: MWh
HV Generation Intermittent no RP charge | = x1: MWh
HV Generation Non-Intermittent | = x1: MWh
HV Generation Non-Intermittent no RP charge | = x1: MWh
4004. Normalised volumes for comparisons
Data sources:
x1 = 4002. Rate 1 units (MWh) by tariff (in Volume forecasts for the charging year) (in All-the-way volumes)
x2 = 4003. Normalised to
x3 = 4002. Import capacity (kVA) by tariff (in Volume forecasts for the charging year) (in All-the-way volumes)
x4 = 4002. MPANs by tariff (in Volume forecasts for the charging year) (in All-the-way volumes)
x5 = 4002. All units (MWh) (in Revenue summary) (in All-the-way volumes)
x6 = 4002. Rate 2 units (MWh) by tariff (in Volume forecasts for the charging year) (in All-the-way volumes)
x7 = 4002. Rate 3 units (MWh) by tariff (in Volume forecasts for the charging year) (in All-the-way volumes)
x8 = 4002. Exceeded capacity (kVA) by tariff (in Volume forecasts for the charging year) (in All-the-way volumes)
x9 = 4002. Reactive power units (MVArh) by tariff (in Volume forecasts for the charging year) (in All-the-way volumes)
x10 = 1010. Days in the charging year (in Financial and general assumptions)
x11 = 3607. Fixed charge p/MPAN/day (in Tariffs)
x12 = Normalised MPANs (in Normalised volumes for comparisons)
x13 = 3607. Capacity charge p/kVA/day (in Tariffs)
x14 = Normalised Import capacity (kVA) (in Normalised volumes for comparisons)
x15 = 3607. Exceeded capacity charge p/kVA/day (in Tariffs)
x16 = Normalised Exceeded capacity (kVA) (in Normalised volumes for comparisons)
x17 = 3607. Unit rate 1 p/kWh (in Tariffs)
x18 = Normalised Rate 1 units (MWh) (in Normalised volumes for comparisons)
x19 = 3607. Unit rate 2 p/kWh (in Tariffs)
x20 = Normalised Rate 2 units (MWh) (in Normalised volumes for comparisons)
x21 = 3607. Unit rate 3 p/kWh (in Tariffs)
x22 = Normalised Rate 3 units (MWh) (in Normalised volumes for comparisons)
x23 = 3607. Reactive power charge p/kVArh (in Tariffs)
x24 = Normalised Reactive power units (MVArh) (in Normalised volumes for comparisons)
Kind: | Calculation | Calculation | Calculation | Calculation | Calculation | Calculation | Calculation | Calculation
Formula: | =x1/IF(x2="kVA",IF(x3,x3,1),IF(x2="MPAN",IF(x4,x4,1),IF(x5,x5,1))) | =x6/IF(x2="kVA",IF(x3,x3,1),IF(x2="MPAN",IF(x4,x4,1),IF(x5,x5,1))) | =x7/IF(x2="kVA",IF(x3,x3,1),IF(x2="MPAN",IF(x4,x4,1),IF(x5,x5,1))) | =x4/IF(x2="kVA",IF(x3,x3,1),IF(x2="MPAN",IF(x4,x4,1),IF(x5,x5,1))) | =x3/IF(x2="kVA",IF(x3,x3,1),IF(x2="MPAN",IF(x4,x4,1),IF(x5,x5,1))) | =x8/IF(x2="kVA",IF(x3,x3,1),IF(x2="MPAN",IF(x4,x4,1),IF(x5,x5,1))) | =x9/IF(x2="kVA",IF(x3,x3,1),IF(x2="MPAN",IF(x4,x4,1),IF(x5,x5,1))) | =0.01*x10*(x11*x12+x13*x14+x15*x16)+10*(x17*x18+x19*x20+x21*x22+x23*x24)
| Normalised Rate 1 units (MWh) | Normalised Rate 2 units (MWh) | Normalised Rate 3 units (MWh) | Normalised MPANs | Normalised Import capacity (kVA) | Normalised Exceeded capacity (kVA) | Normalised Reactive power units (MVArh) | Normalised revenues (£)
Domestic Unrestricted
Domestic Unrestricted | 3.1412 | 0 | 0 | 1 | 0 | 0 | 0 | 107.0164
LDNO LV: Domestic Unrestricted | 3.1412 | 0 | 0 | 1 | 0 | 0 | 0 | 72.789
LDNO HV: Domestic Unrestricted | 3.1412 | 0 | 0 | 1 | 0 | 0 | 0 | 39.2001
Domestic Two Rate
Domestic Two Rate | 2.9334 | 2.6164 | 0 | 1 | 0 | 0 | 0 | 147.7001
LDNO LV: Domestic Two Rate | 2.9334 | 2.6164 | 0 | 1 | 0 | 0 | 0 | 100.4385
LDNO HV: Domestic Two Rate | 2.9334 | 2.6164 | 0 | 1 | 0 | 0 | 0 | 54.1246
Domestic Off Peak (related MPAN)
Domestic Off Peak (related MPAN) | 2.6154 | 0 | 0 | 1 | 0 | 0 | 0 | 41.2979
LDNO LV: Domestic Off Peak (related MPAN) | 2.6154 | 0 | 0 | 1 | 0 | 0 | 0 | 28.0899
LDNO HV: Domestic Off Peak (related MPAN) | 2.6154 | 0 | 0 | 1 | 0 | 0 | 0 | 15.1434
Small Non Domestic Unrestricted
Small Non Domestic Unrestricted | 12.2225 | 0 | 0 | 1 | 0 | 0 | 0 | 330.802
LDNO LV: Small Non Domestic Unrestricted | 12.2225 | 0 | 0 | 1 | 0 | 0 | 0 | 224.9136
LDNO HV: Small Non Domestic Unrestricted | 12.2225 | 0 | 0 | 1 | 0 | 0 | 0 | 121.2004
Small Non Domestic Two Rate
Small Non Domestic Two Rate | 14.8129 | 6.2829 | 0 | 1 | 0 | 0 | 0 | 543.6795
LDNO LV: Small Non Domestic Two Rate | 14.8129 | 6.2829 | 0 | 1 | 0 | 0 | 0 | 369.7295
LDNO HV: Small Non Domestic Two Rate | 14.8129 | 6.2829 | 0 | 1 | 0 | 0 | 0 | 199.2086
Small Non Domestic Off Peak (related MPAN)
Small Non Domestic Off Peak (related MPAN) | 5.3649 | 0 | 0 | 1 | 0 | 0 | 0 | 84.7658
LDNO LV: Small Non Domestic Off Peak (related MPAN) | 5.3649 | 0 | 0 | 1 | 0 | 0 | 0 | 57.6729
LDNO HV: Small Non Domestic Off Peak (related MPAN) | 5.3649 | 0 | 0 | 1 | 0 | 0 | 0 | 31.0629
LV Medium Non-Domestic
LV Medium Non-Domestic | 34.4582 | 9.9618 | 0 | 1 | 0 | 0 | 0 | 1181.0358
LDNO LV: LV Medium Non-Domestic | 34.4582 | 9.9618 | 0 | 1 | 0 | 0 | 0 | 803.2374
LDNO HV: LV Medium Non-Domestic | 34.4582 | 9.9618 | 0 | 1 | 0 | 0 | 0 | 433.015
LV Sub Medium Non-Domestic
LV Sub Medium Non-Domestic | 109.299 | 33.568 | 0 | 1 | 0 | 0 | 0 | 3514.3849
HV Medium Non-Domestic
HV Medium Non-Domestic | 17.4695 | 8.4112 | 0 | 1 | 0 | 0 | 0 | 985.1406
LV Network Domestic
LV Network Domestic | 0.30334 | 1.5752 | 1.4168 | 1 | 0 | 0 | 0 | 104.7602
LDNO LV: LV Network Domestic | 0.30334 | 1.5752 | 1.4168 | 1 | 0 | 0 | 0 | 71.2504
LDNO HV: LV Network Domestic | 0.30334 | 1.5752 | 1.4168 | 1 | 0 | 0 | 0 | 38.3837
LV Network Non-Domestic Non-CT
LV Network Non-Domestic Non-CT | 5.7698 | 38.5584 | 28.5866 | 1 | 0 | 0 | 0 | 1838.5669
LDNO LV: LV Network Non-Domestic Non-CT | 5.7698 | 38.5584 | 28.5866 | 1 | 0 | 0 | 0 | 1250.3957
LDNO HV: LV Network Non-Domestic Non-CT | 5.7698 | 38.5584 | 28.5866 | 1 | 0 | 0 | 0 | 673.7352
LV HH Metered
LV HH Metered | 0.16624 | 1.0589 | 0.78688 | 0.0083498 | 1 | 0.039431 | 0.1694 | 58.7131
LDNO LV: LV HH Metered | 0.16624 | 1.0589 | 0.78688 | 0.0083498 | 1 | 0.039431 | 0.1694 | 39.9497
LDNO HV: LV HH Metered | 0.16624 | 1.0589 | 0.78688 | 0.0083498 | 1 | 0.039431 | 0.1694 | 21.516
LV Sub HH Metered
LV Sub HH Metered | 0.20998 | 1.292 | 1.0882 | 0.0027996 | 1 | 0.041098 | 0.28987 | 66.4819
LDNO HV: LV Sub HH Metered | 0.20998 | 1.292 | 1.0882 | 0.0027996 | 1 | 0.041098 | 0.28987 | 37.3206
HV HH Metered
HV HH Metered | 0.23366 | 1.4369 | 1.3398 | 0.0012961 | 1 | 0.054627 | 0.15453 | 70.5226
LDNO HV: HV HH Metered | 0.23366 | 1.4369 | 1.3398 | 0.0012961 | 1 | 0.054627 | 0.15453 | 47.7928
NHH UMS category A
NHH UMS category A | 1 | 0 | 0 | 0.29815 | 0 | 0 | 0 | 33.04
LDNO LV: NHH UMS category A | 1 | 0 | 0 | 0.29815 | 0 | 0 | 0 | 22.47
LDNO HV: NHH UMS category A | 1 | 0 | 0 | 0.29815 | 0 | 0 | 0 | 12.11
NHH UMS category B
NHH UMS category B | 1 | 0 | 0 | 0.1367 | 0 | 0 | 0 | 36.22
LDNO LV: NHH UMS category B | 1 | 0 | 0 | 0.1367 | 0 | 0 | 0 | 24.63
LDNO HV: NHH UMS category B | 1 | 0 | 0 | 0.1367 | 0 | 0 | 0 | 13.28
NHH UMS category C
NHH UMS category C | 1 | 0 | 0 | 0.28861 | 0 | 0 | 0 | 44.05
LDNO LV: NHH UMS category C | 1 | 0 | 0 | 0.28861 | 0 | 0 | 0 | 29.96
LDNO HV: NHH UMS category C | 1 | 0 | 0 | 0.28861 | 0 | 0 | 0 | 16.15
NHH UMS category D
NHH UMS category D | 0 | 0 | 0 | 0 | 0 | 0 | 0 | 0
LDNO LV: NHH UMS category D | 0 | 0 | 0 | 0 | 0 | 0 | 0 | 0
LDNO HV: NHH UMS category D | 0 | 0 | 0 | 0 | 0 | 0 | 0 | 0
LV UMS (Pseudo HH Metered)
LV UMS (Pseudo HH Metered) | 0.044439 | 0.27892 | 0.67664 | 0.00027072 | 0 | 0 | 0 | 37.2941
LDNO LV: LV UMS (Pseudo HH Metered) | 0.044439 | 0.27892 | 0.67664 | 0.00027072 | 0 | 0 | 0 | 25.3671
LDNO HV: LV UMS (Pseudo HH Metered) | 0.044439 | 0.27892 | 0.67664 | 0.00027072 | 0 | 0 | 0 | 13.6688
LV Generation NHH or Aggregate HH
LV Generation NHH or Aggregate HH | 1 | 0 | 0 | 0.059963 | 0 | 0 | 0 | -8.32
LDNO LV: LV Generation NHH or Aggregate HH | 1 | 0 | 0 | 0.059963 | 0 | 0 | 0 | -8.32
LDNO HV: LV Generation NHH or Aggregate HH | 1 | 0 | 0 | 0.059963 | 0 | 0 | 0 | -8.32
LV Sub Generation NHH
LV Sub Generation NHH | 0 | 0 | 0 | 0 | 0 | 0 | 0 | 0
LDNO HV: LV Sub Generation NHH | 0 | 0 | 0 | 0 | 0 | 0 | 0 | 0
LV Generation Intermittent
LV Generation Intermittent | 1 | 0 | 0 | 0.012609 | 0 | 0 | 0.094302 | -8.072
LDNO LV: LV Generation Intermittent | 1 | 0 | 0 | 0.012609 | 0 | 0 | 0.094302 | -8.072
LDNO HV: LV Generation Intermittent | 1 | 0 | 0 | 0.012609 | 0 | 0 | 0.094302 | -8.072
LV Generation Intermittent no RP charge
LV Generation Intermittent no RP charge | 0 | 0 | 0 | 0 | 0 | 0 | 0 | 0
LV Generation Non-Intermittent
LV Generation Non-Intermittent | 0.070243 | 0.49062 | 0.43913 | 0.0079534 | 0 | 0 | 0.27686 | -7.5699
LDNO LV: LV Generation Non-Intermittent | 0.070243 | 0.49062 | 0.43913 | 0.0079534 | 0 | 0 | 0.27686 | -7.5699
LDNO HV: LV Generation Non-Intermittent | 0.070243 | 0.49062 | 0.43913 | 0.0079534 | 0 | 0 | 0.27686 | -7.5699
LV Generation Non-Intermittent no RP charge
LV Generation Non-Intermittent no RP charge | 0 | 0 | 0 | 0 | 0 | 0 | 0 | 0
LV Sub Generation Intermittent
LV Sub Generation Intermittent | 1 | 0 | 0 | 0.023154 | 0 | 0 | 0.00407 | -7.5708
LDNO HV: LV Sub Generation Intermittent | 1 | 0 | 0 | 0.023154 | 0 | 0 | 0.00407 | -7.5708
LV Sub Generation Intermittent no RP charge
LV Sub Generation Intermittent no RP charge | 0 | 0 | 0 | 0 | 0 | 0 | 0 | 0
LV Sub Generation Non-Intermittent
LV Sub Generation Non-Intermittent | 0.060368 | 0.45888 | 0.48075 | 0.0045794 | 0 | 0 | 0 | -6.8555
LDNO HV: LV Sub Generation Non-Intermittent | 0.060368 | 0.45888 | 0.48075 | 0.0045794 | 0 | 0 | 0 | -6.8555
LV Sub Generation Non-Intermittent no RP charge
LV Sub Generation Non-Intermittent no RP charge | 0 | 0 | 0 | 0 | 0 | 0 | 0 | 0
HV Generation Intermittent
HV Generation Intermittent | 1 | 0 | 0 | 0.00064374 | 0 | 0 | 0.021045 | -5.0666
LDNO HV: HV Generation Intermittent | 1 | 0 | 0 | 0.00064374 | 0 | 0 | 0.021045 | -5.1704
HV Generation Intermittent no RP charge
HV Generation Intermittent no RP charge | 0 | 0 | 0 | 0 | 0 | 0 | 0 | 0
HV Generation Non-Intermittent
HV Generation Non-Intermittent | 0.16924 | 0.44485 | 0.38591 | 0.00028594 | 0 | 0 | 0.010335 | -9.0722
LDNO HV: HV Generation Non-Intermittent | 0.16924 | 0.44485 | 0.38591 | 0.00028594 | 0 | 0 | 0.010335 | -9.1183
HV Generation Non-Intermittent no RP charge
HV Generation Non-Intermittent no RP charge | 0 | 0 | 0 | 0 | 0 | 0 | 0 | 0
4005. LDNO LV charges (normalised £)
Data sources:
x1 = 4004. Normalised revenues (£) (in Normalised volumes for comparisons)
Copy cells = x1
LDNO LV charges (normalised £)
LDNO LV: Domestic Unrestricted | = x1: 72.789
LDNO LV: Domestic Two Rate | = x1: 100.4385
LDNO LV: Domestic Off Peak (related MPAN) | = x1: 28.0899
LDNO LV: Small Non Domestic Unrestricted | = x1: 224.9136
LDNO LV: Small Non Domestic Two Rate | = x1: 369.7295
LDNO LV: Small Non Domestic Off Peak (related MPAN) | = x1: 57.6729
LDNO LV: LV Medium Non-Domestic | = x1: 803.2374
LDNO LV: LV Network Domestic | = x1: 71.2504
LDNO LV: LV Network Non-Domestic Non-CT | = x1: 1250.3957
LDNO LV: LV HH Metered | = x1: 39.9497
N/A | bar: = x1
N/A | bar: = x1
LDNO LV: NHH UMS category A | = x1: 22.47
LDNO LV: NHH UMS category B | = x1: 24.63
LDNO LV: NHH UMS category C | = x1: 29.96
LDNO LV: NHH UMS category D | = x1: 0
LDNO LV: LV UMS (Pseudo HH Metered) | = x1: 25.3671
LDNO LV: LV Generation NHH or Aggregate HH | = x1: -8.32
N/A | bar: = x1
LDNO LV: LV Generation Intermittent | = x1: -8.072
LDNO LV: LV Generation Non-Intermittent | = x1: -7.5699
N/A | bar: = x1
N/A | bar: = x1
N/A | bar: = x1
N/A | bar: = x1
4006. LDNO HV charges (normalised £)
Data sources:
x1 = 4004. Normalised revenues (£) (in Normalised volumes for comparisons)
Copy cells = x1
LDNO HV charges (normalised £)
LDNO HV: Domestic Unrestricted | = x1: 39.2001
LDNO HV: Domestic Two Rate | = x1: 54.1246
LDNO HV: Domestic Off Peak (related MPAN) | = x1: 15.1434
LDNO HV: Small Non Domestic Unrestricted | = x1: 121.2004
LDNO HV: Small Non Domestic Two Rate | = x1: 199.2086
LDNO HV: Small Non Domestic Off Peak (related MPAN) | = x1: 31.0629
LDNO HV: LV Medium Non-Domestic | = x1: 433.015
LDNO HV: LV Network Domestic | = x1: 38.3837
LDNO HV: LV Network Non-Domestic Non-CT | = x1: 673.7352
LDNO HV: LV HH Metered | = x1: 21.516
LDNO HV: LV Sub HH Metered | = x1: 37.3206
LDNO HV: HV HH Metered | = x1: 47.7928
LDNO HV: NHH UMS category A | = x1: 12.11
LDNO HV: NHH UMS category B | = x1: 13.28
LDNO HV: NHH UMS category C | = x1: 16.15
LDNO HV: NHH UMS category D | = x1: 0
LDNO HV: LV UMS (Pseudo HH Metered) | = x1: 13.6688
LDNO HV: LV Generation NHH or Aggregate HH | = x1: -8.32
LDNO HV: LV Sub Generation NHH | = x1: 0
LDNO HV: LV Generation Intermittent | = x1: -8.072
LDNO HV: LV Generation Non-Intermittent | = x1: -7.5699
LDNO HV: LV Sub Generation Intermittent | = x1: -7.5708
LDNO HV: LV Sub Generation Non-Intermittent | = x1: -6.8555
LDNO HV: HV Generation Intermittent | = x1: -5.1704
LDNO HV: HV Generation Non-Intermittent | = x1: -9.1183

## CTables
Tariff comparisons for WPD South Wales in April 19 (no data version)
This sheet is for information only. It can be deleted without affecting any calculations elsewhere in the model.
4101. Comparison with current all-the-way demand tariffs
Data sources:
x1 = 4001. Revenues under current tariffs (£)
x2 = 3802. Net revenues (£) (in Revenue summary)
x3 = 3802. All units (MWh) (in Revenue summary)
x4 = 1053. MPANs by tariff (in Volume forecasts for the charging year)
Kind: | Calculation | Calculation | Copy cells
Formula: | =IF(x1,x2/x1-1,"") | =(x2-x1)/IF(x3,x3,1)/10 | = x4
| Change | Absolute change (average p/kWh) | MPANs
Domestic Unrestricted | 4.462% | 0.14553 | 998882.407
Domestic Two Rate | 2.569% | 0.066666 | 50656.379
Domestic Off Peak (related MPAN) | 6.761% | 0.1 | 906
Small Non Domestic Unrestricted | 0.6186% | 0.01664 | 64499.4007
Small Non Domestic Two Rate | 2.881% | 0.072163 | 13327.0999
Small Non Domestic Off Peak (related MPAN) | 6.685% | 0.099 | 256
LV Medium Non-Domestic | -0.4977% | -0.013299 | 782.0146
LV Sub Medium Non-Domestic | 4.781% | 0.11225 | 0.001985
HV Medium Non-Domestic | -8.729% | -0.36404 | 3.2383
LV Network Domestic | 4.306% | 0.13123 | 6.633
LV Network Non-Domestic Non-CT | 0.1223% | 0.0030799 | 2100.8922
LV HH Metered | 4.674% | 0.1303 | 6053.5997
LV Sub HH Metered | 2.913% | 0.072642 | 64.9834
HV HH Metered | 4.436% | 0.099499 | 814.7168
NHH UMS category A | 9.079% | 0.275 | 540
NHH UMS category B | 9.891% | 0.326 | 737
NHH UMS category C | 11.24% | 0.445 | 83
NHH UMS category D |  | 0 | 0
LV UMS (Pseudo HH Metered) | 9.98% | 0.33841 | 32.8361
4102. LDNO margins in use of system charges
Data sources:
x1 = 4003. Normalised to
x2 = 4004. Normalised revenues (£) (in Normalised volumes for comparisons)
x3 = 4005. LDNO LV charges (normalised £)
x4 = All-the-way charges (normalised £) (in LDNO margins in use of system charges)
x5 = 4006. LDNO HV charges (normalised £)
Kind: | Copy cells | Copy cells | Calculation | Calculation
Formula: | = x1 | = x2 | =IF(x3,x4-x3,"") | =IF(x5,x4-x5,"")
| Normalised to | All-the-way charges (normalised £) | LDNO LV margin (normalised £) | LDNO HV margin (normalised £)
Domestic Unrestricted | MPAN | 107.0164 | 34.2275 | 67.8163
Domestic Two Rate | MPAN | 147.7001 | 47.2616 | 93.5755
Domestic Off Peak (related MPAN) | MPAN | 41.2979 | 13.208 | 26.1545
Small Non Domestic Unrestricted | MPAN | 330.802 | 105.8884 | 209.6016
Small Non Domestic Two Rate | MPAN | 543.6795 | 173.9499 | 344.4709
Small Non Domestic Off Peak (related MPAN) | MPAN | 84.7658 | 27.0929 | 53.7029
LV Medium Non-Domestic | MPAN | 1181.0358 | 377.7983 | 748.0208
LV Network Domestic | MPAN | 104.7602 | 33.5098 | 66.3765
LV Network Non-Domestic Non-CT | MPAN | 1838.5669 | 588.1712 | 1164.8317
LV HH Metered | kVA | 58.7131 | 18.7634 | 37.1971
LV Sub HH Metered | kVA | 66.4819 |  | 29.1613
HV HH Metered | kVA | 70.5226 |  | 22.7299
NHH UMS category A | MWh | 33.04 | 10.57 | 20.93
NHH UMS category B | MWh | 36.22 | 11.59 | 22.94
NHH UMS category C | MWh | 44.05 | 14.09 | 27.9
NHH UMS category D | MWh | 0
LV UMS (Pseudo HH Metered) | MWh | 37.2941 | 11.927 | 23.6253
LV Generation NHH or Aggregate HH | MWh | -8.32 | 0 | 0
LV Sub Generation NHH | MWh | 0
LV Generation Intermittent | MWh | -8.072 | 0 | 0
LV Generation Non-Intermittent | MWh | -7.5699 | 0 | 0
LV Sub Generation Intermittent | MWh | -7.5708 |  | 0
LV Sub Generation Non-Intermittent | MWh | -6.8555 |  | 0
HV Generation Intermittent | MWh | -5.0666 |  | 0.10379
HV Generation Non-Intermittent | MWh | -9.0722 |  | 0.046099