## Index
Index for WPD East Mids in April 18 (Final)
This document, model or dataset has been prepared by or for Reckon LLP on the instructions of the DCUSA Panel or one of its working
groups. Only the DCUSA Panel and its working groups have authority to approve this material as meeting their requirements.
Reckon LLP makes no representation about the suitability of this material for the purposes of complying with any licence
conditions or furthering any relevant objective.
UNLESS STATED OTHERWISE, THIS WORKBOOK IS ONLY A PROTOTYPE FOR TESTING PURPOSES AND ALL THE DATA IN THIS MODEL ARE FOR ILLUSTRATION ONLY.
This workbook is structured as a sequential series of named and numbered tables. There is a list of
tables below, with hyperlinks. Above each calculation table, there is a description of the calculations
and hyperlinks to tables from which data are used. Hyperlinks point to the first relevant table column
heading in the relevant table. Scrolling up or down is usually required after clicking a hyperlink in
order to bring the relevant data and/or headings into view. Some versions of Microsoft Excel can
display a "Back" button, which can be useful when using hyperlinks to navigate around the workbook.
Copyright 2009-2011 Energy Networks Association Limited and others. Copyright 2011-2016 Franck Latrémolière, Reckon LLP and others.
The code used to generate this spreadsheet includes open-source software published at https://github.com/f20/power-models.
Use and distribution of the source code is subject to the conditions stated therein. |  | Colour coding
Any redistribution of this software must retain the following disclaimer: |  | Input data
THIS SOFTWARE IS PROVIDED BY AUTHORS AND CONTRIBUTORS "AS IS" AND ANY EXPRESS OR IMPLIED WARRANTIES, INCLUDING, BUT NOT LIMITED |  | Constant value
TO, THE IMPLIED WARRANTIES OF MERCHANTABILITY AND FITNESS FOR A PARTICULAR PURPOSE ARE DISCLAIMED. IN NO EVENT SHALL AUTHORS OR |  | Formula: calculation
CONTRIBUTORS BE LIABLE FOR ANY DIRECT, INDIRECT, INCIDENTAL, SPECIAL, EXEMPLARY, OR CONSEQUENTIAL DAMAGES (INCLUDING, BUT NOT |  | Formula: copy
LIMITED TO, PROCUREMENT OF SUBSTITUTE GOODS OR SERVICES; LOSS OF USE, DATA, OR PROFITS; OR BUSINESS INTERRUPTION) HOWEVER CAUSED |  | Unused cell in input data table
AND ON ANY THEORY OF LIABILITY, WHETHER IN CONTRACT, STRICT LIABILITY, OR TORT (INCLUDING NEGLIGENCE OR OTHERWISE) ARISING IN |  | Unused cell in other table
ANY WAY OUT OF THE USE OF THIS SOFTWARE, EVEN IF ADVISED OF THE POSSIBILITY OF SUCH DAMAGE. |  | Unlocked cell for notes
Worksheet | Table | Type of table
Input | 1000. Company, charging year, data version | Input data
Input | 1001. CDCM target revenue (£ unless otherwise stated) | Composite
Input | 1010. Financial and general assumptions | Composite
Input | 1017. Diversity allowance between top and bottom of network level | Input data
Input | 1018. Proportion of relevant load going through 132kV/HV direct transformation | Input data
Input | 1019. Network model GSP peak demand (MW) | Input data
Input | 1020. Gross asset cost by network level (£) | Input data
Input | 1022. LV service model asset cost (£) | Input data
Input | 1023. HV service model asset cost (£) | Input data
Input | 1025. Matrix of applicability of LV service models to tariffs with fixed charges | Input data
Input | 1026. Matrix of applicability of LV service models to unmetered tariffs | Input data
Input | 1028. Matrix of applicability of HV service models to tariffs with fixed charges | Input data
Input | 1032. Loss adjustment factors to transmission | Input data
Input | 1037. Embedded network (LDNO) discounts | Input data
Input | 1041. Load profile data for demand users | Input data
Input | 1053. Volume forecasts for the charging year | Input data
Input | 1055. Transmission exit charges (£/year) | Input data
Input | 1059. Other expenditure | Input data
Input | 1060. Customer contributions under current connection charging policy | Input data
Input | 1061. Average split of rate 1 units by distribution time band | Input data
Input | 1062. Average split of rate 2 units by distribution time band | Input data
Input | 1064. Average split of rate 1 units by special distribution time band | Input data
Input | 1066. Typical annual hours by special distribution time band | Input data
Input | 1068. Typical annual hours by distribution time band | Input data
Input | 1069. Peaking probabilities by network level | Input data
Input | 1092. Average kVAr by kVA, by network level | Input data
Input | 1201. Current tariff information | Input data
LAFs | 2001. Loss adjustment factors to transmission | Composite
LAFs | 2002. Mapping of DRM network levels to core network levels | Fixed data
LAFs | 2003. Loss adjustment factor to transmission for each DRM network level | Sum-product calculation
LAFs | 2004. Loss adjustment factor to transmission for each network level | Combine tables
LAFs | 2005. Network use factors | Fixed data
LAFs | 2006. Proportion going through 132kV/EHV | Calculation
LAFs | 2007. Proportion going through EHV | Calculation
LAFs | 2008. Proportion going through EHV/HV | Calculation
LAFs | 2009. Rerouteing matrix for all network levels | Combine tables
LAFs | 2010. Network use factors: interim step in calculations before adjustments | Sum-product calculation
LAFs | 2011. Network use factors for all tariffs | Combine tables
LAFs | 2012. Loss adjustment factors between end user meter reading and each network level, scaled by network use | Calculation
DRM | 2101. Annuity rate | Calculation
DRM | 2102. Loss adjustment factor to transmission for each core level | Combine tables
DRM | 2103. Loss adjustment factors | Composite
DRM | 2104. Diversity calculations | Special calculation
DRM | 2105. Network model total maximum demand at substation (MW) | Calculation
DRM | 2106. Network model contribution to system maximum load measured at network level exit (MW) | Calculation
DRM | 2107. Rerouteing matrix for DRM network levels | Combine tables
DRM | 2108. GSP simultaneous maximum load assumed through each network level (MW) | Sum-product calculation
DRM | 2109. Network model annuity by simultaneous maximum load for each network level (£/kW/year) | Calculation
SM | 2201. Asset £/customer from LV service models | Sum-product calculation
SM | 2202. LV unmetered service model assets £/(MWh/year) | Sum-product calculation
SM | 2203. LV unmetered service model asset charge (p/kWh) | Calculation
SM | 2204. Asset £/customer from HV service models | Sum-product calculation
SM | 2205. Service model assets by tariff (£) | Combine tables
SM | 2206. Replacement annuities for service models | Composite
Loads | 2301. Demand coefficient (load at time of system maximum load divided by average load) | Calculation
Loads | 2302. Load coefficient | Combine tables
Loads | 2303. Discount map | Fixed data
Loads | 2304. LDNO discounts and volumes adjusted for discount | Composite
Loads | 2305. Equivalent volume for each end user | Cell summation
Multi | 2401. Adjust annual hours by distribution time band to match days in year | Composite
Multi | 2402. Normalisation of split of rate 1 units by time band | Composite
Multi | 2403. Split of rate 1 units between distribution time bands | Combine tables
Multi | 2404. Normalisation of split of rate 2 units by time band | Composite
Multi | 2405. Split of rate 2 units between distribution time bands | Combine tables
Multi | 2406. Split of rate 3 units between distribution time bands (default) | Fixed data
Multi | 2407. All units (MWh) | Calculation
Multi | 2408. Calculation of implied load coefficients for one-rate users | Calculation
Multi | 2409. Calculation of implied load coefficients for two-rate users | Calculation
Multi | 2410. Calculation of implied load coefficients for three-rate users | Calculation
Multi | 2411. Calculation of adjusted time band load coefficients | Composite
Multi | 2412. Normalisation of peaking probabilities | Composite
Multi | 2413. Peaking probabilities by network level (reshaped) | Reshape table
Multi | 2414. Pseudo load coefficient by time band and network level | Calculation
Multi | 2415. Single rate non half hourly pseudo timeband load coefficients | Copy cells
Multi | 2416. Single rate non half hourly units (MWh) | Copy cells
Multi | 2417. Single rate non half hourly timeband use | Copy cells
Multi | 2418. Single rate non half hourly tariff pseudo load coefficient | Sum-product calculation
Multi | 2419. Multi rate non half hourly units (MWh) | Copy cells
Multi | 2420. Multi rate non half hourly pseudo timeband load coefficients | Copy cells
Multi | 2421. Multi rate non half hourly timeband use | Copy cells
Multi | 2422. Multi rate non half hourly tariff pseudo load coefficient | Sum-product calculation
Multi | 2423. Off-peak non half hourly units (MWh) | Copy cells
Multi | 2424. Off-peak non half hourly pseudo timeband load coefficients | Copy cells
Multi | 2425. Off-peak non half hourly timeband use | Copy cells
Multi | 2426. Off-peak non half hourly tariff pseudo load coefficient | Sum-product calculation
Multi | 2427. Aggregated half hourly units (MWh) | Copy cells
Multi | 2428. Aggregated half hourly pseudo timeband load coefficients | Copy cells
Multi | 2429. Aggregated half hourly timeband use | Copy cells
Multi | 2430. Aggregated half hourly tariff pseudo load coefficient | Sum-product calculation
Multi | 2431. Average non half hourly tariff pseudo load coefficient | Calculation
Multi | 2432. Average non half hourly timeband use | Calculation
Multi | 2433. Aggregated half hourly tariff pseudo load coefficient using average non half hourly unit mix | Sum-product calculation
Multi | 2434. Relative correction factor for aggregated half hourly tariff | Calculation
Multi | 2435. Correction factor for non half hourly tariffs | Calculation
Multi | 2436. Single rate non half hourly corrected pseudo timeband load coefficient | Calculation
Multi | 2437. Multi rate non half hourly corrected pseudo timeband load coefficient | Calculation
Multi | 2438. Off-peak non half hourly corrected pseudo timeband load coefficient | Calculation
Multi | 2439. Aggregated half hourly corrected pseudo timeband load coefficient | Calculation
Multi | 2440. Pseudo load coefficient by time band and network level (equalised) | Combine tables
Multi | 2441. Unit rate 1 pseudo load coefficient by network level | Sum-product calculation
Multi | 2442. Unit rate 2 pseudo load coefficient by network level | Sum-product calculation
Multi | 2443. Unit rate 3 pseudo load coefficient by network level | Sum-product calculation
Multi | 2444. Adjust annual hours by special distribution time band to match days in year | Composite
Multi | 2445. Normalisation of split of rate 1 units by special time band | Composite
Multi | 2446. Split of rate 1 units between special distribution time bands | Combine tables
Multi | 2447. Split of rate 2 units between special distribution time bands (default) | Fixed data
Multi | 2448. Split of rate 3 units between special distribution time bands (default) | Fixed data
Multi | 2449. Calculation of implied special load coefficients for one-rate users | Calculation
Multi | 2450. Calculation of implied special load coefficients for three-rate users | Calculation
Multi | 2451. Estimated contributions to peak demand | Composite
Multi | 2452. Load coefficient correction factor for the group | Calculation
Multi | 2453. Calculation of special peaking probabilities | Composite
Multi | 2454. Special peaking probabilities by network level | Combine tables
Multi | 2455. Special peaking probabilities by network level (reshaped) | Reshape table
Multi | 2456. Pseudo load coefficient by special time band and network level | Calculation
Multi | 2457. Unit rate 1 pseudo load coefficient by network level (special) | Sum-product calculation
Multi | 2458. Unit rate 2 pseudo load coefficient by network level (special) | Sum-product calculation
Multi | 2459. Unit rate 3 pseudo load coefficient by network level (special) | Sum-product calculation
Multi | 2460. Unit rate 1 pseudo load coefficient by network level (combined) | Combine tables
Multi | 2461. Unit rate 2 pseudo load coefficient by network level (combined) | Combine tables
Multi | 2462. Unit rate 3 pseudo load coefficient by network level (combined) | Combine tables
SMD | 2501. Contributions of users on one-rate multi tariffs to system simultaneous maximum load by network level (kW) | Calculation
SMD | 2502. Contributions of users on two-rate multi tariffs to system simultaneous maximum load by network level (kW) | Calculation
SMD | 2503. Contributions of users on three-rate multi tariffs to system simultaneous maximum load by network level (kW) | Calculation
SMD | 2504. Estimated contributions of users on each tariff to system simultaneous maximum load by network level (kW) | Calculation
SMD | 2505. Contributions of users on each tariff to system simultaneous maximum load by network level (kW) | Combine tables
SMD | 2506. Forecast system simultaneous maximum load (kW) from forecast units | Cell summation
AMD | 2601. Pre-processing of data for standing charge factors | Composite
AMD | 2602. Standing charges factors adapted to use 132kV/HV | Combine tables
AMD | 2603. Capacity-based contributions to chargeable aggregate maximum load by network level (kW) | Calculation
AMD | 2604. Unit-based contributions to chargeable aggregate maximum load (kW) | Calculation
AMD | 2605. Contributions to aggregate maximum load by network level (kW) | Combine tables
AMD | 2606. Forecast chargeable aggregate maximum load (kW) | Cell summation
AMD | 2607. Forecast simultaneous load subject to standing charge factors (kW) | Calculation
AMD | 2608. Forecast simultaneous load replaced by standing charge (kW) | Cell summation
AMD | 2609. Calculated LV diversity allowance | Calculation
AMD | 2610. Network level mapping for diversity allowances | Fixed data
AMD | 2611. Diversity allowances including 132kV/HV | Sum-product calculation
AMD | 2612. Diversity allowances (including calculated LV value) | Combine tables
AMD | 2613. Forecast simultaneous maximum load (kW) adjusted for standing charges | Calculation
Otex | 2701. Operating expenditure coded by network level (£/year) | Combine tables
Otex | 2702. Network model assets (£) scaled by load forecast | Calculation
Otex | 2703. Annual consumption by tariff for unmetered users (MWh) | Copy cells
Otex | 2704. Total unmetered units | Cell summation
Otex | 2705. Service model asset data | Composite
Otex | 2706. Data for allocation of operating expenditure | Composite
Otex | 2707. Amount of expenditure to be allocated according to asset values (£/year) | Calculation
Otex | 2708. Total operating expenditure by network level (£/year) | Calculation
Otex | 2709. Operating expenditure percentage by network level | Calculation
Otex | 2710. Unit operating expenditure based on simultaneous maximum load (£/kW/year) | Calculation
Otex | 2711. Operating expenditure for customer assets p/MPAN/day | Composite
Otex | 2712. Operating expenditure for unmetered customer assets (p/kWh) | Calculation
Contrib | 2801. Network level of supply (for customer contributions) by tariff | Fixed data
Contrib | 2802. Contribution proportion of asset annuities, by customer type and network level of assets | Calculation
Contrib | 2803. Proportion of asset annuities deemed to be covered by customer contributions | Sum-product calculation
Contrib | 2804. Proportion of annual charge covered by contributions (for all charging levels) | Combine tables
Yard | 2901. Unit cost at each level, £/kW/year (relative to system simultaneous maximum load) | Combine tables
Yard | 2902. Pay-as-you-go yardstick unit costs by charging level (p/kWh) | Calculation
Yard | 2903. Contributions to pay-as-you-go unit rate 1 (p/kWh) | Calculation
Yard | 2904. Contributions to pay-as-you-go unit rate 2 (p/kWh) | Calculation
Yard | 2905. Contributions to pay-as-you-go unit rate 3 (p/kWh) | Calculation
Standing | 3001. Costs based on aggregate maximum load (£/kW/year) | Calculation
Standing | 3002. Capacity elements p/kVA/day | Calculation
Standing | 3003. Yardstick components p/kWh (taking account of standing charges) | Calculation
Standing | 3004. Contributions to unit rate 1 p/kWh by network level (taking account of standing charges) | Calculation
Standing | 3005. Contributions to unit rate 2 p/kWh by network level (taking account of standing charges) | Calculation
Standing | 3006. Contributions to unit rate 3 p/kWh by network level (taking account of standing charges) | Calculation
Standing | 3007. Exceeded capacity charge elements p/kVA/day | Calculation
AggCap | 3101. Mapping of tariffs to tariff groups | Fixed data
AggCap | 3102. Capacity use for tariffs charged for capacity on an exit point basis | Composite
AggCap | 3103. Aggregate capacity (kW) | Sum-product calculation
AggCap | 3104. Aggregate number of users charged for capacity on an exit point basis | Sum-product calculation
AggCap | 3105. Average maximum kVA by exit point | Calculation
AggCap | 3106. Deemed average maximum kVA for each tariff | Sum-product calculation
AggCap | 3107. Capacity-driven fixed charge elements from standing charges factors p/MPAN/day | Calculation
Reactive | 3201. Network use factors for generator reactive unit charges | Fixed data
Reactive | 3202. Standard components p/kWh for reactive power (absolute value) | Calculation
Reactive | 3203. Standard reactive p/kVArh | Calculation
Reactive | 3204. Absolute value of load coefficient (kW peak / average kW) | Calculation
Reactive | 3205. Pay-as-you-go components p/kWh for reactive power (absolute value) | Calculation
Reactive | 3206. Pay-as-you-go reactive p/kVArh | Calculation
Aggreg | 3301. Unit rate 1 p/kWh (elements) | Combine tables
Aggreg | 3302. Unit rate 2 p/kWh (elements) | Combine tables
Aggreg | 3303. Unit rate 3 p/kWh (elements) | Combine tables
Aggreg | 3304. Fixed charge p/MPAN/day (elements) | Combine tables
Aggreg | 3305. Capacity charge p/kVA/day (elements) | Copy cells
Aggreg | 3306. Exceeded capacity charge p/kVA/day (elements) | Copy cells
Aggreg | 3307. Reactive power charge p/kVArh (elements) | Combine tables
Aggreg | 3308. Summary of charges before revenue matching | Cell summation
Revenue | 3401. Net revenues by tariff before matching (£) | Calculation
Revenue | 3402. Target CDCM revenue | Composite
Revenue | 3403. Revenue surplus or shortfall | Composite
Adder | 3501. Adder value at which the minimum is breached | Calculation
Adder | 3502. Marginal revenue effect of adder | Calculation
Adder | 3503. Constraint-free solution | Calculation
Adder | 3504. Starting point | Calculation
Adder | 3505. Solve for General adder rate (p/kWh) | Composite
Adder | 3506. General adder rate (p/kWh) | Calculation
Adder | 3507. Adder | Calculation
Adjust | 3601. Tariffs before rounding | Composite
Adjust | 3602. Decimal places | Fixed data
Adjust | 3603. Tariff rounding | Calculation
Adjust | 3604. All the way tariffs | Calculation
Adjust | 3605. Net revenues by tariff from rounding | Calculation
Adjust | 3606. Revenue forecast summary | Composite
Adjust | 3607. Tariffs | Calculation
Tariffs | 3701. Tariffs | Composite
Summary | 3801. Headline parameters | Composite
Summary | 3802. Revenue summary | Composite
Summary | 3803. Revenue summary by tariff component | Cell summation
M-Rev | 3901. Revenue matrix by tariff | Composite
M-Rev | 3902. Revenues by charging element and network level | Cell summation
CData | 4001. Revenues under current tariffs (£) | Calculation
CData | 4002. All-the-way volumes | Copy cells
CData | 4003. Normalised to | Fixed data
CData | 4004. Normalised volumes for comparisons | Calculation
CData | 4005. LDNO LV charges (normalised £) | Copy cells
CData | 4006. LDNO HV charges (normalised £) | Copy cells
CTables | 4101. Comparison with current all-the-way demand tariffs | Composite
CTables | 4102. LDNO margins in use of system charges | Composite
M-ATW | Tariff matrices | Notes
Technical model rules and version control
---
PerlModule: CDCM
agghhequalisation: rag
alwaysUseRAG: 1
blackPeakingProbabilityRequired: 1
coincidenceAdj: groupums
colour: orange
drm: top500gsp
extraLevels: 1
fixedCap: 1-4
matrices: big
noReplacement: blanket
pcd: 1
portfolio: 1
protect: 1
revisionText: r7414
scaler: adderppugeneralminzeronogen
standing: sub132
summary: consultation
targetRevenue: dcp249
tariffs: commongensubdcp130dcp163pc12hhpc34hhgennoreact
template: '%-model228+'
timeOfDay: timeOfDay179
unauth: dayotex
validation: lenientnomsg
'~codeValidation':
CDCM/AML.pm: 456e00943a159e7b87cf01c5c4710e6a140ca47c
CDCM/Aggregation.pm: 372b53e6dba1fe9433020bbd13328009851a036a
CDCM/Contributions.pm: 27ad354dcefbc9a811f3db79dc8efe0f1833e5f3
CDCM/Discounts.pm: a7364da2114ba741a77c0d6cb86d8234e52f9f27
CDCM/Loads.pm: 8318fd13017faf9e8cc117bc2b5f75e978e6365b
CDCM/Master.pm: b888dfe95c5c84cdb82428a1727d2a974bc5a157
CDCM/Matching.pm: 01f6510e0d600acd5eaf457dc0ce7510a9e57a57
CDCM/NetworkSizer.pm: 50def4231b67757f2bd222cc1579fa342876afd0
CDCM/Operating.pm: c8ee43d2a1898e7c0e12aa50754522a86c4077c3
CDCM/Reactive.pm: e2318e6ee9559bf7cd3cfcfff58c399eb12c866a
CDCM/Revenue.pm: 6c445ed34c255f9ddc0b221c97478f1622f96850
CDCM/Routeing.pm: 9b718b597245d1b0721d2c7a64c50c2a706295b5
CDCM/SML.pm: aac911646d7138ef11303d19e73c7fb180fadeeb
CDCM/ServiceModels.pm: 962bc7cb35ba1dba1d76a82ebf31da562bb15636
CDCM/Setup.pm: fa9ab9e9febf3f6681cdfa8c05e2700627cf0251
CDCM/Sheets.pm: 9fd822bebed6e0c93722fe67a01c586d855391af
CDCM/Standing.pm: 0677863cc8c69940e82611a34f6a4cf6e6c938f6
CDCM/Summary.pm: 591dbcc9c325ebe7d3bb65b6fdd6fdc8c2b0d03b
CDCM/Table1001_2016.pm: 5f546f87942091a84a5cb5d655bf1d971cac11e6
CDCM/TariffList.pm: 64ad6df9569e545ee8cb15b755bb503f11a8d027
CDCM/Tariffs.pm: 76356ecc3a24bb7e0d1b998ff54ed84d4c66815d
CDCM/TimeOfDay179.pm: bcfbb0b849f3d51df08034f15d98c106a1026464
CDCM/Yardsticks.pm: 14fa4ca8c5e1b83888203f2a0a27b027b0e1be67
SpreadsheetModel/Arithmetic.pm: b1367f0a9de6b5af11373f288c79c34dcf1cd6d7
SpreadsheetModel/Book/FrontSheet.pm: 46ce018576f7ecdfeeb07df5d5468405cb06839c
SpreadsheetModel/Book/Manufacturing.pm: c9328f8ce467db0f50b8d1d3b6064a439a158536
SpreadsheetModel/Book/Validation.pm: ed2ab0782db26c535a153fdc187c4ac85d37bf0b
SpreadsheetModel/Book/WorkbookCreate.pm: a02f9620ecfc3c847594ec6a7f5d50a9a30b2168
SpreadsheetModel/Book/WorkbookFormats.pm: b659dd128e9de6350e6f389cbe5ac3c7e01ff09d
SpreadsheetModel/Columnset.pm: 672a86ec91518b1756e619af3caf5fd13a83fe72
SpreadsheetModel/Custom.pm: 64258a1a23160d1b05311a838e34f4078f7516be
SpreadsheetModel/Dataset.pm: 0d4dd59d0e133cd7ac0d1f5f60d67b42da63633e
SpreadsheetModel/FormatLegend.pm: 6542b2c1f994e4aa10f155c435cabafa7a9f5778
SpreadsheetModel/GroupBy.pm: a05f4878f468a3191257c58c4711fc115bde7e7d
SpreadsheetModel/Label.pm: 053d8801da63a168d467ae3cf12c6c32325befe3
SpreadsheetModel/Labelset.pm: 9869da1561c537b93ee2cbbfe04c5047c6144169
SpreadsheetModel/Logger.pm: 833fe1cc3c01cd760064f51dd812b9db75a8b221
SpreadsheetModel/Notes.pm: deac2cc524c26b5965f89ee6ab62979a9443d683
SpreadsheetModel/Object.pm: ad87af5906c5d614f2ee9535b691ad91f03c7c38
SpreadsheetModel/Reshape.pm: 44d60329c15bdfdf839a71781406c921808898b4
SpreadsheetModel/SegmentRoot.pm: b9c3f399e76a3369cc6271bc475efeffbc75e604
SpreadsheetModel/Shortcuts.pm: 862755d9f7270e4db643182f2a94f4d19dff749b
SpreadsheetModel/Stack.pm: 05a927d320fe0b49a01b5d253723cf04175915ac
SpreadsheetModel/SumProduct.pm: c5a66046bc650db92cb5b588c8b0b207eb91f4d4
'~datasetName': Blank
'~datasetSource': Empty dataset
Generated on Sun 20 Nov 2016 12:44:11 by www.dcmf.co.uk

## Input
Input data for WPD East Mids in April 18 (Final)
This sheet contains all the input data (except LLFCs which might be entered directly into the Tariff sheet).
1000. Company, charging year, data version
| Company | Year | Version
Company, charging year, data version | WPD East Mids | April 18 | Final
1001. CDCM target revenue (£ unless otherwise stated)
| Further description | Term | CRC | Value | Calculations (£/year)
Base Demand Revenue before inflation | A1 | PU | CRC2A | 415000000
Annual Iteration adjustment before inflation | A2 | MOD | CRC2A | -15392248.8752
RPI True-up before inflation | A3 | TRU | CRC2A | -1242411.7411
Price index adjustment (RPI index) | A4 | RPIF | CRC2A | 1.155
Base demand revenue | A = (A1 + A2 + A3) * A4 | BR | CRC2A |  | 460111966.9881
Pass-Through Licence Fees | B1 | LF | CRC2B | -64421.7573
Pass-Through Business Rates | B2 | RB | CRC2B | -14647.6145
Pass-Through Transmission Connection Point Charges | B3 | TB | CRC2B | -771124.1609
Pass-through Smart Meter Communication Licence Costs | B4 | SMC | CRC2B | 481008.9705
Pass-through Smart Meter IT Costs | B5 | SMIT | CRC2B | -143281.8899
Pass-through Ring Fence Costs | B6 | RF | CRC2B | 30125.2043
Pass-Through Others | B7 | HB, SEC, UNC | CRC2B | 0
Allowed Pass-Through Items | B = Sum of B1 to B7 | PT | CRC2B |  | -482341.2478
Broad Measure of Customer Service incentive | C1 | BM | CRC2C | 6024256.6879
Quality of Service incentive | C2 | IQ | CRC2D | 21253409.4014
Connections Engagement incentive | C3 | ICE | CRC2E | 0
Time to Connect incentive | C4 | TTC | CRC2F | 1673013.224
Losses Discretionary Reward incentive | C5 | LDR | CRC2G | 0
Network Innovation Allowance | C6 | NIA | CRC2H | 1730018.9533
Low Carbon Network Fund - Tier 1 unrecoverable | C7 | LCN1 | CRC2J | 0
Low Carbon Network Fund - Tier 2 & Discretionary Funding | C7 | LCN2 | CRC2J | 384772.1756
Connection Guaranteed Standards Systems & Processes penalty | C8 | AUM, CGSRA | CRC2K-L | 0
Residual Losses and Growth Incentive - Losses | C9 | PPL | CRC2M | -3221959.5243
Residual Losses and Growth Incentive - Growth | C9 | GTA | CRC2M | 0
Incentive Revenue and Other Adjustments | C = Sum of C1 to C9 |  |  |  | 27843510.9179
Correction Factor | D | -K | CRC2A | -1275169.0594
Total allowed Revenue | E = A + B + C + D | AR | CRC2A |  | 486197967.5989
Other 1. Excluded services - Top-up, standby, and enhanced system security | F1 (see note 1) | DRS4 | CRC5C | 0
Other 2. Excluded services - Revenue protection services | F2 (see note 1) | DRS5 | CRC5C | 0
Other 3. Excluded services - Miscellaneous | F3 (see note 1) | DRS9 | CRC5C | 0
Other 4. Please describe if used | F4 | Please describe | if used | 0
Other 5. Please describe if used | F5 | Please describe | if used | 0
Total other revenue recovered by Use of System Charges | F = Sum of F1 to F5 |  |  |  | 0
Total Revenue for Use of System Charges | G = E + F |  |  |  | 486197967.5989
1. Revenue raised outside CDCM - EDCM and Certain Interconnector Revenue | H1 |  |  | 10413995.4096
2. Revenue raised outside CDCM - Voluntary under-recovery | H2 |  |  | 0
3. Revenue raised outside CDCM - Please describe if used | H3 | Please describe | if used | 0
4. Revenue raised outside CDCM - Please describe if used | H4 | Please describe | if used | 0
Total Revenue to be raised outside the CDCM | H = Sum of H1 to H4 |  |  |  | 10413995.4096
Latest forecast of CDCM Revenue | I = G - H |  |  |  | 475783972.1892
Note 1: Cost categories associated with excluded services should only be populated if the Company recovers the costs of providing these services from Use of System Charges
1010. Financial and general assumptions
Sources: financial assumptions; calendar; network model.
These financial assumptions determine the annuity rate applied to convert the asset values of the network model into an annual charge.
| Rate of return | Annualisation period (years) | Annuity proportion for customer-contributed assets | Power factor | Days in the charging year
Financial and general assumptions | 4.21% | 40 | 0 | 0.95 | 365
1017. Diversity allowance between top and bottom of network level
Source: operational data analysis and/or network model.
The diversity figure against GSP is the diversity between GSP Group (the whole system) and individual GSPs.
The diversity figure against 132kV is the diversity between GSPs (the top of the 132kV network) and 132kV/EHV bulk supply points (the bottom of the 132kV network).
The diversity figure against EHV is the diversity between 132kV/EHV bulk supply points (the top of the EHV network) and EHV/HV primary substations (the bottom of the EHV network).
The diversity figure against HV is the diversity between EHV/HV primary substations (the top of the HV network) and HV/LV substations (the bottom of the HV network).
Diversity allowance between top and bottom of network level
GSPs | 2.471%
132kV | 4.501%
132kV/EHV
EHV | 7.902%
EHV/HV
HV | 34%
HV/LV
LV circuits
1018. Proportion of relevant load going through 132kV/HV direct transformation
132kV/HV
EHV/HV | 7.504%
1019. Network model GSP peak demand (MW)
Network model GSP peak demand (MW)
Network model GSP peak demand (MW) | 500
1020. Gross asset cost by network level (£)
Gross assets £
132kV | 57679128.7868
132kV/EHV | 29030907.4549
EHV | 35386115.1009
EHV/HV | 57337925.4165
132kV/HV | 4821054.8754
HV | 143411384.4174
HV/LV | 60907419.7467
LV circuits | 120192375.8098
1022. LV service model asset cost (£)
| LV service model 1 | LV service model 2 | LV service model 3 | LV service model 4 | LV service model 5 | LV service model 6 | LV service model 7 | LV service model 8
LV service model asset cost (£) | 5423.9724 | 610.1427 | 742.8443 | 550.9082 | 1252.3369 | 964.5663 | 0 | 504.4738
1023. HV service model asset cost (£)
| HV service model 1 | HV service model 2 | HV service model 3 | HV service model 4 | HV service model 5
HV service model asset cost (£) | 9569.6169 | 4613.8356 | 0 | 0 | 0
1025. Matrix of applicability of LV service models to tariffs with fixed charges
| LV service model 1 | LV service model 2 | LV service model 3 | LV service model 4 | LV service model 5 | LV service model 6 | LV service model 7 | LV service model 8
Domestic Unrestricted | 5% | 0% | 0% | 0% | 0% | 0% | 0% | 0%
Domestic Two Rate | 5% | 0% | 0% | 0% | 0% | 0% | 0% | 0%
Small Non Domestic Unrestricted | 0% | 100% | 0% | 0% | 0% | 0% | 0% | 0%
Small Non Domestic Two Rate | 0% | 100% | 0% | 0% | 0% | 0% | 0% | 0%
LV Medium Non-Domestic | 0% | 0% | 100% | 0% | 0% | 0% | 0% | 0%
LV Sub Medium Non-Domestic | 0% | 0% | 0% | 100% | 0% | 0% | 0% | 0%
LV Network Domestic | 5%
LV Network Non-Domestic Non-CT |  | 100%
LV HH Metered | 0% | 0% | 0% | 0% | 100% | 0% | 0% | 0%
LV Sub HH Metered | 0% | 0% | 0% | 0% | 0% | 100% | 0% | 0%
LV Generation NHH or Aggregate HH | 0% | 0% | 0% | 0% | 0% | 0% | 100% | 0%
LV Sub Generation NHH | 0% | 0% | 0% | 0% | 0% | 0% | 100% | 0%
LV Generation Intermittent | 0% | 0% | 0% | 0% | 0% | 0% | 100% | 0%
LV Generation Intermittent no RP charge | 0% | 0% | 0% | 0% | 0% | 0% | 100% | 0%
LV Generation Non-Intermittent | 0% | 0% | 0% | 0% | 0% | 0% | 0% | 0%
LV Generation Non-Intermittent no RP charge | 0% | 0% | 0% | 0% | 0% | 0% | 0% | 0%
LV Sub Generation Intermittent | 0% | 0% | 0% | 0% | 0% | 0% | 0% | 0%
LV Sub Generation Intermittent no RP charge | 0% | 0% | 0% | 0% | 0% | 0% | 0% | 0%
LV Sub Generation Non-Intermittent | 0% | 0% | 0% | 0% | 0% | 0% | 0% | 0%
LV Sub Generation Non-Intermittent no RP charge | 0% | 0% | 0% | 0% | 0% | 0% | 0% | 0%
1026. Matrix of applicability of LV service models to unmetered tariffs
Source: service models
Proportion of service model involved in connecting load of 1 MWh/year
| LV service model 1 | LV service model 2 | LV service model 3 | LV service model 4 | LV service model 5 | LV service model 6 | LV service model 7 | LV service model 8
All LV unmetered tariffs | [7 empty] | 0.488
1028. Matrix of applicability of HV service models to tariffs with fixed charges
| HV service model 1 | HV service model 2 | HV service model 3 | HV service model 4 | HV service model 5
HV Medium Non-Domestic | 100%
HV HH Metered | 100%
HV Generation Intermittent |  | 100%
HV Generation Intermittent no RP charge |  | 100%
HV Generation Non-Intermittent |  | 100%
HV Generation Non-Intermittent no RP charge |  | 100%
1032. Loss adjustment factors to transmission
Source: losses model or loss adjustment factors at time of system peak.
| 132kV | 132kV/EHV | EHV | EHV/HV | HV | HV/LV | LV circuits
Loss adjustment factor | 1.002 | 1.008 | 1.01 | 1.018 | 1.034 | 1.05 | 1.08
1037. Embedded network (LDNO) discounts
Source: separate price control disaggregation model.
| No discount | LDNO LV: LV user | LDNO HV: LV user | LDNO HV: LV sub user | LDNO HV: HV user
LDNO discount |  | 30.14% | 48.13% | 24.84% | 14.81%
1041. Load profile data for demand users
Source: load data analysis.
| Coincidence factor | Load factor
Domestic Unrestricted | 0.854 | 0.4201
Domestic Two Rate | 0.85793 | 0.51202
Domestic Off Peak (related MPAN) |  | 0.15144
Small Non Domestic Unrestricted | 0.69889 | 0.38466
Small Non Domestic Two Rate | 0.84304 | 0.54882
Small Non Domestic Off Peak (related MPAN) |  | 0.24022
LV Medium Non-Domestic | 0.84123 | 0.52668
LV Sub Medium Non-Domestic | 0.84123 | 0.52668
HV Medium Non-Domestic | 0.78887 | 0.492
LV Network Domestic | 0.85546 | 0.44964
LV Network Non-Domestic Non-CT | 0.76547 | 0.45959
LV HH Metered | 0.82087 | 0.55843
LV Sub HH Metered | 0.82532 | 0.57496
HV HH Metered | 0.85054 | 0.71103
NHH UMS category A | 1 | 1
NHH UMS category B | 1 | 0.47247
NHH UMS category C | 1 | 0.23286
NHH UMS category D | 0.0053621 | 0.5115
LV UMS (Pseudo HH Metered) | 0.97191 | 0.44787
1053. Volume forecasts for the charging year
Source: forecast.
Please include MPAN counts for tariffs with no fixed charge (e.g. off-peak tariffs), but exclude MPANs on tariffs with a fixed
charge that are not subject to a fixed charge due to a site grouping arrangement.
| Rate 1 units (MWh) | Rate 2 units (MWh) | Rate 3 units (MWh) | MPANs | Import capacity (kVA) | Exceeded capacity (kVA) | Reactive power units (MVArh)
> Domestic Unrestricted
Domestic Unrestricted | 5542391.6708 | 0 | 0 | 1630942.9995 | 0 | 0 | 0
LDNO LV: Domestic Unrestricted | 73610.9011 | 0 | 0 | 26205.0427 | 0 | 0 | 0
LDNO HV: Domestic Unrestricted | 106103.2975 | 0 | 0 | 37844.9267 | 0 | 0 | 0
> Domestic Two Rate | 0 | 0 | 0 | 0 | 0 | 0 | 0
Domestic Two Rate | 2494677.461 | 1106953.5829 | 0 | 819232.8781 | 0 | 0 | 0
LDNO LV: Domestic Two Rate | 3825.7542 | 1172.1188 | 0 | 1267.686 | 0 | 0 | 0
LDNO HV: Domestic Two Rate | 5978.4201 | 1959.2909 | 0 | 1933.3518 | 0 | 0 | 0
> Domestic Off Peak (related MPAN) | 0 | 0 | 0 | 0 | 0 | 0 | 0
Domestic Off Peak (related MPAN) | 65160.6114 |  | 0 | 33104 | 0 | 0 | 0
LDNO LV: Domestic Off Peak (related MPAN) | 0 | 0 | 0 | 0 | 0 | 0 | 0
LDNO HV: Domestic Off Peak (related MPAN) | 0 | 0 | 0 | 0 | 0 | 0 | 0
> Small Non Domestic Unrestricted | 0 | 0 | 0 | 0 | 0 | 0 | 0
Small Non Domestic Unrestricted | 1128180.401 | 0 | 0 | 95970.8532 | 0 | 0 | 0
LDNO LV: Small Non Domestic Unrestricted | 3475.8492 | 0 | 0 | 598.6812 | 0 | 0 | 0
LDNO HV: Small Non Domestic Unrestricted | 8925.2695 | 0 | 0 | 888.2442 | 0 | 0 | 0
> Small Non Domestic Two Rate | 0 | 0 | 0 | 0 | 0 | 0 | 0
Small Non Domestic Two Rate | 1536628.8649 | 466160.4238 | 0 | 83263.2786 | 0 | 0 | 0
LDNO LV: Small Non Domestic Two Rate | 165.8793 | 82.4194 | 0 | 9.4379 | 0 | 0 | 0
LDNO HV: Small Non Domestic Two Rate | 1037.0452 | 270.311 | 0 | 39.861 | 0 | 0 | 0
> Small Non Domestic Off Peak (related MPAN) | 0 | 0 | 0 | 0 | 0 | 0 | 0
Small Non Domestic Off Peak (related MPAN) | 2702.112 |  | 0 | 595 | 0 | 0 | 0
LDNO LV: Small Non Domestic Off Peak (related MPAN) | 0 | 0 | 0 | 0 | 0 | 0 | 0
LDNO HV: Small Non Domestic Off Peak (related MPAN) | 0 | 0 | 0 | 0 | 0 | 0 | 0
> LV Medium Non-Domestic | 0 | 0 | 0 | 0 | 0 | 0 | 0
LV Medium Non-Domestic | 0.00079593 | 0.00020407 |  | 9.6213e-06 | 0 | 0 | 0
LDNO LV: LV Medium Non-Domestic |  |  |  |  | 0 | 0 | 0
LDNO HV: LV Medium Non-Domestic |  |  |  |  | 0 | 0 | 0
> LV Sub Medium Non-Domestic |  |  |  |  | 0 | 0 | 0
LV Sub Medium Non-Domestic | 0.00079533 | 0.00020467 |  | 9.5314e-06 | 0 | 0 | 0
> HV Medium Non-Domestic |  |  |  |  | 0 | 0 | 0
HV Medium Non-Domestic | 0.00077435 | 0.00022565 |  | 6.4038e-06 | 0 | 0 | 0
> LV Network Domestic | 0 | 0 | 0 | 0 | 0 | 0 | 0
LV Network Domestic | 0 | 0 | 0 | 0 | 0 | 0 | 0
LDNO LV: LV Network Domestic | 0 | 0 | 0 | 0 | 0 | 0 | 0
LDNO HV: LV Network Domestic | 0 | 0 | 0 | 0 | 0 | 0 | 0
> LV Network Non-Domestic Non-CT | 0 | 0 | 0 | 0 | 0 | 0 | 0
LV Network Non-Domestic Non-CT | 17060.1471 | 66042.8129 | 74318.3123 | 2519.8664 | 0 | 0 | 0
LDNO LV: LV Network Non-Domestic Non-CT | 21.3324 | 82.6631 | 104.4983 | 4.7558 | 0 | 0 | 0
LDNO HV: LV Network Non-Domestic Non-CT | 143.0714 | 549.2171 | 580.1694 | 22.5513 | 0 | 0 | 0
> LV HH Metered | 0 | 0 | 0 | 0 | 0 | 0 | 0
LV HH Metered | 387676.5773 | 1535214.965 | 1675215.7816 | 14662.2334 | 1962432.451 | 25691.957 | 301981.8801
LDNO LV: LV HH Metered | 959.4924 | 3417.3547 | 4445.7789 | 42.0124 | 7269.492 | 10.5719 | 582.5674
LDNO HV: LV HH Metered | 12286.3702 | 46622.0787 | 54060.134 | 281.4285 | 78775.6243 | 505.4663 | 9522.6484
> LV Sub HH Metered | 0 | 0 | 0 | 0 | 0 | 0 | 0
LV Sub HH Metered | 20564.403 | 79106.9581 | 92841.4464 | 281.9213 | 115909.2159 | 1789.2589 | 16690.2212
LDNO HV: LV Sub HH Metered | 0 | 0 | 0 | 0.50739 | 0 | 0 | 0
> HV HH Metered | 0 | 0 | 0 | 0 | 0 | 0 | 0
HV HH Metered | 747629.443 | 2877537.4787 | 3985796.8821 | 3281.4962 | 2638042.9326 | 46502.1303 | 611244.3016
LDNO HV: HV HH Metered | 4818.8523 | 17107.6121 | 24592.6779 | 26.8776 | 27312.6129 | 222.6511 | 1314.3664
> NHH UMS category A | 0 | 0 | 0 | 0 | 0 | 0 | 0
NHH UMS category A | 46913.7616 | 0 | 0 | 1471 | 0 | 0 | 0
LDNO LV: NHH UMS category A | 413.3412 | 0 | 0 | 0 | 0 | 0 | 0
LDNO HV: NHH UMS category A | 501.2187 | 0 | 0 | 0 | 0 | 0 | 0
> NHH UMS category B | 0 | 0 | 0 | 0 | 0 | 0 | 0
NHH UMS category B | 38453.7283 | 0 | 0 | 1205 | 0 | 0 | 0
LDNO LV: NHH UMS category B | 216.0287 | 0 | 0 | 0 | 0 | 0 | 0
LDNO HV: NHH UMS category B | 510.0181 | 0 | 0 | 0 | 0 | 0 | 0
> NHH UMS category C | 0 | 0 | 0 | 0 | 0 | 0 | 0
NHH UMS category C | 399.1873 | 0 | 0 | 177 | 0 | 0 | 0
LDNO LV: NHH UMS category C | 0 | 0 | 0 | 0 | 0 | 0 | 0
LDNO HV: NHH UMS category C | 0 | 0 | 0 | 0 | 0 | 0 | 0
> NHH UMS category D | 0 | 0 | 0 | 0 | 0 | 0 | 0
NHH UMS category D | 10277.034 | 0 | 0 | 252 | 0 | 0 | 0
LDNO LV: NHH UMS category D | 0 | 0 | 0 | 0 | 0 | 0 | 0
LDNO HV: NHH UMS category D | 0 | 0 | 0 | 0 | 0 | 0 | 0
> LV UMS (Pseudo HH Metered) | 0 | 0 | 0 | 0 | 0 | 0 | 0
LV UMS (Pseudo HH Metered) | 12697.7998 | 34054.2831 | 174318.4037 | 30.7104 | 0 | 0 | 0
LDNO LV: LV UMS (Pseudo HH Metered) | 0 | 0 | 0 | 0 |  |  | 0
LDNO HV: LV UMS (Pseudo HH Metered) | 0 | 0 | 0 | 0 |  |  | 0
> LV Generation NHH or Aggregate HH | 0 | 0 | 0 | 0 |  |  | 0
LV Generation NHH or Aggregate HH | 1951.269 | 0 | 0 | 123 |  |  | 0
LDNO LV: LV Generation NHH or Aggregate HH | 32.0447 | 0 | 0 | 0 |  |  | 0
LDNO HV: LV Generation NHH or Aggregate HH | 0 | 0 | 0 | 0 |  |  | 0
> LV Sub Generation NHH | 0 | 0 | 0 | 0 |  |  | 0
LV Sub Generation NHH | 0 | 0 | 0 | 0 |  |  | 0
LDNO HV: LV Sub Generation NHH | 0 | 0 | 0 | 0 |  |  | 0
> LV Generation Intermittent | 0 | 0 | 0 | 0 |  |  | 0
LV Generation Intermittent | 48634.9713 | 0 | 0 | 585.6493 |  |  | 4198.4733
LDNO LV: LV Generation Intermittent | 0 | 0 | 0 | 0 |  |  | 0
LDNO HV: LV Generation Intermittent | 101.4615 |  |  | 3.6469 |  |  | 47.2391
> LV Generation Intermittent no RP charge
LV Generation Intermittent no RP charge
> LV Generation Non-Intermittent
LV Generation Non-Intermittent | 1632.0534 | 6541.8034 | 9599.2054 | 125.2225 |  |  | 861.9253
LDNO LV: LV Generation Non-Intermittent | 0 | 0 | 0 | 0 |  |  | 0
LDNO HV: LV Generation Non-Intermittent | 0 | 0 | 0 | 0 |  |  | 0
> LV Generation Non-Intermittent no RP charge
LV Generation Non-Intermittent no RP charge
> LV Sub Generation Intermittent
LV Sub Generation Intermittent | 2891.8927 | 0 | 0 | 18.0933 |  |  | 440.1902
LDNO HV: LV Sub Generation Intermittent | 0 | 0 | 0 | 0 |  |  | 0
> LV Sub Generation Intermittent no RP charge
LV Sub Generation Intermittent no RP charge
> LV Sub Generation Non-Intermittent
LV Sub Generation Non-Intermittent | 613.5112 | 1851.5472 | 4067.9786 | 5.8627 |  |  | 86.0638
LDNO HV: LV Sub Generation Non-Intermittent | 0 | 0 | 0 | 0 |  |  | 0
> LV Sub Generation Non-Intermittent no RP charge
LV Sub Generation Non-Intermittent no RP charge
> HV Generation Intermittent
HV Generation Intermittent | 356952.7649 | 0 | 0 | 184.3268 |  |  | 6886.7954
LDNO HV: HV Generation Intermittent | 30.4171 |  |  | 1.3627 |  |  | 0
> HV Generation Intermittent no RP charge
HV Generation Intermittent no RP charge
> HV Generation Non-Intermittent
HV Generation Non-Intermittent | 96874.1049 | 299431.254 | 557814.0613 | 268.5155 |  |  | 15438.6364
LDNO HV: HV Generation Non-Intermittent | 0 | 0 | 0 | 0 | 0 | 0 | 0
> HV Generation Non-Intermittent no RP charge
HV Generation Non-Intermittent no RP charge
1055. Transmission exit charges (£/year)
Source: forecast.
Transmission exit
Transmission exit charges (£/year) | 11739385.5941
1059. Other expenditure
| Direct cost (£/year) | Indirect cost (£/year) | Indirect cost proportion | Network rates (£/year)
Other expenditure | 32530260.7036 | 115748658.9632 | 60% | 35308717.16
1060. Customer contributions under current connection charging policy
Source: analysis of expenditure data and/or survey of capital expenditure schemes.
Customer contribution percentages by network level of supply and by asset network level.
These proportions should reflect the current connection charging method, not necessarily the method that was in place when the connection was built.
| Assets 132kV | Assets 132kV/EHV | Assets EHV | Assets EHV/HV | Assets 132kV/HV | Assets HV | Assets HV/LV | Assets LV circuits
LV network | 0% | 0% | 0% | 0% | 0% | 47.91% | 70.89% | 93.87%
LV substation | 0% | 0% | 0% | 0% | 0% | 47.91% | 70.89%
HV network | 0% | 0% | 6.542% | 35.16% | 35.16% | 63.78%
HV substation | 0% | 0% | 6.542% | 35.16%
1061. Average split of rate 1 units by distribution time band
| Red | Amber | Green
Domestic Unrestricted | 15.21% | 42.02% | 42.76%
Domestic Two Rate | 15.12% | 41.82% | 43.07%
Domestic Off Peak (related MPAN) | 4.495% | 32.29% | 63.21%
Small Non Domestic Unrestricted | 13.25% | 58.43% | 28.32%
Small Non Domestic Two Rate | 12.67% | 51.51% | 35.81%
Small Non Domestic Off Peak (related MPAN) | 1.671% | 18.64% | 79.69%
LV Medium Non-Domestic | 13.58% | 52.77% | 33.65%
LV Sub Medium Non-Domestic | 13.37% | 52.93% | 33.7%
HV Medium Non-Domestic | 13.37% | 53.95% | 32.68%
1062. Average split of rate 2 units by distribution time band
| Red | Amber | Green
Domestic Two Rate |  |  | 100%
Small Non Domestic Two Rate |  |  | 100%
LV Medium Non-Domestic |  |  | 100%
LV Sub Medium Non-Domestic |  |  | 100%
HV Medium Non-Domestic |  |  | 100%
1064. Average split of rate 1 units by special distribution time band
| Black | Yellow | Green
NHH UMS category A | 2.931% | 37.31% | 59.76%
NHH UMS category B | 4.986% | 9.036% | 85.98%
NHH UMS category C | 9.48% | 16.06% | 74.46%
NHH UMS category D | 0.9238% | 63.55% | 35.52%
1066. Typical annual hours by special distribution time band
Source: definition of distribution time bands.
The figures in this table will be automatically adjusted to match the number of days in the charging period.
| Black | Yellow | Green
Annual hours | 258 | 3252 | 5250
1068. Typical annual hours by distribution time band
Source: definition of distribution time bands.
The figures in this table will be automatically adjusted to match the number of days in the charging period.
| Red | Amber | Green
Annual hours | 780 | 2730 | 5250
1069. Peaking probabilities by network level
Source: analysis of network operation data.
Red, amber and green peaking probabilities
| Red | Amber | Green | Black peaking probabilities
GSPs | 98.26% | 0% | 1.74% | 98.26%
132kV | 83.65% | 14.99% | 1.361% | 83.31%
132kV/EHV | 83.65% | 14.99% | 1.361% | 83.31%
EHV | 67.06% | 28.75% | 4.184% | 66.26%
EHV/HV | 67.06% | 28.75% | 4.184% | 66.26%
132kV/HV | 83.65% | 14.99% | 1.361% | 83.31%
HV | 67.06% | 28.75% | 4.184% | 66.26%
HV/LV | 67.06% | 28.75% | 4.184% | 66.26%
LV circuits | 67.06% | 28.75% | 4.184% | 66.26%
1092. Average kVAr by kVA, by network level
Source: analysis of operational data.
This is the average of MVAr/MVA or SQRT(1-PF^2) across relevant network elements.
| GSPs | 132kV | 132kV/EHV | EHV | EHV/HV | 132kV/HV | HV | HV/LV | LV circuits
Average kVAr by kVA, by network level | 0.21475 | 0.21475 | 0.21475 | 0.21475 | 0.21475 | 0.21475 | 0.21475 | 0.21475 | 0.21475
1201. Current tariff information
| Current revenues if known (£) | Current Unit rate 1 p/kWh | Current Unit rate 2 p/kWh | Current Unit rate 3 p/kWh | Current Fixed charge p/MPAN/day | Current Capacity charge p/kVA/day | Current Exceeded capacity charge p/kVA/day | Current Reactive power charge p/kVArh
Domestic Unrestricted |  | 2.069 | 0 | 0 | 3.12 | 0 | 0
Domestic Two Rate |  | 2.507 | 0.068 | 0 | 3.12 | 0 | 0
Domestic Off Peak (related MPAN) |  | 0.628 | 0 | 0 | 0 | 0 | 0
Small Non Domestic Unrestricted |  | 1.946 | 0 | 0 | 5.28 | 0 | 0
Small Non Domestic Two Rate |  | 2.123 | 0.065 | 0 | 5.28 | 0 | 0
Small Non Domestic Off Peak (related MPAN) |  | 0.293 | 0 | 0 | 0 | 0 | 0
LV Medium Non-Domestic |  | 1.616 | 0.047 | 0 | 4.73 | 0 | 0
LV Sub Medium Non-Domestic |  | 1.456 | 0.041 | 0 | 3.5 | 0 | 0
HV Medium Non-Domestic |  | 0.973 | 0.019 | 0 | 60.87 | 0 | 0
LV Network Domestic |  | 12.865 | 0.589 | 0.06 | 3.12 | 0 | 0
LV Network Non-Domestic Non-CT |  | 13.25 | 0.607 | 0.061 | 5.28 | 0 | 0
LV HH Metered |  | 11.373 | 0.454 | 0.048 | 7.97 | 2.55 | 2.55 | 0.395
LV Sub HH Metered |  | 9.725 | 0.28 | 0.035 | 6.14 | 3.44 | 3.44 | 0.318
HV HH Metered |  | 7.391 | 0.121 | 0.021 | 60.87 | 4.09 | 4.09 | 0.216
NHH UMS category A |  | 1.894 | 0 | 0 | 0 | 0 | 0
NHH UMS category B |  | 2.508 | 0 | 0 | 0 | 0 | 0
NHH UMS category C |  | 4.04 | 0 | 0 | 0 | 0 | 0
NHH UMS category D |  | 1.285 | 0 | 0 | 0 | 0 | 0
LV UMS (Pseudo HH Metered) |  | 37.704 | 1.101 | 0.632 | 0 | 0 | 0

## LAFs
Loss adjustment factors and network use matrices for WPD East Mids in April 18 (Final)
This sheet calculates matrices of loss adjustment factors and of network use factors.
These matrices map out the extent to which each type of user uses each level of the network, and are used throughout the workbook.
2001. Loss adjustment factors to transmission
Data sources:
x1 = Network level for each tariff (to get loss factors applicable to capacity) (in Loss adjustment factors to transmission)
x2 = 1032. Loss adjustment factors to transmission
Kind: | Fixed data | [6 empty] | Sum-product calculation
Formula: | [7 empty] | =SUMPRODUCT(x1, x2)
Network level for each tariff (to get loss factors applicable to capacity)
| 132kV | 132kV/EHV | EHV | EHV/HV | HV | HV/LV | LV circuits | Loss adjustment factor
Domestic Unrestricted | 0 | 0 | 0 | 0 | 0 | 0 | 1 | 1.08
Domestic Two Rate | 0 | 0 | 0 | 0 | 0 | 0 | 1 | 1.08
Domestic Off Peak (related MPAN) | 0 | 0 | 0 | 0 | 0 | 0 | 1 | 1.08
Small Non Domestic Unrestricted | 0 | 0 | 0 | 0 | 0 | 0 | 1 | 1.08
Small Non Domestic Two Rate | 0 | 0 | 0 | 0 | 0 | 0 | 1 | 1.08
Small Non Domestic Off Peak (related MPAN) | 0 | 0 | 0 | 0 | 0 | 0 | 1 | 1.08
LV Medium Non-Domestic | 0 | 0 | 0 | 0 | 0 | 0 | 1 | 1.08
LV Sub Medium Non-Domestic | 0 | 0 | 0 | 0 | 0 | 1 | 0 | 1.05
HV Medium Non-Domestic | 0 | 0 | 0 | 0 | 1 | 0 | 0 | 1.034
LV Network Domestic | 0 | 0 | 0 | 0 | 0 | 0 | 1 | 1.08
LV Network Non-Domestic Non-CT | 0 | 0 | 0 | 0 | 0 | 0 | 1 | 1.08
LV HH Metered | 0 | 0 | 0 | 0 | 0 | 0 | 1 | 1.08
LV Sub HH Metered | 0 | 0 | 0 | 0 | 0 | 1 | 0 | 1.05
HV HH Metered | 0 | 0 | 0 | 0 | 1 | 0 | 0 | 1.034
NHH UMS category A | 0 | 0 | 0 | 0 | 0 | 0 | 1 | 1.08
NHH UMS category B | 0 | 0 | 0 | 0 | 0 | 0 | 1 | 1.08
NHH UMS category C | 0 | 0 | 0 | 0 | 0 | 0 | 1 | 1.08
NHH UMS category D | 0 | 0 | 0 | 0 | 0 | 0 | 1 | 1.08
LV UMS (Pseudo HH Metered) | 0 | 0 | 0 | 0 | 0 | 0 | 1 | 1.08
LV Generation NHH or Aggregate HH | 0 | 0 | 0 | 0 | 0 | 0 | 1 | 1.08
LV Sub Generation NHH | 0 | 0 | 0 | 0 | 0 | 1 | 0 | 1.05
LV Generation Intermittent | 0 | 0 | 0 | 0 | 0 | 0 | 1 | 1.08
LV Generation Intermittent no RP charge | 0 | 0 | 0 | 0 | 0 | 0 | 1 | 1.08
LV Generation Non-Intermittent | 0 | 0 | 0 | 0 | 0 | 0 | 1 | 1.08
LV Generation Non-Intermittent no RP charge | 0 | 0 | 0 | 0 | 0 | 0 | 1 | 1.08
LV Sub Generation Intermittent | 0 | 0 | 0 | 0 | 0 | 1 | 0 | 1.05
LV Sub Generation Intermittent no RP charge | 0 | 0 | 0 | 0 | 0 | 1 | 0 | 1.05
LV Sub Generation Non-Intermittent | 0 | 0 | 0 | 0 | 0 | 1 | 0 | 1.05
LV Sub Generation Non-Intermittent no RP charge | 0 | 0 | 0 | 0 | 0 | 1 | 0 | 1.05
HV Generation Intermittent | 0 | 0 | 0 | 0 | 1 | 0 | 0 | 1.034
HV Generation Intermittent no RP charge | 0 | 0 | 0 | 0 | 1 | 0 | 0 | 1.034
HV Generation Non-Intermittent | 0 | 0 | 0 | 0 | 1 | 0 | 0 | 1.034
HV Generation Non-Intermittent no RP charge | 0 | 0 | 0 | 0 | 1 | 0 | 0 | 1.034
2002. Mapping of DRM network levels to core network levels
| 132kV | 132kV/EHV | EHV | EHV/HV | HV | HV/LV | LV circuits
132kV | 1 | 0 | 0 | 0 | 0 | 0 | 0
132kV/EHV | 0 | 1 | 0 | 0 | 0 | 0 | 0
EHV | 0 | 0 | 1 | 0 | 0 | 0 | 0
EHV/HV | 0 | 0 | 0 | 1 | 0 | 0 | 0
132kV/HV | 0 | 0 | 0 | 1 | 0 | 0 | 0
HV | 0 | 0 | 0 | 0 | 1 | 0 | 0
HV/LV | 0 | 0 | 0 | 0 | 0 | 1 | 0
LV circuits | 0 | 0 | 0 | 0 | 0 | 0 | 1
2003. Loss adjustment factor to transmission for each DRM network level
Data sources:
x1 = 2002. Mapping of DRM network levels to core network levels
x2 = 1032. Loss adjustment factors to transmission
Sum-product calculation =SUMPRODUCT(x1, x2)
Loss adjustment factor to transmission for each DRM network level
132kV | 1.002
132kV/EHV | 1.008
EHV | 1.01
EHV/HV | 1.018
132kV/HV | 1.018
HV | 1.034
HV/LV | 1.05
LV circuits | 1.08
2004. Loss adjustment factor to transmission for each network level
Data sources:
x1 = 2003. Loss adjustment factor to transmission for each DRM network level
x2 = 1 for GSP level
Combine tables = x1 or x2
| GSPs | 132kV | 132kV/EHV | EHV | EHV/HV | 132kV/HV | HV | HV/LV | LV circuits
Loss adjustment factor to transmission for each network level | 1 | 1.002 | 1.008 | 1.01 | 1.018 | 1.018 | 1.034 | 1.05 | 1.08
2005. Network use factors
These network use factors indicate to what extent each network level is used by each tariff. This table reflects the policy that
generators receive credits only in respect of network levels above the voltage of connection. Generators do not receive credits at the
voltage of connection. The factors in this table are before any adjustment for a 132kV/HV network level or for generation-dominated areas.
| GSPs | 132kV | 132kV/EHV | EHV | EHV/HV | HV | HV/LV | LV circuits
Domestic Unrestricted | 1 | 1 | 1 | 1 | 1 | 1 | 1 | 1
Domestic Two Rate | 1 | 1 | 1 | 1 | 1 | 1 | 1 | 1
Domestic Off Peak (related MPAN) | 1 | 1 | 1 | 1 | 1 | 1 | 1 | 1
Small Non Domestic Unrestricted | 1 | 1 | 1 | 1 | 1 | 1 | 1 | 1
Small Non Domestic Two Rate | 1 | 1 | 1 | 1 | 1 | 1 | 1 | 1
Small Non Domestic Off Peak (related MPAN) | 1 | 1 | 1 | 1 | 1 | 1 | 1 | 1
LV Medium Non-Domestic | 1 | 1 | 1 | 1 | 1 | 1 | 1 | 1
LV Sub Medium Non-Domestic | 1 | 1 | 1 | 1 | 1 | 1 | 1 | 0
HV Medium Non-Domestic | 1 | 1 | 1 | 1 | 1 | 1 | 0 | 0
LV Network Domestic | 1 | 1 | 1 | 1 | 1 | 1 | 1 | 1
LV Network Non-Domestic Non-CT | 1 | 1 | 1 | 1 | 1 | 1 | 1 | 1
LV HH Metered | 1 | 1 | 1 | 1 | 1 | 1 | 1 | 1
LV Sub HH Metered | 1 | 1 | 1 | 1 | 1 | 1 | 1 | 0
HV HH Metered | 1 | 1 | 1 | 1 | 1 | 1 | 0 | 0
NHH UMS category A | 1 | 1 | 1 | 1 | 1 | 1 | 1 | 1
NHH UMS category B | 1 | 1 | 1 | 1 | 1 | 1 | 1 | 1
NHH UMS category C | 1 | 1 | 1 | 1 | 1 | 1 | 1 | 1
NHH UMS category D | 1 | 1 | 1 | 1 | 1 | 1 | 1 | 1
LV UMS (Pseudo HH Metered) | 1 | 1 | 1 | 1 | 1 | 1 | 1 | 1
LV Generation NHH or Aggregate HH | 1 | 1 | 1 | 1 | 1 | 1 | 1 | 0
LV Sub Generation NHH | 1 | 1 | 1 | 1 | 1 | 1 | 0 | 0
LV Generation Intermittent | 1 | 1 | 1 | 1 | 1 | 1 | 1 | 0
LV Generation Intermittent no RP charge | 1 | 1 | 1 | 1 | 1 | 1 | 1 | 0
LV Generation Non-Intermittent | 1 | 1 | 1 | 1 | 1 | 1 | 1 | 0
LV Generation Non-Intermittent no RP charge | 1 | 1 | 1 | 1 | 1 | 1 | 1 | 0
LV Sub Generation Intermittent | 1 | 1 | 1 | 1 | 1 | 1 | 0 | 0
LV Sub Generation Intermittent no RP charge | 1 | 1 | 1 | 1 | 1 | 1 | 0 | 0
LV Sub Generation Non-Intermittent | 1 | 1 | 1 | 1 | 1 | 1 | 0 | 0
LV Sub Generation Non-Intermittent no RP charge | 1 | 1 | 1 | 1 | 1 | 1 | 0 | 0
HV Generation Intermittent | 1 | 1 | 1 | 1 | 1 | 0 | 0 | 0
HV Generation Intermittent no RP charge | 1 | 1 | 1 | 1 | 1 | 0 | 0 | 0
HV Generation Non-Intermittent | 1 | 1 | 1 | 1 | 1 | 0 | 0 | 0
HV Generation Non-Intermittent no RP charge | 1 | 1 | 1 | 1 | 1 | 0 | 0 | 0
2006. Proportion going through 132kV/EHV
Data sources:
x1 = 1018. Proportion of relevant load going through 132kV/HV direct transformation
Calculation =1-x1
132kV/EHV
132kV/EHV | 92.5%
2007. Proportion going through EHV
Data sources:
x1 = 1018. Proportion of relevant load going through 132kV/HV direct transformation
Calculation =1-x1
EHV
EHV | 92.5%
2008. Proportion going through EHV/HV
Data sources:
x1 = 1018. Proportion of relevant load going through 132kV/HV direct transformation
Calculation =1-x1
EHV/HV
EHV/HV | 92.5%
2009. Rerouteing matrix for all network levels
Data sources:
x1 = 1018. Proportion of relevant load going through 132kV/HV direct transformation
x2 = 2006. Proportion going through 132kV/EHV
x3 = 2007. Proportion going through EHV
x4 = 2008. Proportion going through EHV/HV
x5 = Rerouteing matrix: default elements
x6 = Map GSP to GSP
Combine tables = x1 or x2 or x3 or x4 or x5 or x6
| GSPs | 132kV | 132kV/EHV | EHV | EHV/HV | HV | HV/LV | LV circuits
GSPs | 1
132kV |  | 100% | 0% | 0% | 0% | 0% | 0% | 0%
132kV/EHV |  | 0% | 92.5% | 0% | 0% | 0% | 0% | 0%
EHV |  | 0% | 0% | 92.5% | 0% | 0% | 0% | 0%
EHV/HV |  | 0% | 0% | 0% | 92.5% | 0% | 0% | 0%
132kV/HV |  | 0% | 0% | 0% | 7.504% | 0% | 0% | 0%
HV |  | 0% | 0% | 0% | 0% | 100% | 0% | 0%
HV/LV |  | 0% | 0% | 0% | 0% | 0% | 100% | 0%
LV circuits |  | 0% | 0% | 0% | 0% | 0% | 0% | 100%
2010. Network use factors: interim step in calculations before adjustments
Data sources:
x1 = 2005. Network use factors
x2 = 2009. Rerouteing matrix for all network levels
Sum-product calculation =SUMPRODUCT(x1, x2)
| GSPs | 132kV | 132kV/EHV | EHV | EHV/HV | 132kV/HV | HV | HV/LV | LV circuits
Domestic Unrestricted | 1 | 1 | 0.92496 | 0.92496 | 0.92496 | 0.075044 | 1 | 1 | 1
Domestic Two Rate | 1 | 1 | 0.92496 | 0.92496 | 0.92496 | 0.075044 | 1 | 1 | 1
Domestic Off Peak (related MPAN) | 1 | 1 | 0.92496 | 0.92496 | 0.92496 | 0.075044 | 1 | 1 | 1
Small Non Domestic Unrestricted | 1 | 1 | 0.92496 | 0.92496 | 0.92496 | 0.075044 | 1 | 1 | 1
Small Non Domestic Two Rate | 1 | 1 | 0.92496 | 0.92496 | 0.92496 | 0.075044 | 1 | 1 | 1
Small Non Domestic Off Peak (related MPAN) | 1 | 1 | 0.92496 | 0.92496 | 0.92496 | 0.075044 | 1 | 1 | 1
LV Medium Non-Domestic | 1 | 1 | 0.92496 | 0.92496 | 0.92496 | 0.075044 | 1 | 1 | 1
LV Sub Medium Non-Domestic | 1 | 1 | 0.92496 | 0.92496 | 0.92496 | 0.075044 | 1 | 1 | 0
HV Medium Non-Domestic | 1 | 1 | 0.92496 | 0.92496 | 0.92496 | 0.075044 | 1 | 0 | 0
LV Network Domestic | 1 | 1 | 0.92496 | 0.92496 | 0.92496 | 0.075044 | 1 | 1 | 1
LV Network Non-Domestic Non-CT | 1 | 1 | 0.92496 | 0.92496 | 0.92496 | 0.075044 | 1 | 1 | 1
LV HH Metered | 1 | 1 | 0.92496 | 0.92496 | 0.92496 | 0.075044 | 1 | 1 | 1
LV Sub HH Metered | 1 | 1 | 0.92496 | 0.92496 | 0.92496 | 0.075044 | 1 | 1 | 0
HV HH Metered | 1 | 1 | 0.92496 | 0.92496 | 0.92496 | 0.075044 | 1 | 0 | 0
NHH UMS category A | 1 | 1 | 0.92496 | 0.92496 | 0.92496 | 0.075044 | 1 | 1 | 1
NHH UMS category B | 1 | 1 | 0.92496 | 0.92496 | 0.92496 | 0.075044 | 1 | 1 | 1
NHH UMS category C | 1 | 1 | 0.92496 | 0.92496 | 0.92496 | 0.075044 | 1 | 1 | 1
NHH UMS category D | 1 | 1 | 0.92496 | 0.92496 | 0.92496 | 0.075044 | 1 | 1 | 1
LV UMS (Pseudo HH Metered) | 1 | 1 | 0.92496 | 0.92496 | 0.92496 | 0.075044 | 1 | 1 | 1
LV Generation NHH or Aggregate HH | 1 | 1 | 0.92496 | 0.92496 | 0.92496 | 0.075044 | 1 | 1 | 0
LV Sub Generation NHH | 1 | 1 | 0.92496 | 0.92496 | 0.92496 | 0.075044 | 1 | 0 | 0
LV Generation Intermittent | 1 | 1 | 0.92496 | 0.92496 | 0.92496 | 0.075044 | 1 | 1 | 0
LV Generation Intermittent no RP charge | 1 | 1 | 0.92496 | 0.92496 | 0.92496 | 0.075044 | 1 | 1 | 0
LV Generation Non-Intermittent | 1 | 1 | 0.92496 | 0.92496 | 0.92496 | 0.075044 | 1 | 1 | 0
LV Generation Non-Intermittent no RP charge | 1 | 1 | 0.92496 | 0.92496 | 0.92496 | 0.075044 | 1 | 1 | 0
LV Sub Generation Intermittent | 1 | 1 | 0.92496 | 0.92496 | 0.92496 | 0.075044 | 1 | 0 | 0
LV Sub Generation Intermittent no RP charge | 1 | 1 | 0.92496 | 0.92496 | 0.92496 | 0.075044 | 1 | 0 | 0
LV Sub Generation Non-Intermittent | 1 | 1 | 0.92496 | 0.92496 | 0.92496 | 0.075044 | 1 | 0 | 0
LV Sub Generation Non-Intermittent no RP charge | 1 | 1 | 0.92496 | 0.92496 | 0.92496 | 0.075044 | 1 | 0 | 0
HV Generation Intermittent | 1 | 1 | 0.92496 | 0.92496 | 0.92496 | 0.075044 | 0 | 0 | 0
HV Generation Intermittent no RP charge | 1 | 1 | 0.92496 | 0.92496 | 0.92496 | 0.075044 | 0 | 0 | 0
HV Generation Non-Intermittent | 1 | 1 | 0.92496 | 0.92496 | 0.92496 | 0.075044 | 0 | 0 | 0
HV Generation Non-Intermittent no RP charge | 1 | 1 | 0.92496 | 0.92496 | 0.92496 | 0.075044 | 0 | 0 | 0
2011. Network use factors for all tariffs
Data sources:
x1 = Network use factors including 132kV/HV for generation dominated tariffs
x2 = Network use factors including 132kV/HV for HV Sub tariffs
x3 = 2010. Network use factors: interim step in calculations before adjustments
Combine tables = x1 or x2 or x3
| GSPs | 132kV | 132kV/EHV | EHV | EHV/HV | 132kV/HV | HV | HV/LV | LV circuits
Domestic Unrestricted | 1 | 1 | 0.92496 | 0.92496 | 0.92496 | 0.075044 | 1 | 1 | 1
Domestic Two Rate | 1 | 1 | 0.92496 | 0.92496 | 0.92496 | 0.075044 | 1 | 1 | 1
Domestic Off Peak (related MPAN) | 1 | 1 | 0.92496 | 0.92496 | 0.92496 | 0.075044 | 1 | 1 | 1
Small Non Domestic Unrestricted | 1 | 1 | 0.92496 | 0.92496 | 0.92496 | 0.075044 | 1 | 1 | 1
Small Non Domestic Two Rate | 1 | 1 | 0.92496 | 0.92496 | 0.92496 | 0.075044 | 1 | 1 | 1
Small Non Domestic Off Peak (related MPAN) | 1 | 1 | 0.92496 | 0.92496 | 0.92496 | 0.075044 | 1 | 1 | 1
LV Medium Non-Domestic | 1 | 1 | 0.92496 | 0.92496 | 0.92496 | 0.075044 | 1 | 1 | 1
LV Sub Medium Non-Domestic | 1 | 1 | 0.92496 | 0.92496 | 0.92496 | 0.075044 | 1 | 1 | 0
HV Medium Non-Domestic | 1 | 1 | 0.92496 | 0.92496 | 0.92496 | 0.075044 | 1 | 0 | 0
LV Network Domestic | 1 | 1 | 0.92496 | 0.92496 | 0.92496 | 0.075044 | 1 | 1 | 1
LV Network Non-Domestic Non-CT | 1 | 1 | 0.92496 | 0.92496 | 0.92496 | 0.075044 | 1 | 1 | 1
LV HH Metered | 1 | 1 | 0.92496 | 0.92496 | 0.92496 | 0.075044 | 1 | 1 | 1
LV Sub HH Metered | 1 | 1 | 0.92496 | 0.92496 | 0.92496 | 0.075044 | 1 | 1 | 0
HV HH Metered | 1 | 1 | 0.92496 | 0.92496 | 0.92496 | 0.075044 | 1 | 0 | 0
NHH UMS category A | 1 | 1 | 0.92496 | 0.92496 | 0.92496 | 0.075044 | 1 | 1 | 1
NHH UMS category B | 1 | 1 | 0.92496 | 0.92496 | 0.92496 | 0.075044 | 1 | 1 | 1
NHH UMS category C | 1 | 1 | 0.92496 | 0.92496 | 0.92496 | 0.075044 | 1 | 1 | 1
NHH UMS category D | 1 | 1 | 0.92496 | 0.92496 | 0.92496 | 0.075044 | 1 | 1 | 1
LV UMS (Pseudo HH Metered) | 1 | 1 | 0.92496 | 0.92496 | 0.92496 | 0.075044 | 1 | 1 | 1
LV Generation NHH or Aggregate HH | 1 | 1 | 0.92496 | 0.92496 | 0.92496 | 0.075044 | 1 | 1 | 0
LV Sub Generation NHH | 1 | 1 | 0.92496 | 0.92496 | 0.92496 | 0.075044 | 1 | 0 | 0
LV Generation Intermittent | 1 | 1 | 0.92496 | 0.92496 | 0.92496 | 0.075044 | 1 | 1 | 0
LV Generation Intermittent no RP charge | 1 | 1 | 0.92496 | 0.92496 | 0.92496 | 0.075044 | 1 | 1 | 0
LV Generation Non-Intermittent | 1 | 1 | 0.92496 | 0.92496 | 0.92496 | 0.075044 | 1 | 1 | 0
LV Generation Non-Intermittent no RP charge | 1 | 1 | 0.92496 | 0.92496 | 0.92496 | 0.075044 | 1 | 1 | 0
LV Sub Generation Intermittent | 1 | 1 | 0.92496 | 0.92496 | 0.92496 | 0.075044 | 1 | 0 | 0
LV Sub Generation Intermittent no RP charge | 1 | 1 | 0.92496 | 0.92496 | 0.92496 | 0.075044 | 1 | 0 | 0
LV Sub Generation Non-Intermittent | 1 | 1 | 0.92496 | 0.92496 | 0.92496 | 0.075044 | 1 | 0 | 0
LV Sub Generation Non-Intermittent no RP charge | 1 | 1 | 0.92496 | 0.92496 | 0.92496 | 0.075044 | 1 | 0 | 0
HV Generation Intermittent | 1 | 1 | 0.92496 | 0.92496 | 0.92496 | 0.075044 | 0 | 0 | 0
HV Generation Intermittent no RP charge | 1 | 1 | 0.92496 | 0.92496 | 0.92496 | 0.075044 | 0 | 0 | 0
HV Generation Non-Intermittent | 1 | 1 | 0.92496 | 0.92496 | 0.92496 | 0.075044 | 0 | 0 | 0
HV Generation Non-Intermittent no RP charge | 1 | 1 | 0.92496 | 0.92496 | 0.92496 | 0.075044 | 0 | 0 | 0
2012. Loss adjustment factors between end user meter reading and each network level, scaled by network use
Data sources:
x1 = 2004. Loss adjustment factor to transmission for each network level
x2 = 2011. Network use factors for all tariffs
x3 = 2001. Loss adjustment factor to transmission (in Loss adjustment factors to transmission)
Calculation =IF(x1="",x2,x2*x3/x1)
| GSPs | 132kV | 132kV/EHV | EHV | EHV/HV | 132kV/HV | HV | HV/LV | LV circuits
Domestic Unrestricted | 1.08 | 1.0778 | 0.99102 | 0.98906 | 0.98129 | 0.079615 | 1.0445 | 1.0286 | 1
Domestic Two Rate | 1.08 | 1.0778 | 0.99102 | 0.98906 | 0.98129 | 0.079615 | 1.0445 | 1.0286 | 1
Domestic Off Peak (related MPAN) | 1.08 | 1.0778 | 0.99102 | 0.98906 | 0.98129 | 0.079615 | 1.0445 | 1.0286 | 1
Small Non Domestic Unrestricted | 1.08 | 1.0778 | 0.99102 | 0.98906 | 0.98129 | 0.079615 | 1.0445 | 1.0286 | 1
Small Non Domestic Two Rate | 1.08 | 1.0778 | 0.99102 | 0.98906 | 0.98129 | 0.079615 | 1.0445 | 1.0286 | 1
Small Non Domestic Off Peak (related MPAN) | 1.08 | 1.0778 | 0.99102 | 0.98906 | 0.98129 | 0.079615 | 1.0445 | 1.0286 | 1
LV Medium Non-Domestic | 1.08 | 1.0778 | 0.99102 | 0.98906 | 0.98129 | 0.079615 | 1.0445 | 1.0286 | 1
LV Sub Medium Non-Domestic | 1.05 | 1.0479 | 0.9635 | 0.96159 | 0.95403 | 0.077403 | 1.0155 | 1 | 0
HV Medium Non-Domestic | 1.034 | 1.0319 | 0.94881 | 0.94693 | 0.93949 | 0.076224 | 1 | 0 | 0
LV Network Domestic | 1.08 | 1.0778 | 0.99102 | 0.98906 | 0.98129 | 0.079615 | 1.0445 | 1.0286 | 1
LV Network Non-Domestic Non-CT | 1.08 | 1.0778 | 0.99102 | 0.98906 | 0.98129 | 0.079615 | 1.0445 | 1.0286 | 1
LV HH Metered | 1.08 | 1.0778 | 0.99102 | 0.98906 | 0.98129 | 0.079615 | 1.0445 | 1.0286 | 1
LV Sub HH Metered | 1.05 | 1.0479 | 0.9635 | 0.96159 | 0.95403 | 0.077403 | 1.0155 | 1 | 0
HV HH Metered | 1.034 | 1.0319 | 0.94881 | 0.94693 | 0.93949 | 0.076224 | 1 | 0 | 0
NHH UMS category A | 1.08 | 1.0778 | 0.99102 | 0.98906 | 0.98129 | 0.079615 | 1.0445 | 1.0286 | 1
NHH UMS category B | 1.08 | 1.0778 | 0.99102 | 0.98906 | 0.98129 | 0.079615 | 1.0445 | 1.0286 | 1
NHH UMS category C | 1.08 | 1.0778 | 0.99102 | 0.98906 | 0.98129 | 0.079615 | 1.0445 | 1.0286 | 1
NHH UMS category D | 1.08 | 1.0778 | 0.99102 | 0.98906 | 0.98129 | 0.079615 | 1.0445 | 1.0286 | 1
LV UMS (Pseudo HH Metered) | 1.08 | 1.0778 | 0.99102 | 0.98906 | 0.98129 | 0.079615 | 1.0445 | 1.0286 | 1
LV Generation NHH or Aggregate HH | 1.08 | 1.0778 | 0.99102 | 0.98906 | 0.98129 | 0.079615 | 1.0445 | 1.0286 | 0
LV Sub Generation NHH | 1.05 | 1.0479 | 0.9635 | 0.96159 | 0.95403 | 0.077403 | 1.0155 | 0 | 0
LV Generation Intermittent | 1.08 | 1.0778 | 0.99102 | 0.98906 | 0.98129 | 0.079615 | 1.0445 | 1.0286 | 0
LV Generation Intermittent no RP charge | 1.08 | 1.0778 | 0.99102 | 0.98906 | 0.98129 | 0.079615 | 1.0445 | 1.0286 | 0
LV Generation Non-Intermittent | 1.08 | 1.0778 | 0.99102 | 0.98906 | 0.98129 | 0.079615 | 1.0445 | 1.0286 | 0
LV Generation Non-Intermittent no RP charge | 1.08 | 1.0778 | 0.99102 | 0.98906 | 0.98129 | 0.079615 | 1.0445 | 1.0286 | 0
LV Sub Generation Intermittent | 1.05 | 1.0479 | 0.9635 | 0.96159 | 0.95403 | 0.077403 | 1.0155 | 0 | 0
LV Sub Generation Intermittent no RP charge | 1.05 | 1.0479 | 0.9635 | 0.96159 | 0.95403 | 0.077403 | 1.0155 | 0 | 0
LV Sub Generation Non-Intermittent | 1.05 | 1.0479 | 0.9635 | 0.96159 | 0.95403 | 0.077403 | 1.0155 | 0 | 0
LV Sub Generation Non-Intermittent no RP charge | 1.05 | 1.0479 | 0.9635 | 0.96159 | 0.95403 | 0.077403 | 1.0155 | 0 | 0
HV Generation Intermittent | 1.034 | 1.0319 | 0.94881 | 0.94693 | 0.93949 | 0.076224 | 0 | 0 | 0
HV Generation Intermittent no RP charge | 1.034 | 1.0319 | 0.94881 | 0.94693 | 0.93949 | 0.076224 | 0 | 0 | 0
HV Generation Non-Intermittent | 1.034 | 1.0319 | 0.94881 | 0.94693 | 0.93949 | 0.076224 | 0 | 0 | 0
HV Generation Non-Intermittent no RP charge | 1.034 | 1.0319 | 0.94881 | 0.94693 | 0.93949 | 0.076224 | 0 | 0 | 0

## DRM
Network model for WPD East Mids in April 18 (Final)
This sheet collects data from a network model and calculates aggregated annuitised unit costs from these data.
2101. Annuity rate
Data sources:
x1 = 1010. Rate of return (in Financial and general assumptions)
x2 = 1010. Annualisation period (years) (in Financial and general assumptions)
x3 = 1010. Days in the charging year (in Financial and general assumptions)
Calculation =PMT(x1,x2,-1)*IF(OR(x3>366,x3<365),x3/365.25,1)
Annuity rate
Annuity rate | 5.211%
2102. Loss adjustment factor to transmission for each core level
Data sources:
x1 = 1032. Loss adjustment factors to transmission
x2 = 1 for GSP level
Combine tables = x1 or x2
| GSPs | 132kV | 132kV/EHV | EHV | EHV/HV | HV | HV/LV | LV circuits
Loss adjustment factor to transmission for each core level | 1 | 1.002 | 1.008 | 1.01 | 1.018 | 1.034 | 1.05 | 1.08
2103. Loss adjustment factors
Data sources:
x1 = 2102. Loss adjustment factor to transmission for each core level
x2 = Loss adjustment factor to transmission for network level exit (in Loss adjustment factors)
Kind: | Copy cells | Special copy
Formula: | =x1 | = x2
| Loss adjustment factor to transmission for network level exit | Loss adjustment factor to transmission for network level entry
GSPs | 1
132kV | 1.002 | 1
132kV/EHV | 1.008 | 1.002
EHV | 1.01 | 1.008
EHV/HV | 1.018 | 1.01
HV | 1.034 | 1.018
HV/LV | 1.05 | 1.034
LV circuits | 1.08 | 1.05
2104. Diversity calculations
Data sources:
x1 = 1017. Diversity allowance between top and bottom of network level
x2 = Coincidence to system peak at level exit (in Diversity calculations)
Kind: | Special calculation | Special calculation | Special calculation
Formula: | =previous/(1+x1) | =previous/(1+x1) | =1/x2-1
| Coincidence to GSP peak at level exit | Coincidence to system peak at level exit | Diversity allowance between level exit and GSP Group
GSPs |  | 97.59% | 2.471%
132kV | 95.69% | 93.38% | 7.084%
132kV/EHV | 95.69% | 93.38% | 7.084%
EHV | 88.68% | 86.55% | 15.55%
EHV/HV | 88.68% | 86.55% | 15.55%
HV | 66.18% | 64.59% | 54.83%
HV/LV | 66.18% | 64.59% | 54.83%
LV circuits | 66.18% | 64.59%
2105. Network model total maximum demand at substation (MW)
Data sources:
x1 = 1019. Network model GSP peak demand (MW)
x2 = 2104. Coincidence to GSP peak at level exit (in Diversity calculations)
Calculation =x1/x2
Network model total maximum demand at substation (MW)
132kV | 522.5067
132kV/EHV | 522.5067
EHV | 563.794
EHV/HV | 563.794
HV | 755.4839
HV/LV | 755.4839
LV circuits | 755.4839
2106. Network model contribution to system maximum load measured at network level exit (MW)
Data sources:
x1 = 2105. Network model total maximum demand at substation (MW)
x2 = 2104. Coincidence to system peak at level exit (in Diversity calculations)
x3 = 2103. Loss adjustment factor to transmission for network level exit (in Loss adjustment factors)
Calculation =x1*x2/x3
Network model contribution to system maximum load measured at network level exit (MW)
132kV | 486.9672
132kV/EHV | 484.0686
EHV | 483.11
EHV/HV | 479.3135
HV | 471.8967
HV/LV | 464.7059
LV circuits | 451.7974
2107. Rerouteing matrix for DRM network levels
Data sources:
x1 = 1018. Proportion of relevant load going through 132kV/HV direct transformation
x2 = 2006. Proportion going through 132kV/EHV
x3 = 2007. Proportion going through EHV
x4 = 2008. Proportion going through EHV/HV
x5 = Rerouteing matrix: default elements
Combine tables = x1 or x2 or x3 or x4 or x5
| 132kV | 132kV/EHV | EHV | EHV/HV | 132kV/HV | HV | HV/LV | LV circuits
132kV | 100% | 0% | 0% | 0% | 0% | 0% | 0% | 0%
132kV/EHV | 0% | 92.5% | 0% | 0% | 0% | 0% | 0% | 0%
EHV | 0% | 0% | 92.5% | 0% | 0% | 0% | 0% | 0%
EHV/HV | 0% | 0% | 0% | 92.5% | 7.504% | 0% | 0% | 0%
HV | 0% | 0% | 0% | 0% | 0% | 100% | 0% | 0%
HV/LV | 0% | 0% | 0% | 0% | 0% | 0% | 100% | 0%
LV circuits | 0% | 0% | 0% | 0% | 0% | 0% | 0% | 100%
2108. GSP simultaneous maximum load assumed through each network level (MW)
Data sources:
x1 = 2106. Network model contribution to system maximum load measured at network level exit (MW)
x2 = 2107. Rerouteing matrix for DRM network levels
Sum-product calculation =SUMPRODUCT(x1, x2)
GSP simultaneous maximum load assumed through each network level (MW)
132kV | 486.9672
132kV/EHV | 447.742
EHV | 446.8554
EHV/HV | 443.3437
132kV/HV | 35.9698
HV | 471.8967
HV/LV | 464.7059
LV circuits | 451.7974
2109. Network model annuity by simultaneous maximum load for each network level (£/kW/year)
Data sources:
x1 = 2108. GSP simultaneous maximum load assumed through each network level (MW)
x2 = 1020. Gross asset cost by network level (£)
x3 = 2101. Annuity rate
Calculation =IF(x1,0.001*x2*x3/x1,0)
Model £/kW SML
Assets 132kV | 6.1726
Assets 132kV/EHV | 3.3789
Assets EHV | 4.1268
Assets EHV/HV | 6.7398
Assets 132kV/HV | 6.9848
Assets HV | 15.8374
Assets HV/LV | 6.8303
Assets LV circuits | 13.8638

## SM
Service models for WPD East Mids in April 18 (Final)
This sheet collects and processes data from the service models.
2201. Asset £/customer from LV service models
Data sources:
x1 = 1025. Matrix of applicability of LV service models to tariffs with fixed charges
x2 = 1022. LV service model asset cost (£)
Sum-product calculation =SUMPRODUCT(x1, x2)
Assets LV customer
Domestic Unrestricted | 271.1986
Domestic Two Rate | 271.1986
Small Non Domestic Unrestricted | 610.1427
Small Non Domestic Two Rate | 610.1427
LV Medium Non-Domestic | 742.8443
LV Sub Medium Non-Domestic | 550.9082
LV Network Domestic | 271.1986
LV Network Non-Domestic Non-CT | 610.1427
LV HH Metered | 1252.3369
LV Sub HH Metered | 964.5663
LV Generation NHH or Aggregate HH | 0
LV Sub Generation NHH | 0
LV Generation Intermittent | 0
LV Generation Intermittent no RP charge | 0
LV Generation Non-Intermittent | 0
LV Generation Non-Intermittent no RP charge | 0
LV Sub Generation Intermittent | 0
LV Sub Generation Intermittent no RP charge | 0
LV Sub Generation Non-Intermittent | 0
LV Sub Generation Non-Intermittent no RP charge | 0
2202. LV unmetered service model assets £/(MWh/year)
Data sources:
x1 = 1026. Matrix of applicability of LV service models to unmetered tariffs
x2 = 1022. LV service model asset cost (£)
Sum-product calculation =SUMPRODUCT(x1, x2)
Assets LV customer
LV unmetered service model assets £/(MWh/year) | 246.1832
2203. LV unmetered service model asset charge (p/kWh)
Data sources:
x1 = 1010. Annuity proportion for customer-contributed assets (in Financial and general assumptions)
x2 = 2202. LV unmetered service model assets £/(MWh/year)
x3 = 2101. Annuity rate
Calculation =0.1*x1*x2*x3
Assets LV customer
LV unmetered service model asset charge (p/kWh) | 0
2204. Asset £/customer from HV service models
Data sources:
x1 = 1028. Matrix of applicability of HV service models to tariffs with fixed charges
x2 = 1023. HV service model asset cost (£)
Sum-product calculation =SUMPRODUCT(x1, x2)
Assets HV customer
HV Medium Non-Domestic | 9569.6169
HV HH Metered | 9569.6169
HV Generation Intermittent | 4613.8356
HV Generation Intermittent no RP charge | 4613.8356
HV Generation Non-Intermittent | 4613.8356
HV Generation Non-Intermittent no RP charge | 4613.8356
2205. Service model assets by tariff (£)
Data sources:
x1 = 2201. Asset £/customer from LV service models
x2 = 2204. Asset £/customer from HV service models
Combine tables = x1 or x2
| Assets LV customer | Assets HV customer
Domestic Unrestricted | 271.1986
Domestic Two Rate | 271.1986
Domestic Off Peak (related MPAN)
Small Non Domestic Unrestricted | 610.1427
Small Non Domestic Two Rate | 610.1427
Small Non Domestic Off Peak (related MPAN)
LV Medium Non-Domestic | 742.8443
LV Sub Medium Non-Domestic | 550.9082
HV Medium Non-Domestic |  | 9569.6169
LV Network Domestic | 271.1986
LV Network Non-Domestic Non-CT | 610.1427
LV HH Metered | 1252.3369
LV Sub HH Metered | 964.5663
HV HH Metered |  | 9569.6169
NHH UMS category A
NHH UMS category B
NHH UMS category C
NHH UMS category D
LV UMS (Pseudo HH Metered)
LV Generation NHH or Aggregate HH | 0
LV Sub Generation NHH | 0
LV Generation Intermittent | 0
LV Generation Intermittent no RP charge | 0
LV Generation Non-Intermittent | 0
LV Generation Non-Intermittent no RP charge | 0
LV Sub Generation Intermittent | 0
LV Sub Generation Intermittent no RP charge | 0
LV Sub Generation Non-Intermittent | 0
LV Sub Generation Non-Intermittent no RP charge | 0
HV Generation Intermittent |  | 4613.8356
HV Generation Intermittent no RP charge |  | 4613.8356
HV Generation Non-Intermittent |  | 4613.8356
HV Generation Non-Intermittent no RP charge |  | 4613.8356
2206. Replacement annuities for service models
Data sources:
x1 = 1010. Days in the charging year (in Financial and general assumptions)
x2 = 2205. Service model assets by tariff (£)
x3 = 2101. Annuity rate
x4 = 1010. Annuity proportion for customer-contributed assets (in Financial and general assumptions)
x5 = Service model p/MPAN/day charge (in Replacement annuities for service models)
Kind: | Calculation |  | Cell summation
Formula: | =100/x1*x2*x3*x4 |  | =SUM(x5)
Service model p/MPAN/day charge
| Assets LV customer | Assets HV customer | Service model p/MPAN/day
Domestic Unrestricted | 0 | 0 | 0
Domestic Two Rate | 0 | 0 | 0
Domestic Off Peak (related MPAN) | 0 | 0 | 0
Small Non Domestic Unrestricted | 0 | 0 | 0
Small Non Domestic Two Rate | 0 | 0 | 0
Small Non Domestic Off Peak (related MPAN) | 0 | 0 | 0
LV Medium Non-Domestic | 0 | 0 | 0
LV Sub Medium Non-Domestic | 0 | 0 | 0
HV Medium Non-Domestic | 0 | 0 | 0
LV Network Domestic | 0 | 0 | 0
LV Network Non-Domestic Non-CT | 0 | 0 | 0
LV HH Metered | 0 | 0 | 0
LV Sub HH Metered | 0 | 0 | 0
HV HH Metered | 0 | 0 | 0
NHH UMS category A | 0 | 0 | 0
NHH UMS category B | 0 | 0 | 0
NHH UMS category C | 0 | 0 | 0
NHH UMS category D | 0 | 0 | 0
LV UMS (Pseudo HH Metered) | 0 | 0 | 0
LV Generation NHH or Aggregate HH | 0 | 0 | 0
LV Sub Generation NHH | 0 | 0 | 0
LV Generation Intermittent | 0 | 0 | 0
LV Generation Intermittent no RP charge | 0 | 0 | 0
LV Generation Non-Intermittent | 0 | 0 | 0
LV Generation Non-Intermittent no RP charge | 0 | 0 | 0
LV Sub Generation Intermittent | 0 | 0 | 0
LV Sub Generation Intermittent no RP charge | 0 | 0 | 0
LV Sub Generation Non-Intermittent | 0 | 0 | 0
LV Sub Generation Non-Intermittent no RP charge | 0 | 0 | 0
HV Generation Intermittent | 0 | 0 | 0
HV Generation Intermittent no RP charge | 0 | 0 | 0
HV Generation Non-Intermittent | 0 | 0 | 0
HV Generation Non-Intermittent no RP charge | 0 | 0 | 0

## Loads
Load characteristics for WPD East Mids in April 18 (Final)
This sheet compiles information about the assumed characteristics of network users.
A load factor represents the average load of a user or user group, relative to the maximum load level of that user or
user group. Load factors are numbers between 0 and 1.
A coincidence factor represents the expectation value of the load of a user or user group at the time of system maximum load,
relative to the maximum load level of that user or user group. Coincidence factors are numbers between 0 and 1.
A load coefficient is the expectation value of the load of a user or user group at the time of system maximum load, relative to the average load level of that user or user group.
For demand users, the load coefficient is a demand coefficient and can be calculated as the ratio of the coincidence factor to the load factor.
2301. Demand coefficient (load at time of system maximum load divided by average load)
Data sources:
x1 = 1041. Coincidence factor to system maximum load for each type of demand user (in Load profile data for demand users)
x2 = 1041. Load factor for each type of demand user (in Load profile data for demand users)
Calculation =x1/x2
Demand coefficient
Domestic Unrestricted | 2.0329
Domestic Two Rate | 1.6756
Domestic Off Peak (related MPAN) | 0
Small Non Domestic Unrestricted | 1.8169
Small Non Domestic Two Rate | 1.5361
Small Non Domestic Off Peak (related MPAN) | 0
LV Medium Non-Domestic | 1.5972
LV Sub Medium Non-Domestic | 1.5972
HV Medium Non-Domestic | 1.6034
LV Network Domestic | 1.9026
LV Network Non-Domestic Non-CT | 1.6655
LV HH Metered | 1.47
LV Sub HH Metered | 1.4354
HV HH Metered | 1.1962
NHH UMS category A | 1
NHH UMS category B | 2.1165
NHH UMS category C | 4.2945
NHH UMS category D | 0.010483
LV UMS (Pseudo HH Metered) | 2.1701
2302. Load coefficient
Data sources:
x1 = 2301. Demand coefficient (load at time of system maximum load divided by average load)
x2 = Negative of generation coefficient; set to -1
Combine tables = x1 or x2
Load coefficient
Domestic Unrestricted | 2.0329
Domestic Two Rate | 1.6756
Domestic Off Peak (related MPAN) | 0
Small Non Domestic Unrestricted | 1.8169
Small Non Domestic Two Rate | 1.5361
Small Non Domestic Off Peak (related MPAN) | 0
LV Medium Non-Domestic | 1.5972
LV Sub Medium Non-Domestic | 1.5972
HV Medium Non-Domestic | 1.6034
LV Network Domestic | 1.9026
LV Network Non-Domestic Non-CT | 1.6655
LV HH Metered | 1.47
LV Sub HH Metered | 1.4354
HV HH Metered | 1.1962
NHH UMS category A | 1
NHH UMS category B | 2.1165
NHH UMS category C | 4.2945
NHH UMS category D | 0.010483
LV UMS (Pseudo HH Metered) | 2.1701
LV Generation NHH or Aggregate HH | -1
LV Sub Generation NHH | -1
LV Generation Intermittent | -1
LV Generation Intermittent no RP charge | -1
LV Generation Non-Intermittent | -1
LV Generation Non-Intermittent no RP charge | -1
LV Sub Generation Intermittent | -1
LV Sub Generation Intermittent no RP charge | -1
LV Sub Generation Non-Intermittent | -1
LV Sub Generation Non-Intermittent no RP charge | -1
HV Generation Intermittent | -1
HV Generation Intermittent no RP charge | -1
HV Generation Non-Intermittent | -1
HV Generation Non-Intermittent no RP charge | -1
2303. Discount map
| No discount | LDNO LV: LV user | LDNO HV: LV user | LDNO HV: LV sub user | LDNO HV: HV user
> Domestic Unrestricted
Domestic Unrestricted | 1 | 0 | 0 | 0 | 0
LDNO LV: Domestic Unrestricted | 0 | 1 | 0 | 0 | 0
LDNO HV: Domestic Unrestricted | 0 | 0 | 1 | 0 | 0
> Domestic Two Rate
Domestic Two Rate | 1 | 0 | 0 | 0 | 0
LDNO LV: Domestic Two Rate | 0 | 1 | 0 | 0 | 0
LDNO HV: Domestic Two Rate | 0 | 0 | 1 | 0 | 0
> Domestic Off Peak (related MPAN)
Domestic Off Peak (related MPAN) | 1 | 0 | 0 | 0 | 0
LDNO LV: Domestic Off Peak (related MPAN) | 0 | 1 | 0 | 0 | 0
LDNO HV: Domestic Off Peak (related MPAN) | 0 | 0 | 1 | 0 | 0
> Small Non Domestic Unrestricted
Small Non Domestic Unrestricted | 1 | 0 | 0 | 0 | 0
LDNO LV: Small Non Domestic Unrestricted | 0 | 1 | 0 | 0 | 0
LDNO HV: Small Non Domestic Unrestricted | 0 | 0 | 1 | 0 | 0
> Small Non Domestic Two Rate
Small Non Domestic Two Rate | 1 | 0 | 0 | 0 | 0
LDNO LV: Small Non Domestic Two Rate | 0 | 1 | 0 | 0 | 0
LDNO HV: Small Non Domestic Two Rate | 0 | 0 | 1 | 0 | 0
> Small Non Domestic Off Peak (related MPAN)
Small Non Domestic Off Peak (related MPAN) | 1 | 0 | 0 | 0 | 0
LDNO LV: Small Non Domestic Off Peak (related MPAN) | 0 | 1 | 0 | 0 | 0
LDNO HV: Small Non Domestic Off Peak (related MPAN) | 0 | 0 | 1 | 0 | 0
> LV Medium Non-Domestic
LV Medium Non-Domestic | 1 | 0 | 0 | 0 | 0
LDNO LV: LV Medium Non-Domestic | 0 | 1 | 0 | 0 | 0
LDNO HV: LV Medium Non-Domestic | 0 | 0 | 1 | 0 | 0
> LV Sub Medium Non-Domestic
LV Sub Medium Non-Domestic | 1 | 0 | 0 | 0 | 0
> HV Medium Non-Domestic
HV Medium Non-Domestic | 1 | 0 | 0 | 0 | 0
> LV Network Domestic
LV Network Domestic | 1 | 0 | 0 | 0 | 0
LDNO LV: LV Network Domestic | 0 | 1 | 0 | 0 | 0
LDNO HV: LV Network Domestic | 0 | 0 | 1 | 0 | 0
> LV Network Non-Domestic Non-CT
LV Network Non-Domestic Non-CT | 1 | 0 | 0 | 0 | 0
LDNO LV: LV Network Non-Domestic Non-CT | 0 | 1 | 0 | 0 | 0
LDNO HV: LV Network Non-Domestic Non-CT | 0 | 0 | 1 | 0 | 0
> LV HH Metered
LV HH Metered | 1 | 0 | 0 | 0 | 0
LDNO LV: LV HH Metered | 0 | 1 | 0 | 0 | 0
LDNO HV: LV HH Metered | 0 | 0 | 1 | 0 | 0
> LV Sub HH Metered
LV Sub HH Metered | 1 | 0 | 0 | 0 | 0
LDNO HV: LV Sub HH Metered | 0 | 0 | 0 | 1 | 0
> HV HH Metered
HV HH Metered | 1 | 0 | 0 | 0 | 0
LDNO HV: HV HH Metered | 0 | 0 | 0 | 0 | 1
> NHH UMS category A
NHH UMS category A | 1 | 0 | 0 | 0 | 0
LDNO LV: NHH UMS category A | 0 | 1 | 0 | 0 | 0
LDNO HV: NHH UMS category A | 0 | 0 | 1 | 0 | 0
> NHH UMS category B
NHH UMS category B | 1 | 0 | 0 | 0 | 0
LDNO LV: NHH UMS category B | 0 | 1 | 0 | 0 | 0
LDNO HV: NHH UMS category B | 0 | 0 | 1 | 0 | 0
> NHH UMS category C
NHH UMS category C | 1 | 0 | 0 | 0 | 0
LDNO LV: NHH UMS category C | 0 | 1 | 0 | 0 | 0
LDNO HV: NHH UMS category C | 0 | 0 | 1 | 0 | 0
> NHH UMS category D
NHH UMS category D | 1 | 0 | 0 | 0 | 0
LDNO LV: NHH UMS category D | 0 | 1 | 0 | 0 | 0
LDNO HV: NHH UMS category D | 0 | 0 | 1 | 0 | 0
> LV UMS (Pseudo HH Metered)
LV UMS (Pseudo HH Metered) | 1 | 0 | 0 | 0 | 0
LDNO LV: LV UMS (Pseudo HH Metered) | 0 | 1 | 0 | 0 | 0
LDNO HV: LV UMS (Pseudo HH Metered) | 0 | 0 | 1 | 0 | 0
> LV Generation NHH or Aggregate HH
LV Generation NHH or Aggregate HH | 1 | 0 | 0 | 0 | 0
LDNO LV: LV Generation NHH or Aggregate HH | 1 | 0 | 0 | 0 | 0
LDNO HV: LV Generation NHH or Aggregate HH | 1 | 0 | 0 | 0 | 0
> LV Sub Generation NHH
LV Sub Generation NHH | 1 | 0 | 0 | 0 | 0
LDNO HV: LV Sub Generation NHH | 1 | 0 | 0 | 0 | 0
> LV Generation Intermittent
LV Generation Intermittent | 1 | 0 | 0 | 0 | 0
LDNO LV: LV Generation Intermittent | 1 | 0 | 0 | 0 | 0
LDNO HV: LV Generation Intermittent | 1 | 0 | 0 | 0 | 0
> LV Generation Intermittent no RP charge
LV Generation Intermittent no RP charge | 1 | 0 | 0 | 0 | 0
> LV Generation Non-Intermittent
LV Generation Non-Intermittent | 1 | 0 | 0 | 0 | 0
LDNO LV: LV Generation Non-Intermittent | 1 | 0 | 0 | 0 | 0
LDNO HV: LV Generation Non-Intermittent | 1 | 0 | 0 | 0 | 0
> LV Generation Non-Intermittent no RP charge
LV Generation Non-Intermittent no RP charge | 1 | 0 | 0 | 0 | 0
> LV Sub Generation Intermittent
LV Sub Generation Intermittent | 1 | 0 | 0 | 0 | 0
LDNO HV: LV Sub Generation Intermittent | 1 | 0 | 0 | 0 | 0
> LV Sub Generation Intermittent no RP charge
LV Sub Generation Intermittent no RP charge | 1 | 0 | 0 | 0 | 0
> LV Sub Generation Non-Intermittent
LV Sub Generation Non-Intermittent | 1 | 0 | 0 | 0 | 0
LDNO HV: LV Sub Generation Non-Intermittent | 1 | 0 | 0 | 0 | 0
> LV Sub Generation Non-Intermittent no RP charge
LV Sub Generation Non-Intermittent no RP charge | 1 | 0 | 0 | 0 | 0
> HV Generation Intermittent
HV Generation Intermittent | 1 | 0 | 0 | 0 | 0
LDNO HV: HV Generation Intermittent | 1 | 0 | 0 | 0 | 0
> HV Generation Intermittent no RP charge
HV Generation Intermittent no RP charge | 1 | 0 | 0 | 0 | 0
> HV Generation Non-Intermittent
HV Generation Non-Intermittent | 1 | 0 | 0 | 0 | 0
LDNO HV: HV Generation Non-Intermittent | 1 | 0 | 0 | 0 | 0
> HV Generation Non-Intermittent no RP charge
HV Generation Non-Intermittent no RP charge | 1 | 0 | 0 | 0 | 0
2304. LDNO discounts and volumes adjusted for discount
Data sources:
x1 = 2303. Discount map
x2 = 1037. Embedded network (LDNO) discounts
x3 = 100 per cent discount for generators on LDNO networks
x4 = Discount for each tariff (except for fixed charges) (in LDNO discounts and volumes adjusted for discount)
x5 = 1053. Rate 1 units (MWh) by tariff (in Volume forecasts for the charging year)
x6 = 1053. Rate 2 units (MWh) by tariff (in Volume forecasts for the charging year)
x7 = 1053. Rate 3 units (MWh) by tariff (in Volume forecasts for the charging year)
x8 = 1053. MPANs by tariff (in Volume forecasts for the charging year)
x9 = Discount for each tariff for fixed charges only (in LDNO discounts and volumes adjusted for discount)
x10 = 1053. Import capacity (kVA) by tariff (in Volume forecasts for the charging year)
x11 = 1053. Exceeded capacity (kVA) by tariff (in Volume forecasts for the charging year)
x12 = 1053. Reactive power units (MVArh) by tariff (in Volume forecasts for the charging year)
Kind: | Sum-product calculation | Combine tables | Calculation | Calculation | Calculation | Calculation | Calculation | Calculation | Calculation
Formula: | =SUMPRODUCT(x1, x2) | = x3 or x4 | =x5*(1-x4) | =x6*(1-x4) | =x7*(1-x4) | =x8*(1-x9) | =x10*(1-x4) | =x11*(1-x4) | =x12*(1-x4)
| Discount for each tariff (except for fixed charges) | Discount for each tariff for fixed charges only | Rate 1 units (MWh) | Rate 2 units (MWh) | Rate 3 units (MWh) | MPANs | Import capacity (kVA) | Exceeded capacity (kVA) | Reactive power units (MVArh)
> Domestic Unrestricted
Domestic Unrestricted | 0% | 0% | 5542391.6708 | 0 | 0 | 1630942.9995 | 0 | 0 | 0
LDNO LV: Domestic Unrestricted | 30.14% | 30.14% | 51421.0964 | 0 | 0 | 18305.6043 | 0 | 0 | 0
LDNO HV: Domestic Unrestricted | 48.13% | 48.13% | 55034.4615 | 0 | 0 | 19629.693 | 0 | 0 | 0
> Domestic Two Rate
Domestic Two Rate | 0% | 0% | 2494677.461 | 1106953.5829 | 0 | 819232.8781 | 0 | 0 | 0
LDNO LV: Domestic Two Rate | 30.14% | 30.14% | 2672.4911 | 818.7868 | 0 | 885.5455 | 0 | 0 | 0
LDNO HV: Domestic Two Rate | 48.13% | 48.13% | 3100.9322 | 1016.2599 | 0 | 1002.8056 | 0 | 0 | 0
> Domestic Off Peak (related MPAN)
Domestic Off Peak (related MPAN) | 0% | 0% | 65160.6114 | 0 | 0 | 33104 | 0 | 0 | 0
LDNO LV: Domestic Off Peak (related MPAN) | 30.14% | 30.14% | 0 | 0 | 0 | 0 | 0 | 0 | 0
LDNO HV: Domestic Off Peak (related MPAN) | 48.13% | 48.13% | 0 | 0 | 0 | 0 | 0 | 0 | 0
> Small Non Domestic Unrestricted
Small Non Domestic Unrestricted | 0% | 0% | 1128180.401 | 0 | 0 | 95970.8532 | 0 | 0 | 0
LDNO LV: Small Non Domestic Unrestricted | 30.14% | 30.14% | 2428.064 | 0 | 0 | 418.2104 | 0 | 0 | 0
LDNO HV: Small Non Domestic Unrestricted | 48.13% | 48.13% | 4629.4264 | 0 | 0 | 460.7212 | 0 | 0 | 0
> Small Non Domestic Two Rate
Small Non Domestic Two Rate | 0% | 0% | 1536628.8649 | 466160.4238 | 0 | 83263.2786 | 0 | 0 | 0
LDNO LV: Small Non Domestic Two Rate | 30.14% | 30.14% | 115.8755 | 57.5743 | 0 | 6.5929 | 0 | 0 | 0
LDNO HV: Small Non Domestic Two Rate | 48.13% | 48.13% | 537.9025 | 140.2069 | 0 | 20.6754 | 0 | 0 | 0
> Small Non Domestic Off Peak (related MPAN)
Small Non Domestic Off Peak (related MPAN) | 0% | 0% | 2702.112 | 0 | 0 | 595 | 0 | 0 | 0
LDNO LV: Small Non Domestic Off Peak (related MPAN) | 30.14% | 30.14% | 0 | 0 | 0 | 0 | 0 | 0 | 0
LDNO HV: Small Non Domestic Off Peak (related MPAN) | 48.13% | 48.13% | 0 | 0 | 0 | 0 | 0 | 0 | 0
> LV Medium Non-Domestic
LV Medium Non-Domestic | 0% | 0% | 0.00079593 | 0.00020407 | 0 | 9.6213e-06 | 0 | 0 | 0
LDNO LV: LV Medium Non-Domestic | 30.14% | 30.14% | 0 | 0 | 0 | 0 | 0 | 0 | 0
LDNO HV: LV Medium Non-Domestic | 48.13% | 48.13% | 0 | 0 | 0 | 0 | 0 | 0 | 0
> LV Sub Medium Non-Domestic
LV Sub Medium Non-Domestic | 0% | 0% | 0.00079533 | 0.00020467 | 0 | 9.5314e-06 | 0 | 0 | 0
> HV Medium Non-Domestic
HV Medium Non-Domestic | 0% | 0% | 0.00077435 | 0.00022565 | 0 | 6.4038e-06 | 0 | 0 | 0
> LV Network Domestic
LV Network Domestic | 0% | 0% | 0 | 0 | 0 | 0 | 0 | 0 | 0
LDNO LV: LV Network Domestic | 30.14% | 30.14% | 0 | 0 | 0 | 0 | 0 | 0 | 0
LDNO HV: LV Network Domestic | 48.13% | 48.13% | 0 | 0 | 0 | 0 | 0 | 0 | 0
> LV Network Non-Domestic Non-CT
LV Network Non-Domestic Non-CT | 0% | 0% | 17060.1471 | 66042.8129 | 74318.3123 | 2519.8664 | 0 | 0 | 0
LDNO LV: LV Network Non-Domestic Non-CT | 30.14% | 30.14% | 14.9018 | 57.7445 | 72.9976 | 3.3222 | 0 | 0 | 0
LDNO HV: LV Network Non-Domestic Non-CT | 48.13% | 48.13% | 74.2094 | 284.8721 | 300.9266 | 11.6971 | 0 | 0 | 0
> LV HH Metered
LV HH Metered | 0% | 0% | 387676.5773 | 1535214.965 | 1675215.7816 | 14662.2334 | 1962432.451 | 25691.957 | 301981.8801
LDNO LV: LV HH Metered | 30.14% | 30.14% | 670.256 | 2387.2024 | 3105.611 | 29.3479 | 5078.1235 | 7.3851 | 406.954
LDNO HV: LV HH Metered | 48.13% | 48.13% | 6372.7875 | 24182.2927 | 28040.3195 | 145.9735 | 40859.9371 | 262.1791 | 4939.2794
> LV Sub HH Metered
LV Sub HH Metered | 0% | 0% | 20564.403 | 79106.9581 | 92841.4464 | 281.9213 | 115909.2159 | 1789.2589 | 16690.2212
LDNO HV: LV Sub HH Metered | 24.84% | 24.84% | 0 | 0 | 0 | 0.38134 | 0 | 0 | 0
> HV HH Metered
HV HH Metered | 0% | 0% | 747629.443 | 2877537.4787 | 3985796.8821 | 3281.4962 | 2638042.9326 | 46502.1303 | 611244.3016
LDNO HV: HV HH Metered | 14.81% | 14.81% | 4105.4195 | 14574.8242 | 20951.7234 | 22.8984 | 23268.9711 | 189.6875 | 1119.774
> NHH UMS category A
NHH UMS category A | 0% | 0% | 46913.7616 | 0 | 0 | 1471 | 0 | 0 | 0
LDNO LV: NHH UMS category A | 30.14% | 30.14% | 288.7407 | 0 | 0 | 0 | 0 | 0 | 0
LDNO HV: NHH UMS category A | 48.13% | 48.13% | 259.9759 | 0 | 0 | 0 | 0 | 0 | 0
> NHH UMS category B
NHH UMS category B | 0% | 0% | 38453.7283 | 0 | 0 | 1205 | 0 | 0 | 0
LDNO LV: NHH UMS category B | 30.14% | 30.14% | 150.9075 | 0 | 0 | 0 | 0 | 0 | 0
LDNO HV: NHH UMS category B | 48.13% | 48.13% | 264.54 | 0 | 0 | 0 | 0 | 0 | 0
> NHH UMS category C
NHH UMS category C | 0% | 0% | 399.1873 | 0 | 0 | 177 | 0 | 0 | 0
LDNO LV: NHH UMS category C | 30.14% | 30.14% | 0 | 0 | 0 | 0 | 0 | 0 | 0
LDNO HV: NHH UMS category C | 48.13% | 48.13% | 0 | 0 | 0 | 0 | 0 | 0 | 0
> NHH UMS category D
NHH UMS category D | 0% | 0% | 10277.034 | 0 | 0 | 252 | 0 | 0 | 0
LDNO LV: NHH UMS category D | 30.14% | 30.14% | 0 | 0 | 0 | 0 | 0 | 0 | 0
LDNO HV: NHH UMS category D | 48.13% | 48.13% | 0 | 0 | 0 | 0 | 0 | 0 | 0
> LV UMS (Pseudo HH Metered)
LV UMS (Pseudo HH Metered) | 0% | 0% | 12697.7998 | 34054.2831 | 174318.4037 | 30.7104 | 0 | 0 | 0
LDNO LV: LV UMS (Pseudo HH Metered) | 30.14% | 30.14% | 0 | 0 | 0 | 0 | 0 | 0 | 0
LDNO HV: LV UMS (Pseudo HH Metered) | 48.13% | 48.13% | 0 | 0 | 0 | 0 | 0 | 0 | 0
> LV Generation NHH or Aggregate HH
LV Generation NHH or Aggregate HH | 0% | 0% | 1951.269 | 0 | 0 | 123 | 0 | 0 | 0
LDNO LV: LV Generation NHH or Aggregate HH | 0% | 100% | 32.0447 | 0 | 0 | 0 | 0 | 0 | 0
LDNO HV: LV Generation NHH or Aggregate HH | 0% | 100% | 0 | 0 | 0 | 0 | 0 | 0 | 0
> LV Sub Generation NHH
LV Sub Generation NHH | 0% | 0% | 0 | 0 | 0 | 0 | 0 | 0 | 0
LDNO HV: LV Sub Generation NHH | 0% | 100% | 0 | 0 | 0 | 0 | 0 | 0 | 0
> LV Generation Intermittent
LV Generation Intermittent | 0% | 0% | 48634.9713 | 0 | 0 | 585.6493 | 0 | 0 | 4198.4733
LDNO LV: LV Generation Intermittent | 0% | 100% | 0 | 0 | 0 | 0 | 0 | 0 | 0
LDNO HV: LV Generation Intermittent | 0% | 100% | 101.4615 | 0 | 0 | 0 | 0 | 0 | 47.2391
> LV Generation Intermittent no RP charge
LV Generation Intermittent no RP charge | 0% | 0% | 0 | 0 | 0 | 0 | 0 | 0 | 0
> LV Generation Non-Intermittent
LV Generation Non-Intermittent | 0% | 0% | 1632.0534 | 6541.8034 | 9599.2054 | 125.2225 | 0 | 0 | 861.9253
LDNO LV: LV Generation Non-Intermittent | 0% | 100% | 0 | 0 | 0 | 0 | 0 | 0 | 0
LDNO HV: LV Generation Non-Intermittent | 0% | 100% | 0 | 0 | 0 | 0 | 0 | 0 | 0
> LV Generation Non-Intermittent no RP charge
LV Generation Non-Intermittent no RP charge | 0% | 0% | 0 | 0 | 0 | 0 | 0 | 0 | 0
> LV Sub Generation Intermittent
LV Sub Generation Intermittent | 0% | 0% | 2891.8927 | 0 | 0 | 18.0933 | 0 | 0 | 440.1902
LDNO HV: LV Sub Generation Intermittent | 0% | 100% | 0 | 0 | 0 | 0 | 0 | 0 | 0
> LV Sub Generation Intermittent no RP charge
LV Sub Generation Intermittent no RP charge | 0% | 0% | 0 | 0 | 0 | 0 | 0 | 0 | 0
> LV Sub Generation Non-Intermittent
LV Sub Generation Non-Intermittent | 0% | 0% | 613.5112 | 1851.5472 | 4067.9786 | 5.8627 | 0 | 0 | 86.0638
LDNO HV: LV Sub Generation Non-Intermittent | 0% | 100% | 0 | 0 | 0 | 0 | 0 | 0 | 0
> LV Sub Generation Non-Intermittent no RP charge
LV Sub Generation Non-Intermittent no RP charge | 0% | 0% | 0 | 0 | 0 | 0 | 0 | 0 | 0
> HV Generation Intermittent
HV Generation Intermittent | 0% | 0% | 356952.7649 | 0 | 0 | 184.3268 | 0 | 0 | 6886.7954
LDNO HV: HV Generation Intermittent | 0% | 100% | 30.4171 | 0 | 0 | 0 | 0 | 0 | 0
> HV Generation Intermittent no RP charge
HV Generation Intermittent no RP charge | 0% | 0% | 0 | 0 | 0 | 0 | 0 | 0 | 0
> HV Generation Non-Intermittent
HV Generation Non-Intermittent | 0% | 0% | 96874.1049 | 299431.254 | 557814.0613 | 268.5155 | 0 | 0 | 15438.6364
LDNO HV: HV Generation Non-Intermittent | 0% | 100% | 0 | 0 | 0 | 0 | 0 | 0 | 0
> HV Generation Non-Intermittent no RP charge
HV Generation Non-Intermittent no RP charge | 0% | 0% | 0 | 0 | 0 | 0 | 0 | 0 | 0
2305. Equivalent volume for each end user
Data sources:
x1 = 2304. Rate 1 units (MWh) (in LDNO discounts and volumes adjusted for discount)
x2 = 2304. Rate 2 units (MWh) (in LDNO discounts and volumes adjusted for discount)
x3 = 2304. Rate 3 units (MWh) (in LDNO discounts and volumes adjusted for discount)
x4 = 2304. MPANs (in LDNO discounts and volumes adjusted for discount)
x5 = 2304. Import capacity (kVA) (in LDNO discounts and volumes adjusted for discount)
x6 = 2304. Exceeded capacity (kVA) (in LDNO discounts and volumes adjusted for discount)
x7 = 2304. Reactive power units (MVArh) (in LDNO discounts and volumes adjusted for discount)
Kind: | Cell summation | Cell summation | Cell summation | Cell summation | Cell summation | Cell summation | Cell summation
Formula: | =SUM(x1) | =SUM(x2) | =SUM(x3) | =SUM(x4) | =SUM(x5) | =SUM(x6) | =SUM(x7)
| Rate 1 units (MWh) | Rate 2 units (MWh) | Rate 3 units (MWh) | MPANs | Import capacity (kVA) | Exceeded capacity (kVA) | Reactive power units (MVArh)
Domestic Unrestricted | 5648847.2286 | 0 | 0 | 1668878.2967 | 0 | 0 | 0
Domestic Two Rate | 2500450.8842 | 1108788.6295 | 0 | 821121.2292 | 0 | 0 | 0
Domestic Off Peak (related MPAN) | 65160.6114 | 0 | 0 | 33104 | 0 | 0 | 0
Small Non Domestic Unrestricted | 1135237.8914 | 0 | 0 | 96849.7848 | 0 | 0 | 0
Small Non Domestic Two Rate | 1537282.6428 | 466358.205 | 0 | 83290.5469 | 0 | 0 | 0
Small Non Domestic Off Peak (related MPAN) | 2702.112 | 0 | 0 | 595 | 0 | 0 | 0
LV Medium Non-Domestic | 0.00079593 | 0.00020407 | 0 | 9.6213e-06 | 0 | 0 | 0
LV Sub Medium Non-Domestic | 0.00079533 | 0.00020467 | 0 | 9.5314e-06 | 0 | 0 | 0
HV Medium Non-Domestic | 0.00077435 | 0.00022565 | 0 | 6.4038e-06 | 0 | 0 | 0
LV Network Domestic | 0 | 0 | 0 | 0 | 0 | 0 | 0
LV Network Non-Domestic Non-CT | 17149.2583 | 66385.4295 | 74692.2365 | 2534.8857 | 0 | 0 | 0
LV HH Metered | 394719.6209 | 1561784.4601 | 1706361.7121 | 14837.5548 | 2008370.5116 | 25961.5211 | 307328.1135
LV Sub HH Metered | 20564.403 | 79106.9581 | 92841.4464 | 282.3027 | 115909.2159 | 1789.2589 | 16690.2212
HV HH Metered | 751734.8625 | 2892112.3029 | 4006748.6054 | 3304.3945 | 2661311.9036 | 46691.8178 | 612364.0756
NHH UMS category A | 47462.4781 | 0 | 0 | 1471 | 0 | 0 | 0
NHH UMS category B | 38869.1758 | 0 | 0 | 1205 | 0 | 0 | 0
NHH UMS category C | 399.1873 | 0 | 0 | 177 | 0 | 0 | 0
NHH UMS category D | 10277.034 | 0 | 0 | 252 | 0 | 0 | 0
LV UMS (Pseudo HH Metered) | 12697.7998 | 34054.2831 | 174318.4037 | 30.7104 | 0 | 0 | 0
LV Generation NHH or Aggregate HH | 1983.3137 | 0 | 0 | 123 | 0 | 0 | 0
LV Sub Generation NHH | 0 | 0 | 0 | 0 | 0 | 0 | 0
LV Generation Intermittent | 48736.4328 | 0 | 0 | 585.6493 | 0 | 0 | 4245.7124
LV Generation Intermittent no RP charge | 0 | 0 | 0 | 0 | 0 | 0 | 0
LV Generation Non-Intermittent | 1632.0534 | 6541.8034 | 9599.2054 | 125.2225 | 0 | 0 | 861.9253
LV Generation Non-Intermittent no RP charge | 0 | 0 | 0 | 0 | 0 | 0 | 0
LV Sub Generation Intermittent | 2891.8927 | 0 | 0 | 18.0933 | 0 | 0 | 440.1902
LV Sub Generation Intermittent no RP charge | 0 | 0 | 0 | 0 | 0 | 0 | 0
LV Sub Generation Non-Intermittent | 613.5112 | 1851.5472 | 4067.9786 | 5.8627 | 0 | 0 | 86.0638
LV Sub Generation Non-Intermittent no RP charge | 0 | 0 | 0 | 0 | 0 | 0 | 0
HV Generation Intermittent | 356983.182 | 0 | 0 | 184.3268 | 0 | 0 | 6886.7954
HV Generation Intermittent no RP charge | 0 | 0 | 0 | 0 | 0 | 0 | 0
HV Generation Non-Intermittent | 96874.1049 | 299431.254 | 557814.0613 | 268.5155 | 0 | 0 | 15438.6364
HV Generation Non-Intermittent no RP charge | 0 | 0 | 0 | 0 | 0 | 0 | 0

## Multi
Load characteristics for multiple unit rates for WPD East Mids in April 18 (Final)
2401. Adjust annual hours by distribution time band to match days in year
Data sources:
x1 = 1068. Typical annual hours by distribution time band
x2 = 1010. Days in the charging year (in Financial and general assumptions)
x3 = Total hours in the year according to time band hours input data (in Adjust annual hours by distribution time band to match days in year)
Kind: | Cell summation | Calculation
Formula: | =SUM(x1) | =x1*24*x2/x3
Annual hours by distribution time band (reconciled to days in year)
| Hours aggregate | Red | Amber | Green
Adjust annual hours by distribution time band to match days in year | 8760 | 780 | 2730 | 5250
2402. Normalisation of split of rate 1 units by time band
Data sources:
x1 = 1061. Average split of rate 1 units by distribution time band
x2 = Total split (in Normalisation of split of rate 1 units by time band)
x3 = 2401. Annual hours by distribution time band (reconciled to days in year) (in Adjust annual hours by distribution time band to match days in year)
x4 = 1010. Days in the charging year (in Financial and general assumptions)
Kind: | Cell summation | Calculation
Formula: | =SUM(x1) | =IF(x2,x1/x2,x3/x4/24)
Normalised split of rate 1 units by distribution time band
| Total split | Red | Amber | Green
Domestic Unrestricted | 100% | 15.21% | 42.02% | 42.76%
Domestic Two Rate | 100% | 15.12% | 41.82% | 43.07%
Domestic Off Peak (related MPAN) | 100% | 4.495% | 32.29% | 63.21%
Small Non Domestic Unrestricted | 100% | 13.25% | 58.43% | 28.32%
Small Non Domestic Two Rate | 100% | 12.67% | 51.51% | 35.81%
Small Non Domestic Off Peak (related MPAN) | 100% | 1.671% | 18.64% | 79.69%
LV Medium Non-Domestic | 100% | 13.58% | 52.77% | 33.65%
LV Sub Medium Non-Domestic | 100% | 13.37% | 52.93% | 33.7%
HV Medium Non-Domestic | 100% | 13.37% | 53.95% | 32.68%
2403. Split of rate 1 units between distribution time bands
Data sources:
x1 = 2402. Normalised split of rate 1 units by distribution time band (in Normalisation of split of rate 1 units by time band)
x2 = Split of rate 1 units between distribution time bands (default)
Combine tables = x1 or x2
| Red | Amber | Green
Domestic Unrestricted | 15.21% | 42.02% | 42.76%
Domestic Two Rate | 15.12% | 41.82% | 43.07%
Domestic Off Peak (related MPAN) | 4.495% | 32.29% | 63.21%
Small Non Domestic Unrestricted | 13.25% | 58.43% | 28.32%
Small Non Domestic Two Rate | 12.67% | 51.51% | 35.81%
Small Non Domestic Off Peak (related MPAN) | 1.671% | 18.64% | 79.69%
LV Medium Non-Domestic | 13.58% | 52.77% | 33.65%
LV Sub Medium Non-Domestic | 13.37% | 52.93% | 33.7%
HV Medium Non-Domestic | 13.37% | 53.95% | 32.68%
LV Network Domestic | 100% | 0% | 0%
LV Network Non-Domestic Non-CT | 100% | 0% | 0%
LV HH Metered | 100% | 0% | 0%
LV Sub HH Metered | 100% | 0% | 0%
HV HH Metered | 100% | 0% | 0%
LV Generation Non-Intermittent | 100% | 0% | 0%
LV Generation Non-Intermittent no RP charge | 100% | 0% | 0%
LV Sub Generation Non-Intermittent | 100% | 0% | 0%
LV Sub Generation Non-Intermittent no RP charge | 100% | 0% | 0%
HV Generation Non-Intermittent | 100% | 0% | 0%
HV Generation Non-Intermittent no RP charge | 100% | 0% | 0%
2404. Normalisation of split of rate 2 units by time band
Data sources:
x1 = 1062. Average split of rate 2 units by distribution time band
x2 = Total split (in Normalisation of split of rate 2 units by time band)
x3 = 2401. Annual hours by distribution time band (reconciled to days in year) (in Adjust annual hours by distribution time band to match days in year)
x4 = 1010. Days in the charging year (in Financial and general assumptions)
Kind: | Cell summation | Calculation
Formula: | =SUM(x1) | =IF(x2,x1/x2,x3/x4/24)
Normalised split of rate 2 units by distribution time band
| Total split | Red | Amber | Green
Domestic Two Rate | 100% | 0% | 0% | 100%
Small Non Domestic Two Rate | 100% | 0% | 0% | 100%
LV Medium Non-Domestic | 100% | 0% | 0% | 100%
LV Sub Medium Non-Domestic | 100% | 0% | 0% | 100%
HV Medium Non-Domestic | 100% | 0% | 0% | 100%
2405. Split of rate 2 units between distribution time bands
Data sources:
x1 = 2404. Normalised split of rate 2 units by distribution time band (in Normalisation of split of rate 2 units by time band)
x2 = Split of rate 2 units between distribution time bands (default)
Combine tables = x1 or x2
| Red | Amber | Green
Domestic Two Rate | 0% | 0% | 100%
Small Non Domestic Two Rate | 0% | 0% | 100%
LV Medium Non-Domestic | 0% | 0% | 100%
LV Sub Medium Non-Domestic | 0% | 0% | 100%
HV Medium Non-Domestic | 0% | 0% | 100%
LV Network Domestic | 0% | 100% | 0%
LV Network Non-Domestic Non-CT | 0% | 100% | 0%
LV HH Metered | 0% | 100% | 0%
LV Sub HH Metered | 0% | 100% | 0%
HV HH Metered | 0% | 100% | 0%
LV Generation Non-Intermittent | 0% | 100% | 0%
LV Generation Non-Intermittent no RP charge | 0% | 100% | 0%
LV Sub Generation Non-Intermittent | 0% | 100% | 0%
LV Sub Generation Non-Intermittent no RP charge | 0% | 100% | 0%
HV Generation Non-Intermittent | 0% | 100% | 0%
HV Generation Non-Intermittent no RP charge | 0% | 100% | 0%
2406. Split of rate 3 units between distribution time bands (default)
| Red | Amber | Green
LV Network Domestic | 0% | 0% | 100%
LV Network Non-Domestic Non-CT | 0% | 0% | 100%
LV HH Metered | 0% | 0% | 100%
LV Sub HH Metered | 0% | 0% | 100%
HV HH Metered | 0% | 0% | 100%
LV Generation Non-Intermittent | 0% | 0% | 100%
LV Generation Non-Intermittent no RP charge | 0% | 0% | 100%
LV Sub Generation Non-Intermittent | 0% | 0% | 100%
LV Sub Generation Non-Intermittent no RP charge | 0% | 0% | 100%
HV Generation Non-Intermittent | 0% | 0% | 100%
HV Generation Non-Intermittent no RP charge | 0% | 0% | 100%
2407. All units (MWh)
Data sources:
x1 = 2305. Rate 1 units (MWh) (in Equivalent volume for each end user)
x2 = 2305. Rate 2 units (MWh) (in Equivalent volume for each end user)
x3 = 2305. Rate 3 units (MWh) (in Equivalent volume for each end user)
Calculation =x1+x2+x3
All units (MWh)
Domestic Unrestricted | 5648847.2286
Domestic Two Rate | 3609239.5137
Domestic Off Peak (related MPAN) | 65160.6114
Small Non Domestic Unrestricted | 1135237.8914
Small Non Domestic Two Rate | 2003640.8478
Small Non Domestic Off Peak (related MPAN) | 2702.112
LV Medium Non-Domestic | 0.001
LV Sub Medium Non-Domestic | 0.001
HV Medium Non-Domestic | 0.001
LV Network Domestic | 0
LV Network Non-Domestic Non-CT | 158226.9243
LV HH Metered | 3662865.7931
LV Sub HH Metered | 192512.8074
HV HH Metered | 7650595.7708
NHH UMS category A | 47462.4781
NHH UMS category B | 38869.1758
NHH UMS category C | 399.1873
NHH UMS category D | 10277.034
LV UMS (Pseudo HH Metered) | 221070.4867
LV Generation NHH or Aggregate HH | 1983.3137
LV Sub Generation NHH | 0
LV Generation Intermittent | 48736.4328
LV Generation Intermittent no RP charge | 0
LV Generation Non-Intermittent | 17773.0623
LV Generation Non-Intermittent no RP charge | 0
LV Sub Generation Intermittent | 2891.8927
LV Sub Generation Intermittent no RP charge | 0
LV Sub Generation Non-Intermittent | 6533.037
LV Sub Generation Non-Intermittent no RP charge | 0
HV Generation Intermittent | 356983.182
HV Generation Intermittent no RP charge | 0
HV Generation Non-Intermittent | 954119.4201
HV Generation Non-Intermittent no RP charge | 0
2408. Calculation of implied load coefficients for one-rate users
Data sources:
x1 = 2407. All units (MWh)
x2 = 2305. Rate 1 units (MWh) (in Equivalent volume for each end user)
x3 = 2403. Split of rate 1 units between distribution time bands
x4 = 2401. Annual hours by distribution time band (reconciled to days in year) (in Adjust annual hours by distribution time band to match days in year)
x5 = Use of distribution time bands by units in demand forecast for one-rate tariffs (in Calculation of implied load coefficients for one-rate users)
x6 = 1010. Days in the charging year (in Financial and general assumptions)
Kind: | Calculation |  |  | Calculation
Formula: | =IF(x1>0,(x2*x3)/x1,0) |  |  | =IF(x4>0,x5*x6*24/x4,0)
Use of distribution time bands by units in demand forecast for one-rate tariffs
| Red | Amber | Green | Peak band load coefficient for one-rate tariffs
Domestic Unrestricted | 15.21% | 42.02% | 42.76% | 1.7086
Small Non Domestic Unrestricted | 13.25% | 58.43% | 28.32% | 1.4877
2409. Calculation of implied load coefficients for two-rate users
Data sources:
x1 = 2407. All units (MWh)
x2 = 2305. Rate 1 units (MWh) (in Equivalent volume for each end user)
x3 = 2403. Split of rate 1 units between distribution time bands
x4 = 2305. Rate 2 units (MWh) (in Equivalent volume for each end user)
x5 = 2405. Split of rate 2 units between distribution time bands
x6 = 2401. Annual hours by distribution time band (reconciled to days in year) (in Adjust annual hours by distribution time band to match days in year)
x7 = Use of distribution time bands by units in demand forecast for two-rate tariffs (in Calculation of implied load coefficients for two-rate users)
x8 = 1010. Days in the charging year (in Financial and general assumptions)
Kind: | Calculation |  |  | Calculation
Formula: | =IF(x1>0,(x2*x3+x4*x5)/x1,0) |  |  | =IF(x6>0,x7*x8*24/x6,0)
Use of distribution time bands by units in demand forecast for two-rate tariffs
| Red | Amber | Green | Peak band load coefficient for two-rate tariffs
Domestic Two Rate | 10.47% | 28.97% | 60.56% | 1.1763
Small Non Domestic Two Rate | 9.724% | 39.52% | 50.75% | 1.092
LV Medium Non-Domestic | 10.81% | 42% | 47.19% | 1.2138
LV Sub Medium Non-Domestic | 10.64% | 42.1% | 47.27% | 1.1945
HV Medium Non-Domestic | 10.36% | 41.77% | 47.87% | 1.1631
2410. Calculation of implied load coefficients for three-rate users
Data sources:
x1 = 2407. All units (MWh)
x2 = 2305. Rate 1 units (MWh) (in Equivalent volume for each end user)
x3 = 2403. Split of rate 1 units between distribution time bands
x4 = 2305. Rate 2 units (MWh) (in Equivalent volume for each end user)
x5 = 2405. Split of rate 2 units between distribution time bands
x6 = 2305. Rate 3 units (MWh) (in Equivalent volume for each end user)
x7 = 2406. Split of rate 3 units between distribution time bands (default)
x8 = 2401. Annual hours by distribution time band (reconciled to days in year) (in Adjust annual hours by distribution time band to match days in year)
x9 = Use of distribution time bands by units in demand forecast for three-rate tariffs (in Calculation of implied load coefficients for three-rate users)
x10 = 1010. Days in the charging year (in Financial and general assumptions)
Kind: | Calculation |  |  | Calculation
Formula: | =IF(x1>0,(x2*x3+x4*x5+x6*x7)/x1,0) |  |  | =IF(x8>0,x9*x10*24/x8,0)
Use of distribution time bands by units in demand forecast for three-rate tariffs
| Red | Amber | Green | Peak band load coefficient for three-rate tariffs
LV Network Domestic | 0% | 0% | 0% | 0
LV Network Non-Domestic Non-CT | 10.84% | 41.96% | 47.21% | 1.2172
LV HH Metered | 10.78% | 42.64% | 46.59% | 1.2103
LV Sub HH Metered | 10.68% | 41.09% | 48.23% | 1.1997
HV HH Metered | 9.826% | 37.8% | 52.37% | 1.1035
2411. Calculation of adjusted time band load coefficients
Data sources:
x1 = 2408. Peak band load coefficient for one-rate tariffs (in Calculation of implied load coefficients for one-rate users)
x2 = 2409. Peak band load coefficient for two-rate tariffs (in Calculation of implied load coefficients for two-rate users)
x3 = 2410. Peak band load coefficient for three-rate tariffs (in Calculation of implied load coefficients for three-rate users)
x4 = Peak band load coefficient (in Calculation of adjusted time band load coefficients)
x5 = 2302. Load coefficient
Kind: | Combine tables | Calculation
Formula: | = x1 or x2 or x3 | =IF(x4<>0,x5/x4,IF(x5<0,-1,1))
| Peak band load coefficient | Load coefficient correction factor (kW at peak in band / band average kW)
Domestic Unrestricted | 1.7086 | 1.1898
Domestic Two Rate | 1.1763 | 1.4245
Domestic Off Peak (related MPAN) |  | 1
Small Non Domestic Unrestricted | 1.4877 | 1.2213
Small Non Domestic Two Rate | 1.092 | 1.4066
Small Non Domestic Off Peak (related MPAN) |  | 1
LV Medium Non-Domestic | 1.2138 | 1.3159
LV Sub Medium Non-Domestic | 1.1945 | 1.3372
HV Medium Non-Domestic | 1.1631 | 1.3785
LV Network Domestic | 0 | 1
LV Network Non-Domestic Non-CT | 1.2172 | 1.3683
LV HH Metered | 1.2103 | 1.2146
LV Sub HH Metered | 1.1997 | 1.1965
HV HH Metered | 1.1035 | 1.084
LV Generation Non-Intermittent |  | -1
LV Generation Non-Intermittent no RP charge |  | -1
LV Sub Generation Non-Intermittent |  | -1
LV Sub Generation Non-Intermittent no RP charge |  | -1
HV Generation Non-Intermittent |  | -1
HV Generation Non-Intermittent no RP charge |  | -1
2412. Normalisation of peaking probabilities
Data sources:
x1 = 1069. Red, amber and green peaking probabilities (in Peaking probabilities by network level)
x2 = Total probability (should be 100%) (in Normalisation of peaking probabilities)
x3 = 1068. Typical annual hours by distribution time band
x4 = 2401. Total hours in the year according to time band hours input data (in Adjust annual hours by distribution time band to match days in year)
Kind: | Cell summation | Calculation
Formula: | =SUM(x1) | =IF(x2,x1/x2,x3/x4)
Normalised peaking probabilities
| Total probability (should be 100%) | Red | Amber | Green
GSPs | 100% | 98.26% | 0% | 1.74%
132kV | 100% | 83.65% | 14.99% | 1.361%
132kV/EHV | 100% | 83.65% | 14.99% | 1.361%
EHV | 100% | 67.06% | 28.75% | 4.184%
EHV/HV | 100% | 67.06% | 28.75% | 4.184%
132kV/HV | 100% | 83.65% | 14.99% | 1.361%
HV | 100% | 67.06% | 28.75% | 4.184%
HV/LV | 100% | 67.06% | 28.75% | 4.184%
LV circuits | 100% | 67.06% | 28.75% | 4.184%
2413. Peaking probabilities by network level (reshaped)
Data sources:
x1 = 2412. Normalised peaking probabilities (in Normalisation of peaking probabilities)
Reshape table = x1
| GSPs | Red | Amber | Green | 132kV | Red | Amber | Green | 132kV/EHV | Red | Amber | Green | EHV | Red | Amber | Green | EHV/HV | Red | Amber | Green | 132kV/HV | Red | Amber | Green | HV | Red | Amber | Green | HV/LV | Red | Amber | Green | LV circuits | Red | Amber | Green
Probability of peak within timeband |  | 98.26% | 0% | 1.74% |  | 83.65% | 14.99% | 1.361% |  | 83.65% | 14.99% | 1.361% |  | 67.06% | 28.75% | 4.184% |  | 67.06% | 28.75% | 4.184% |  | 83.65% | 14.99% | 1.361% |  | 67.06% | 28.75% | 4.184% |  | 67.06% | 28.75% | 4.184% |  | 67.06% | 28.75% | 4.184%
2414. Pseudo load coefficient by time band and network level
Data sources:
x1 = 2401. Annual hours by distribution time band (reconciled to days in year) (in Adjust annual hours by distribution time band to match days in year)
x2 = 2411. Load coefficient correction factor (kW at peak in band / band average kW) (in Calculation of adjusted time band load coefficients)
x3 = 2413. Peaking probabilities by network level (reshaped)
x4 = 1010. Days in the charging year (in Financial and general assumptions)
Calculation =IF(x1>0,x2*x3*24*x4/x1,0)
| GSPs | Red | Amber | Green | 132kV | Red | Amber | Green | 132kV/EHV | Red | Amber | Green | EHV | Red | Amber | Green | EHV/HV | Red | Amber | Green | 132kV/HV | Red | Amber | Green | HV | Red | Amber | Green | HV/LV | Red | Amber | Green | LV circuits | Red | Amber | Green
Domestic Unrestricted |  | 13.1299 | 0 | 0.034539 |  | 11.1774 | 0.57233 | 0.027012 |  | 11.1774 | 0.57233 | 0.027012 |  | 8.961 | 1.0978 | 0.083063 |  | 8.961 | 1.0978 | 0.083063 |  | 11.1774 | 0.57233 | 0.027012 |  | 8.961 | 1.0978 | 0.083063 |  | 8.961 | 1.0978 | 0.083063 |  | 8.961 | 1.0978 | 0.083063
Domestic Two Rate |  | 15.7196 | 0 | 0.041352 |  | 13.382 | 0.68522 | 0.03234 |  | 13.382 | 0.68522 | 0.03234 |  | 10.7284 | 1.3143 | 0.099446 |  | 10.7284 | 1.3143 | 0.099446 |  | 13.382 | 0.68522 | 0.03234 |  | 10.7284 | 1.3143 | 0.099446 |  | 10.7284 | 1.3143 | 0.099446 |  | 10.7284 | 1.3143 | 0.099446
Domestic Off Peak (related MPAN) |  | 11.0354 | 0 | 0.029029 |  | 9.3944 | 0.48103 | 0.022703 |  | 9.3944 | 0.48103 | 0.022703 |  | 7.5315 | 0.92268 | 0.069813 |  | 7.5315 | 0.92268 | 0.069813 |  | 9.3944 | 0.48103 | 0.022703 |  | 7.5315 | 0.92268 | 0.069813 |  | 7.5315 | 0.92268 | 0.069813 |  | 7.5315 | 0.92268 | 0.069813
Small Non Domestic Unrestricted |  | 13.4774 | 0 | 0.035454 |  | 11.4733 | 0.58748 | 0.027727 |  | 11.4733 | 0.58748 | 0.027727 |  | 9.1982 | 1.1269 | 0.085262 |  | 9.1982 | 1.1269 | 0.085262 |  | 11.4733 | 0.58748 | 0.027727 |  | 9.1982 | 1.1269 | 0.085262 |  | 9.1982 | 1.1269 | 0.085262 |  | 9.1982 | 1.1269 | 0.085262
Small Non Domestic Two Rate |  | 15.5226 | 0 | 0.040833 |  | 13.2143 | 0.67663 | 0.031935 |  | 13.2143 | 0.67663 | 0.031935 |  | 10.5939 | 1.2979 | 0.0982 |  | 10.5939 | 1.2979 | 0.0982 |  | 13.2143 | 0.67663 | 0.031935 |  | 10.5939 | 1.2979 | 0.0982 |  | 10.5939 | 1.2979 | 0.0982 |  | 10.5939 | 1.2979 | 0.0982
Small Non Domestic Off Peak (related MPAN) |  | 11.0354 | 0 | 0.029029 |  | 9.3944 | 0.48103 | 0.022703 |  | 9.3944 | 0.48103 | 0.022703 |  | 7.5315 | 0.92268 | 0.069813 |  | 7.5315 | 0.92268 | 0.069813 |  | 9.3944 | 0.48103 | 0.022703 |  | 7.5315 | 0.92268 | 0.069813 |  | 7.5315 | 0.92268 | 0.069813 |  | 7.5315 | 0.92268 | 0.069813
LV Medium Non-Domestic |  | 14.5214 | 0 | 0.0382 |  | 12.362 | 0.63299 | 0.029875 |  | 12.362 | 0.63299 | 0.029875 |  | 9.9107 | 1.2142 | 0.091866 |  | 9.9107 | 1.2142 | 0.091866 |  | 12.362 | 0.63299 | 0.029875 |  | 9.9107 | 1.2142 | 0.091866 |  | 9.9107 | 1.2142 | 0.091866 |  | 9.9107 | 1.2142 | 0.091866
LV Sub Medium Non-Domestic |  | 14.7564 | 0 | 0.038818 |  | 12.5621 | 0.64323 | 0.030358 |  | 12.5621 | 0.64323 | 0.030358 |  | 10.0711 | 1.2338 | 0.093353 |  | 10.0711 | 1.2338 | 0.093353 |  | 12.5621 | 0.64323 | 0.030358 |  | 10.0711 | 1.2338 | 0.093353 |  | 10.0711 | 1.2338 | 0.093353 |  | 10.0711 | 1.2338 | 0.093353
HV Medium Non-Domestic |  | 15.2123 | 0 | 0.040017 |  | 12.9502 | 0.6631 | 0.031296 |  | 12.9502 | 0.6631 | 0.031296 |  | 10.3822 | 1.2719 | 0.096237 |  | 10.3822 | 1.2719 | 0.096237 |  | 12.9502 | 0.6631 | 0.031296 |  | 10.3822 | 1.2719 | 0.096237 |  | 10.3822 | 1.2719 | 0.096237 |  | 10.3822 | 1.2719 | 0.096237
LV Network Domestic |  | 11.0354 | 0 | 0.029029 |  | 9.3944 | 0.48103 | 0.022703 |  | 9.3944 | 0.48103 | 0.022703 |  | 7.5315 | 0.92268 | 0.069813 |  | 7.5315 | 0.92268 | 0.069813 |  | 9.3944 | 0.48103 | 0.022703 |  | 7.5315 | 0.92268 | 0.069813 |  | 7.5315 | 0.92268 | 0.069813 |  | 7.5315 | 0.92268 | 0.069813
LV Network Non-Domestic Non-CT |  | 15.0997 | 0 | 0.039721 |  | 12.8543 | 0.65819 | 0.031065 |  | 12.8543 | 0.65819 | 0.031065 |  | 10.3053 | 1.2625 | 0.095524 |  | 10.3053 | 1.2625 | 0.095524 |  | 12.8543 | 0.65819 | 0.031065 |  | 10.3053 | 1.2625 | 0.095524 |  | 10.3053 | 1.2625 | 0.095524 |  | 10.3053 | 1.2625 | 0.095524
LV HH Metered |  | 13.4034 | 0 | 0.035259 |  | 11.4102 | 0.58425 | 0.027575 |  | 11.4102 | 0.58425 | 0.027575 |  | 9.1476 | 1.1207 | 0.084793 |  | 9.1476 | 1.1207 | 0.084793 |  | 11.4102 | 0.58425 | 0.027575 |  | 9.1476 | 1.1207 | 0.084793 |  | 9.1476 | 1.1207 | 0.084793 |  | 9.1476 | 1.1207 | 0.084793
LV Sub HH Metered |  | 13.204 | 0 | 0.034734 |  | 11.2405 | 0.57556 | 0.027165 |  | 11.2405 | 0.57556 | 0.027165 |  | 9.0115 | 1.104 | 0.083532 |  | 9.0115 | 1.104 | 0.083532 |  | 11.2405 | 0.57556 | 0.027165 |  | 9.0115 | 1.104 | 0.083532 |  | 9.0115 | 1.104 | 0.083532 |  | 9.0115 | 1.104 | 0.083532
HV HH Metered |  | 11.9622 | 0 | 0.031468 |  | 10.1834 | 0.52143 | 0.02461 |  | 10.1834 | 0.52143 | 0.02461 |  | 8.1641 | 1.0002 | 0.075676 |  | 8.1641 | 1.0002 | 0.075676 |  | 10.1834 | 0.52143 | 0.02461 |  | 8.1641 | 1.0002 | 0.075676 |  | 8.1641 | 1.0002 | 0.075676 |  | 8.1641 | 1.0002 | 0.075676
LV Generation Non-Intermittent |  | -11.0354 | 0 | -0.029029 |  | -9.3944 | -0.48103 | -0.022703 |  | -9.3944 | -0.48103 | -0.022703 |  | -7.5315 | -0.92268 | -0.069813 |  | -7.5315 | -0.92268 | -0.069813 |  | -9.3944 | -0.48103 | -0.022703 |  | -7.5315 | -0.92268 | -0.069813 |  | -7.5315 | -0.92268 | -0.069813 |  | -7.5315 | -0.92268 | -0.069813
LV Generation Non-Intermittent no RP charge |  | -11.0354 | 0 | -0.029029 |  | -9.3944 | -0.48103 | -0.022703 |  | -9.3944 | -0.48103 | -0.022703 |  | -7.5315 | -0.92268 | -0.069813 |  | -7.5315 | -0.92268 | -0.069813 |  | -9.3944 | -0.48103 | -0.022703 |  | -7.5315 | -0.92268 | -0.069813 |  | -7.5315 | -0.92268 | -0.069813 |  | -7.5315 | -0.92268 | -0.069813
LV Sub Generation Non-Intermittent |  | -11.0354 | 0 | -0.029029 |  | -9.3944 | -0.48103 | -0.022703 |  | -9.3944 | -0.48103 | -0.022703 |  | -7.5315 | -0.92268 | -0.069813 |  | -7.5315 | -0.92268 | -0.069813 |  | -9.3944 | -0.48103 | -0.022703 |  | -7.5315 | -0.92268 | -0.069813 |  | -7.5315 | -0.92268 | -0.069813 |  | -7.5315 | -0.92268 | -0.069813
LV Sub Generation Non-Intermittent no RP charge |  | -11.0354 | 0 | -0.029029 |  | -9.3944 | -0.48103 | -0.022703 |  | -9.3944 | -0.48103 | -0.022703 |  | -7.5315 | -0.92268 | -0.069813 |  | -7.5315 | -0.92268 | -0.069813 |  | -9.3944 | -0.48103 | -0.022703 |  | -7.5315 | -0.92268 | -0.069813 |  | -7.5315 | -0.92268 | -0.069813 |  | -7.5315 | -0.92268 | -0.069813
HV Generation Non-Intermittent |  | -11.0354 | 0 | -0.029029 |  | -9.3944 | -0.48103 | -0.022703 |  | -9.3944 | -0.48103 | -0.022703 |  | -7.5315 | -0.92268 | -0.069813 |  | -7.5315 | -0.92268 | -0.069813 |  | -9.3944 | -0.48103 | -0.022703 |  | -7.5315 | -0.92268 | -0.069813 |  | -7.5315 | -0.92268 | -0.069813 |  | -7.5315 | -0.92268 | -0.069813
HV Generation Non-Intermittent no RP charge |  | -11.0354 | 0 | -0.029029 |  | -9.3944 | -0.48103 | -0.022703 |  | -9.3944 | -0.48103 | -0.022703 |  | -7.5315 | -0.92268 | -0.069813 |  | -7.5315 | -0.92268 | -0.069813 |  | -9.3944 | -0.48103 | -0.022703 |  | -7.5315 | -0.92268 | -0.069813 |  | -7.5315 | -0.92268 | -0.069813 |  | -7.5315 | -0.92268 | -0.069813
2415. Single rate non half hourly pseudo timeband load coefficients
Data sources:
x1 = 2414. Pseudo load coefficient by time band and network level
Copy cells = x1
| GSPs | Red | Amber | Green | 132kV | Red | Amber | Green | 132kV/EHV | Red | Amber | Green | EHV | Red | Amber | Green | EHV/HV | Red | Amber | Green | 132kV/HV | Red | Amber | Green | HV | Red | Amber | Green | HV/LV | Red | Amber | Green | LV circuits | Red | Amber | Green
Domestic Unrestricted |  | 13.1299 | 0 | 0.034539 |  | 11.1774 | 0.57233 | 0.027012 |  | 11.1774 | 0.57233 | 0.027012 |  | 8.961 | 1.0978 | 0.083063 |  | 8.961 | 1.0978 | 0.083063 |  | 11.1774 | 0.57233 | 0.027012 |  | 8.961 | 1.0978 | 0.083063 |  | 8.961 | 1.0978 | 0.083063 |  | 8.961 | 1.0978 | 0.083063
Small Non Domestic Unrestricted |  | 13.4774 | 0 | 0.035454 |  | 11.4733 | 0.58748 | 0.027727 |  | 11.4733 | 0.58748 | 0.027727 |  | 9.1982 | 1.1269 | 0.085262 |  | 9.1982 | 1.1269 | 0.085262 |  | 11.4733 | 0.58748 | 0.027727 |  | 9.1982 | 1.1269 | 0.085262 |  | 9.1982 | 1.1269 | 0.085262 |  | 9.1982 | 1.1269 | 0.085262
2416. Single rate non half hourly units (MWh)
Data sources:
x1 = 2407. All units (MWh)
Copy cells = x1
Single rate non half hourly units (MWh)
Domestic Unrestricted | 5648847.2286
Small Non Domestic Unrestricted | 1135237.8914
2417. Single rate non half hourly timeband use
Data sources:
x1 = 2403. Split of rate 1 units between distribution time bands
Copy cells = x1
| Red | Amber | Green
Domestic Unrestricted | 15.21% | 42.02% | 42.76%
Small Non Domestic Unrestricted | 13.25% | 58.43% | 28.32%
2418. Single rate non half hourly tariff pseudo load coefficient
Data sources:
x1 = 2415. Single rate non half hourly pseudo timeband load coefficients
x2 = 2417. Single rate non half hourly timeband use
Sum-product calculation =SUMPRODUCT(x1, x2)
| GSPs | 132kV | 132kV/EHV | EHV | EHV/HV | 132kV/HV | HV | HV/LV | LV circuits
Domestic Unrestricted | 2.0123 | 1.9525 | 1.9525 | 1.8601 | 1.8601 | 1.9525 | 1.8601 | 1.8601 | 1.8601
Small Non Domestic Unrestricted | 1.7953 | 1.8709 | 1.8709 | 1.901 | 1.901 | 1.8709 | 1.901 | 1.901 | 1.901
2419. Multi rate non half hourly units (MWh)
Data sources:
x1 = 2407. All units (MWh)
Copy cells = x1
Multi rate non half hourly units (MWh)
Domestic Two Rate | 3609239.5137
Small Non Domestic Two Rate | 2003640.8478
2420. Multi rate non half hourly pseudo timeband load coefficients
Data sources:
x1 = 2414. Pseudo load coefficient by time band and network level
Copy cells = x1
| GSPs | Red | Amber | Green | 132kV | Red | Amber | Green | 132kV/EHV | Red | Amber | Green | EHV | Red | Amber | Green | EHV/HV | Red | Amber | Green | 132kV/HV | Red | Amber | Green | HV | Red | Amber | Green | HV/LV | Red | Amber | Green | LV circuits | Red | Amber | Green
Domestic Two Rate |  | 15.7196 | 0 | 0.041352 |  | 13.382 | 0.68522 | 0.03234 |  | 13.382 | 0.68522 | 0.03234 |  | 10.7284 | 1.3143 | 0.099446 |  | 10.7284 | 1.3143 | 0.099446 |  | 13.382 | 0.68522 | 0.03234 |  | 10.7284 | 1.3143 | 0.099446 |  | 10.7284 | 1.3143 | 0.099446 |  | 10.7284 | 1.3143 | 0.099446
Small Non Domestic Two Rate |  | 15.5226 | 0 | 0.040833 |  | 13.2143 | 0.67663 | 0.031935 |  | 13.2143 | 0.67663 | 0.031935 |  | 10.5939 | 1.2979 | 0.0982 |  | 10.5939 | 1.2979 | 0.0982 |  | 13.2143 | 0.67663 | 0.031935 |  | 10.5939 | 1.2979 | 0.0982 |  | 10.5939 | 1.2979 | 0.0982 |  | 10.5939 | 1.2979 | 0.0982
2421. Multi rate non half hourly timeband use
Data sources:
x1 = 2409. Use of distribution time bands by units in demand forecast for two-rate tariffs (in Calculation of implied load coefficients for two-rate users)
Copy cells = x1
| Red | Amber | Green
Domestic Two Rate | 10.47% | 28.97% | 60.56%
Small Non Domestic Two Rate | 9.724% | 39.52% | 50.75%
2422. Multi rate non half hourly tariff pseudo load coefficient
Data sources:
x1 = 2420. Multi rate non half hourly pseudo timeband load coefficients
x2 = 2421. Multi rate non half hourly timeband use
Sum-product calculation =SUMPRODUCT(x1, x2)
| GSPs | 132kV | 132kV/EHV | EHV | EHV/HV | 132kV/HV | HV | HV/LV | LV circuits
Domestic Two Rate | 1.6715 | 1.6197 | 1.6197 | 1.5646 | 1.5646 | 1.6197 | 1.5646 | 1.5646 | 1.5646
Small Non Domestic Two Rate | 1.5301 | 1.5686 | 1.5686 | 1.5929 | 1.5929 | 1.5686 | 1.5929 | 1.5929 | 1.5929
2423. Off-peak non half hourly units (MWh)
Data sources:
x1 = 2407. All units (MWh)
Copy cells = x1
Off-peak non half hourly units (MWh)
Domestic Off Peak (related MPAN) | 65160.6114
Small Non Domestic Off Peak (related MPAN) | 2702.112
2424. Off-peak non half hourly pseudo timeband load coefficients
Data sources:
x1 = 2414. Pseudo load coefficient by time band and network level
Copy cells = x1
| GSPs | Red | Amber | Green | 132kV | Red | Amber | Green | 132kV/EHV | Red | Amber | Green | EHV | Red | Amber | Green | EHV/HV | Red | Amber | Green | 132kV/HV | Red | Amber | Green | HV | Red | Amber | Green | HV/LV | Red | Amber | Green | LV circuits | Red | Amber | Green
Domestic Off Peak (related MPAN) |  | 11.0354 | 0 | 0.029029 |  | 9.3944 | 0.48103 | 0.022703 |  | 9.3944 | 0.48103 | 0.022703 |  | 7.5315 | 0.92268 | 0.069813 |  | 7.5315 | 0.92268 | 0.069813 |  | 9.3944 | 0.48103 | 0.022703 |  | 7.5315 | 0.92268 | 0.069813 |  | 7.5315 | 0.92268 | 0.069813 |  | 7.5315 | 0.92268 | 0.069813
Small Non Domestic Off Peak (related MPAN) |  | 11.0354 | 0 | 0.029029 |  | 9.3944 | 0.48103 | 0.022703 |  | 9.3944 | 0.48103 | 0.022703 |  | 7.5315 | 0.92268 | 0.069813 |  | 7.5315 | 0.92268 | 0.069813 |  | 9.3944 | 0.48103 | 0.022703 |  | 7.5315 | 0.92268 | 0.069813 |  | 7.5315 | 0.92268 | 0.069813 |  | 7.5315 | 0.92268 | 0.069813
2425. Off-peak non half hourly timeband use
Data sources:
x1 = 2403. Split of rate 1 units between distribution time bands
Copy cells = x1
| Red | Amber | Green
Domestic Off Peak (related MPAN) | 4.495% | 32.29% | 63.21%
Small Non Domestic Off Peak (related MPAN) | 1.671% | 18.64% | 79.69%
2426. Off-peak non half hourly tariff pseudo load coefficient
Data sources:
x1 = 2424. Off-peak non half hourly pseudo timeband load coefficients
x2 = 2425. Off-peak non half hourly timeband use
Sum-product calculation =SUMPRODUCT(x1, x2)
| GSPs | 132kV | 132kV/EHV | EHV | EHV/HV | 132kV/HV | HV | HV/LV | LV circuits
Domestic Off Peak (related MPAN) | 0.51437 | 0.59195 | 0.59195 | 0.68062 | 0.68062 | 0.59195 | 0.68062 | 0.68062 | 0.68062
Small Non Domestic Off Peak (related MPAN) | 0.20749 | 0.26469 | 0.26469 | 0.35342 | 0.35342 | 0.26469 | 0.35342 | 0.35342 | 0.35342
2427. Aggregated half hourly units (MWh)
Data sources:
x1 = 2407. All units (MWh)
Copy cells = x1
Aggregated half hourly units (MWh)
LV Network Domestic | 0
LV Network Non-Domestic Non-CT | 158226.9243
2428. Aggregated half hourly pseudo timeband load coefficients
Data sources:
x1 = 2414. Pseudo load coefficient by time band and network level
Copy cells = x1
| GSPs | Red | Amber | Green | 132kV | Red | Amber | Green | 132kV/EHV | Red | Amber | Green | EHV | Red | Amber | Green | EHV/HV | Red | Amber | Green | 132kV/HV | Red | Amber | Green | HV | Red | Amber | Green | HV/LV | Red | Amber | Green | LV circuits | Red | Amber | Green
LV Network Domestic |  | 11.0354 | 0 | 0.029029 |  | 9.3944 | 0.48103 | 0.022703 |  | 9.3944 | 0.48103 | 0.022703 |  | 7.5315 | 0.92268 | 0.069813 |  | 7.5315 | 0.92268 | 0.069813 |  | 9.3944 | 0.48103 | 0.022703 |  | 7.5315 | 0.92268 | 0.069813 |  | 7.5315 | 0.92268 | 0.069813 |  | 7.5315 | 0.92268 | 0.069813
LV Network Non-Domestic Non-CT |  | 15.0997 | 0 | 0.039721 |  | 12.8543 | 0.65819 | 0.031065 |  | 12.8543 | 0.65819 | 0.031065 |  | 10.3053 | 1.2625 | 0.095524 |  | 10.3053 | 1.2625 | 0.095524 |  | 12.8543 | 0.65819 | 0.031065 |  | 10.3053 | 1.2625 | 0.095524 |  | 10.3053 | 1.2625 | 0.095524 |  | 10.3053 | 1.2625 | 0.095524
2429. Aggregated half hourly timeband use
Data sources:
x1 = 2410. Use of distribution time bands by units in demand forecast for three-rate tariffs (in Calculation of implied load coefficients for three-rate users)
Copy cells = x1
| Red | Amber | Green
LV Network Domestic | 0% | 0% | 0%
LV Network Non-Domestic Non-CT | 10.84% | 41.96% | 47.21%
2430. Aggregated half hourly tariff pseudo load coefficient
Data sources:
x1 = 2428. Aggregated half hourly pseudo timeband load coefficients
x2 = 2429. Aggregated half hourly timeband use
Sum-product calculation =SUMPRODUCT(x1, x2)
| GSPs | 132kV | 132kV/EHV | EHV | EHV/HV | 132kV/HV | HV | HV/LV | LV circuits
LV Network Domestic | 0 | 0 | 0 | 0 | 0 | 0 | 0 | 0 | 0
LV Network Non-Domestic Non-CT | 1.6553 | 1.684 | 1.684 | 1.6917 | 1.6917 | 1.684 | 1.6917 | 1.6917 | 1.6917
2431. Average non half hourly tariff pseudo load coefficient
Data sources:
x1 = 2416. Single rate non half hourly units (MWh)
x2 = 2418. Single rate non half hourly tariff pseudo load coefficient
x3 = 2419. Multi rate non half hourly units (MWh)
x4 = 2422. Multi rate non half hourly tariff pseudo load coefficient
x5 = 2423. Off-peak non half hourly units (MWh)
x6 = 2426. Off-peak non half hourly tariff pseudo load coefficient
Calculation =(x1*x2+x3*x4+x5*x6)/(x1+x3+x5)
| GSPs | 132kV | 132kV/EHV | EHV | EHV/HV | 132kV/HV | HV | HV/LV | LV circuits
Domestic equalisation group | 1.8699 | 1.8142 | 1.8142 | 1.7375 | 1.7375 | 1.8142 | 1.7375 | 1.7375 | 1.7375
Non-domestic equalisation group | 1.6248 | 1.6767 | 1.6767 | 1.7032 | 1.7032 | 1.6767 | 1.7032 | 1.7032 | 1.7032
2432. Average non half hourly timeband use
Data sources:
x1 = 2416. Single rate non half hourly units (MWh)
x2 = 2417. Single rate non half hourly timeband use
x3 = 2419. Multi rate non half hourly units (MWh)
x4 = 2421. Multi rate non half hourly timeband use
x5 = 2423. Off-peak non half hourly units (MWh)
x6 = 2425. Off-peak non half hourly timeband use
Calculation =(x1*x2+x3*x4+x5*x6)/(x1+x3+x5)
| Red | Amber | Green
LV Network Domestic | 13.3% | 36.9% | 49.8%
LV Network Non-Domestic Non-CT | 10.99% | 46.34% | 42.67%
2433. Aggregated half hourly tariff pseudo load coefficient using average non half hourly unit mix
Data sources:
x1 = 2428. Aggregated half hourly pseudo timeband load coefficients
x2 = 2432. Average non half hourly timeband use
Sum-product calculation =SUMPRODUCT(x1, x2)
| GSPs | 132kV | 132kV/EHV | EHV | EHV/HV | 132kV/HV | HV | HV/LV | LV circuits
LV Network Domestic | 1.4826 | 1.4386 | 1.4386 | 1.3772 | 1.3772 | 1.4386 | 1.3772 | 1.3772 | 1.3772
LV Network Non-Domestic Non-CT | 1.6764 | 1.7309 | 1.7309 | 1.7583 | 1.7583 | 1.7309 | 1.7583 | 1.7583 | 1.7583
2434. Relative correction factor for aggregated half hourly tariff
Data sources:
x1 = 2431. Average non half hourly tariff pseudo load coefficient
x2 = 2433. Aggregated half hourly tariff pseudo load coefficient using average non half hourly unit mix
Calculation =x1/x2
| GSPs | 132kV | 132kV/EHV | EHV | EHV/HV | 132kV/HV | HV | HV/LV | LV circuits
Domestic equalisation group | 1.2612 | 1.2611 | 1.2611 | 1.2616 | 1.2616 | 1.2611 | 1.2616 | 1.2616 | 1.2616
Non-domestic equalisation group | 0.96924 | 0.96868 | 0.96868 | 0.96865 | 0.96865 | 0.96868 | 0.96865 | 0.96865 | 0.96865
2435. Correction factor for non half hourly tariffs
Data sources:
x1 = 2416. Single rate non half hourly units (MWh)
x2 = 2418. Single rate non half hourly tariff pseudo load coefficient
x3 = 2419. Multi rate non half hourly units (MWh)
x4 = 2422. Multi rate non half hourly tariff pseudo load coefficient
x5 = 2423. Off-peak non half hourly units (MWh)
x6 = 2426. Off-peak non half hourly tariff pseudo load coefficient
x7 = 2427. Aggregated half hourly units (MWh)
x8 = 2430. Aggregated half hourly tariff pseudo load coefficient
x9 = 2434. Relative correction factor for aggregated half hourly tariff
Calculation =(x1*x2+x3*x4+x5*x6+x7*x8)/(x1*x2+x3*x4+x5*x6+x7*x8*x9)
| GSPs | 132kV | 132kV/EHV | EHV | EHV/HV | 132kV/HV | HV | HV/LV | LV circuits
Domestic equalisation group | 1 | 1 | 1 | 1 | 1 | 1 | 1 | 1 | 1
Non-domestic equalisation group | 1.0015 | 1.0015 | 1.0015 | 1.0015 | 1.0015 | 1.0015 | 1.0015 | 1.0015 | 1.0015
2436. Single rate non half hourly corrected pseudo timeband load coefficient
Data sources:
x1 = 2415. Single rate non half hourly pseudo timeband load coefficients
x2 = 2435. Correction factor for non half hourly tariffs
Calculation =x1*x2
| GSPs | Red | Amber | Green | 132kV | Red | Amber | Green | 132kV/EHV | Red | Amber | Green | EHV | Red | Amber | Green | EHV/HV | Red | Amber | Green | 132kV/HV | Red | Amber | Green | HV | Red | Amber | Green | HV/LV | Red | Amber | Green | LV circuits | Red | Amber | Green
Domestic Unrestricted |  | 13.1299 | 0 | 0.034539 |  | 11.1774 | 0.57233 | 0.027012 |  | 11.1774 | 0.57233 | 0.027012 |  | 8.961 | 1.0978 | 0.083063 |  | 8.961 | 1.0978 | 0.083063 |  | 11.1774 | 0.57233 | 0.027012 |  | 8.961 | 1.0978 | 0.083063 |  | 8.961 | 1.0978 | 0.083063 |  | 8.961 | 1.0978 | 0.083063
Small Non Domestic Unrestricted |  | 13.4977 | 0 | 0.035507 |  | 11.4906 | 0.58837 | 0.027769 |  | 11.4906 | 0.58837 | 0.027769 |  | 9.2119 | 1.1286 | 0.085389 |  | 9.2119 | 1.1286 | 0.085389 |  | 11.4906 | 0.58837 | 0.027769 |  | 9.2119 | 1.1286 | 0.085389 |  | 9.2119 | 1.1286 | 0.085389 |  | 9.2119 | 1.1286 | 0.085389
2437. Multi rate non half hourly corrected pseudo timeband load coefficient
Data sources:
x1 = 2420. Multi rate non half hourly pseudo timeband load coefficients
x2 = 2435. Correction factor for non half hourly tariffs
Calculation =x1*x2
| GSPs | Red | Amber | Green | 132kV | Red | Amber | Green | 132kV/EHV | Red | Amber | Green | EHV | Red | Amber | Green | EHV/HV | Red | Amber | Green | 132kV/HV | Red | Amber | Green | HV | Red | Amber | Green | HV/LV | Red | Amber | Green | LV circuits | Red | Amber | Green
Domestic Two Rate |  | 15.7196 | 0 | 0.041352 |  | 13.382 | 0.68522 | 0.03234 |  | 13.382 | 0.68522 | 0.03234 |  | 10.7284 | 1.3143 | 0.099446 |  | 10.7284 | 1.3143 | 0.099446 |  | 13.382 | 0.68522 | 0.03234 |  | 10.7284 | 1.3143 | 0.099446 |  | 10.7284 | 1.3143 | 0.099446 |  | 10.7284 | 1.3143 | 0.099446
Small Non Domestic Two Rate |  | 15.5459 | 0 | 0.040895 |  | 13.2342 | 0.67765 | 0.031983 |  | 13.2342 | 0.67765 | 0.031983 |  | 10.6098 | 1.2998 | 0.098347 |  | 10.6098 | 1.2998 | 0.098347 |  | 13.2342 | 0.67765 | 0.031983 |  | 10.6098 | 1.2998 | 0.098347 |  | 10.6098 | 1.2998 | 0.098347 |  | 10.6098 | 1.2998 | 0.098347
2438. Off-peak non half hourly corrected pseudo timeband load coefficient
Data sources:
x1 = 2424. Off-peak non half hourly pseudo timeband load coefficients
x2 = 2435. Correction factor for non half hourly tariffs
Calculation =x1*x2
| GSPs | Red | Amber | Green | 132kV | Red | Amber | Green | 132kV/EHV | Red | Amber | Green | EHV | Red | Amber | Green | EHV/HV | Red | Amber | Green | 132kV/HV | Red | Amber | Green | HV | Red | Amber | Green | HV/LV | Red | Amber | Green | LV circuits | Red | Amber | Green
Domestic Off Peak (related MPAN) |  | 11.0354 | 0 | 0.029029 |  | 9.3944 | 0.48103 | 0.022703 |  | 9.3944 | 0.48103 | 0.022703 |  | 7.5315 | 0.92268 | 0.069813 |  | 7.5315 | 0.92268 | 0.069813 |  | 9.3944 | 0.48103 | 0.022703 |  | 7.5315 | 0.92268 | 0.069813 |  | 7.5315 | 0.92268 | 0.069813 |  | 7.5315 | 0.92268 | 0.069813
Small Non Domestic Off Peak (related MPAN) |  | 11.052 | 0 | 0.029073 |  | 9.4085 | 0.48176 | 0.022737 |  | 9.4085 | 0.48176 | 0.022737 |  | 7.5428 | 0.92406 | 0.069917 |  | 7.5428 | 0.92406 | 0.069917 |  | 9.4085 | 0.48176 | 0.022737 |  | 7.5428 | 0.92406 | 0.069917 |  | 7.5428 | 0.92406 | 0.069917 |  | 7.5428 | 0.92406 | 0.069917
2439. Aggregated half hourly corrected pseudo timeband load coefficient
Data sources:
x1 = 2428. Aggregated half hourly pseudo timeband load coefficients
x2 = 2435. Correction factor for non half hourly tariffs
x3 = 2434. Relative correction factor for aggregated half hourly tariff
Calculation =x1*x2*x3
| GSPs | Red | Amber | Green | 132kV | Red | Amber | Green | 132kV/EHV | Red | Amber | Green | EHV | Red | Amber | Green | EHV/HV | Red | Amber | Green | 132kV/HV | Red | Amber | Green | HV | Red | Amber | Green | HV/LV | Red | Amber | Green | LV circuits | Red | Amber | Green
LV Network Domestic |  | 13.9183 | 0 | 0.036613 |  | 11.8468 | 0.60661 | 0.02863 |  | 11.8468 | 0.60661 | 0.02863 |  | 9.5017 | 1.1641 | 0.088076 |  | 9.5017 | 1.1641 | 0.088076 |  | 11.8468 | 0.60661 | 0.02863 |  | 9.5017 | 1.1641 | 0.088076 |  | 9.5017 | 1.1641 | 0.088076 |  | 9.5017 | 1.1641 | 0.088076
LV Network Non-Domestic Non-CT |  | 14.6572 | 0 | 0.038557 |  | 12.4705 | 0.63854 | 0.030137 |  | 12.4705 | 0.63854 | 0.030137 |  | 9.9972 | 1.2248 | 0.092668 |  | 9.9972 | 1.2248 | 0.092668 |  | 12.4705 | 0.63854 | 0.030137 |  | 9.9972 | 1.2248 | 0.092668 |  | 9.9972 | 1.2248 | 0.092668 |  | 9.9972 | 1.2248 | 0.092668
2440. Pseudo load coefficient by time band and network level (equalised)
Data sources:
x1 = 2436. Single rate non half hourly corrected pseudo timeband load coefficient
x2 = 2437. Multi rate non half hourly corrected pseudo timeband load coefficient
x3 = 2438. Off-peak non half hourly corrected pseudo timeband load coefficient
x4 = 2439. Aggregated half hourly corrected pseudo timeband load coefficient
x5 = 2414. Pseudo load coefficient by time band and network level
Combine tables = x1 or x2 or x3 or x4 or x5
| GSPs | Red | Amber | Green | 132kV | Red | Amber | Green | 132kV/EHV | Red | Amber | Green | EHV | Red | Amber | Green | EHV/HV | Red | Amber | Green | 132kV/HV | Red | Amber | Green | HV | Red | Amber | Green | HV/LV | Red | Amber | Green | LV circuits | Red | Amber | Green
Domestic Unrestricted |  | 13.1299 | 0 | 0.034539 |  | 11.1774 | 0.57233 | 0.027012 |  | 11.1774 | 0.57233 | 0.027012 |  | 8.961 | 1.0978 | 0.083063 |  | 8.961 | 1.0978 | 0.083063 |  | 11.1774 | 0.57233 | 0.027012 |  | 8.961 | 1.0978 | 0.083063 |  | 8.961 | 1.0978 | 0.083063 |  | 8.961 | 1.0978 | 0.083063
Domestic Two Rate |  | 15.7196 | 0 | 0.041352 |  | 13.382 | 0.68522 | 0.03234 |  | 13.382 | 0.68522 | 0.03234 |  | 10.7284 | 1.3143 | 0.099446 |  | 10.7284 | 1.3143 | 0.099446 |  | 13.382 | 0.68522 | 0.03234 |  | 10.7284 | 1.3143 | 0.099446 |  | 10.7284 | 1.3143 | 0.099446 |  | 10.7284 | 1.3143 | 0.099446
Domestic Off Peak (related MPAN) |  | 11.0354 | 0 | 0.029029 |  | 9.3944 | 0.48103 | 0.022703 |  | 9.3944 | 0.48103 | 0.022703 |  | 7.5315 | 0.92268 | 0.069813 |  | 7.5315 | 0.92268 | 0.069813 |  | 9.3944 | 0.48103 | 0.022703 |  | 7.5315 | 0.92268 | 0.069813 |  | 7.5315 | 0.92268 | 0.069813 |  | 7.5315 | 0.92268 | 0.069813
Small Non Domestic Unrestricted |  | 13.4977 | 0 | 0.035507 |  | 11.4906 | 0.58837 | 0.027769 |  | 11.4906 | 0.58837 | 0.027769 |  | 9.2119 | 1.1286 | 0.085389 |  | 9.2119 | 1.1286 | 0.085389 |  | 11.4906 | 0.58837 | 0.027769 |  | 9.2119 | 1.1286 | 0.085389 |  | 9.2119 | 1.1286 | 0.085389 |  | 9.2119 | 1.1286 | 0.085389
Small Non Domestic Two Rate |  | 15.5459 | 0 | 0.040895 |  | 13.2342 | 0.67765 | 0.031983 |  | 13.2342 | 0.67765 | 0.031983 |  | 10.6098 | 1.2998 | 0.098347 |  | 10.6098 | 1.2998 | 0.098347 |  | 13.2342 | 0.67765 | 0.031983 |  | 10.6098 | 1.2998 | 0.098347 |  | 10.6098 | 1.2998 | 0.098347 |  | 10.6098 | 1.2998 | 0.098347
Small Non Domestic Off Peak (related MPAN) |  | 11.052 | 0 | 0.029073 |  | 9.4085 | 0.48176 | 0.022737 |  | 9.4085 | 0.48176 | 0.022737 |  | 7.5428 | 0.92406 | 0.069917 |  | 7.5428 | 0.92406 | 0.069917 |  | 9.4085 | 0.48176 | 0.022737 |  | 7.5428 | 0.92406 | 0.069917 |  | 7.5428 | 0.92406 | 0.069917 |  | 7.5428 | 0.92406 | 0.069917
LV Medium Non-Domestic |  | 14.5214 | 0 | 0.0382 |  | 12.362 | 0.63299 | 0.029875 |  | 12.362 | 0.63299 | 0.029875 |  | 9.9107 | 1.2142 | 0.091866 |  | 9.9107 | 1.2142 | 0.091866 |  | 12.362 | 0.63299 | 0.029875 |  | 9.9107 | 1.2142 | 0.091866 |  | 9.9107 | 1.2142 | 0.091866 |  | 9.9107 | 1.2142 | 0.091866
LV Sub Medium Non-Domestic |  | 14.7564 | 0 | 0.038818 |  | 12.5621 | 0.64323 | 0.030358 |  | 12.5621 | 0.64323 | 0.030358 |  | 10.0711 | 1.2338 | 0.093353 |  | 10.0711 | 1.2338 | 0.093353 |  | 12.5621 | 0.64323 | 0.030358 |  | 10.0711 | 1.2338 | 0.093353 |  | 10.0711 | 1.2338 | 0.093353 |  | 10.0711 | 1.2338 | 0.093353
HV Medium Non-Domestic |  | 15.2123 | 0 | 0.040017 |  | 12.9502 | 0.6631 | 0.031296 |  | 12.9502 | 0.6631 | 0.031296 |  | 10.3822 | 1.2719 | 0.096237 |  | 10.3822 | 1.2719 | 0.096237 |  | 12.9502 | 0.6631 | 0.031296 |  | 10.3822 | 1.2719 | 0.096237 |  | 10.3822 | 1.2719 | 0.096237 |  | 10.3822 | 1.2719 | 0.096237
LV Network Domestic |  | 13.9183 | 0 | 0.036613 |  | 11.8468 | 0.60661 | 0.02863 |  | 11.8468 | 0.60661 | 0.02863 |  | 9.5017 | 1.1641 | 0.088076 |  | 9.5017 | 1.1641 | 0.088076 |  | 11.8468 | 0.60661 | 0.02863 |  | 9.5017 | 1.1641 | 0.088076 |  | 9.5017 | 1.1641 | 0.088076 |  | 9.5017 | 1.1641 | 0.088076
LV Network Non-Domestic Non-CT |  | 14.6572 | 0 | 0.038557 |  | 12.4705 | 0.63854 | 0.030137 |  | 12.4705 | 0.63854 | 0.030137 |  | 9.9972 | 1.2248 | 0.092668 |  | 9.9972 | 1.2248 | 0.092668 |  | 12.4705 | 0.63854 | 0.030137 |  | 9.9972 | 1.2248 | 0.092668 |  | 9.9972 | 1.2248 | 0.092668 |  | 9.9972 | 1.2248 | 0.092668
LV HH Metered |  | 13.4034 | 0 | 0.035259 |  | 11.4102 | 0.58425 | 0.027575 |  | 11.4102 | 0.58425 | 0.027575 |  | 9.1476 | 1.1207 | 0.084793 |  | 9.1476 | 1.1207 | 0.084793 |  | 11.4102 | 0.58425 | 0.027575 |  | 9.1476 | 1.1207 | 0.084793 |  | 9.1476 | 1.1207 | 0.084793 |  | 9.1476 | 1.1207 | 0.084793
LV Sub HH Metered |  | 13.204 | 0 | 0.034734 |  | 11.2405 | 0.57556 | 0.027165 |  | 11.2405 | 0.57556 | 0.027165 |  | 9.0115 | 1.104 | 0.083532 |  | 9.0115 | 1.104 | 0.083532 |  | 11.2405 | 0.57556 | 0.027165 |  | 9.0115 | 1.104 | 0.083532 |  | 9.0115 | 1.104 | 0.083532 |  | 9.0115 | 1.104 | 0.083532
HV HH Metered |  | 11.9622 | 0 | 0.031468 |  | 10.1834 | 0.52143 | 0.02461 |  | 10.1834 | 0.52143 | 0.02461 |  | 8.1641 | 1.0002 | 0.075676 |  | 8.1641 | 1.0002 | 0.075676 |  | 10.1834 | 0.52143 | 0.02461 |  | 8.1641 | 1.0002 | 0.075676 |  | 8.1641 | 1.0002 | 0.075676 |  | 8.1641 | 1.0002 | 0.075676
LV Generation Non-Intermittent |  | -11.0354 | 0 | -0.029029 |  | -9.3944 | -0.48103 | -0.022703 |  | -9.3944 | -0.48103 | -0.022703 |  | -7.5315 | -0.92268 | -0.069813 |  | -7.5315 | -0.92268 | -0.069813 |  | -9.3944 | -0.48103 | -0.022703 |  | -7.5315 | -0.92268 | -0.069813 |  | -7.5315 | -0.92268 | -0.069813 |  | -7.5315 | -0.92268 | -0.069813
LV Generation Non-Intermittent no RP charge |  | -11.0354 | 0 | -0.029029 |  | -9.3944 | -0.48103 | -0.022703 |  | -9.3944 | -0.48103 | -0.022703 |  | -7.5315 | -0.92268 | -0.069813 |  | -7.5315 | -0.92268 | -0.069813 |  | -9.3944 | -0.48103 | -0.022703 |  | -7.5315 | -0.92268 | -0.069813 |  | -7.5315 | -0.92268 | -0.069813 |  | -7.5315 | -0.92268 | -0.069813
LV Sub Generation Non-Intermittent |  | -11.0354 | 0 | -0.029029 |  | -9.3944 | -0.48103 | -0.022703 |  | -9.3944 | -0.48103 | -0.022703 |  | -7.5315 | -0.92268 | -0.069813 |  | -7.5315 | -0.92268 | -0.069813 |  | -9.3944 | -0.48103 | -0.022703 |  | -7.5315 | -0.92268 | -0.069813 |  | -7.5315 | -0.92268 | -0.069813 |  | -7.5315 | -0.92268 | -0.069813
LV Sub Generation Non-Intermittent no RP charge |  | -11.0354 | 0 | -0.029029 |  | -9.3944 | -0.48103 | -0.022703 |  | -9.3944 | -0.48103 | -0.022703 |  | -7.5315 | -0.92268 | -0.069813 |  | -7.5315 | -0.92268 | -0.069813 |  | -9.3944 | -0.48103 | -0.022703 |  | -7.5315 | -0.92268 | -0.069813 |  | -7.5315 | -0.92268 | -0.069813 |  | -7.5315 | -0.92268 | -0.069813
HV Generation Non-Intermittent |  | -11.0354 | 0 | -0.029029 |  | -9.3944 | -0.48103 | -0.022703 |  | -9.3944 | -0.48103 | -0.022703 |  | -7.5315 | -0.92268 | -0.069813 |  | -7.5315 | -0.92268 | -0.069813 |  | -9.3944 | -0.48103 | -0.022703 |  | -7.5315 | -0.92268 | -0.069813 |  | -7.5315 | -0.92268 | -0.069813 |  | -7.5315 | -0.92268 | -0.069813
HV Generation Non-Intermittent no RP charge |  | -11.0354 | 0 | -0.029029 |  | -9.3944 | -0.48103 | -0.022703 |  | -9.3944 | -0.48103 | -0.022703 |  | -7.5315 | -0.92268 | -0.069813 |  | -7.5315 | -0.92268 | -0.069813 |  | -9.3944 | -0.48103 | -0.022703 |  | -7.5315 | -0.92268 | -0.069813 |  | -7.5315 | -0.92268 | -0.069813 |  | -7.5315 | -0.92268 | -0.069813
2441. Unit rate 1 pseudo load coefficient by network level
Data sources:
x1 = 2440. Pseudo load coefficient by time band and network level (equalised)
x2 = 2403. Split of rate 1 units between distribution time bands
Sum-product calculation =SUMPRODUCT(x1, x2)
| GSPs | 132kV | 132kV/EHV | EHV | EHV/HV | 132kV/HV | HV | HV/LV | LV circuits
Domestic Unrestricted | 2.0123 | 1.9525 | 1.9525 | 1.8601 | 1.8601 | 1.9525 | 1.8601 | 1.8601 | 1.8601
Domestic Two Rate | 2.3943 | 2.3236 | 2.3236 | 2.2144 | 2.2144 | 2.3236 | 2.2144 | 2.2144 | 2.2144
Domestic Off Peak (related MPAN) | 0.51437 | 0.59195 | 0.59195 | 0.68062 | 0.68062 | 0.59195 | 0.68062 | 0.68062 | 0.68062
Small Non Domestic Unrestricted | 1.798 | 1.8737 | 1.8737 | 1.9039 | 1.9039 | 1.8737 | 1.9039 | 1.9039 | 1.9039
Small Non Domestic Two Rate | 1.9849 | 2.0378 | 2.0378 | 2.0495 | 2.0495 | 2.0378 | 2.0495 | 2.0495 | 2.0495
Small Non Domestic Off Peak (related MPAN) | 0.2078 | 0.26509 | 0.26509 | 0.35395 | 0.35395 | 0.26509 | 0.35395 | 0.35395 | 0.35395
LV Medium Non-Domestic | 1.9847 | 2.0227 | 2.0227 | 2.0173 | 2.0173 | 2.0227 | 2.0173 | 2.0173 | 2.0173
LV Sub Medium Non-Domestic | 1.9864 | 2.0306 | 2.0306 | 2.0313 | 2.0313 | 2.0306 | 2.0313 | 2.0313 | 2.0313
HV Medium Non-Domestic | 2.0477 | 2.1 | 2.1 | 2.1062 | 2.1062 | 2.1 | 2.1062 | 2.1062 | 2.1062
LV Network Domestic | 13.9183 | 11.8468 | 11.8468 | 9.5017 | 9.5017 | 11.8468 | 9.5017 | 9.5017 | 9.5017
LV Network Non-Domestic Non-CT | 14.6572 | 12.4705 | 12.4705 | 9.9972 | 9.9972 | 12.4705 | 9.9972 | 9.9972 | 9.9972
LV HH Metered | 13.4034 | 11.4102 | 11.4102 | 9.1476 | 9.1476 | 11.4102 | 9.1476 | 9.1476 | 9.1476
LV Sub HH Metered | 13.204 | 11.2405 | 11.2405 | 9.0115 | 9.0115 | 11.2405 | 9.0115 | 9.0115 | 9.0115
HV HH Metered | 11.9622 | 10.1834 | 10.1834 | 8.1641 | 8.1641 | 10.1834 | 8.1641 | 8.1641 | 8.1641
LV Generation Non-Intermittent | -11.0354 | -9.3944 | -9.3944 | -7.5315 | -7.5315 | -9.3944 | -7.5315 | -7.5315 | -7.5315
LV Generation Non-Intermittent no RP charge | -11.0354 | -9.3944 | -9.3944 | -7.5315 | -7.5315 | -9.3944 | -7.5315 | -7.5315 | -7.5315
LV Sub Generation Non-Intermittent | -11.0354 | -9.3944 | -9.3944 | -7.5315 | -7.5315 | -9.3944 | -7.5315 | -7.5315 | -7.5315
LV Sub Generation Non-Intermittent no RP charge | -11.0354 | -9.3944 | -9.3944 | -7.5315 | -7.5315 | -9.3944 | -7.5315 | -7.5315 | -7.5315
HV Generation Non-Intermittent | -11.0354 | -9.3944 | -9.3944 | -7.5315 | -7.5315 | -9.3944 | -7.5315 | -7.5315 | -7.5315
HV Generation Non-Intermittent no RP charge | -11.0354 | -9.3944 | -9.3944 | -7.5315 | -7.5315 | -9.3944 | -7.5315 | -7.5315 | -7.5315
2442. Unit rate 2 pseudo load coefficient by network level
Data sources:
x1 = 2440. Pseudo load coefficient by time band and network level (equalised)
x2 = 2405. Split of rate 2 units between distribution time bands
Sum-product calculation =SUMPRODUCT(x1, x2)
| GSPs | 132kV | 132kV/EHV | EHV | EHV/HV | 132kV/HV | HV | HV/LV | LV circuits
Domestic Two Rate | 0.041352 | 0.03234 | 0.03234 | 0.099446 | 0.099446 | 0.03234 | 0.099446 | 0.099446 | 0.099446
Small Non Domestic Two Rate | 0.040895 | 0.031983 | 0.031983 | 0.098347 | 0.098347 | 0.031983 | 0.098347 | 0.098347 | 0.098347
LV Medium Non-Domestic | 0.0382 | 0.029875 | 0.029875 | 0.091866 | 0.091866 | 0.029875 | 0.091866 | 0.091866 | 0.091866
LV Sub Medium Non-Domestic | 0.038818 | 0.030358 | 0.030358 | 0.093353 | 0.093353 | 0.030358 | 0.093353 | 0.093353 | 0.093353
HV Medium Non-Domestic | 0.040017 | 0.031296 | 0.031296 | 0.096237 | 0.096237 | 0.031296 | 0.096237 | 0.096237 | 0.096237
LV Network Domestic | 0 | 0.60661 | 0.60661 | 1.1641 | 1.1641 | 0.60661 | 1.1641 | 1.1641 | 1.1641
LV Network Non-Domestic Non-CT | 0 | 0.63854 | 0.63854 | 1.2248 | 1.2248 | 0.63854 | 1.2248 | 1.2248 | 1.2248
LV HH Metered | 0 | 0.58425 | 0.58425 | 1.1207 | 1.1207 | 0.58425 | 1.1207 | 1.1207 | 1.1207
LV Sub HH Metered | 0 | 0.57556 | 0.57556 | 1.104 | 1.104 | 0.57556 | 1.104 | 1.104 | 1.104
HV HH Metered | 0 | 0.52143 | 0.52143 | 1.0002 | 1.0002 | 0.52143 | 1.0002 | 1.0002 | 1.0002
LV Generation Non-Intermittent | 0 | -0.48103 | -0.48103 | -0.92268 | -0.92268 | -0.48103 | -0.92268 | -0.92268 | -0.92268
LV Generation Non-Intermittent no RP charge | 0 | -0.48103 | -0.48103 | -0.92268 | -0.92268 | -0.48103 | -0.92268 | -0.92268 | -0.92268
LV Sub Generation Non-Intermittent | 0 | -0.48103 | -0.48103 | -0.92268 | -0.92268 | -0.48103 | -0.92268 | -0.92268 | -0.92268
LV Sub Generation Non-Intermittent no RP charge | 0 | -0.48103 | -0.48103 | -0.92268 | -0.92268 | -0.48103 | -0.92268 | -0.92268 | -0.92268
HV Generation Non-Intermittent | 0 | -0.48103 | -0.48103 | -0.92268 | -0.92268 | -0.48103 | -0.92268 | -0.92268 | -0.92268
HV Generation Non-Intermittent no RP charge | 0 | -0.48103 | -0.48103 | -0.92268 | -0.92268 | -0.48103 | -0.92268 | -0.92268 | -0.92268
2443. Unit rate 3 pseudo load coefficient by network level
Data sources:
x1 = 2440. Pseudo load coefficient by time band and network level (equalised)
x2 = 2406. Split of rate 3 units between distribution time bands (default)
Sum-product calculation =SUMPRODUCT(x1, x2)
| GSPs | 132kV | 132kV/EHV | EHV | EHV/HV | 132kV/HV | HV | HV/LV | LV circuits
LV Network Domestic | 0.036613 | 0.02863 | 0.02863 | 0.088076 | 0.088076 | 0.02863 | 0.088076 | 0.088076 | 0.088076
LV Network Non-Domestic Non-CT | 0.038557 | 0.030137 | 0.030137 | 0.092668 | 0.092668 | 0.030137 | 0.092668 | 0.092668 | 0.092668
LV HH Metered | 0.035259 | 0.027575 | 0.027575 | 0.084793 | 0.084793 | 0.027575 | 0.084793 | 0.084793 | 0.084793
LV Sub HH Metered | 0.034734 | 0.027165 | 0.027165 | 0.083532 | 0.083532 | 0.027165 | 0.083532 | 0.083532 | 0.083532
HV HH Metered | 0.031468 | 0.02461 | 0.02461 | 0.075676 | 0.075676 | 0.02461 | 0.075676 | 0.075676 | 0.075676
LV Generation Non-Intermittent | -0.029029 | -0.022703 | -0.022703 | -0.069813 | -0.069813 | -0.022703 | -0.069813 | -0.069813 | -0.069813
LV Generation Non-Intermittent no RP charge | -0.029029 | -0.022703 | -0.022703 | -0.069813 | -0.069813 | -0.022703 | -0.069813 | -0.069813 | -0.069813
LV Sub Generation Non-Intermittent | -0.029029 | -0.022703 | -0.022703 | -0.069813 | -0.069813 | -0.022703 | -0.069813 | -0.069813 | -0.069813
LV Sub Generation Non-Intermittent no RP charge | -0.029029 | -0.022703 | -0.022703 | -0.069813 | -0.069813 | -0.022703 | -0.069813 | -0.069813 | -0.069813
HV Generation Non-Intermittent | -0.029029 | -0.022703 | -0.022703 | -0.069813 | -0.069813 | -0.022703 | -0.069813 | -0.069813 | -0.069813
HV Generation Non-Intermittent no RP charge | -0.029029 | -0.022703 | -0.022703 | -0.069813 | -0.069813 | -0.022703 | -0.069813 | -0.069813 | -0.069813
2444. Adjust annual hours by special distribution time band to match days in year
Data sources:
x1 = 1066. Typical annual hours by special distribution time band
x2 = 1010. Days in the charging year (in Financial and general assumptions)
x3 = Total hours in the year according to special time band hours input data (in Adjust annual hours by special distribution time band to match days in year)
Kind: | Cell summation | Calculation
Formula: | =SUM(x1) | =x1*24*x2/x3
Annual hours by special distribution time band (reconciled to days in year)
| Hours aggregate | Black | Yellow | Green
Adjust annual hours by special distribution time band to match days in year | 8760 | 258 | 3252 | 5250
2445. Normalisation of split of rate 1 units by special time band
Data sources:
x1 = 1064. Average split of rate 1 units by special distribution time band
x2 = Total split (in Normalisation of split of rate 1 units by special time band)
x3 = 2444. Annual hours by special distribution time band (reconciled to days in year) (in Adjust annual hours by special distribution time band to match days in year)
x4 = 1010. Days in the charging year (in Financial and general assumptions)
Kind: | Cell summation | Calculation
Formula: | =SUM(x1) | =IF(x2,x1/x2,x3/x4/24)
Normalised split of rate 1 units by special distribution time band
| Total split | Black | Yellow | Green
NHH UMS category A | 100% | 2.931% | 37.31% | 59.76%
NHH UMS category B | 100% | 4.986% | 9.036% | 85.98%
NHH UMS category C | 100% | 9.48% | 16.06% | 74.46%
NHH UMS category D | 100% | 0.9238% | 63.55% | 35.52%
2446. Split of rate 1 units between special distribution time bands
Data sources:
x1 = 2445. Normalised split of rate 1 units by special distribution time band (in Normalisation of split of rate 1 units by special time band)
x2 = Split of rate 1 units between special distribution time bands (default)
Combine tables = x1 or x2
| Black | Yellow | Green
NHH UMS category A | 2.931% | 37.31% | 59.76%
NHH UMS category B | 4.986% | 9.036% | 85.98%
NHH UMS category C | 9.48% | 16.06% | 74.46%
NHH UMS category D | 0.9238% | 63.55% | 35.52%
LV UMS (Pseudo HH Metered) | 100% | 0% | 0%
2447. Split of rate 2 units between special distribution time bands (default)
| Black | Yellow | Green
LV UMS (Pseudo HH Metered) | 0% | 100% | 0%
2448. Split of rate 3 units between special distribution time bands (default)
| Black | Yellow | Green
LV UMS (Pseudo HH Metered) | 0% | 0% | 100%
2449. Calculation of implied special load coefficients for one-rate users
Data sources:
x1 = 2407. All units (MWh)
x2 = 2305. Rate 1 units (MWh) (in Equivalent volume for each end user)
x3 = 2446. Split of rate 1 units between special distribution time bands
x4 = 2444. Annual hours by special distribution time band (reconciled to days in year) (in Adjust annual hours by special distribution time band to match days in year)
x5 = Use of special distribution time bands by units in demand forecast for one-rate tariffs (in Calculation of implied special load coefficients for one-rate users)
x6 = 1010. Days in the charging year (in Financial and general assumptions)
Kind: | Calculation |  |  | Calculation
Formula: | =IF(x1>0,(x2*x3)/x1,0) |  |  | =IF(x4>0,x5*x6*24/x4,0)
Use of special distribution time bands by units in demand forecast for one-rate tariffs
| Black | Yellow | Green | Peak band special load coefficient for one-rate tariffs
NHH UMS category A | 2.931% | 37.31% | 59.76% | 0.99521
NHH UMS category B | 4.986% | 9.036% | 85.98% | 1.693
NHH UMS category C | 9.48% | 16.06% | 74.46% | 3.2187
NHH UMS category D | 0.9238% | 63.55% | 35.52% | 0.31368
2450. Calculation of implied special load coefficients for three-rate users
Data sources:
x1 = 2407. All units (MWh)
x2 = 2305. Rate 1 units (MWh) (in Equivalent volume for each end user)
x3 = 2446. Split of rate 1 units between special distribution time bands
x4 = 2305. Rate 2 units (MWh) (in Equivalent volume for each end user)
x5 = 2447. Split of rate 2 units between special distribution time bands (default)
x6 = 2305. Rate 3 units (MWh) (in Equivalent volume for each end user)
x7 = 2448. Split of rate 3 units between special distribution time bands (default)
x8 = 2444. Annual hours by special distribution time band (reconciled to days in year) (in Adjust annual hours by special distribution time band to match days in year)
x9 = Use of special distribution time bands by units in demand forecast for three-rate tariffs (in Calculation of implied special load coefficients for three-rate users)
x10 = 1010. Days in the charging year (in Financial and general assumptions)
Kind: | Calculation |  |  | Calculation
Formula: | =IF(x1>0,(x2*x3+x4*x5+x6*x7)/x1,0) |  |  | =IF(x8>0,x9*x10*24/x8,0)
Use of special distribution time bands by units in demand forecast for three-rate tariffs
| Black | Yellow | Green | Peak band special load coefficient for three-rate tariffs
LV UMS (Pseudo HH Metered) | 5.744% | 15.4% | 78.85% | 1.9502
2451. Estimated contributions to peak demand
Data sources:
x1 = 2449. Peak band special load coefficient for one-rate tariffs (in Calculation of implied special load coefficients for one-rate users)
x2 = 2450. Peak band special load coefficient for three-rate tariffs (in Calculation of implied special load coefficients for three-rate users)
x3 = Peak band special load coefficient (in Estimated contributions to peak demand)
x4 = 2407. All units (MWh)
x5 = 1010. Days in the charging year (in Financial and general assumptions)
x6 = 2302. Load coefficient
Kind: | Combine tables | Calculation | Calculation
Formula: | = x1 or x2 | =x3*x4/24/x5*1000 | =x6*x4/24/x5*1000
| Peak band special load coefficient | Contribution to peak band kW | Contribution to system-peak-time kW
NHH UMS category A | 0.99521 | 5392.1562 | 5418.0911
NHH UMS category B | 1.693 | 7512.2232 | 9391.306
NHH UMS category C | 3.2187 | 146.6744 | 195.6979
NHH UMS category D | 0.31368 | 367.9985 | 12.2985
LV UMS (Pseudo HH Metered) | 1.9502 | 49216.2784 | 54764.9166
2452. Load coefficient correction factor for the group
Data sources:
x1 = 2451. Contribution to peak band kW (in Estimated contributions to peak demand)
x2 = 2451. Contribution to system-peak-time kW (in Estimated contributions to peak demand)
Calculation =IF(SUM(x1),SUM(x2)/SUM(x1),0)
Load coefficient correction factor for the group
Load coefficient correction factor for the group | 1.1141
2453. Calculation of special peaking probabilities
Data sources:
x1 = 2412. Normalised peaking probabilities (in Normalisation of peaking probabilities)
x2 = 1069. Black peaking probabilities (in Peaking probabilities by network level)
x3 = Amber peaking probabilities (in Calculation of special peaking probabilities)
x4 = Red peaking probabilities (in Calculation of special peaking probabilities)
x5 = 2412. Total probability (should be 100%) (in Normalisation of peaking probabilities)
x6 = Yellow peaking probabilities (in Calculation of special peaking probabilities)
x7 = Green peaking probabilities (in Calculation of special peaking probabilities)
Kind: | Copy cells | Copy cells | Copy cells | Calculation | Calculation
Formula: | =x1 | =x1 | =x1 | =IF(x2,MAX(0,x3+x4-x2),IF(x5,1/0,0)) | =1-x6-x7
| Red peaking probabilities | Amber peaking probabilities | Green peaking probabilities | Yellow peaking probabilities | Black peaking probabilities
GSPs | 98.26% | 0% | 1.74% | 0% | 98.26%
132kV | 83.65% | 14.99% | 1.361% | 15.33% | 83.31%
132kV/EHV | 83.65% | 14.99% | 1.361% | 15.33% | 83.31%
EHV | 67.06% | 28.75% | 4.184% | 29.55% | 66.26%
EHV/HV | 67.06% | 28.75% | 4.184% | 29.55% | 66.26%
132kV/HV | 83.65% | 14.99% | 1.361% | 15.33% | 83.31%
HV | 67.06% | 28.75% | 4.184% | 29.55% | 66.26%
HV/LV | 67.06% | 28.75% | 4.184% | 29.55% | 66.26%
LV circuits | 67.06% | 28.75% | 4.184% | 29.55% | 66.26%
2454. Special peaking probabilities by network level
Data sources:
x1 = 2453. Green peaking probabilities (in Calculation of special peaking probabilities)
x2 = 2453. Yellow peaking probabilities (in Calculation of special peaking probabilities)
x3 = 2453. Black peaking probabilities (in Calculation of special peaking probabilities)
Combine tables = x1 or x2 or x3
| Black | Yellow | Green
GSPs | 98.26% | 0% | 1.74%
132kV | 83.31% | 15.33% | 1.361%
132kV/EHV | 83.31% | 15.33% | 1.361%
EHV | 66.26% | 29.55% | 4.184%
EHV/HV | 66.26% | 29.55% | 4.184%
132kV/HV | 83.31% | 15.33% | 1.361%
HV | 66.26% | 29.55% | 4.184%
HV/LV | 66.26% | 29.55% | 4.184%
LV circuits | 66.26% | 29.55% | 4.184%
2455. Special peaking probabilities by network level (reshaped)
Data sources:
x1 = 2454. Special peaking probabilities by network level
Reshape table = x1
| GSPs | Black | Yellow | Green | 132kV | Black | Yellow | Green | 132kV/EHV | Black | Yellow | Green | EHV | Black | Yellow | Green | EHV/HV | Black | Yellow | Green | 132kV/HV | Black | Yellow | Green | HV | Black | Yellow | Green | HV/LV | Black | Yellow | Green | LV circuits | Black | Yellow | Green
Probability of peak within timeband |  | 98.26% | 0% | 1.74% |  | 83.31% | 15.33% | 1.361% |  | 83.31% | 15.33% | 1.361% |  | 66.26% | 29.55% | 4.184% |  | 66.26% | 29.55% | 4.184% |  | 83.31% | 15.33% | 1.361% |  | 66.26% | 29.55% | 4.184% |  | 66.26% | 29.55% | 4.184% |  | 66.26% | 29.55% | 4.184%
2456. Pseudo load coefficient by special time band and network level
Data sources:
x1 = 2444. Annual hours by special distribution time band (reconciled to days in year) (in Adjust annual hours by special distribution time band to match days in year)
x2 = 2452. Load coefficient correction factor for the group
x3 = 2455. Special peaking probabilities by network level (reshaped)
x4 = 1010. Days in the charging year (in Financial and general assumptions)
Calculation =IF(x1>0,x2*x3*24*x4/x1,0)
| GSPs | Black | Yellow | Green | 132kV | Black | Yellow | Green | 132kV/EHV | Black | Yellow | Green | EHV | Black | Yellow | Green | EHV/HV | Black | Yellow | Green | 132kV/HV | Black | Yellow | Green | HV | Black | Yellow | Green | HV/LV | Black | Yellow | Green | LV circuits | Black | Yellow | Green
Pseudo load coefficient by special time band and network level |  | 37.1696 | 0 | 0.032342 |  | 31.5157 | 0.45994 | 0.025294 |  | 31.5157 | 0.45994 | 0.025294 |  | 25.0664 | 0.88686 | 0.077779 |  | 25.0664 | 0.88686 | 0.077779 |  | 31.5157 | 0.45994 | 0.025294 |  | 25.0664 | 0.88686 | 0.077779 |  | 25.0664 | 0.88686 | 0.077779 |  | 25.0664 | 0.88686 | 0.077779
2457. Unit rate 1 pseudo load coefficient by network level (special)
Data sources:
x1 = 2456. Pseudo load coefficient by special time band and network level
x2 = 2446. Split of rate 1 units between special distribution time bands
Sum-product calculation =SUMPRODUCT(x1, x2)
| GSPs | 132kV | 132kV/EHV | EHV | EHV/HV | 132kV/HV | HV | HV/LV | LV circuits
NHH UMS category A | 1.1088 | 1.1105 | 1.1105 | 1.1121 | 1.1121 | 1.1105 | 1.1121 | 1.1121 | 1.1121
NHH UMS category B | 1.8812 | 1.6348 | 1.6348 | 1.3969 | 1.3969 | 1.6348 | 1.3969 | 1.3969 | 1.3969
NHH UMS category C | 3.5477 | 3.0803 | 3.0803 | 2.5766 | 2.5766 | 3.0803 | 2.5766 | 2.5766 | 2.5766
NHH UMS category D | 0.35488 | 0.59244 | 0.59244 | 0.82283 | 0.82283 | 0.59244 | 0.82283 | 0.82283 | 0.82283
LV UMS (Pseudo HH Metered) | 37.1696 | 31.5157 | 31.5157 | 25.0664 | 25.0664 | 31.5157 | 25.0664 | 25.0664 | 25.0664
2458. Unit rate 2 pseudo load coefficient by network level (special)
Data sources:
x1 = 2456. Pseudo load coefficient by special time band and network level
x2 = 2447. Split of rate 2 units between special distribution time bands (default)
Sum-product calculation =SUMPRODUCT(x1, x2)
| GSPs | 132kV | 132kV/EHV | EHV | EHV/HV | 132kV/HV | HV | HV/LV | LV circuits
LV UMS (Pseudo HH Metered) | 0 | 0.45994 | 0.45994 | 0.88686 | 0.88686 | 0.45994 | 0.88686 | 0.88686 | 0.88686
2459. Unit rate 3 pseudo load coefficient by network level (special)
Data sources:
x1 = 2456. Pseudo load coefficient by special time band and network level
x2 = 2448. Split of rate 3 units between special distribution time bands (default)
Sum-product calculation =SUMPRODUCT(x1, x2)
| GSPs | 132kV | 132kV/EHV | EHV | EHV/HV | 132kV/HV | HV | HV/LV | LV circuits
LV UMS (Pseudo HH Metered) | 0.032342 | 0.025294 | 0.025294 | 0.077779 | 0.077779 | 0.025294 | 0.077779 | 0.077779 | 0.077779
2460. Unit rate 1 pseudo load coefficient by network level (combined)
Data sources:
x1 = 2441. Unit rate 1 pseudo load coefficient by network level
x2 = 2457. Unit rate 1 pseudo load coefficient by network level (special)
Combine tables = x1 or x2
| GSPs | 132kV | 132kV/EHV | EHV | EHV/HV | 132kV/HV | HV | HV/LV | LV circuits
Domestic Unrestricted | 2.0123 | 1.9525 | 1.9525 | 1.8601 | 1.8601 | 1.9525 | 1.8601 | 1.8601 | 1.8601
Domestic Two Rate | 2.3943 | 2.3236 | 2.3236 | 2.2144 | 2.2144 | 2.3236 | 2.2144 | 2.2144 | 2.2144
Domestic Off Peak (related MPAN) | 0.51437 | 0.59195 | 0.59195 | 0.68062 | 0.68062 | 0.59195 | 0.68062 | 0.68062 | 0.68062
Small Non Domestic Unrestricted | 1.798 | 1.8737 | 1.8737 | 1.9039 | 1.9039 | 1.8737 | 1.9039 | 1.9039 | 1.9039
Small Non Domestic Two Rate | 1.9849 | 2.0378 | 2.0378 | 2.0495 | 2.0495 | 2.0378 | 2.0495 | 2.0495 | 2.0495
Small Non Domestic Off Peak (related MPAN) | 0.2078 | 0.26509 | 0.26509 | 0.35395 | 0.35395 | 0.26509 | 0.35395 | 0.35395 | 0.35395
LV Medium Non-Domestic | 1.9847 | 2.0227 | 2.0227 | 2.0173 | 2.0173 | 2.0227 | 2.0173 | 2.0173 | 2.0173
LV Sub Medium Non-Domestic | 1.9864 | 2.0306 | 2.0306 | 2.0313 | 2.0313 | 2.0306 | 2.0313 | 2.0313 | 2.0313
HV Medium Non-Domestic | 2.0477 | 2.1 | 2.1 | 2.1062 | 2.1062 | 2.1 | 2.1062 | 2.1062 | 2.1062
LV Network Domestic | 13.9183 | 11.8468 | 11.8468 | 9.5017 | 9.5017 | 11.8468 | 9.5017 | 9.5017 | 9.5017
LV Network Non-Domestic Non-CT | 14.6572 | 12.4705 | 12.4705 | 9.9972 | 9.9972 | 12.4705 | 9.9972 | 9.9972 | 9.9972
LV HH Metered | 13.4034 | 11.4102 | 11.4102 | 9.1476 | 9.1476 | 11.4102 | 9.1476 | 9.1476 | 9.1476
LV Sub HH Metered | 13.204 | 11.2405 | 11.2405 | 9.0115 | 9.0115 | 11.2405 | 9.0115 | 9.0115 | 9.0115
HV HH Metered | 11.9622 | 10.1834 | 10.1834 | 8.1641 | 8.1641 | 10.1834 | 8.1641 | 8.1641 | 8.1641
NHH UMS category A | 1.1088 | 1.1105 | 1.1105 | 1.1121 | 1.1121 | 1.1105 | 1.1121 | 1.1121 | 1.1121
NHH UMS category B | 1.8812 | 1.6348 | 1.6348 | 1.3969 | 1.3969 | 1.6348 | 1.3969 | 1.3969 | 1.3969
NHH UMS category C | 3.5477 | 3.0803 | 3.0803 | 2.5766 | 2.5766 | 3.0803 | 2.5766 | 2.5766 | 2.5766
NHH UMS category D | 0.35488 | 0.59244 | 0.59244 | 0.82283 | 0.82283 | 0.59244 | 0.82283 | 0.82283 | 0.82283
LV UMS (Pseudo HH Metered) | 37.1696 | 31.5157 | 31.5157 | 25.0664 | 25.0664 | 31.5157 | 25.0664 | 25.0664 | 25.0664
LV Generation Non-Intermittent | -11.0354 | -9.3944 | -9.3944 | -7.5315 | -7.5315 | -9.3944 | -7.5315 | -7.5315 | -7.5315
LV Generation Non-Intermittent no RP charge | -11.0354 | -9.3944 | -9.3944 | -7.5315 | -7.5315 | -9.3944 | -7.5315 | -7.5315 | -7.5315
LV Sub Generation Non-Intermittent | -11.0354 | -9.3944 | -9.3944 | -7.5315 | -7.5315 | -9.3944 | -7.5315 | -7.5315 | -7.5315
LV Sub Generation Non-Intermittent no RP charge | -11.0354 | -9.3944 | -9.3944 | -7.5315 | -7.5315 | -9.3944 | -7.5315 | -7.5315 | -7.5315
HV Generation Non-Intermittent | -11.0354 | -9.3944 | -9.3944 | -7.5315 | -7.5315 | -9.3944 | -7.5315 | -7.5315 | -7.5315
HV Generation Non-Intermittent no RP charge | -11.0354 | -9.3944 | -9.3944 | -7.5315 | -7.5315 | -9.3944 | -7.5315 | -7.5315 | -7.5315
2461. Unit rate 2 pseudo load coefficient by network level (combined)
Data sources:
x1 = 2442. Unit rate 2 pseudo load coefficient by network level
x2 = 2458. Unit rate 2 pseudo load coefficient by network level (special)
Combine tables = x1 or x2
| GSPs | 132kV | 132kV/EHV | EHV | EHV/HV | 132kV/HV | HV | HV/LV | LV circuits
Domestic Two Rate | 0.041352 | 0.03234 | 0.03234 | 0.099446 | 0.099446 | 0.03234 | 0.099446 | 0.099446 | 0.099446
Small Non Domestic Two Rate | 0.040895 | 0.031983 | 0.031983 | 0.098347 | 0.098347 | 0.031983 | 0.098347 | 0.098347 | 0.098347
LV Medium Non-Domestic | 0.0382 | 0.029875 | 0.029875 | 0.091866 | 0.091866 | 0.029875 | 0.091866 | 0.091866 | 0.091866
LV Sub Medium Non-Domestic | 0.038818 | 0.030358 | 0.030358 | 0.093353 | 0.093353 | 0.030358 | 0.093353 | 0.093353 | 0.093353
HV Medium Non-Domestic | 0.040017 | 0.031296 | 0.031296 | 0.096237 | 0.096237 | 0.031296 | 0.096237 | 0.096237 | 0.096237
LV Network Domestic | 0 | 0.60661 | 0.60661 | 1.1641 | 1.1641 | 0.60661 | 1.1641 | 1.1641 | 1.1641
LV Network Non-Domestic Non-CT | 0 | 0.63854 | 0.63854 | 1.2248 | 1.2248 | 0.63854 | 1.2248 | 1.2248 | 1.2248
LV HH Metered | 0 | 0.58425 | 0.58425 | 1.1207 | 1.1207 | 0.58425 | 1.1207 | 1.1207 | 1.1207
LV Sub HH Metered | 0 | 0.57556 | 0.57556 | 1.104 | 1.104 | 0.57556 | 1.104 | 1.104 | 1.104
HV HH Metered | 0 | 0.52143 | 0.52143 | 1.0002 | 1.0002 | 0.52143 | 1.0002 | 1.0002 | 1.0002
LV UMS (Pseudo HH Metered) | 0 | 0.45994 | 0.45994 | 0.88686 | 0.88686 | 0.45994 | 0.88686 | 0.88686 | 0.88686
LV Generation Non-Intermittent | 0 | -0.48103 | -0.48103 | -0.92268 | -0.92268 | -0.48103 | -0.92268 | -0.92268 | -0.92268
LV Generation Non-Intermittent no RP charge | 0 | -0.48103 | -0.48103 | -0.92268 | -0.92268 | -0.48103 | -0.92268 | -0.92268 | -0.92268
LV Sub Generation Non-Intermittent | 0 | -0.48103 | -0.48103 | -0.92268 | -0.92268 | -0.48103 | -0.92268 | -0.92268 | -0.92268
LV Sub Generation Non-Intermittent no RP charge | 0 | -0.48103 | -0.48103 | -0.92268 | -0.92268 | -0.48103 | -0.92268 | -0.92268 | -0.92268
HV Generation Non-Intermittent | 0 | -0.48103 | -0.48103 | -0.92268 | -0.92268 | -0.48103 | -0.92268 | -0.92268 | -0.92268
HV Generation Non-Intermittent no RP charge | 0 | -0.48103 | -0.48103 | -0.92268 | -0.92268 | -0.48103 | -0.92268 | -0.92268 | -0.92268
2462. Unit rate 3 pseudo load coefficient by network level (combined)
Data sources:
x1 = 2443. Unit rate 3 pseudo load coefficient by network level
x2 = 2459. Unit rate 3 pseudo load coefficient by network level (special)
Combine tables = x1 or x2
| GSPs | 132kV | 132kV/EHV | EHV | EHV/HV | 132kV/HV | HV | HV/LV | LV circuits
LV Network Domestic | 0.036613 | 0.02863 | 0.02863 | 0.088076 | 0.088076 | 0.02863 | 0.088076 | 0.088076 | 0.088076
LV Network Non-Domestic Non-CT | 0.038557 | 0.030137 | 0.030137 | 0.092668 | 0.092668 | 0.030137 | 0.092668 | 0.092668 | 0.092668
LV HH Metered | 0.035259 | 0.027575 | 0.027575 | 0.084793 | 0.084793 | 0.027575 | 0.084793 | 0.084793 | 0.084793
LV Sub HH Metered | 0.034734 | 0.027165 | 0.027165 | 0.083532 | 0.083532 | 0.027165 | 0.083532 | 0.083532 | 0.083532
HV HH Metered | 0.031468 | 0.02461 | 0.02461 | 0.075676 | 0.075676 | 0.02461 | 0.075676 | 0.075676 | 0.075676
LV UMS (Pseudo HH Metered) | 0.032342 | 0.025294 | 0.025294 | 0.077779 | 0.077779 | 0.025294 | 0.077779 | 0.077779 | 0.077779
LV Generation Non-Intermittent | -0.029029 | -0.022703 | -0.022703 | -0.069813 | -0.069813 | -0.022703 | -0.069813 | -0.069813 | -0.069813
LV Generation Non-Intermittent no RP charge | -0.029029 | -0.022703 | -0.022703 | -0.069813 | -0.069813 | -0.022703 | -0.069813 | -0.069813 | -0.069813
LV Sub Generation Non-Intermittent | -0.029029 | -0.022703 | -0.022703 | -0.069813 | -0.069813 | -0.022703 | -0.069813 | -0.069813 | -0.069813
LV Sub Generation Non-Intermittent no RP charge | -0.029029 | -0.022703 | -0.022703 | -0.069813 | -0.069813 | -0.022703 | -0.069813 | -0.069813 | -0.069813
HV Generation Non-Intermittent | -0.029029 | -0.022703 | -0.022703 | -0.069813 | -0.069813 | -0.022703 | -0.069813 | -0.069813 | -0.069813
HV Generation Non-Intermittent no RP charge | -0.029029 | -0.022703 | -0.022703 | -0.069813 | -0.069813 | -0.022703 | -0.069813 | -0.069813 | -0.069813

## SMD
Forecast simultaneous maximum load for WPD East Mids in April 18 (Final)
2501. Contributions of users on one-rate multi tariffs to system simultaneous maximum load by network level (kW)
Data sources:
x1 = 2305. Rate 1 units (MWh) (in Equivalent volume for each end user)
x2 = 2460. Unit rate 1 pseudo load coefficient by network level (combined)
x3 = 2012. Loss adjustment factors between end user meter reading and each network level, scaled by network use
x4 = 1010. Days in the charging year (in Financial and general assumptions)
Calculation =(x1*x2)*x3/(24*x4)*1000
| GSPs | 132kV | 132kV/EHV | EHV | EHV/HV | 132kV/HV | HV | HV/LV | LV circuits
Domestic Unrestricted | 1401414.0706 | 1357085.7896 | 1247772.4869 | 1186364.6754 | 1177041.5739 | 100240.9571 | 1252847.264 | 1233756.2581 | 1199485.2509
Domestic Off Peak (related MPAN) | 4132.1908 | 4745.9361 | 4363.6508 | 5007.3592 | 4968.0086 | 350.5579 | 5287.9662 | 5207.3876 | 5062.738
Small Non Domestic Unrestricted | 251653.4136 | 261728.1277 | 240645.9188 | 244028.6104 | 242110.9003 | 19332.5125 | 257703.7089 | 253776.7952 | 246727.4398
Small Non Domestic Off Peak (related MPAN) | 69.2265 | 88.1336 | 81.0345 | 107.9851 | 107.1365 | 6.51 | 114.0365 | 112.2988 | 109.1794
NHH UMS category A | 6488.2438 | 6484.9276 | 5962.5665 | 5959.3394 | 5912.5077 | 479.0083 | 6293.2943 | 6197.3965 | 6025.2466
NHH UMS category B | 9014.9496 | 7818.4197 | 7188.6458 | 6130.4515 | 6082.275 | 577.5065 | 6473.9953 | 6375.344 | 6198.2511
NHH UMS category C | 174.5982 | 151.2945 | 139.1078 | 116.1289 | 115.2163 | 11.1754 | 122.6366 | 120.7678 | 117.4132
NHH UMS category D | 449.6413 | 749.1456 | 688.8019 | 954.7649 | 947.2618 | 55.3355 | 1008.2689 | 992.9048 | 965.3241
2502. Contributions of users on two-rate multi tariffs to system simultaneous maximum load by network level (kW)
Data sources:
x1 = 2305. Rate 1 units (MWh) (in Equivalent volume for each end user)
x2 = 2460. Unit rate 1 pseudo load coefficient by network level (combined)
x3 = 2305. Rate 2 units (MWh) (in Equivalent volume for each end user)
x4 = 2461. Unit rate 2 pseudo load coefficient by network level (combined)
x5 = 2012. Loss adjustment factors between end user meter reading and each network level, scaled by network use
x6 = 1010. Days in the charging year (in Financial and general assumptions)
Calculation =(x1*x2+x3*x4)*x5/(24*x6)*1000
| GSPs | 132kV | 132kV/EHV | EHV | EHV/HV | 132kV/HV | HV | HV/LV | LV circuits
Domestic Two Rate | 743759.1527 | 719277.554 | 661339.7246 | 637601.806 | 632591.1828 | 53129.3386 | 673332.3191 | 663072.0171 | 644653.3499
Small Non Domestic Two Rate | 378539.148 | 387283.2597 | 356087.5811 | 360900.2786 | 358064.1271 | 28606.6252 | 381124.7385 | 375317.1234 | 364891.6477
LV Medium Non-Domestic | 0.00019572 | 0.00019884 | 0.00018282 | 0.00018341 | 0.00018197 | 1.4687e-05 | 0.00019369 | 0.00019073 | 0.00018544
LV Sub Medium Non-Domestic | 0.00019032 | 0.00019393 | 0.00017831 | 0.00017943 | 0.00017802 | 1.4325e-05 | 0.00018949 | 0.0001866 | 0
HV Medium Non-Domestic | 0.00018823 | 0.00019239 | 0.0001769 | 0.00017865 | 0.00017724 | 1.4211e-05 | 0.00018866 | 0 | 0
2503. Contributions of users on three-rate multi tariffs to system simultaneous maximum load by network level (kW)
Data sources:
x1 = 2305. Rate 1 units (MWh) (in Equivalent volume for each end user)
x2 = 2460. Unit rate 1 pseudo load coefficient by network level (combined)
x3 = 2305. Rate 2 units (MWh) (in Equivalent volume for each end user)
x4 = 2461. Unit rate 2 pseudo load coefficient by network level (combined)
x5 = 2305. Rate 3 units (MWh) (in Equivalent volume for each end user)
x6 = 2462. Unit rate 3 pseudo load coefficient by network level (combined)
x7 = 2012. Loss adjustment factors between end user meter reading and each network level, scaled by network use
x8 = 1010. Days in the charging year (in Financial and general assumptions)
Calculation =(x1*x2+x3*x4+x5*x6)*x7/(24*x8)*1000
| GSPs | 132kV | 132kV/EHV | EHV | EHV/HV | 132kV/HV | HV | HV/LV | LV circuits
LV Network Domestic | 0 | 0 | 0 | 0 | 0 | 0 | 0 | 0 | 0
LV Network Non-Domestic Non-CT | 31344.6595 | 31806.412 | 29244.4045 | 29318.7001 | 29088.2977 | 2349.3763 | 30961.6882 | 30489.891 | 29642.9496
LV HH Metered | 659679.9453 | 672220.5595 | 618073.1725 | 621627.2521 | 616742.1657 | 49653.4801 | 656462.5686 | 646459.3294 | 628502.1258
LV Sub HH Metered | 32933.1501 | 33399.6924 | 30709.3461 | 30780.2385 | 30538.3506 | 2467.0637 | 32505.1296 | 32009.8134 | 0
HV HH Metered | 1076317.3474 | 1091054.1137 | 1003169.6709 | 1008879.6432 | 1000951.3159 | 80590.5636 | 1065416.1632 | 0 | 0
LV UMS (Pseudo HH Metered) | 58883.4437 | 51708.4645 | 47543.3461 | 40877.6382 | 40556.3994 | 3819.4387 | 43168.3767 | 42510.5729 | 41329.7236
LV Generation Non-Intermittent | -2254.8066 | -2300.487 | -2115.1827 | -2144.9925 | -2128.136 | -169.9252 | -2265.1956 | -2230.6783 | 0
LV Generation Non-Intermittent no RP charge | 0 | 0 | 0 | 0 | 0 | 0 | 0 | 0 | 0
LV Sub Generation Non-Intermittent | -825.6668 | -807.0474 | -742.0397 | -725.915 | -720.2104 | -59.6124 | -766.5945 | 0 | 0
LV Sub Generation Non-Intermittent no RP charge | 0 | 0 | 0 | 0 | 0 | 0 | 0 | 0 | 0
HV Generation Non-Intermittent | -128097.4284 | -125666.4048 | -115543.972 | -112943.4423 | -112055.8711 | -9282.3319 | 0 | 0 | 0
HV Generation Non-Intermittent no RP charge | 0 | 0 | 0 | 0 | 0 | 0 | 0 | 0 | 0
2504. Estimated contributions of users on each tariff to system simultaneous maximum load by network level (kW)
Data sources:
x1 = 2407. All units (MWh)
x2 = 2302. Load coefficient
x3 = 2012. Loss adjustment factors between end user meter reading and each network level, scaled by network use
x4 = 1010. Days in the charging year (in Financial and general assumptions)
Calculation =x1*x2*x3/(24*x4)*1000
| GSPs | 132kV | 132kV/EHV | EHV | EHV/HV | 132kV/HV | HV | HV/LV | LV circuits
Domestic Unrestricted | 1415758.4557 | 1412932.5905 | 1299120.8263 | 1296548.3098 | 1286359.3251 | 104366.0734 | 1369205.4697 | 1348341.3864 | 1310887.459
Domestic Two Rate | 745588.0019 | 744099.8023 | 684162.54 | 682807.7627 | 677441.8864 | 54962.8306 | 721071.5686 | 710083.8113 | 690359.261
Domestic Off Peak (related MPAN) | 0 | 0 | 0 | 0 | 0 | 0 | 0 | 0 | 0
Small Non Domestic Unrestricted | 254294.3169 | 253786.7434 | 233344.2133 | 232882.1456 | 231052.0305 | 18745.9233 | 245932.6082 | 242185.0637 | 235457.7009
Small Non Domestic Two Rate | 379453.2074 | 378695.8158 | 348191.856 | 347502.3672 | 344771.5038 | 27972.3149 | 366976.0226 | 361384.007 | 351345.5624
Small Non Domestic Off Peak (related MPAN) | 0 | 0 | 0 | 0 | 0 | 0 | 0 | 0 | 0
LV Medium Non-Domestic | 0.00019692 | 0.00019653 | 0.0001807 | 0.00018034 | 0.00017892 | 1.4516e-05 | 0.00019044 | 0.00018754 | 0.00018233
LV Sub Medium Non-Domestic | 0.00019145 | 0.00019107 | 0.00017568 | 0.00017533 | 0.00017395 | 1.4113e-05 | 0.00018515 | 0.00018233 | 0
HV Medium Non-Domestic | 0.00018926 | 0.00018888 | 0.00017367 | 0.00017332 | 0.00017196 | 1.3952e-05 | 0.00018304 | 0 | 0
LV Network Domestic | 0 | 0 | 0 | 0 | 0 | 0 | 0 | 0 | 0
LV Network Non-Domestic Non-CT | 32490.4359 | 32425.5847 | 29813.7029 | 29754.6659 | 29520.8374 | 2395.1114 | 31422.085 | 30943.2723 | 30083.737
LV HH Metered | 663811.3167 | 662486.344 | 609123.0484 | 607916.8641 | 603139.5214 | 48934.4636 | 641983.8653 | 632201.254 | 614640.1081
LV Sub HH Metered | 33122.8851 | 33056.7716 | 30394.0476 | 30333.8614 | 30095.4813 | 2441.7339 | 32033.738 | 31545.6049 | 0
HV HH Metered | 1080228.5573 | 1078072.4125 | 991233.6461 | 989270.8072 | 981496.5768 | 79631.672 | 1044708.4693 | 0 | 0
NHH UMS category A | 5851.5384 | 5839.8587 | 5369.4579 | 5358.8253 | 5316.7127 | 431.3604 | 5659.128 | 5572.8937 | 5418.0911
NHH UMS category B | 10142.6105 | 10122.3658 | 9307.0089 | 9288.5792 | 9215.5844 | 747.6872 | 9809.1011 | 9659.629 | 9391.306
NHH UMS category C | 211.3538 | 210.9319 | 193.9413 | 193.5573 | 192.0362 | 15.5805 | 204.404 | 201.2893 | 195.6979
NHH UMS category D | 13.2824 | 13.2559 | 12.1881 | 12.164 | 12.0684 | 0.97914 | 12.8456 | 12.6499 | 12.2985
LV UMS (Pseudo HH Metered) | 59146.1099 | 59028.0538 | 54273.3422 | 54165.8702 | 53740.2052 | 4360.0992 | 57201.2668 | 56329.6285 | 54764.9166
LV Generation NHH or Aggregate HH | -244.5181 | -244.0301 | -224.3734 | -223.9291 | -222.1694 | -18.0252 | -236.4779 | -232.8744 | 0
LV Sub Generation NHH | 0 | 0 | 0 | 0 | 0 | 0 | 0 | 0 | 0
LV Generation Intermittent | -6008.6013 | -5996.6081 | -5513.5811 | -5502.6631 | -5459.4202 | -442.9386 | -5811.0264 | -5722.4774 | 0
LV Generation Intermittent no RP charge | 0 | 0 | 0 | 0 | 0 | 0 | 0 | 0 | 0
LV Generation Non-Intermittent | -2191.1995 | -2186.8258 | -2010.6769 | -2006.6954 | -1990.9257 | -161.5296 | -2119.1484 | -2086.8566 | 0
LV Generation Non-Intermittent no RP charge | 0 | 0 | 0 | 0 | 0 | 0 | 0 | 0 | 0
LV Sub Generation Intermittent | -346.631 | -345.9391 | -318.0737 | -317.4438 | -314.9492 | -25.5527 | -335.233 | 0 | 0
LV Sub Generation Intermittent no RP charge | 0 | 0 | 0 | 0 | 0 | 0 | 0 | 0 | 0
LV Sub Generation Non-Intermittent | -783.0695 | -781.5065 | -718.5561 | -717.1332 | -711.4976 | -57.7259 | -757.3206 | 0 | 0
LV Sub Generation Non-Intermittent no RP charge | 0 | 0 | 0 | 0 | 0 | 0 | 0 | 0 | 0
HV Generation Intermittent | -42137.056 | -42052.9501 | -38665.5836 | -38589.0181 | -38285.7645 | -3106.2354 | 0 | 0 | 0
HV Generation Intermittent no RP charge | 0 | 0 | 0 | 0 | 0 | 0 | 0 | 0 | 0
HV Generation Non-Intermittent | -112620.9453 | -112396.1529 | -103342.6393 | -103138.0004 | -102327.4857 | -8302.1265 | 0 | 0 | 0
HV Generation Non-Intermittent no RP charge | 0 | 0 | 0 | 0 | 0 | 0 | 0 | 0 | 0
2505. Contributions of users on each tariff to system simultaneous maximum load by network level (kW)
Data sources:
x1 = 2501. Contributions of users on one-rate multi tariffs to system simultaneous maximum load by network level (kW)
x2 = 2502. Contributions of users on two-rate multi tariffs to system simultaneous maximum load by network level (kW)
x3 = 2503. Contributions of users on three-rate multi tariffs to system simultaneous maximum load by network level (kW)
x4 = 2504. Estimated contributions of users on each tariff to system simultaneous maximum load by network level (kW)
Combine tables = x1 or x2 or x3 or x4
| GSPs | 132kV | 132kV/EHV | EHV | EHV/HV | 132kV/HV | HV | HV/LV | LV circuits
Domestic Unrestricted | 1401414.0706 | 1357085.7896 | 1247772.4869 | 1186364.6754 | 1177041.5739 | 100240.9571 | 1252847.264 | 1233756.2581 | 1199485.2509
Domestic Two Rate | 743759.1527 | 719277.554 | 661339.7246 | 637601.806 | 632591.1828 | 53129.3386 | 673332.3191 | 663072.0171 | 644653.3499
Domestic Off Peak (related MPAN) | 4132.1908 | 4745.9361 | 4363.6508 | 5007.3592 | 4968.0086 | 350.5579 | 5287.9662 | 5207.3876 | 5062.738
Small Non Domestic Unrestricted | 251653.4136 | 261728.1277 | 240645.9188 | 244028.6104 | 242110.9003 | 19332.5125 | 257703.7089 | 253776.7952 | 246727.4398
Small Non Domestic Two Rate | 378539.148 | 387283.2597 | 356087.5811 | 360900.2786 | 358064.1271 | 28606.6252 | 381124.7385 | 375317.1234 | 364891.6477
Small Non Domestic Off Peak (related MPAN) | 69.2265 | 88.1336 | 81.0345 | 107.9851 | 107.1365 | 6.51 | 114.0365 | 112.2988 | 109.1794
LV Medium Non-Domestic | 0.00019572 | 0.00019884 | 0.00018282 | 0.00018341 | 0.00018197 | 1.4687e-05 | 0.00019369 | 0.00019073 | 0.00018544
LV Sub Medium Non-Domestic | 0.00019032 | 0.00019393 | 0.00017831 | 0.00017943 | 0.00017802 | 1.4325e-05 | 0.00018949 | 0.0001866 | 0
HV Medium Non-Domestic | 0.00018823 | 0.00019239 | 0.0001769 | 0.00017865 | 0.00017724 | 1.4211e-05 | 0.00018866 | 0 | 0
LV Network Domestic | 0 | 0 | 0 | 0 | 0 | 0 | 0 | 0 | 0
LV Network Non-Domestic Non-CT | 31344.6595 | 31806.412 | 29244.4045 | 29318.7001 | 29088.2977 | 2349.3763 | 30961.6882 | 30489.891 | 29642.9496
LV HH Metered | 659679.9453 | 672220.5595 | 618073.1725 | 621627.2521 | 616742.1657 | 49653.4801 | 656462.5686 | 646459.3294 | 628502.1258
LV Sub HH Metered | 32933.1501 | 33399.6924 | 30709.3461 | 30780.2385 | 30538.3506 | 2467.0637 | 32505.1296 | 32009.8134 | 0
HV HH Metered | 1076317.3474 | 1091054.1137 | 1003169.6709 | 1008879.6432 | 1000951.3159 | 80590.5636 | 1065416.1632 | 0 | 0
NHH UMS category A | 6488.2438 | 6484.9276 | 5962.5665 | 5959.3394 | 5912.5077 | 479.0083 | 6293.2943 | 6197.3965 | 6025.2466
NHH UMS category B | 9014.9496 | 7818.4197 | 7188.6458 | 6130.4515 | 6082.275 | 577.5065 | 6473.9953 | 6375.344 | 6198.2511
NHH UMS category C | 174.5982 | 151.2945 | 139.1078 | 116.1289 | 115.2163 | 11.1754 | 122.6366 | 120.7678 | 117.4132
NHH UMS category D | 449.6413 | 749.1456 | 688.8019 | 954.7649 | 947.2618 | 55.3355 | 1008.2689 | 992.9048 | 965.3241
LV UMS (Pseudo HH Metered) | 58883.4437 | 51708.4645 | 47543.3461 | 40877.6382 | 40556.3994 | 3819.4387 | 43168.3767 | 42510.5729 | 41329.7236
LV Generation NHH or Aggregate HH | -244.5181 | -244.0301 | -224.3734 | -223.9291 | -222.1694 | -18.0252 | -236.4779 | -232.8744 | 0
LV Sub Generation NHH | 0 | 0 | 0 | 0 | 0 | 0 | 0 | 0 | 0
LV Generation Intermittent | -6008.6013 | -5996.6081 | -5513.5811 | -5502.6631 | -5459.4202 | -442.9386 | -5811.0264 | -5722.4774 | 0
LV Generation Intermittent no RP charge | 0 | 0 | 0 | 0 | 0 | 0 | 0 | 0 | 0
LV Generation Non-Intermittent | -2254.8066 | -2300.487 | -2115.1827 | -2144.9925 | -2128.136 | -169.9252 | -2265.1956 | -2230.6783 | 0
LV Generation Non-Intermittent no RP charge | 0 | 0 | 0 | 0 | 0 | 0 | 0 | 0 | 0
LV Sub Generation Intermittent | -346.631 | -345.9391 | -318.0737 | -317.4438 | -314.9492 | -25.5527 | -335.233 | 0 | 0
LV Sub Generation Intermittent no RP charge | 0 | 0 | 0 | 0 | 0 | 0 | 0 | 0 | 0
LV Sub Generation Non-Intermittent | -825.6668 | -807.0474 | -742.0397 | -725.915 | -720.2104 | -59.6124 | -766.5945 | 0 | 0
LV Sub Generation Non-Intermittent no RP charge | 0 | 0 | 0 | 0 | 0 | 0 | 0 | 0 | 0
HV Generation Intermittent | -42137.056 | -42052.9501 | -38665.5836 | -38589.0181 | -38285.7645 | -3106.2354 | 0 | 0 | 0
HV Generation Intermittent no RP charge | 0 | 0 | 0 | 0 | 0 | 0 | 0 | 0 | 0
HV Generation Non-Intermittent | -128097.4284 | -125666.4048 | -115543.972 | -112943.4423 | -112055.8711 | -9282.3319 | 0 | 0 | 0
HV Generation Non-Intermittent no RP charge | 0 | 0 | 0 | 0 | 0 | 0 | 0 | 0 | 0
2506. Forecast system simultaneous maximum load (kW) from forecast units
Data sources:
x1 = 2505. Contributions of users on each tariff to system simultaneous maximum load by network level (kW)
Cell summation =SUM(x1)
| GSPs | 132kV | 132kV/EHV | EHV | EHV/HV | 132kV/HV | HV | HV/LV | LV circuits
Forecast system simultaneous maximum load (kW) from forecast units | 4474938.4735 | 4448188.3642 | 4089886.653 | 4018207.4679 | 3986630.199 | 328564.8279 | 4403407.6276 | 3288211.8702 | 3173710.6399

## AMD
Forecast aggregate maximum load for WPD East Mids in April 18 (Final)
2601. Pre-processing of data for standing charge factors
Data sources:
x1 = Standing charges factors (in Pre-processing of data for standing charge factors)
x2 = 1018. Proportion of relevant load going through 132kV/HV direct transformation
x3 = Standing charges factors for 132kV/HV (in Pre-processing of data for standing charge factors)
Kind: | Fixed data | [7 empty] | Fixed data | Calculation
Formula: | [9 empty] | =x1+0.2*x2*x3
Standing charges factors
| GSPs | 132kV | 132kV/EHV | EHV | EHV/HV | HV | HV/LV | LV circuits | Standing charges factors for 132kV/HV | Adjusted standing charges factors for 132kV
Domestic Unrestricted | 0 | 0 | 0 | 0 | 0 | 0 | 0 | 1 | 0 | 0
Domestic Two Rate | 0 | 0 | 0 | 0 | 0 | 0 | 0 | 1 | 0 | 0
Domestic Off Peak (related MPAN) | 0 | 0 | 0 | 0 | 0 | 0 | 0 | 1 | 0 | 0
Small Non Domestic Unrestricted | 0 | 0 | 0 | 0 | 0 | 0 | 0 | 1 | 0 | 0
Small Non Domestic Two Rate | 0 | 0 | 0 | 0 | 0 | 0 | 0 | 1 | 0 | 0
Small Non Domestic Off Peak (related MPAN) | 0 | 0 | 0 | 0 | 0 | 0 | 0 | 1 | 0 | 0
LV Medium Non-Domestic | 0 | 0 | 0 | 0 | 0 | 0 | 0 | 1 | 0 | 0
LV Sub Medium Non-Domestic | 0 | 0 | 0 | 0 | 0 | 0 | 1 | 0 | 0 | 0
HV Medium Non-Domestic | 0 | 0 | 0 | 0.2 | 1 | 1 | 0 | 0 | 1 | 0.015009
LV Network Domestic | 0 | 0 | 0 | 0 | 0 | 0 | 0 | 1 | 0 | 0
LV Network Non-Domestic Non-CT | 0 | 0 | 0 | 0 | 0 | 0 | 0 | 1 | 0 | 0
LV HH Metered | 0 | 0 | 0 | 0 | 0 | 0.2 | 1 | 1 | 0 | 0
LV Sub HH Metered | 0 | 0 | 0 | 0 | 0 | 1 | 1 | 0 | 0 | 0
HV HH Metered | 0 | 0 | 0 | 0.2 | 1 | 1 | 0 | 0 | 1 | 0.015009
NHH UMS category A | 0 | 0 | 0 | 0 | 0 | 0 | 0 | 0 | 0 | 0
NHH UMS category B | 0 | 0 | 0 | 0 | 0 | 0 | 0 | 0 | 0 | 0
NHH UMS category C | 0 | 0 | 0 | 0 | 0 | 0 | 0 | 0 | 0 | 0
NHH UMS category D | 0 | 0 | 0 | 0 | 0 | 0 | 0 | 0 | 0 | 0
LV UMS (Pseudo HH Metered) | 0 | 0 | 0 | 0 | 0 | 0 | 0 | 0 | 0 | 0
2602. Standing charges factors adapted to use 132kV/HV
Data sources:
x1 = 2601. Standing charges factors for 132kV/HV (in Pre-processing of data for standing charge factors)
x2 = 2601. Adjusted standing charges factors for 132kV (in Pre-processing of data for standing charge factors)
x3 = 2601. Standing charges factors (in Pre-processing of data for standing charge factors)
Combine tables = x1 or x2 or x3
| GSPs | 132kV | 132kV/EHV | EHV | EHV/HV | 132kV/HV | HV | HV/LV | LV circuits
Domestic Unrestricted | 0 | 0 | 0 | 0 | 0 | 0 | 0 | 0 | 1
Domestic Two Rate | 0 | 0 | 0 | 0 | 0 | 0 | 0 | 0 | 1
Domestic Off Peak (related MPAN) | 0 | 0 | 0 | 0 | 0 | 0 | 0 | 0 | 1
Small Non Domestic Unrestricted | 0 | 0 | 0 | 0 | 0 | 0 | 0 | 0 | 1
Small Non Domestic Two Rate | 0 | 0 | 0 | 0 | 0 | 0 | 0 | 0 | 1
Small Non Domestic Off Peak (related MPAN) | 0 | 0 | 0 | 0 | 0 | 0 | 0 | 0 | 1
LV Medium Non-Domestic | 0 | 0 | 0 | 0 | 0 | 0 | 0 | 0 | 1
LV Sub Medium Non-Domestic | 0 | 0 | 0 | 0 | 0 | 0 | 0 | 1 | 0
HV Medium Non-Domestic | 0 | 0.015009 | 0 | 0.2 | 1 | 1 | 1 | 0 | 0
LV Network Domestic | 0 | 0 | 0 | 0 | 0 | 0 | 0 | 0 | 1
LV Network Non-Domestic Non-CT | 0 | 0 | 0 | 0 | 0 | 0 | 0 | 0 | 1
LV HH Metered | 0 | 0 | 0 | 0 | 0 | 0 | 0.2 | 1 | 1
LV Sub HH Metered | 0 | 0 | 0 | 0 | 0 | 0 | 1 | 1 | 0
HV HH Metered | 0 | 0.015009 | 0 | 0.2 | 1 | 1 | 1 | 0 | 0
NHH UMS category A | 0 | 0 | 0 | 0 | 0 | 0 | 0 | 0 | 0
NHH UMS category B | 0 | 0 | 0 | 0 | 0 | 0 | 0 | 0 | 0
NHH UMS category C | 0 | 0 | 0 | 0 | 0 | 0 | 0 | 0 | 0
NHH UMS category D | 0 | 0 | 0 | 0 | 0 | 0 | 0 | 0 | 0
LV UMS (Pseudo HH Metered) | 0 | 0 | 0 | 0 | 0 | 0 | 0 | 0 | 0
2603. Capacity-based contributions to chargeable aggregate maximum load by network level (kW)
Data sources:
x1 = 2305. Import capacity (kVA) (in Equivalent volume for each end user)
x2 = 2305. Exceeded capacity (kVA) (in Equivalent volume for each end user)
x3 = 1010. Power factor for all flows in the network model (in Financial and general assumptions)
x4 = 2602. Standing charges factors adapted to use 132kV/HV
x5 = 2012. Loss adjustment factors between end user meter reading and each network level, scaled by network use
Calculation =(x1+x2)*x3*x4*x5
| GSPs | 132kV | 132kV/EHV | EHV | EHV/HV | 132kV/HV | HV | HV/LV | LV circuits
LV HH Metered | 0 | 0 | 0 | 0 | 0 | 0 | 403718.504 | 1987833.0149 | 1932615.4311
LV Sub HH Metered | 0 | 0 | 0 | 0 | 0 | 0 | 113543.7414 | 111813.5511 | 0
HV HH Metered | 0 | 39844.9818 | 0 | 487217.5637 | 2416943.7098 | 196093.6729 | 2572603.5354 | 0 | 0
2604. Unit-based contributions to chargeable aggregate maximum load (kW)
Data sources:
x1 = 2407. All units (MWh)
x2 = 1041. Load factor for each type of demand user (in Load profile data for demand users)
x3 = 2602. Standing charges factors adapted to use 132kV/HV
x4 = 2012. Loss adjustment factors between end user meter reading and each network level, scaled by network use
x5 = 1010. Days in the charging year (in Financial and general assumptions)
Calculation =x1/x2*x3*x4/(24*x5)*1000
| GSPs | 132kV | 132kV/EHV | EHV | EHV/HV | 132kV/HV | HV | HV/LV | LV circuits
Domestic Unrestricted | 0 | 0 | 0 | 0 | 0 | 0 | 0 | 0 | 1534991.3009
Domestic Two Rate | 0 | 0 | 0 | 0 | 0 | 0 | 0 | 0 | 804683.6193
Small Non Domestic Unrestricted | 0 | 0 | 0 | 0 | 0 | 0 | 0 | 0 | 336900.7995
Small Non Domestic Two Rate | 0 | 0 | 0 | 0 | 0 | 0 | 0 | 0 | 416760.9348
LV Medium Non-Domestic | 0 | 0 | 0 | 0 | 0 | 0 | 0 | 0 | 0.00021675
LV Sub Medium Non-Domestic | 0 | 0 | 0 | 0 | 0 | 0 | 0 | 0.00021675 | 0
HV Medium Non-Domestic | 0 | 3.5936e-06 | 0 | 4.3942e-05 | 0.00021799 | 1.7686e-05 | 0.00023202 | 0 | 0
LV Network Domestic | 0 | 0 | 0 | 0 | 0 | 0 | 0 | 0 | 0
LV Network Non-Domestic Non-CT | 0 | 0 | 0 | 0 | 0 | 0 | 0 | 0 | 39300.8556
2605. Contributions to aggregate maximum load by network level (kW)
Data sources:
x1 = 2603. Capacity-based contributions to chargeable aggregate maximum load by network level (kW)
x2 = 2604. Unit-based contributions to chargeable aggregate maximum load (kW)
Combine tables = x1 or x2
| GSPs | 132kV | 132kV/EHV | EHV | EHV/HV | 132kV/HV | HV | HV/LV | LV circuits
Domestic Unrestricted | 0 | 0 | 0 | 0 | 0 | 0 | 0 | 0 | 1534991.3009
Domestic Two Rate | 0 | 0 | 0 | 0 | 0 | 0 | 0 | 0 | 804683.6193
Small Non Domestic Unrestricted | 0 | 0 | 0 | 0 | 0 | 0 | 0 | 0 | 336900.7995
Small Non Domestic Two Rate | 0 | 0 | 0 | 0 | 0 | 0 | 0 | 0 | 416760.9348
LV Medium Non-Domestic | 0 | 0 | 0 | 0 | 0 | 0 | 0 | 0 | 0.00021675
LV Sub Medium Non-Domestic | 0 | 0 | 0 | 0 | 0 | 0 | 0 | 0.00021675 | 0
HV Medium Non-Domestic | 0 | 3.5936e-06 | 0 | 4.3942e-05 | 0.00021799 | 1.7686e-05 | 0.00023202 | 0 | 0
LV Network Domestic | 0 | 0 | 0 | 0 | 0 | 0 | 0 | 0 | 0
LV Network Non-Domestic Non-CT | 0 | 0 | 0 | 0 | 0 | 0 | 0 | 0 | 39300.8556
LV HH Metered | 0 | 0 | 0 | 0 | 0 | 0 | 403718.504 | 1987833.0149 | 1932615.4311
LV Sub HH Metered | 0 | 0 | 0 | 0 | 0 | 0 | 113543.7414 | 111813.5511 | 0
HV HH Metered | 0 | 39844.9818 | 0 | 487217.5637 | 2416943.7098 | 196093.6729 | 2572603.5354 | 0 | 0
2606. Forecast chargeable aggregate maximum load (kW)
Data sources:
x1 = 2605. Contributions to aggregate maximum load by network level (kW)
Cell summation =SUM(x1)
| GSPs | 132kV | 132kV/EHV | EHV | EHV/HV | 132kV/HV | HV | HV/LV | LV circuits
Forecast chargeable aggregate maximum load (kW) | 0 | 39844.9818 | 0 | 487217.5637 | 2416943.7101 | 196093.6729 | 3089865.781 | 2099646.5662 | 5065252.9414
2607. Forecast simultaneous load subject to standing charge factors (kW)
Data sources:
x1 = 2505. Contributions of users on each tariff to system simultaneous maximum load by network level (kW)
x2 = 2602. Standing charges factors adapted to use 132kV/HV
Calculation =x1*x2
| GSPs | 132kV | 132kV/EHV | EHV | EHV/HV | 132kV/HV | HV | HV/LV | LV circuits
Domestic Unrestricted | 0 | 0 | 0 | 0 | 0 | 0 | 0 | 0 | 1199485.2509
Domestic Two Rate | 0 | 0 | 0 | 0 | 0 | 0 | 0 | 0 | 644653.3499
Domestic Off Peak (related MPAN) | 0 | 0 | 0 | 0 | 0 | 0 | 0 | 0 | 5062.738
Small Non Domestic Unrestricted | 0 | 0 | 0 | 0 | 0 | 0 | 0 | 0 | 246727.4398
Small Non Domestic Two Rate | 0 | 0 | 0 | 0 | 0 | 0 | 0 | 0 | 364891.6477
Small Non Domestic Off Peak (related MPAN) | 0 | 0 | 0 | 0 | 0 | 0 | 0 | 0 | 109.1794
LV Medium Non-Domestic | 0 | 0 | 0 | 0 | 0 | 0 | 0 | 0 | 0.00018544
LV Sub Medium Non-Domestic | 0 | 0 | 0 | 0 | 0 | 0 | 0 | 0.0001866 | 0
HV Medium Non-Domestic | 0 | 2.8876e-06 | 0 | 3.573e-05 | 0.00017724 | 1.4211e-05 | 0.00018866 | 0 | 0
LV Network Domestic | 0 | 0 | 0 | 0 | 0 | 0 | 0 | 0 | 0
LV Network Non-Domestic Non-CT | 0 | 0 | 0 | 0 | 0 | 0 | 0 | 0 | 29642.9496
LV HH Metered | 0 | 0 | 0 | 0 | 0 | 0 | 131292.5137 | 646459.3294 | 628502.1258
LV Sub HH Metered | 0 | 0 | 0 | 0 | 0 | 0 | 32505.1296 | 32009.8134 | 0
HV HH Metered | 0 | 16375.4878 | 0 | 201775.9286 | 1000951.3159 | 80590.5636 | 1065416.1632 | 0 | 0
NHH UMS category A | 0 | 0 | 0 | 0 | 0 | 0 | 0 | 0 | 0
NHH UMS category B | 0 | 0 | 0 | 0 | 0 | 0 | 0 | 0 | 0
NHH UMS category C | 0 | 0 | 0 | 0 | 0 | 0 | 0 | 0 | 0
NHH UMS category D | 0 | 0 | 0 | 0 | 0 | 0 | 0 | 0 | 0
LV UMS (Pseudo HH Metered) | 0 | 0 | 0 | 0 | 0 | 0 | 0 | 0 | 0
2608. Forecast simultaneous load replaced by standing charge (kW)
Data sources:
x1 = 2607. Forecast simultaneous load subject to standing charge factors (kW)
Cell summation =SUM(x1)
| GSPs | 132kV | 132kV/EHV | EHV | EHV/HV | 132kV/HV | HV | HV/LV | LV circuits
Forecast simultaneous load replaced by standing charge (kW) | 0 | 16375.4878 | 0 | 201775.9287 | 1000951.3161 | 80590.5636 | 1229213.8068 | 678469.143 | 3119074.6814
2609. Calculated LV diversity allowance
Data sources:
x1 = 2606. Forecast chargeable aggregate maximum load (kW)
x2 = 2608. Forecast simultaneous load replaced by standing charge (kW)
Calculation =x1/x2-1
LV circuits
Calculated LV diversity allowance | 62.4%
2610. Network level mapping for diversity allowances
| GSPs | 132kV | 132kV/EHV | EHV | EHV/HV | 132kV/HV | HV | HV/LV | LV circuits
GSPs | 100% | 0% | 0% | 0% | 0% | 0% | 0% | 0% | 0%
132kV | 0% | 100% | 0% | 0% | 0% | 0% | 0% | 0% | 0%
132kV/EHV | 0% | 0% | 100% | 0% | 0% | 100% | 0% | 0% | 0%
EHV | 0% | 0% | 0% | 100% | 0% | 0% | 0% | 0% | 0%
EHV/HV | 0% | 0% | 0% | 0% | 100% | 0% | 0% | 0% | 0%
HV | 0% | 0% | 0% | 0% | 0% | 0% | 100% | 0% | 0%
HV/LV | 0% | 0% | 0% | 0% | 0% | 0% | 0% | 100% | 0%
LV circuits | 0% | 0% | 0% | 0% | 0% | 0% | 0% | 0% | 100%
2611. Diversity allowances including 132kV/HV
Data sources:
x1 = 2104. Diversity allowance between level exit and GSP Group (in Diversity calculations)
x2 = 2610. Network level mapping for diversity allowances
Sum-product calculation =SUMPRODUCT(x1, x2)
Diversity allowances including 132kV/HV
GSPs | 2.471%
132kV | 7.084%
132kV/EHV | 7.084%
EHV | 15.55%
EHV/HV | 15.55%
132kV/HV | 7.084%
HV | 54.83%
HV/LV | 54.83%
LV circuits | 0%
2612. Diversity allowances (including calculated LV value)
Data sources:
x1 = 2609. Calculated LV diversity allowance
x2 = 2611. Diversity allowances including 132kV/HV
Combine tables = x1 or x2
| GSPs | 132kV | 132kV/EHV | EHV | EHV/HV | 132kV/HV | HV | HV/LV | LV circuits
Diversity allowances (including calculated LV value) | 2.471% | 7.084% | 7.084% | 15.55% | 15.55% | 7.084% | 54.83% | 54.83% | 62.4%
2613. Forecast simultaneous maximum load (kW) adjusted for standing charges
Data sources:
x1 = 2506. Forecast system simultaneous maximum load (kW) from forecast units
x2 = 2608. Forecast simultaneous load replaced by standing charge (kW)
x3 = 2606. Forecast chargeable aggregate maximum load (kW)
x4 = 2612. Diversity allowances (including calculated LV value)
Calculation =x1-x2+x3/(1+x4)
| GSPs | 132kV | 132kV/EHV | EHV | EHV/HV | 132kV/HV | HV | HV/LV | LV circuits
Forecast simultaneous maximum load (kW) adjusted for standing charges | 4474938.4735 | 4469021.9778 | 4089886.653 | 4238098.8533 | 5077446.9931 | 431095.6764 | 5169832.0654 | 3965832.3713 | 3173710.6399

## Otex
Other expenditure for WPD East Mids in April 18 (Final)
2701. Operating expenditure coded by network level (£/year)
Data sources:
x1 = 1055. Transmission exit charges (£/year)
x2 = Zero for levels other than transmission exit
Combine tables = x1 or x2
| Transmission exit | Operating 132kV | Operating 132kV/EHV | Operating EHV | Operating EHV/HV | Operating 132kV/HV | Operating HV | Operating HV/LV | Operating LV circuits | Operating LV customer | Operating HV customer
Operating expenditure coded by network level (£/year) | 11739385.5941 | 0 | 0 | 0 | 0 | 0 | 0 | 0 | 0 | 0 | 0
2702. Network model assets (£) scaled by load forecast
Data sources:
x1 = 2108. GSP simultaneous maximum load assumed through each network level (MW)
x2 = 2613. Forecast simultaneous maximum load (kW) adjusted for standing charges
x3 = 1020. Gross asset cost by network level (£)
Calculation =IF(x1,x2*x3/x1/1000,0)
| Assets 132kV | Assets 132kV/EHV | Assets EHV | Assets EHV/HV | Assets 132kV/HV | Assets HV | Assets HV/LV | Assets LV circuits
Network model assets (£) scaled by load forecast | 529336035.2566 | 265182010.4269 | 335611616.9509 | 656669423.6817 | 57780077.252 | 1571133754.4124 | 519788193.0997 | 844307329.4251
2703. Annual consumption by tariff for unmetered users (MWh)
Data sources:
x1 = 2407. All units (MWh)
Copy cells = x1
Annual consumption by tariff for unmetered users (MWh)
NHH UMS category A | 47462.4781
NHH UMS category B | 38869.1758
NHH UMS category C | 399.1873
NHH UMS category D | 10277.034
LV UMS (Pseudo HH Metered) | 221070.4867
2704. Total unmetered units
Data sources:
x1 = 2703. Annual consumption by tariff for unmetered users (MWh)
Cell summation =SUM(x1)
Total unmetered units
Total unmetered units | 318078.3619
2705. Service model asset data
Data sources:
x1 = 2205. Service model assets by tariff (£)
x2 = 2305. MPANs (in Equivalent volume for each end user)
x3 = 2202. LV unmetered service model assets £/(MWh/year)
x4 = 2704. Total unmetered units
x5 = Service model assets (£) scaled by annual MWh (in Service model asset data)
x6 = Service model assets (£) scaled by user count (in Service model asset data)
x7 = Service model assets (£) scaled by annual MWh (in Service model asset data)
Kind: | Sum-product calculation |  | Calculation | Copy cells |  | Calculation
Formula: | =SUMPRODUCT(x1, x2) |  | =x3*x4 | = x5 |  | =x6+x7
| Service model assets (£) scaled by user count |  |  | Service model assets (£) scaled by annual MWh |  | Service model assets (£)
| Assets LV customer | Assets HV customer | Service model assets (£) scaled by annual MWh | Assets LV customer | Assets HV customer | Assets LV customer | Assets HV customer
Service model asset data | 805596290.0721 | 33711129.7427 | 78305553.8472 | 78305553.8472 |  | 883901843.9194 | 33711129.7427
2706. Data for allocation of operating expenditure
Data sources:
x1 = 2702. Network model assets (£) scaled by load forecast
x2 = 2705. Service model assets (£) (in Service model asset data)
x3 = Model assets (£) scaled by demand forecast (in Data for allocation of operating expenditure)
Kind: | Combine tables | [10 empty] | Cell summation
Formula: | = x1 or x2 | [10 empty] | =SUM(x3)
Model assets (£) scaled by demand forecast
| GSPs | Assets 132kV | Assets 132kV/EHV | Assets EHV | Assets EHV/HV | Assets 132kV/HV | Assets HV | Assets HV/LV | Assets LV circuits | Assets LV customer | Assets HV customer | Denominator for allocation of operating expenditure
Data for allocation of operating expenditure |  | 529336035.2566 | 265182010.4269 | 335611616.9509 | 656669423.6817 | 57780077.252 | 1571133754.4124 | 519788193.0997 | 844307329.4251 | 883901843.9194 | 33711129.7427 | 5697421414.1674
2707. Amount of expenditure to be allocated according to asset values (£/year)
Data sources:
x1 = 1059. Direct cost (£/year) (in Other expenditure)
x2 = 1059. Network rates (£/year) (in Other expenditure)
x3 = 1059. Indirect cost (£/year) (in Other expenditure)
x4 = 1059. Indirect cost proportion (in Other expenditure)
Calculation =x1+x2+x3*x4
Amount of expenditure to be allocated according to asset values (£/year)
Other expenditure | 137288173.2415
2708. Total operating expenditure by network level (£/year)
Data sources:
x1 = 2701. Operating expenditure coded by network level (£/year)
x2 = 2707. Amount of expenditure to be allocated according to asset values (£/year)
x3 = 2706. Denominator for allocation of operating expenditure (in Data for allocation of operating expenditure)
x4 = 2706. Model assets (£) scaled by demand forecast (in Data for allocation of operating expenditure)
Calculation =x1+x2/x3*x4
| Transmission exit | Operating 132kV | Operating 132kV/EHV | Operating EHV | Operating EHV/HV | Operating 132kV/HV | Operating HV | Operating HV/LV | Operating LV circuits | Operating LV customer | Operating HV customer
Total operating expenditure by network level (£/year) | 11739385.5941 | 12755169.7564 | 6389970.3289 | 8087080.5335 | 15823464.5197 | 1392300.2494 | 37858895.6971 | 12525099.7453 | 20344889.8168 | 21298980.8292 | 812321.7652
2709. Operating expenditure percentage by network level
Data sources:
x1 = 2706. Model assets (£) scaled by demand forecast (in Data for allocation of operating expenditure)
x2 = 2708. Total operating expenditure by network level (£/year)
Calculation =IF(x1="","",IF(x1>0,x2/x1,0))
| Transmission exit | Operating 132kV | Operating 132kV/EHV | Operating EHV | Operating EHV/HV | Operating 132kV/HV | Operating HV | Operating HV/LV | Operating LV circuits | Operating LV customer | Operating HV customer
Operating expenditure percentage by network level |  | 2.41% | 2.41% | 2.41% | 2.41% | 2.41% | 2.41% | 2.41% | 2.41% | 2.41% | 2.41%
2710. Unit operating expenditure based on simultaneous maximum load (£/kW/year)
Data sources:
x1 = 2613. Forecast simultaneous maximum load (kW) adjusted for standing charges
x2 = 2708. Total operating expenditure by network level (£/year)
Calculation =IF(x1>0,x2/x1,0)
| Transmission exit | Operating 132kV | Operating 132kV/EHV | Operating EHV | Operating EHV/HV | Operating 132kV/HV | Operating HV | Operating HV/LV | Operating LV circuits
Unit operating expenditure based on simultaneous maximum load (£/kW/year) | 2.6234 | 2.8541 | 1.5624 | 1.9082 | 3.1164 | 3.2297 | 7.323 | 3.1583 | 6.4104
2711. Operating expenditure for customer assets p/MPAN/day
Data sources:
x1 = 1010. Days in the charging year (in Financial and general assumptions)
x2 = 2709. Operating expenditure percentage by network level
x3 = 2205. Service model assets by tariff (£)
x4 = Operating expenditure p/MPAN/day by level (in Operating expenditure for customer assets p/MPAN/day)
Kind: | Calculation |  | Cell summation
Formula: | =100/x1*x2*x3 |  | =SUM(x4)
Operating expenditure p/MPAN/day by level
| Operating LV customer | Operating HV customer | Operating expenditure for customer assets p/MPAN/day total
Domestic Unrestricted | 1.7904 | 0 | 1.7904
Domestic Two Rate | 1.7904 | 0 | 1.7904
Domestic Off Peak (related MPAN) | 0 | 0 | 0
Small Non Domestic Unrestricted | 4.028 | 0 | 4.028
Small Non Domestic Two Rate | 4.028 | 0 | 4.028
Small Non Domestic Off Peak (related MPAN) | 0 | 0 | 0
LV Medium Non-Domestic | 4.9041 | 0 | 4.9041
LV Sub Medium Non-Domestic | 3.637 | 0 | 3.637
HV Medium Non-Domestic | 0 | 63.1766 | 63.1766
LV Network Domestic | 1.7904 | 0 | 1.7904
LV Network Non-Domestic Non-CT | 4.028 | 0 | 4.028
LV HH Metered | 8.2677 | 0 | 8.2677
LV Sub HH Metered | 6.3679 | 0 | 6.3679
HV HH Metered | 0 | 63.1766 | 63.1766
NHH UMS category A | 0 | 0 | 0
NHH UMS category B | 0 | 0 | 0
NHH UMS category C | 0 | 0 | 0
NHH UMS category D | 0 | 0 | 0
LV UMS (Pseudo HH Metered) | 0 | 0 | 0
LV Generation NHH or Aggregate HH | 0 | 0 | 0
LV Sub Generation NHH | 0 | 0 | 0
LV Generation Intermittent | 0 | 0 | 0
LV Generation Intermittent no RP charge | 0 | 0 | 0
LV Generation Non-Intermittent | 0 | 0 | 0
LV Generation Non-Intermittent no RP charge | 0 | 0 | 0
LV Sub Generation Intermittent | 0 | 0 | 0
LV Sub Generation Intermittent no RP charge | 0 | 0 | 0
LV Sub Generation Non-Intermittent | 0 | 0 | 0
LV Sub Generation Non-Intermittent no RP charge | 0 | 0 | 0
HV Generation Intermittent | 0 | 30.4596 | 30.4596
HV Generation Intermittent no RP charge | 0 | 30.4596 | 30.4596
HV Generation Non-Intermittent | 0 | 30.4596 | 30.4596
HV Generation Non-Intermittent no RP charge | 0 | 30.4596 | 30.4596
2712. Operating expenditure for unmetered customer assets (p/kWh)
Data sources:
x1 = 2709. Operating expenditure percentage by network level
x2 = 2202. LV unmetered service model assets £/(MWh/year)
Calculation =0.1*x1*x2
Operating LV customer
NHH UMS category A | 0.59322
NHH UMS category B | 0.59322
NHH UMS category C | 0.59322
NHH UMS category D | 0.59322
LV UMS (Pseudo HH Metered) | 0.59322

## Contrib
Customer contributions for WPD East Mids in April 18 (Final)
This sheet calculates factors used to take account of the costs deemed to be covered by connection charges.
2801. Network level of supply (for customer contributions) by tariff
| LV network | LV substation | HV network | HV substation
Domestic Unrestricted | 100% | 0% | 0% | 0%
Domestic Two Rate | 100% | 0% | 0% | 0%
Domestic Off Peak (related MPAN) | 100% | 0% | 0% | 0%
Small Non Domestic Unrestricted | 100% | 0% | 0% | 0%
Small Non Domestic Two Rate | 100% | 0% | 0% | 0%
Small Non Domestic Off Peak (related MPAN) | 100% | 0% | 0% | 0%
LV Medium Non-Domestic | 100% | 0% | 0% | 0%
LV Sub Medium Non-Domestic | 0% | 100% | 0% | 0%
HV Medium Non-Domestic | 0% | 0% | 100% | 0%
LV Network Domestic | 100% | 0% | 0% | 0%
LV Network Non-Domestic Non-CT | 100% | 0% | 0% | 0%
LV HH Metered | 100% | 0% | 0% | 0%
LV Sub HH Metered | 0% | 100% | 0% | 0%
HV HH Metered | 0% | 0% | 100% | 0%
NHH UMS category A | 100% | 0% | 0% | 0%
NHH UMS category B | 100% | 0% | 0% | 0%
NHH UMS category C | 100% | 0% | 0% | 0%
NHH UMS category D | 100% | 0% | 0% | 0%
LV UMS (Pseudo HH Metered) | 100% | 0% | 0% | 0%
LV Generation NHH or Aggregate HH | 100% | 0% | 0% | 0%
LV Sub Generation NHH | 0% | 100% | 0% | 0%
LV Generation Intermittent | 100% | 0% | 0% | 0%
LV Generation Intermittent no RP charge | 100% | 0% | 0% | 0%
LV Generation Non-Intermittent | 100% | 0% | 0% | 0%
LV Generation Non-Intermittent no RP charge | 100% | 0% | 0% | 0%
LV Sub Generation Intermittent | 0% | 100% | 0% | 0%
LV Sub Generation Intermittent no RP charge | 0% | 100% | 0% | 0%
LV Sub Generation Non-Intermittent | 0% | 100% | 0% | 0%
LV Sub Generation Non-Intermittent no RP charge | 0% | 100% | 0% | 0%
HV Generation Intermittent | 0% | 0% | 100% | 0%
HV Generation Intermittent no RP charge | 0% | 0% | 100% | 0%
HV Generation Non-Intermittent | 0% | 0% | 100% | 0%
HV Generation Non-Intermittent no RP charge | 0% | 0% | 100% | 0%
2802. Contribution proportion of asset annuities, by customer type and network level of assets
Data sources:
x1 = 1060. Customer contributions under current connection charging policy
x2 = 1010. Annuity proportion for customer-contributed assets (in Financial and general assumptions)
Calculation =x1*(1-x2)
| LV network | LV substation | HV network | HV substation
Assets 132kV | 0% | 0% | 0% | 0%
Assets 132kV/EHV | 0% | 0% | 0% | 0%
Assets EHV | 0% | 0% | 6.542% | 6.542%
Assets EHV/HV | 0% | 0% | 35.16% | 35.16%
Assets 132kV/HV | 0% | 0% | 35.16% | 0%
Assets HV | 47.91% | 47.91% | 63.78% | 0%
Assets HV/LV | 70.89% | 70.89% | 0% | 0%
Assets LV circuits | 93.87% | 0% | 0% | 0%
2803. Proportion of asset annuities deemed to be covered by customer contributions
Data sources:
x1 = 2801. Network level of supply (for customer contributions) by tariff
x2 = 2802. Contribution proportion of asset annuities, by customer type and network level of assets
Sum-product calculation =SUMPRODUCT(x1, x2)
| Assets 132kV | Assets 132kV/EHV | Assets EHV | Assets EHV/HV | Assets 132kV/HV | Assets HV | Assets HV/LV | Assets LV circuits
Domestic Unrestricted | 0% | 0% | 0% | 0% | 0% | 47.91% | 70.89% | 93.87%
Domestic Two Rate | 0% | 0% | 0% | 0% | 0% | 47.91% | 70.89% | 93.87%
Domestic Off Peak (related MPAN) | 0% | 0% | 0% | 0% | 0% | 47.91% | 70.89% | 93.87%
Small Non Domestic Unrestricted | 0% | 0% | 0% | 0% | 0% | 47.91% | 70.89% | 93.87%
Small Non Domestic Two Rate | 0% | 0% | 0% | 0% | 0% | 47.91% | 70.89% | 93.87%
Small Non Domestic Off Peak (related MPAN) | 0% | 0% | 0% | 0% | 0% | 47.91% | 70.89% | 93.87%
LV Medium Non-Domestic | 0% | 0% | 0% | 0% | 0% | 47.91% | 70.89% | 93.87%
LV Sub Medium Non-Domestic | 0% | 0% | 0% | 0% | 0% | 47.91% | 70.89% | 0%
HV Medium Non-Domestic | 0% | 0% | 6.542% | 35.16% | 35.16% | 63.78% | 0% | 0%
LV Network Domestic | 0% | 0% | 0% | 0% | 0% | 47.91% | 70.89% | 93.87%
LV Network Non-Domestic Non-CT | 0% | 0% | 0% | 0% | 0% | 47.91% | 70.89% | 93.87%
LV HH Metered | 0% | 0% | 0% | 0% | 0% | 47.91% | 70.89% | 93.87%
LV Sub HH Metered | 0% | 0% | 0% | 0% | 0% | 47.91% | 70.89% | 0%
HV HH Metered | 0% | 0% | 6.542% | 35.16% | 35.16% | 63.78% | 0% | 0%
NHH UMS category A | 0% | 0% | 0% | 0% | 0% | 47.91% | 70.89% | 93.87%
NHH UMS category B | 0% | 0% | 0% | 0% | 0% | 47.91% | 70.89% | 93.87%
NHH UMS category C | 0% | 0% | 0% | 0% | 0% | 47.91% | 70.89% | 93.87%
NHH UMS category D | 0% | 0% | 0% | 0% | 0% | 47.91% | 70.89% | 93.87%
LV UMS (Pseudo HH Metered) | 0% | 0% | 0% | 0% | 0% | 47.91% | 70.89% | 93.87%
LV Generation NHH or Aggregate HH | 0% | 0% | 0% | 0% | 0% | 47.91% | 70.89% | 93.87%
LV Sub Generation NHH | 0% | 0% | 0% | 0% | 0% | 47.91% | 70.89% | 0%
LV Generation Intermittent | 0% | 0% | 0% | 0% | 0% | 47.91% | 70.89% | 93.87%
LV Generation Intermittent no RP charge | 0% | 0% | 0% | 0% | 0% | 47.91% | 70.89% | 93.87%
LV Generation Non-Intermittent | 0% | 0% | 0% | 0% | 0% | 47.91% | 70.89% | 93.87%
LV Generation Non-Intermittent no RP charge | 0% | 0% | 0% | 0% | 0% | 47.91% | 70.89% | 93.87%
LV Sub Generation Intermittent | 0% | 0% | 0% | 0% | 0% | 47.91% | 70.89% | 0%
LV Sub Generation Intermittent no RP charge | 0% | 0% | 0% | 0% | 0% | 47.91% | 70.89% | 0%
LV Sub Generation Non-Intermittent | 0% | 0% | 0% | 0% | 0% | 47.91% | 70.89% | 0%
LV Sub Generation Non-Intermittent no RP charge | 0% | 0% | 0% | 0% | 0% | 47.91% | 70.89% | 0%
HV Generation Intermittent | 0% | 0% | 6.542% | 35.16% | 35.16% | 63.78% | 0% | 0%
HV Generation Intermittent no RP charge | 0% | 0% | 6.542% | 35.16% | 35.16% | 63.78% | 0% | 0%
HV Generation Non-Intermittent | 0% | 0% | 6.542% | 35.16% | 35.16% | 63.78% | 0% | 0%
HV Generation Non-Intermittent no RP charge | 0% | 0% | 6.542% | 35.16% | 35.16% | 63.78% | 0% | 0%
2804. Proportion of annual charge covered by contributions (for all charging levels)
Data sources:
x1 = Zero for operating expenditure
x2 = Zero for GSPs level
x3 = 2803. Proportion of asset annuities deemed to be covered by customer contributions
Combine tables = x1 or x2 or x3
| GSPs | Assets 132kV | Assets 132kV/EHV | Assets EHV | Assets EHV/HV | Assets 132kV/HV | Assets HV | Assets HV/LV | Assets LV circuits | Transmission exit | Operating 132kV | Operating 132kV/EHV | Operating EHV | Operating EHV/HV | Operating 132kV/HV | Operating HV | Operating HV/LV | Operating LV circuits
Domestic Unrestricted | 0% | 0% | 0% | 0% | 0% | 0% | 47.91% | 70.89% | 93.87% | 0% | 0% | 0% | 0% | 0% | 0% | 0% | 0% | 0%
Domestic Two Rate | 0% | 0% | 0% | 0% | 0% | 0% | 47.91% | 70.89% | 93.87% | 0% | 0% | 0% | 0% | 0% | 0% | 0% | 0% | 0%
Domestic Off Peak (related MPAN) | 0% | 0% | 0% | 0% | 0% | 0% | 47.91% | 70.89% | 93.87% | 0% | 0% | 0% | 0% | 0% | 0% | 0% | 0% | 0%
Small Non Domestic Unrestricted | 0% | 0% | 0% | 0% | 0% | 0% | 47.91% | 70.89% | 93.87% | 0% | 0% | 0% | 0% | 0% | 0% | 0% | 0% | 0%
Small Non Domestic Two Rate | 0% | 0% | 0% | 0% | 0% | 0% | 47.91% | 70.89% | 93.87% | 0% | 0% | 0% | 0% | 0% | 0% | 0% | 0% | 0%
Small Non Domestic Off Peak (related MPAN) | 0% | 0% | 0% | 0% | 0% | 0% | 47.91% | 70.89% | 93.87% | 0% | 0% | 0% | 0% | 0% | 0% | 0% | 0% | 0%
LV Medium Non-Domestic | 0% | 0% | 0% | 0% | 0% | 0% | 47.91% | 70.89% | 93.87% | 0% | 0% | 0% | 0% | 0% | 0% | 0% | 0% | 0%
LV Sub Medium Non-Domestic | 0% | 0% | 0% | 0% | 0% | 0% | 47.91% | 70.89% | 0% | 0% | 0% | 0% | 0% | 0% | 0% | 0% | 0% | 0%
HV Medium Non-Domestic | 0% | 0% | 0% | 6.542% | 35.16% | 35.16% | 63.78% | 0% | 0% | 0% | 0% | 0% | 0% | 0% | 0% | 0% | 0% | 0%
LV Network Domestic | 0% | 0% | 0% | 0% | 0% | 0% | 47.91% | 70.89% | 93.87% | 0% | 0% | 0% | 0% | 0% | 0% | 0% | 0% | 0%
LV Network Non-Domestic Non-CT | 0% | 0% | 0% | 0% | 0% | 0% | 47.91% | 70.89% | 93.87% | 0% | 0% | 0% | 0% | 0% | 0% | 0% | 0% | 0%
LV HH Metered | 0% | 0% | 0% | 0% | 0% | 0% | 47.91% | 70.89% | 93.87% | 0% | 0% | 0% | 0% | 0% | 0% | 0% | 0% | 0%
LV Sub HH Metered | 0% | 0% | 0% | 0% | 0% | 0% | 47.91% | 70.89% | 0% | 0% | 0% | 0% | 0% | 0% | 0% | 0% | 0% | 0%
HV HH Metered | 0% | 0% | 0% | 6.542% | 35.16% | 35.16% | 63.78% | 0% | 0% | 0% | 0% | 0% | 0% | 0% | 0% | 0% | 0% | 0%
NHH UMS category A | 0% | 0% | 0% | 0% | 0% | 0% | 47.91% | 70.89% | 93.87% | 0% | 0% | 0% | 0% | 0% | 0% | 0% | 0% | 0%
NHH UMS category B | 0% | 0% | 0% | 0% | 0% | 0% | 47.91% | 70.89% | 93.87% | 0% | 0% | 0% | 0% | 0% | 0% | 0% | 0% | 0%
NHH UMS category C | 0% | 0% | 0% | 0% | 0% | 0% | 47.91% | 70.89% | 93.87% | 0% | 0% | 0% | 0% | 0% | 0% | 0% | 0% | 0%
NHH UMS category D | 0% | 0% | 0% | 0% | 0% | 0% | 47.91% | 70.89% | 93.87% | 0% | 0% | 0% | 0% | 0% | 0% | 0% | 0% | 0%
LV UMS (Pseudo HH Metered) | 0% | 0% | 0% | 0% | 0% | 0% | 47.91% | 70.89% | 93.87% | 0% | 0% | 0% | 0% | 0% | 0% | 0% | 0% | 0%
LV Generation NHH or Aggregate HH | 0% | 0% | 0% | 0% | 0% | 0% | 47.91% | 70.89% | 93.87% | 0% | 0% | 0% | 0% | 0% | 0% | 0% | 0% | 0%
LV Sub Generation NHH | 0% | 0% | 0% | 0% | 0% | 0% | 47.91% | 70.89% | 0% | 0% | 0% | 0% | 0% | 0% | 0% | 0% | 0% | 0%
LV Generation Intermittent | 0% | 0% | 0% | 0% | 0% | 0% | 47.91% | 70.89% | 93.87% | 0% | 0% | 0% | 0% | 0% | 0% | 0% | 0% | 0%
LV Generation Intermittent no RP charge | 0% | 0% | 0% | 0% | 0% | 0% | 47.91% | 70.89% | 93.87% | 0% | 0% | 0% | 0% | 0% | 0% | 0% | 0% | 0%
LV Generation Non-Intermittent | 0% | 0% | 0% | 0% | 0% | 0% | 47.91% | 70.89% | 93.87% | 0% | 0% | 0% | 0% | 0% | 0% | 0% | 0% | 0%
LV Generation Non-Intermittent no RP charge | 0% | 0% | 0% | 0% | 0% | 0% | 47.91% | 70.89% | 93.87% | 0% | 0% | 0% | 0% | 0% | 0% | 0% | 0% | 0%
LV Sub Generation Intermittent | 0% | 0% | 0% | 0% | 0% | 0% | 47.91% | 70.89% | 0% | 0% | 0% | 0% | 0% | 0% | 0% | 0% | 0% | 0%
LV Sub Generation Intermittent no RP charge | 0% | 0% | 0% | 0% | 0% | 0% | 47.91% | 70.89% | 0% | 0% | 0% | 0% | 0% | 0% | 0% | 0% | 0% | 0%
LV Sub Generation Non-Intermittent | 0% | 0% | 0% | 0% | 0% | 0% | 47.91% | 70.89% | 0% | 0% | 0% | 0% | 0% | 0% | 0% | 0% | 0% | 0%
LV Sub Generation Non-Intermittent no RP charge | 0% | 0% | 0% | 0% | 0% | 0% | 47.91% | 70.89% | 0% | 0% | 0% | 0% | 0% | 0% | 0% | 0% | 0% | 0%
HV Generation Intermittent | 0% | 0% | 0% | 6.542% | 35.16% | 35.16% | 63.78% | 0% | 0% | 0% | 0% | 0% | 0% | 0% | 0% | 0% | 0% | 0%
HV Generation Intermittent no RP charge | 0% | 0% | 0% | 6.542% | 35.16% | 35.16% | 63.78% | 0% | 0% | 0% | 0% | 0% | 0% | 0% | 0% | 0% | 0% | 0%
HV Generation Non-Intermittent | 0% | 0% | 0% | 6.542% | 35.16% | 35.16% | 63.78% | 0% | 0% | 0% | 0% | 0% | 0% | 0% | 0% | 0% | 0% | 0%
HV Generation Non-Intermittent no RP charge | 0% | 0% | 0% | 6.542% | 35.16% | 35.16% | 63.78% | 0% | 0% | 0% | 0% | 0% | 0% | 0% | 0% | 0% | 0% | 0%

## Yard
Yardsticks for WPD East Mids in April 18 (Final)
This sheet calculates average p/kWh and p/kW/day charges that would apply if no costs were recovered through capacity or fixed charges.
2901. Unit cost at each level, £/kW/year (relative to system simultaneous maximum load)
Data sources:
x1 = 2109. Network model annuity by simultaneous maximum load for each network level (£/kW/year)
x2 = 2710. Unit operating expenditure based on simultaneous maximum load (£/kW/year)
Combine tables = x1 or x2
| GSPs | Assets 132kV | Assets 132kV/EHV | Assets EHV | Assets EHV/HV | Assets 132kV/HV | Assets HV | Assets HV/LV | Assets LV circuits | Transmission exit | Operating 132kV | Operating 132kV/EHV | Operating EHV | Operating EHV/HV | Operating 132kV/HV | Operating HV | Operating HV/LV | Operating LV circuits
Unit cost at each level, £/kW/year (relative to system simultaneous maximum load) |  | 6.1726 | 3.3789 | 4.1268 | 6.7398 | 6.9848 | 15.8374 | 6.8303 | 13.8638 | 2.6234 | 2.8541 | 1.5624 | 1.9082 | 3.1164 | 3.2297 | 7.323 | 3.1583 | 6.4104
2902. Pay-as-you-go yardstick unit costs by charging level (p/kWh)
Data sources:
x1 = 2901. Unit cost at each level, £/kW/year (relative to system simultaneous maximum load)
x2 = 2302. Load coefficient
x3 = 2012. Loss adjustment factors between end user meter reading and each network level, scaled by network use
x4 = 2804. Proportion of annual charge covered by contributions (for all charging levels)
x5 = 1010. Days in the charging year (in Financial and general assumptions)
Calculation =x1*x2*x3*(1-x4)/(24*x5)*100
| GSPs | Assets 132kV | Assets 132kV/EHV | Assets EHV | Assets EHV/HV | Assets 132kV/HV | Assets HV | Assets HV/LV | Assets LV circuits | Transmission exit | Operating 132kV | Operating 132kV/EHV | Operating EHV | Operating EHV/HV | Operating 132kV/HV | Operating HV | Operating HV/LV | Operating LV circuits
Domestic Unrestricted | 0 | 0.15439 | 0.077709 | 0.09472 | 0.15348 | 0.012905 | 0.19995 | 0.047455 | 0.019717 | 0.065749 | 0.07139 | 0.035932 | 0.043798 | 0.070967 | 0.005967 | 0.1775 | 0.075385 | 0.14876
Domestic Two Rate | 0 | 0.12726 | 0.064051 | 0.078072 | 0.1265 | 0.010637 | 0.16481 | 0.039115 | 0.016252 | 0.054193 | 0.058842 | 0.029616 | 0.0361 | 0.058494 | 0.0049183 | 0.1463 | 0.062136 | 0.12262
Domestic Off Peak (related MPAN) | 0 | 0 | 0 | 0 | 0 | 0 | 0 | 0 | 0 | 0 | 0 | 0 | 0 | 0 | 0 | 0 | 0 | 0
Small Non Domestic Unrestricted | 0 | 0.13799 | 0.069453 | 0.084657 | 0.13717 | 0.011534 | 0.17871 | 0.042414 | 0.017622 | 0.058764 | 0.063805 | 0.032114 | 0.039144 | 0.063428 | 0.0053331 | 0.15864 | 0.067376 | 0.13296
Small Non Domestic Two Rate | 0 | 0.11666 | 0.058719 | 0.071573 | 0.11597 | 0.0097513 | 0.15109 | 0.035859 | 0.014899 | 0.049682 | 0.053944 | 0.027151 | 0.033095 | 0.053625 | 0.0045089 | 0.13412 | 0.056963 | 0.11241
Small Non Domestic Off Peak (related MPAN) | 0 | 0 | 0 | 0 | 0 | 0 | 0 | 0 | 0 | 0 | 0 | 0 | 0 | 0 | 0 | 0 | 0 | 0
LV Medium Non-Domestic | 0 | 0.12131 | 0.061056 | 0.074422 | 0.12059 | 0.010139 | 0.1571 | 0.037286 | 0.015492 | 0.051659 | 0.056091 | 0.028232 | 0.034412 | 0.055759 | 0.0046883 | 0.13946 | 0.059231 | 0.11688
LV Sub Medium Non-Domestic | 0 | 0.11794 | 0.05936 | 0.072355 | 0.11724 | 0.0098577 | 0.15274 | 0.03625 | 0 | 0.050224 | 0.054533 | 0.027447 | 0.033456 | 0.054211 | 0.0045581 | 0.13559 | 0.057585 | 0
HV Medium Non-Domestic | 0 | 0.11659 | 0.058681 | 0.066848 | 0.075145 | 0.0063183 | 0.10498 | 0 | 0 | 0.04965 | 0.053909 | 0.027133 | 0.033073 | 0.05359 | 0.004506 | 0.13404 | 0 | 0
LV Network Domestic | 0 | 0.1445 | 0.072727 | 0.088648 | 0.14364 | 0.012078 | 0.18713 | 0.044413 | 0.018453 | 0.061534 | 0.066813 | 0.033628 | 0.04099 | 0.066418 | 0.0055845 | 0.16612 | 0.070553 | 0.13923
LV Network Non-Domestic Non-CT | 0 | 0.1265 | 0.063667 | 0.077605 | 0.12575 | 0.010573 | 0.16382 | 0.038881 | 0.016154 | 0.053868 | 0.05849 | 0.029439 | 0.035884 | 0.058144 | 0.0048888 | 0.14543 | 0.061764 | 0.12188
LV HH Metered | 0 | 0.11164 | 0.056191 | 0.068491 | 0.11098 | 0.0093314 | 0.14458 | 0.034315 | 0.014257 | 0.047542 | 0.051621 | 0.025982 | 0.03167 | 0.051316 | 0.0043147 | 0.12835 | 0.054511 | 0.10757
LV Sub HH Metered | 0 | 0.10599 | 0.053347 | 0.065025 | 0.10536 | 0.0088591 | 0.13726 | 0.032578 | 0 | 0.045136 | 0.049009 | 0.024667 | 0.030067 | 0.048719 | 0.0040964 | 0.12185 | 0.051752 | 0
HV HH Metered | 0 | 0.08698 | 0.043779 | 0.049871 | 0.056062 | 0.0047137 | 0.078322 | 0 | 0 | 0.037041 | 0.040219 | 0.020243 | 0.024674 | 0.039981 | 0.0033616 | 0.099998 | 0 | 0
NHH UMS category A | 0 | 0.075948 | 0.038226 | 0.046594 | 0.075499 | 0.0063481 | 0.098358 | 0.023344 | 0.0096992 | 0.032343 | 0.035118 | 0.017675 | 0.021545 | 0.03491 | 0.0029353 | 0.087315 | 0.037083 | 0.073179
NHH UMS category B | 0 | 0.16075 | 0.080907 | 0.098618 | 0.1598 | 0.013436 | 0.20818 | 0.049408 | 0.020529 | 0.068455 | 0.074328 | 0.03741 | 0.0456 | 0.073888 | 0.0062126 | 0.18481 | 0.078488 | 0.15488
NHH UMS category C | 0 | 0.32616 | 0.16416 | 0.2001 | 0.32423 | 0.027262 | 0.4224 | 0.10025 | 0.041653 | 0.1389 | 0.15081 | 0.075907 | 0.092524 | 0.14992 | 0.012606 | 0.37498 | 0.15925 | 0.31427
NHH UMS category D | 0 | 0.00079617 | 0.00040073 | 0.00048845 | 0.00079146 | 6.6547e-05 | 0.0010311 | 0.00024472 | 0.00010168 | 0.00033905 | 0.00036814 | 0.00018529 | 0.00022585 | 0.00036596 | 3.0771e-05 | 0.00091533 | 0.00038875 | 0.00076714
LV UMS (Pseudo HH Metered) | 0 | 0.16481 | 0.082954 | 0.10111 | 0.16384 | 0.013776 | 0.21344 | 0.050658 | 0.021048 | 0.070187 | 0.076208 | 0.038357 | 0.046754 | 0.075757 | 0.0063698 | 0.18948 | 0.080474 | 0.1588
LV Generation NHH or Aggregate HH | 0 | -0.075948 | -0.038226 | -0.046594 | -0.075499 | -0.0063481 | -0.098358 | -0.023344 | 0 | -0.032343 | -0.035118 | -0.017675 | -0.021545 | -0.03491 | -0.0029353 | -0.087315 | -0.037083 | 0
LV Sub Generation NHH | 0 | -0.073839 | -0.037164 | -0.0453 | -0.073402 | -0.0061717 | -0.095626 | 0 | 0 | -0.031444 | -0.034142 | -0.017184 | -0.020946 | -0.03394 | -0.0028537 | -0.08489 | 0 | 0
LV Generation Intermittent | 0 | -0.075948 | -0.038226 | -0.046594 | -0.075499 | -0.0063481 | -0.098358 | -0.023344 | 0 | -0.032343 | -0.035118 | -0.017675 | -0.021545 | -0.03491 | -0.0029353 | -0.087315 | -0.037083 | 0
LV Generation Intermittent no RP charge | 0 | -0.075948 | -0.038226 | -0.046594 | -0.075499 | -0.0063481 | -0.098358 | -0.023344 | 0 | -0.032343 | -0.035118 | -0.017675 | -0.021545 | -0.03491 | -0.0029353 | -0.087315 | -0.037083 | 0
LV Generation Non-Intermittent | 0 | -0.075948 | -0.038226 | -0.046594 | -0.075499 | -0.0063481 | -0.098358 | -0.023344 | 0 | -0.032343 | -0.035118 | -0.017675 | -0.021545 | -0.03491 | -0.0029353 | -0.087315 | -0.037083 | 0
LV Generation Non-Intermittent no RP charge | 0 | -0.075948 | -0.038226 | -0.046594 | -0.075499 | -0.0063481 | -0.098358 | -0.023344 | 0 | -0.032343 | -0.035118 | -0.017675 | -0.021545 | -0.03491 | -0.0029353 | -0.087315 | -0.037083 | 0
LV Sub Generation Intermittent | 0 | -0.073839 | -0.037164 | -0.0453 | -0.073402 | -0.0061717 | -0.095626 | 0 | 0 | -0.031444 | -0.034142 | -0.017184 | -0.020946 | -0.03394 | -0.0028537 | -0.08489 | 0 | 0
LV Sub Generation Intermittent no RP charge | 0 | -0.073839 | -0.037164 | -0.0453 | -0.073402 | -0.0061717 | -0.095626 | 0 | 0 | -0.031444 | -0.034142 | -0.017184 | -0.020946 | -0.03394 | -0.0028537 | -0.08489 | 0 | 0
LV Sub Generation Non-Intermittent | 0 | -0.073839 | -0.037164 | -0.0453 | -0.073402 | -0.0061717 | -0.095626 | 0 | 0 | -0.031444 | -0.034142 | -0.017184 | -0.020946 | -0.03394 | -0.0028537 | -0.08489 | 0 | 0
LV Sub Generation Non-Intermittent no RP charge | 0 | -0.073839 | -0.037164 | -0.0453 | -0.073402 | -0.0061717 | -0.095626 | 0 | 0 | -0.031444 | -0.034142 | -0.017184 | -0.020946 | -0.03394 | -0.0028537 | -0.08489 | 0 | 0
HV Generation Intermittent | 0 | -0.072714 | -0.036598 | -0.041691 | -0.046866 | -0.0039406 | 0 | 0 | 0 | -0.030965 | -0.033622 | -0.016922 | -0.020627 | -0.033423 | -0.0028103 | 0 | 0 | 0
HV Generation Intermittent no RP charge | 0 | -0.072714 | -0.036598 | -0.041691 | -0.046866 | -0.0039406 | 0 | 0 | 0 | -0.030965 | -0.033622 | -0.016922 | -0.020627 | -0.033423 | -0.0028103 | 0 | 0 | 0
HV Generation Non-Intermittent | 0 | -0.072714 | -0.036598 | -0.041691 | -0.046866 | -0.0039406 | 0 | 0 | 0 | -0.030965 | -0.033622 | -0.016922 | -0.020627 | -0.033423 | -0.0028103 | 0 | 0 | 0
HV Generation Non-Intermittent no RP charge | 0 | -0.072714 | -0.036598 | -0.041691 | -0.046866 | -0.0039406 | 0 | 0 | 0 | -0.030965 | -0.033622 | -0.016922 | -0.020627 | -0.033423 | -0.0028103 | 0 | 0 | 0
2903. Contributions to pay-as-you-go unit rate 1 (p/kWh)
Data sources:
x1 = 2460. Unit rate 1 pseudo load coefficient by network level (combined)
x2 = 2901. Unit cost at each level, £/kW/year (relative to system simultaneous maximum load)
x3 = 2012. Loss adjustment factors between end user meter reading and each network level, scaled by network use
x4 = 2804. Proportion of annual charge covered by contributions (for all charging levels)
x5 = 1010. Days in the charging year (in Financial and general assumptions)
Calculation =x1*x2*x3*(1-x4)*100/(24*x5)
| GSPs | Assets 132kV | Assets 132kV/EHV | Assets EHV | Assets EHV/HV | Assets 132kV/HV | Assets HV | Assets HV/LV | Assets LV circuits | Transmission exit | Operating 132kV | Operating 132kV/EHV | Operating EHV | Operating EHV/HV | Operating 132kV/HV | Operating HV | Operating HV/LV | Operating LV circuits
Domestic Unrestricted | 0 | 0.14829 | 0.074637 | 0.086671 | 0.14044 | 0.012395 | 0.18296 | 0.043423 | 0.018042 | 0.065083 | 0.068568 | 0.034511 | 0.040076 | 0.064936 | 0.0057312 | 0.16242 | 0.068979 | 0.13612
Domestic Two Rate | 0 | 0.17647 | 0.088821 | 0.10318 | 0.16718 | 0.01475 | 0.2178 | 0.051692 | 0.021478 | 0.077439 | 0.081598 | 0.04107 | 0.047708 | 0.077303 | 0.0068203 | 0.19335 | 0.082116 | 0.16204
Domestic Off Peak (related MPAN) | 0 | 0.044958 | 0.022628 | 0.031713 | 0.051386 | 0.0037577 | 0.066944 | 0.015888 | 0.0066015 | 0.016636 | 0.020788 | 0.010463 | 0.014664 | 0.02376 | 0.0017375 | 0.059429 | 0.02524 | 0.049807
Small Non Domestic Unrestricted | 0 | 0.14231 | 0.071626 | 0.088709 | 0.14374 | 0.011895 | 0.18726 | 0.044444 | 0.018466 | 0.058153 | 0.065802 | 0.033119 | 0.041018 | 0.066464 | 0.0055 | 0.16624 | 0.070601 | 0.13932
Small Non Domestic Two Rate | 0 | 0.15477 | 0.077897 | 0.095493 | 0.15473 | 0.012936 | 0.20158 | 0.047843 | 0.019878 | 0.064196 | 0.071563 | 0.036019 | 0.044155 | 0.071546 | 0.0059815 | 0.17895 | 0.076 | 0.14998
Small Non Domestic Off Peak (related MPAN) | 0 | 0.020133 | 0.010133 | 0.016492 | 0.026723 | 0.0016828 | 0.034814 | 0.0082626 | 0.003433 | 0.0067209 | 0.0093092 | 0.0046855 | 0.0076257 | 0.012356 | 0.0007781 | 0.030905 | 0.013126 | 0.025902
LV Medium Non-Domestic | 0 | 0.15362 | 0.077319 | 0.093997 | 0.15231 | 0.01284 | 0.19842 | 0.047093 | 0.019567 | 0.064191 | 0.071032 | 0.035752 | 0.043463 | 0.070425 | 0.0059371 | 0.17615 | 0.07481 | 0.14763
LV Sub Medium Non-Domestic | 0 | 0.14993 | 0.075465 | 0.092016 | 0.1491 | 0.012532 | 0.19424 | 0.046101 | 0 | 0.062462 | 0.069328 | 0.034894 | 0.042547 | 0.068942 | 0.0057947 | 0.17243 | 0.073234 | 0
HV Medium Non-Domestic | 0 | 0.1527 | 0.076856 | 0.087811 | 0.098711 | 0.0082753 | 0.13791 | 0 | 0 | 0.063407 | 0.070606 | 0.035537 | 0.043445 | 0.070396 | 0.0059016 | 0.17607 | 0 | 0
LV Network Domestic | 0 | 0.89975 | 0.45286 | 0.44273 | 0.71737 | 0.075205 | 0.93457 | 0.22181 | 0.092159 | 0.45016 | 0.41603 | 0.2094 | 0.20471 | 0.33171 | 0.034774 | 0.82965 | 0.35236 | 0.69532
LV Network Non-Domestic Non-CT | 0 | 0.94712 | 0.4767 | 0.46581 | 0.75478 | 0.079164 | 0.98331 | 0.23338 | 0.096965 | 0.47406 | 0.43794 | 0.22042 | 0.21539 | 0.349 | 0.036604 | 0.87291 | 0.37073 | 0.73158
LV HH Metered | 0 | 0.86659 | 0.43617 | 0.42623 | 0.69064 | 0.072433 | 0.89974 | 0.21354 | 0.088725 | 0.4335 | 0.4007 | 0.20168 | 0.19708 | 0.31934 | 0.033492 | 0.79873 | 0.33922 | 0.66941
LV Sub HH Metered | 0 | 0.82998 | 0.41774 | 0.40822 | 0.66146 | 0.069373 | 0.86173 | 0.20452 | 0 | 0.41519 | 0.38377 | 0.19316 | 0.18876 | 0.30585 | 0.032077 | 0.76499 | 0.32489 | 0
HV HH Metered | 0 | 0.74047 | 0.37269 | 0.34037 | 0.38262 | 0.040129 | 0.53455 | 0 | 0 | 0.37041 | 0.34238 | 0.17233 | 0.1684 | 0.27287 | 0.028618 | 0.68249 | 0 | 0
NHH UMS category A | 0 | 0.084338 | 0.042449 | 0.051816 | 0.08396 | 0.0070493 | 0.10938 | 0.02596 | 0.010786 | 0.035862 | 0.038997 | 0.019628 | 0.023959 | 0.038822 | 0.0032595 | 0.0971 | 0.041239 | 0.081379
NHH UMS category B | 0 | 0.12416 | 0.062492 | 0.065088 | 0.10547 | 0.010378 | 0.1374 | 0.03261 | 0.013549 | 0.060844 | 0.05741 | 0.028895 | 0.030096 | 0.048766 | 0.0047986 | 0.12197 | 0.051802 | 0.10222
NHH UMS category C | 0 | 0.23394 | 0.11775 | 0.12005 | 0.19453 | 0.019554 | 0.25343 | 0.060148 | 0.024991 | 0.11474 | 0.10817 | 0.054446 | 0.055512 | 0.089948 | 0.0090416 | 0.22498 | 0.095548 | 0.18855
NHH UMS category D | 0 | 0.044995 | 0.022647 | 0.038339 | 0.062123 | 0.0037609 | 0.080932 | 0.019208 | 0.0079808 | 0.011478 | 0.020805 | 0.010472 | 0.017728 | 0.028725 | 0.001739 | 0.071846 | 0.030513 | 0.060213
LV UMS (Pseudo HH Metered) | 0 | 2.3936 | 1.2047 | 1.168 | 1.8925 | 0.20006 | 2.4655 | 0.58515 | 0.24312 | 1.2022 | 1.1068 | 0.55705 | 0.54005 | 0.87507 | 0.092507 | 2.1887 | 0.92954 | 1.8343
LV Generation Non-Intermittent | 0 | -0.71349 | -0.35911 | -0.35092 | -0.56862 | -0.059636 | -0.74078 | -0.17582 | 0 | -0.35692 | -0.32991 | -0.16605 | -0.16226 | -0.26292 | -0.027575 | -0.65761 | -0.27929 | 0
LV Generation Non-Intermittent no RP charge | 0 | -0.71349 | -0.35911 | -0.35092 | -0.56862 | -0.059636 | -0.74078 | -0.17582 | 0 | -0.35692 | -0.32991 | -0.16605 | -0.16226 | -0.26292 | -0.027575 | -0.65761 | -0.27929 | 0
LV Sub Generation Non-Intermittent | 0 | -0.69367 | -0.34913 | -0.34118 | -0.55283 | -0.057979 | -0.7202 | 0 | 0 | -0.347 | -0.32074 | -0.16144 | -0.15776 | -0.25562 | -0.026809 | -0.63935 | 0 | 0
LV Sub Generation Non-Intermittent no RP charge | 0 | -0.69367 | -0.34913 | -0.34118 | -0.55283 | -0.057979 | -0.7202 | 0 | 0 | -0.347 | -0.32074 | -0.16144 | -0.15776 | -0.25562 | -0.026809 | -0.63935 | 0 | 0
HV Generation Non-Intermittent | 0 | -0.6831 | -0.34381 | -0.314 | -0.35297 | -0.037019 | 0 | 0 | 0 | -0.34171 | -0.31586 | -0.15898 | -0.15535 | -0.25173 | -0.026401 | 0 | 0 | 0
HV Generation Non-Intermittent no RP charge | 0 | -0.6831 | -0.34381 | -0.314 | -0.35297 | -0.037019 | 0 | 0 | 0 | -0.34171 | -0.31586 | -0.15898 | -0.15535 | -0.25173 | -0.026401 | 0 | 0 | 0
2904. Contributions to pay-as-you-go unit rate 2 (p/kWh)
Data sources:
x1 = 2461. Unit rate 2 pseudo load coefficient by network level (combined)
x2 = 2901. Unit cost at each level, £/kW/year (relative to system simultaneous maximum load)
x3 = 2012. Loss adjustment factors between end user meter reading and each network level, scaled by network use
x4 = 2804. Proportion of annual charge covered by contributions (for all charging levels)
x5 = 1010. Days in the charging year (in Financial and general assumptions)
Calculation =x1*x2*x3*(1-x4)*100/(24*x5)
| GSPs | Assets 132kV | Assets 132kV/EHV | Assets EHV | Assets EHV/HV | Assets 132kV/HV | Assets HV | Assets HV/LV | Assets LV circuits | Transmission exit | Operating 132kV | Operating 132kV/EHV | Operating EHV | Operating EHV/HV | Operating 132kV/HV | Operating HV | Operating HV/LV | Operating LV circuits
Domestic Two Rate | 0 | 0.0024562 | 0.0012362 | 0.0046336 | 0.0075081 | 0.0002053 | 0.0097814 | 0.0023215 | 0.00096455 | 0.0013374 | 0.0011357 | 0.00057162 | 0.0021425 | 0.0034717 | 9.4927e-05 | 0.0086832 | 0.0036878 | 0.0072773
Small Non Domestic Two Rate | 0 | 0.002429 | 0.0012226 | 0.0045824 | 0.0074251 | 0.00020303 | 0.0096732 | 0.0022958 | 0.00095389 | 0.0013227 | 0.0011232 | 0.00056531 | 0.0021188 | 0.0034333 | 9.3879e-05 | 0.0085872 | 0.003647 | 0.0071969
LV Medium Non-Domestic | 0 | 0.002269 | 0.001142 | 0.0042804 | 0.0069358 | 0.00018965 | 0.0090358 | 0.0021445 | 0.00089103 | 0.0012355 | 0.0010491 | 0.00052805 | 0.0019792 | 0.003207 | 8.7691e-05 | 0.0080213 | 0.0034067 | 0.0067226
LV Sub Medium Non-Domestic | 0 | 0.0022416 | 0.0011283 | 0.0042289 | 0.0068523 | 0.00018736 | 0.0089269 | 0.0021187 | 0 | 0.0012206 | 0.0010365 | 0.00052169 | 0.0019554 | 0.0031684 | 8.6635e-05 | 0.0079247 | 0.0033657 | 0
HV Medium Non-Domestic | 0 | 0.0022757 | 0.0011454 | 0.0040122 | 0.0045103 | 0.00012333 | 0.0063012 | 0 | 0 | 0.0012391 | 0.0010522 | 0.00052961 | 0.0019851 | 0.0032165 | 8.7951e-05 | 0.0080451 | 0 | 0
LV Network Domestic | 0 | 0.046071 | 0.023188 | 0.054238 | 0.087885 | 0.0038508 | 0.11449 | 0.027174 | 0.01129 | 0 | 0.021303 | 0.010722 | 0.025079 | 0.040637 | 0.0017806 | 0.10164 | 0.043167 | 0.085184
LV Network Non-Domestic Non-CT | 0 | 0.048496 | 0.024409 | 0.057067 | 0.092468 | 0.0040535 | 0.12046 | 0.028591 | 0.011879 | 0 | 0.022424 | 0.011286 | 0.026387 | 0.042756 | 0.0018743 | 0.10694 | 0.045418 | 0.089626
LV HH Metered | 0 | 0.044373 | 0.022334 | 0.052217 | 0.08461 | 0.0037089 | 0.11023 | 0.026161 | 0.01087 | 0 | 0.020518 | 0.010327 | 0.024145 | 0.039123 | 0.0017149 | 0.097852 | 0.041558 | 0.082009
LV Sub HH Metered | 0 | 0.042499 | 0.02139 | 0.050011 | 0.081036 | 0.0035522 | 0.10557 | 0.025056 | 0 | 0 | 0.019651 | 0.0098906 | 0.023125 | 0.03747 | 0.0016425 | 0.093719 | 0.039803 | 0
HV HH Metered | 0 | 0.037915 | 0.019083 | 0.041699 | 0.046875 | 0.0020548 | 0.065488 | 0 | 0 | 0 | 0.017532 | 0.0088239 | 0.020631 | 0.033429 | 0.0014654 | 0.083611 | 0 | 0
LV UMS (Pseudo HH Metered) | 0 | 0.034931 | 0.017582 | 0.041323 | 0.066957 | 0.0029197 | 0.08723 | 0.020703 | 0.0086019 | 0 | 0.016152 | 0.0081295 | 0.019107 | 0.03096 | 0.00135 | 0.077437 | 0.032888 | 0.064899
LV Generation Non-Intermittent | 0 | -0.036533 | -0.018388 | -0.042992 | -0.069662 | -0.0030536 | -0.090753 | -0.021539 | 0 | 0 | -0.016893 | -0.0085024 | -0.019879 | -0.032211 | -0.001412 | -0.080564 | -0.034216 | 0
LV Generation Non-Intermittent no RP charge | 0 | -0.036533 | -0.018388 | -0.042992 | -0.069662 | -0.0030536 | -0.090753 | -0.021539 | 0 | 0 | -0.016893 | -0.0085024 | -0.019879 | -0.032211 | -0.001412 | -0.080564 | -0.034216 | 0
LV Sub Generation Non-Intermittent | 0 | -0.035519 | -0.017877 | -0.041798 | -0.067727 | -0.0029688 | -0.088232 | 0 | 0 | 0 | -0.016423 | -0.0082662 | -0.019327 | -0.031316 | -0.0013727 | -0.078326 | 0 | 0
LV Sub Generation Non-Intermittent no RP charge | 0 | -0.035519 | -0.017877 | -0.041798 | -0.067727 | -0.0029688 | -0.088232 | 0 | 0 | 0 | -0.016423 | -0.0082662 | -0.019327 | -0.031316 | -0.0013727 | -0.078326 | 0 | 0
HV Generation Non-Intermittent | 0 | -0.034977 | -0.017605 | -0.038468 | -0.043243 | -0.0018955 | 0 | 0 | 0 | 0 | -0.016173 | -0.0081402 | -0.019032 | -0.030839 | -0.0013518 | 0 | 0 | 0
HV Generation Non-Intermittent no RP charge | 0 | -0.034977 | -0.017605 | -0.038468 | -0.043243 | -0.0018955 | 0 | 0 | 0 | 0 | -0.016173 | -0.0081402 | -0.019032 | -0.030839 | -0.0013518 | 0 | 0 | 0
2905. Contributions to pay-as-you-go unit rate 3 (p/kWh)
Data sources:
x1 = 2462. Unit rate 3 pseudo load coefficient by network level (combined)
x2 = 2901. Unit cost at each level, £/kW/year (relative to system simultaneous maximum load)
x3 = 2012. Loss adjustment factors between end user meter reading and each network level, scaled by network use
x4 = 2804. Proportion of annual charge covered by contributions (for all charging levels)
x5 = 1010. Days in the charging year (in Financial and general assumptions)
Calculation =x1*x2*x3*(1-x4)*100/(24*x5)
| GSPs | Assets 132kV | Assets 132kV/EHV | Assets EHV | Assets EHV/HV | Assets 132kV/HV | Assets HV | Assets HV/LV | Assets LV circuits | Transmission exit | Operating 132kV | Operating 132kV/EHV | Operating EHV | Operating EHV/HV | Operating 132kV/HV | Operating HV | Operating HV/LV | Operating LV circuits
LV Network Domestic | 0 | 0.0021744 | 0.0010944 | 0.0041038 | 0.0066496 | 0.00018175 | 0.008663 | 0.002056 | 0.00085427 | 0.0011842 | 0.0010054 | 0.00050604 | 0.0018976 | 0.0030747 | 8.4037e-05 | 0.0076904 | 0.0032661 | 0.0064453
LV Network Non-Domestic Non-CT | 0 | 0.0022889 | 0.001152 | 0.0043178 | 0.0069964 | 0.00019131 | 0.0091147 | 0.0021633 | 0.00089881 | 0.001247 | 0.0010583 | 0.00053269 | 0.0019965 | 0.003235 | 8.8461e-05 | 0.0080914 | 0.0034364 | 0.0067813
LV HH Metered | 0 | 0.0020943 | 0.0010541 | 0.0039509 | 0.0064018 | 0.00017505 | 0.0083401 | 0.0019794 | 0.00082243 | 0.0011404 | 0.00096836 | 0.00048739 | 0.0018268 | 0.0029601 | 8.094e-05 | 0.0074037 | 0.0031444 | 0.006205
LV Sub HH Metered | 0 | 0.0020058 | 0.0010096 | 0.003784 | 0.0061314 | 0.00016765 | 0.0079878 | 0.0018958 | 0 | 0.0010922 | 0.00092746 | 0.00046681 | 0.0017497 | 0.0028351 | 7.7521e-05 | 0.007091 | 0.0030116 | 0
HV HH Metered | 0 | 0.0017895 | 0.00090067 | 0.003155 | 0.0035467 | 9.6978e-05 | 0.004955 | 0 | 0 | 0.0009744 | 0.00082743 | 0.00041646 | 0.001561 | 0.0025293 | 6.916e-05 | 0.0063262 | 0 | 0
LV UMS (Pseudo HH Metered) | 0 | 0.001921 | 0.00096688 | 0.003624 | 0.0058722 | 0.00016057 | 0.0076501 | 0.0018157 | 0.00075439 | 0.001046 | 0.00088825 | 0.00044707 | 0.0016757 | 0.0027152 | 7.4244e-05 | 0.0067913 | 0.0028843 | 0.0056917
LV Generation Non-Intermittent | 0 | -0.0017243 | -0.00086785 | -0.0032529 | -0.0052708 | -0.00014412 | -0.0068666 | -0.0016297 | 0 | -0.0009389 | -0.00079728 | -0.00040129 | -0.0015041 | -0.0024372 | -6.664e-05 | -0.0060957 | -0.0025889 | 0
LV Generation Non-Intermittent no RP charge | 0 | -0.0017243 | -0.00086785 | -0.0032529 | -0.0052708 | -0.00014412 | -0.0068666 | -0.0016297 | 0 | -0.0009389 | -0.00079728 | -0.00040129 | -0.0015041 | -0.0024372 | -6.664e-05 | -0.0060957 | -0.0025889 | 0
LV Sub Generation Non-Intermittent | 0 | -0.0016764 | -0.00084375 | -0.0031625 | -0.0051244 | -0.00014012 | -0.0066759 | 0 | 0 | -0.00091281 | -0.00077513 | -0.00039014 | -0.0014623 | -0.0023695 | -6.4789e-05 | -0.0059264 | 0 | 0
LV Sub Generation Non-Intermittent no RP charge | 0 | -0.0016764 | -0.00084375 | -0.0031625 | -0.0051244 | -0.00014012 | -0.0066759 | 0 | 0 | -0.00091281 | -0.00077513 | -0.00039014 | -0.0014623 | -0.0023695 | -6.4789e-05 | -0.0059264 | 0 | 0
HV Generation Non-Intermittent | 0 | -0.0016508 | -0.00083089 | -0.0029106 | -0.0032719 | -8.9464e-05 | 0 | 0 | 0 | -0.00089891 | -0.00076332 | -0.00038419 | -0.00144 | -0.0023333 | -6.3802e-05 | 0 | 0 | 0
HV Generation Non-Intermittent no RP charge | 0 | -0.0016508 | -0.00083089 | -0.0029106 | -0.0032719 | -8.9464e-05 | 0 | 0 | 0 | -0.00089891 | -0.00076332 | -0.00038419 | -0.00144 | -0.0023333 | -6.3802e-05 | 0 | 0 | 0

## Standing
Allocation to standing charges for WPD East Mids in April 18 (Final)
This sheet reallocates some costs from unit charges to fixed or capacity charges, for demand users only.
3001. Costs based on aggregate maximum load (£/kW/year)
Data sources:
x1 = 2901. Unit cost at each level, £/kW/year (relative to system simultaneous maximum load)
x2 = 2612. Diversity allowances (including calculated LV value)
Calculation =x1/(1+x2)
| GSPs | Assets 132kV | Assets 132kV/EHV | Assets EHV | Assets EHV/HV | Assets 132kV/HV | Assets HV | Assets HV/LV | Assets LV circuits | Transmission exit | Operating 132kV | Operating 132kV/EHV | Operating EHV | Operating EHV/HV | Operating 132kV/HV | Operating HV | Operating HV/LV | Operating LV circuits
Costs based on aggregate maximum load (£/kW/year) | 0 | 5.7642 | 3.1554 | 3.5716 | 5.8331 | 6.5227 | 10.2288 | 4.4115 | 8.537 | 2.5601 | 2.6653 | 1.459 | 1.6515 | 2.6971 | 3.016 | 4.7297 | 2.0398 | 3.9474
3002. Capacity elements p/kVA/day
This calculation uses aggregate maximum load and no coincidence factor.
Data sources:
x1 = 2602. Standing charges factors adapted to use 132kV/HV
x2 = 2012. Loss adjustment factors between end user meter reading and each network level, scaled by network use
x3 = 3001. Costs based on aggregate maximum load (£/kW/year)
x4 = 1010. Power factor for all flows in the network model (in Financial and general assumptions)
x5 = 1010. Days in the charging year (in Financial and general assumptions)
x6 = 2804. Proportion of annual charge covered by contributions (for all charging levels)
Calculation =100*x1*x2*x3*x4/x5*(1-x6)
| GSPs | Assets 132kV | Assets 132kV/EHV | Assets EHV | Assets EHV/HV | Assets 132kV/HV | Assets HV | Assets HV/LV | Assets LV circuits | Transmission exit | Operating 132kV | Operating 132kV/EHV | Operating EHV | Operating EHV/HV | Operating 132kV/HV | Operating HV | Operating HV/LV | Operating LV circuits
Domestic Unrestricted | 0 | 0 | 0 | 0 | 0 | 0 | 0 | 0 | 0.13617 | 0 | 0 | 0 | 0 | 0 | 0 | 0 | 0 | 1.0274
Domestic Two Rate | 0 | 0 | 0 | 0 | 0 | 0 | 0 | 0 | 0.13617 | 0 | 0 | 0 | 0 | 0 | 0 | 0 | 0 | 1.0274
Domestic Off Peak (related MPAN) | 0 | 0 | 0 | 0 | 0 | 0 | 0 | 0 | 0.13617 | 0 | 0 | 0 | 0 | 0 | 0 | 0 | 0 | 1.0274
Small Non Domestic Unrestricted | 0 | 0 | 0 | 0 | 0 | 0 | 0 | 0 | 0.13617 | 0 | 0 | 0 | 0 | 0 | 0 | 0 | 0 | 1.0274
Small Non Domestic Two Rate | 0 | 0 | 0 | 0 | 0 | 0 | 0 | 0 | 0.13617 | 0 | 0 | 0 | 0 | 0 | 0 | 0 | 0 | 1.0274
Small Non Domestic Off Peak (related MPAN) | 0 | 0 | 0 | 0 | 0 | 0 | 0 | 0 | 0.13617 | 0 | 0 | 0 | 0 | 0 | 0 | 0 | 0 | 1.0274
LV Medium Non-Domestic | 0 | 0 | 0 | 0 | 0 | 0 | 0 | 0 | 0.13617 | 0 | 0 | 0 | 0 | 0 | 0 | 0 | 0 | 1.0274
LV Sub Medium Non-Domestic | 0 | 0 | 0 | 0 | 0 | 0 | 0 | 0.33421 | 0 | 0 | 0 | 0 | 0 | 0 | 0 | 0 | 0.53091 | 0
HV Medium Non-Domestic | 0 | 0.023237 | 0 | 0.16453 | 0.92479 | 0.083902 | 0.96418 | 0 | 0 | 0 | 0.010744 | 0 | 0.081405 | 0.65952 | 0.059835 | 1.231 | 0 | 0
LV Network Domestic | 0 | 0 | 0 | 0 | 0 | 0 | 0 | 0 | 0.13617 | 0 | 0 | 0 | 0 | 0 | 0 | 0 | 0 | 1.0274
LV Network Non-Domestic Non-CT | 0 | 0 | 0 | 0 | 0 | 0 | 0 | 0 | 0.13617 | 0 | 0 | 0 | 0 | 0 | 0 | 0 | 0 | 1.0274
LV HH Metered | 0 | 0 | 0 | 0 | 0 | 0 | 0.28968 | 0.34376 | 0.13617 | 0 | 0 | 0 | 0 | 0 | 0 | 0.25716 | 0.54608 | 1.0274
LV Sub HH Metered | 0 | 0 | 0 | 0 | 0 | 0 | 1.4082 | 0.33421 | 0 | 0 | 0 | 0 | 0 | 0 | 0 | 1.2501 | 0.53091 | 0
HV HH Metered | 0 | 0.023237 | 0 | 0.16453 | 0.92479 | 0.083902 | 0.96418 | 0 | 0 | 0 | 0.010744 | 0 | 0.081405 | 0.65952 | 0.059835 | 1.231 | 0 | 0
NHH UMS category A | 0 | 0 | 0 | 0 | 0 | 0 | 0 | 0 | 0 | 0 | 0 | 0 | 0 | 0 | 0 | 0 | 0 | 0
NHH UMS category B | 0 | 0 | 0 | 0 | 0 | 0 | 0 | 0 | 0 | 0 | 0 | 0 | 0 | 0 | 0 | 0 | 0 | 0
NHH UMS category C | 0 | 0 | 0 | 0 | 0 | 0 | 0 | 0 | 0 | 0 | 0 | 0 | 0 | 0 | 0 | 0 | 0 | 0
NHH UMS category D | 0 | 0 | 0 | 0 | 0 | 0 | 0 | 0 | 0 | 0 | 0 | 0 | 0 | 0 | 0 | 0 | 0 | 0
LV UMS (Pseudo HH Metered) | 0 | 0 | 0 | 0 | 0 | 0 | 0 | 0 | 0 | 0 | 0 | 0 | 0 | 0 | 0 | 0 | 0 | 0
3003. Yardstick components p/kWh (taking account of standing charges)
Data sources:
x1 = 2602. Standing charges factors adapted to use 132kV/HV
x2 = 2902. Pay-as-you-go yardstick unit costs by charging level (p/kWh)
Calculation =(1-x1)*x2
| GSPs | Assets 132kV | Assets 132kV/EHV | Assets EHV | Assets EHV/HV | Assets 132kV/HV | Assets HV | Assets HV/LV | Assets LV circuits | Transmission exit | Operating 132kV | Operating 132kV/EHV | Operating EHV | Operating EHV/HV | Operating 132kV/HV | Operating HV | Operating HV/LV | Operating LV circuits
Domestic Unrestricted | 0 | 0.15439 | 0.077709 | 0.09472 | 0.15348 | 0.012905 | 0.19995 | 0.047455 | 0 | 0.065749 | 0.07139 | 0.035932 | 0.043798 | 0.070967 | 0.005967 | 0.1775 | 0.075385 | 0
Domestic Two Rate | 0 | 0.12726 | 0.064051 | 0.078072 | 0.1265 | 0.010637 | 0.16481 | 0.039115 | 0 | 0.054193 | 0.058842 | 0.029616 | 0.0361 | 0.058494 | 0.0049183 | 0.1463 | 0.062136 | 0
Domestic Off Peak (related MPAN) | 0 | 0 | 0 | 0 | 0 | 0 | 0 | 0 | 0 | 0 | 0 | 0 | 0 | 0 | 0 | 0 | 0 | 0
Small Non Domestic Unrestricted | 0 | 0.13799 | 0.069453 | 0.084657 | 0.13717 | 0.011534 | 0.17871 | 0.042414 | 0 | 0.058764 | 0.063805 | 0.032114 | 0.039144 | 0.063428 | 0.0053331 | 0.15864 | 0.067376 | 0
Small Non Domestic Two Rate | 0 | 0.11666 | 0.058719 | 0.071573 | 0.11597 | 0.0097513 | 0.15109 | 0.035859 | 0 | 0.049682 | 0.053944 | 0.027151 | 0.033095 | 0.053625 | 0.0045089 | 0.13412 | 0.056963 | 0
Small Non Domestic Off Peak (related MPAN) | 0 | 0 | 0 | 0 | 0 | 0 | 0 | 0 | 0 | 0 | 0 | 0 | 0 | 0 | 0 | 0 | 0 | 0
LV Medium Non-Domestic | 0 | 0.12131 | 0.061056 | 0.074422 | 0.12059 | 0.010139 | 0.1571 | 0.037286 | 0 | 0.051659 | 0.056091 | 0.028232 | 0.034412 | 0.055759 | 0.0046883 | 0.13946 | 0.059231 | 0
LV Sub Medium Non-Domestic | 0 | 0.11794 | 0.05936 | 0.072355 | 0.11724 | 0.0098577 | 0.15274 | 0 | 0 | 0.050224 | 0.054533 | 0.027447 | 0.033456 | 0.054211 | 0.0045581 | 0.13559 | 0 | 0
HV Medium Non-Domestic | 0 | 0.11484 | 0.058681 | 0.053478 | 0 | 0 | 0 | 0 | 0 | 0.04965 | 0.0531 | 0.027133 | 0.026459 | 0 | 0 | 0 | 0 | 0
LV Network Domestic | 0 | 0.1445 | 0.072727 | 0.088648 | 0.14364 | 0.012078 | 0.18713 | 0.044413 | 0 | 0.061534 | 0.066813 | 0.033628 | 0.04099 | 0.066418 | 0.0055845 | 0.16612 | 0.070553 | 0
LV Network Non-Domestic Non-CT | 0 | 0.1265 | 0.063667 | 0.077605 | 0.12575 | 0.010573 | 0.16382 | 0.038881 | 0 | 0.053868 | 0.05849 | 0.029439 | 0.035884 | 0.058144 | 0.0048888 | 0.14543 | 0.061764 | 0
LV HH Metered | 0 | 0.11164 | 0.056191 | 0.068491 | 0.11098 | 0.0093314 | 0.11567 | 0 | 0 | 0.047542 | 0.051621 | 0.025982 | 0.03167 | 0.051316 | 0.0043147 | 0.10268 | 0 | 0
LV Sub HH Metered | 0 | 0.10599 | 0.053347 | 0.065025 | 0.10536 | 0.0088591 | 0 | 0 | 0 | 0.045136 | 0.049009 | 0.024667 | 0.030067 | 0.048719 | 0.0040964 | 0 | 0 | 0
HV HH Metered | 0 | 0.085674 | 0.043779 | 0.039897 | 0 | 0 | 0 | 0 | 0 | 0.037041 | 0.039615 | 0.020243 | 0.019739 | 0 | 0 | 0 | 0 | 0
NHH UMS category A | 0 | 0.075948 | 0.038226 | 0.046594 | 0.075499 | 0.0063481 | 0.098358 | 0.023344 | 0.0096992 | 0.032343 | 0.035118 | 0.017675 | 0.021545 | 0.03491 | 0.0029353 | 0.087315 | 0.037083 | 0.073179
NHH UMS category B | 0 | 0.16075 | 0.080907 | 0.098618 | 0.1598 | 0.013436 | 0.20818 | 0.049408 | 0.020529 | 0.068455 | 0.074328 | 0.03741 | 0.0456 | 0.073888 | 0.0062126 | 0.18481 | 0.078488 | 0.15488
NHH UMS category C | 0 | 0.32616 | 0.16416 | 0.2001 | 0.32423 | 0.027262 | 0.4224 | 0.10025 | 0.041653 | 0.1389 | 0.15081 | 0.075907 | 0.092524 | 0.14992 | 0.012606 | 0.37498 | 0.15925 | 0.31427
NHH UMS category D | 0 | 0.00079617 | 0.00040073 | 0.00048845 | 0.00079146 | 6.6547e-05 | 0.0010311 | 0.00024472 | 0.00010168 | 0.00033905 | 0.00036814 | 0.00018529 | 0.00022585 | 0.00036596 | 3.0771e-05 | 0.00091533 | 0.00038875 | 0.00076714
LV UMS (Pseudo HH Metered) | 0 | 0.16481 | 0.082954 | 0.10111 | 0.16384 | 0.013776 | 0.21344 | 0.050658 | 0.021048 | 0.070187 | 0.076208 | 0.038357 | 0.046754 | 0.075757 | 0.0063698 | 0.18948 | 0.080474 | 0.1588
3004. Contributions to unit rate 1 p/kWh by network level (taking account of standing charges)
Data sources:
x1 = 2602. Standing charges factors adapted to use 132kV/HV
x2 = 2903. Contributions to pay-as-you-go unit rate 1 (p/kWh)
Calculation =(1-x1)*x2
| GSPs | Assets 132kV | Assets 132kV/EHV | Assets EHV | Assets EHV/HV | Assets 132kV/HV | Assets HV | Assets HV/LV | Assets LV circuits | Transmission exit | Operating 132kV | Operating 132kV/EHV | Operating EHV | Operating EHV/HV | Operating 132kV/HV | Operating HV | Operating HV/LV | Operating LV circuits
Domestic Unrestricted | 0 | 0.14829 | 0.074637 | 0.086671 | 0.14044 | 0.012395 | 0.18296 | 0.043423 | 0 | 0.065083 | 0.068568 | 0.034511 | 0.040076 | 0.064936 | 0.0057312 | 0.16242 | 0.068979 | 0
Domestic Two Rate | 0 | 0.17647 | 0.088821 | 0.10318 | 0.16718 | 0.01475 | 0.2178 | 0.051692 | 0 | 0.077439 | 0.081598 | 0.04107 | 0.047708 | 0.077303 | 0.0068203 | 0.19335 | 0.082116 | 0
Domestic Off Peak (related MPAN) | 0 | 0.044958 | 0.022628 | 0.031713 | 0.051386 | 0.0037577 | 0.066944 | 0.015888 | 0 | 0.016636 | 0.020788 | 0.010463 | 0.014664 | 0.02376 | 0.0017375 | 0.059429 | 0.02524 | 0
Small Non Domestic Unrestricted | 0 | 0.14231 | 0.071626 | 0.088709 | 0.14374 | 0.011895 | 0.18726 | 0.044444 | 0 | 0.058153 | 0.065802 | 0.033119 | 0.041018 | 0.066464 | 0.0055 | 0.16624 | 0.070601 | 0
Small Non Domestic Two Rate | 0 | 0.15477 | 0.077897 | 0.095493 | 0.15473 | 0.012936 | 0.20158 | 0.047843 | 0 | 0.064196 | 0.071563 | 0.036019 | 0.044155 | 0.071546 | 0.0059815 | 0.17895 | 0.076 | 0
Small Non Domestic Off Peak (related MPAN) | 0 | 0.020133 | 0.010133 | 0.016492 | 0.026723 | 0.0016828 | 0.034814 | 0.0082626 | 0 | 0.0067209 | 0.0093092 | 0.0046855 | 0.0076257 | 0.012356 | 0.0007781 | 0.030905 | 0.013126 | 0
LV Medium Non-Domestic | 0 | 0.15362 | 0.077319 | 0.093997 | 0.15231 | 0.01284 | 0.19842 | 0.047093 | 0 | 0.064191 | 0.071032 | 0.035752 | 0.043463 | 0.070425 | 0.0059371 | 0.17615 | 0.07481 | 0
LV Sub Medium Non-Domestic | 0 | 0.14993 | 0.075465 | 0.092016 | 0.1491 | 0.012532 | 0.19424 | 0 | 0 | 0.062462 | 0.069328 | 0.034894 | 0.042547 | 0.068942 | 0.0057947 | 0.17243 | 0 | 0
HV Medium Non-Domestic | 0 | 0.15041 | 0.076856 | 0.070249 | 0 | 0 | 0 | 0 | 0 | 0.063407 | 0.069547 | 0.035537 | 0.034756 | 0 | 0 | 0 | 0 | 0
LV Network Domestic | 0 | 0.89975 | 0.45286 | 0.44273 | 0.71737 | 0.075205 | 0.93457 | 0.22181 | 0 | 0.45016 | 0.41603 | 0.2094 | 0.20471 | 0.33171 | 0.034774 | 0.82965 | 0.35236 | 0
LV Network Non-Domestic Non-CT | 0 | 0.94712 | 0.4767 | 0.46581 | 0.75478 | 0.079164 | 0.98331 | 0.23338 | 0 | 0.47406 | 0.43794 | 0.22042 | 0.21539 | 0.349 | 0.036604 | 0.87291 | 0.37073 | 0
LV HH Metered | 0 | 0.86659 | 0.43617 | 0.42623 | 0.69064 | 0.072433 | 0.71979 | 0 | 0 | 0.4335 | 0.4007 | 0.20168 | 0.19708 | 0.31934 | 0.033492 | 0.63898 | 0 | 0
LV Sub HH Metered | 0 | 0.82998 | 0.41774 | 0.40822 | 0.66146 | 0.069373 | 0 | 0 | 0 | 0.41519 | 0.38377 | 0.19316 | 0.18876 | 0.30585 | 0.032077 | 0 | 0 | 0
HV HH Metered | 0 | 0.72936 | 0.37269 | 0.2723 | 0 | 0 | 0 | 0 | 0 | 0.37041 | 0.33725 | 0.17233 | 0.13472 | 0 | 0 | 0 | 0 | 0
NHH UMS category A | 0 | 0.084338 | 0.042449 | 0.051816 | 0.08396 | 0.0070493 | 0.10938 | 0.02596 | 0.010786 | 0.035862 | 0.038997 | 0.019628 | 0.023959 | 0.038822 | 0.0032595 | 0.0971 | 0.041239 | 0.081379
NHH UMS category B | 0 | 0.12416 | 0.062492 | 0.065088 | 0.10547 | 0.010378 | 0.1374 | 0.03261 | 0.013549 | 0.060844 | 0.05741 | 0.028895 | 0.030096 | 0.048766 | 0.0047986 | 0.12197 | 0.051802 | 0.10222
NHH UMS category C | 0 | 0.23394 | 0.11775 | 0.12005 | 0.19453 | 0.019554 | 0.25343 | 0.060148 | 0.024991 | 0.11474 | 0.10817 | 0.054446 | 0.055512 | 0.089948 | 0.0090416 | 0.22498 | 0.095548 | 0.18855
NHH UMS category D | 0 | 0.044995 | 0.022647 | 0.038339 | 0.062123 | 0.0037609 | 0.080932 | 0.019208 | 0.0079808 | 0.011478 | 0.020805 | 0.010472 | 0.017728 | 0.028725 | 0.001739 | 0.071846 | 0.030513 | 0.060213
LV UMS (Pseudo HH Metered) | 0 | 2.3936 | 1.2047 | 1.168 | 1.8925 | 0.20006 | 2.4655 | 0.58515 | 0.24312 | 1.2022 | 1.1068 | 0.55705 | 0.54005 | 0.87507 | 0.092507 | 2.1887 | 0.92954 | 1.8343
3005. Contributions to unit rate 2 p/kWh by network level (taking account of standing charges)
Data sources:
x1 = 2602. Standing charges factors adapted to use 132kV/HV
x2 = 2904. Contributions to pay-as-you-go unit rate 2 (p/kWh)
Calculation =(1-x1)*x2
| GSPs | Assets 132kV | Assets 132kV/EHV | Assets EHV | Assets EHV/HV | Assets 132kV/HV | Assets HV | Assets HV/LV | Assets LV circuits | Transmission exit | Operating 132kV | Operating 132kV/EHV | Operating EHV | Operating EHV/HV | Operating 132kV/HV | Operating HV | Operating HV/LV | Operating LV circuits
Domestic Two Rate | 0 | 0.0024562 | 0.0012362 | 0.0046336 | 0.0075081 | 0.0002053 | 0.0097814 | 0.0023215 | 0 | 0.0013374 | 0.0011357 | 0.00057162 | 0.0021425 | 0.0034717 | 9.4927e-05 | 0.0086832 | 0.0036878 | 0
Small Non Domestic Two Rate | 0 | 0.002429 | 0.0012226 | 0.0045824 | 0.0074251 | 0.00020303 | 0.0096732 | 0.0022958 | 0 | 0.0013227 | 0.0011232 | 0.00056531 | 0.0021188 | 0.0034333 | 9.3879e-05 | 0.0085872 | 0.003647 | 0
LV Medium Non-Domestic | 0 | 0.002269 | 0.001142 | 0.0042804 | 0.0069358 | 0.00018965 | 0.0090358 | 0.0021445 | 0 | 0.0012355 | 0.0010491 | 0.00052805 | 0.0019792 | 0.003207 | 8.7691e-05 | 0.0080213 | 0.0034067 | 0
LV Sub Medium Non-Domestic | 0 | 0.0022416 | 0.0011283 | 0.0042289 | 0.0068523 | 0.00018736 | 0.0089269 | 0 | 0 | 0.0012206 | 0.0010365 | 0.00052169 | 0.0019554 | 0.0031684 | 8.6635e-05 | 0.0079247 | 0 | 0
HV Medium Non-Domestic | 0 | 0.0022415 | 0.0011454 | 0.0032098 | 0 | 0 | 0 | 0 | 0 | 0.0012391 | 0.0010365 | 0.00052961 | 0.0015881 | 0 | 0 | 0 | 0 | 0
LV Network Domestic | 0 | 0.046071 | 0.023188 | 0.054238 | 0.087885 | 0.0038508 | 0.11449 | 0.027174 | 0 | 0 | 0.021303 | 0.010722 | 0.025079 | 0.040637 | 0.0017806 | 0.10164 | 0.043167 | 0
LV Network Non-Domestic Non-CT | 0 | 0.048496 | 0.024409 | 0.057067 | 0.092468 | 0.0040535 | 0.12046 | 0.028591 | 0 | 0 | 0.022424 | 0.011286 | 0.026387 | 0.042756 | 0.0018743 | 0.10694 | 0.045418 | 0
LV HH Metered | 0 | 0.044373 | 0.022334 | 0.052217 | 0.08461 | 0.0037089 | 0.088182 | 0 | 0 | 0 | 0.020518 | 0.010327 | 0.024145 | 0.039123 | 0.0017149 | 0.078282 | 0 | 0
LV Sub HH Metered | 0 | 0.042499 | 0.02139 | 0.050011 | 0.081036 | 0.0035522 | 0 | 0 | 0 | 0 | 0.019651 | 0.0098906 | 0.023125 | 0.03747 | 0.0016425 | 0 | 0 | 0
HV HH Metered | 0 | 0.037346 | 0.019083 | 0.033359 | 0 | 0 | 0 | 0 | 0 | 0 | 0.017268 | 0.0088239 | 0.016505 | 0 | 0 | 0 | 0 | 0
LV UMS (Pseudo HH Metered) | 0 | 0.034931 | 0.017582 | 0.041323 | 0.066957 | 0.0029197 | 0.08723 | 0.020703 | 0.0086019 | 0 | 0.016152 | 0.0081295 | 0.019107 | 0.03096 | 0.00135 | 0.077437 | 0.032888 | 0.064899
3006. Contributions to unit rate 3 p/kWh by network level (taking account of standing charges)
Data sources:
x1 = 2602. Standing charges factors adapted to use 132kV/HV
x2 = 2905. Contributions to pay-as-you-go unit rate 3 (p/kWh)
Calculation =(1-x1)*x2
| GSPs | Assets 132kV | Assets 132kV/EHV | Assets EHV | Assets EHV/HV | Assets 132kV/HV | Assets HV | Assets HV/LV | Assets LV circuits | Transmission exit | Operating 132kV | Operating 132kV/EHV | Operating EHV | Operating EHV/HV | Operating 132kV/HV | Operating HV | Operating HV/LV | Operating LV circuits
LV Network Domestic | 0 | 0.0021744 | 0.0010944 | 0.0041038 | 0.0066496 | 0.00018175 | 0.008663 | 0.002056 | 0 | 0.0011842 | 0.0010054 | 0.00050604 | 0.0018976 | 0.0030747 | 8.4037e-05 | 0.0076904 | 0.0032661 | 0
LV Network Non-Domestic Non-CT | 0 | 0.0022889 | 0.001152 | 0.0043178 | 0.0069964 | 0.00019131 | 0.0091147 | 0.0021633 | 0 | 0.001247 | 0.0010583 | 0.00053269 | 0.0019965 | 0.003235 | 8.8461e-05 | 0.0080914 | 0.0034364 | 0
LV HH Metered | 0 | 0.0020943 | 0.0010541 | 0.0039509 | 0.0064018 | 0.00017505 | 0.0066721 | 0 | 0 | 0.0011404 | 0.00096836 | 0.00048739 | 0.0018268 | 0.0029601 | 8.094e-05 | 0.005923 | 0 | 0
LV Sub HH Metered | 0 | 0.0020058 | 0.0010096 | 0.003784 | 0.0061314 | 0.00016765 | 0 | 0 | 0 | 0.0010922 | 0.00092746 | 0.00046681 | 0.0017497 | 0.0028351 | 7.7521e-05 | 0 | 0 | 0
HV HH Metered | 0 | 0.0017626 | 0.00090067 | 0.002524 | 0 | 0 | 0 | 0 | 0 | 0.0009744 | 0.00081501 | 0.00041646 | 0.0012488 | 0 | 0 | 0 | 0 | 0
LV UMS (Pseudo HH Metered) | 0 | 0.001921 | 0.00096688 | 0.003624 | 0.0058722 | 0.00016057 | 0.0076501 | 0.0018157 | 0.00075439 | 0.001046 | 0.00088825 | 0.00044707 | 0.0016757 | 0.0027152 | 7.4244e-05 | 0.0067913 | 0.0028843 | 0.0056917
3007. Exceeded capacity charge elements p/kVA/day
Data sources:
x1 = 2602. Standing charges factors adapted to use 132kV/HV
x2 = 2012. Loss adjustment factors between end user meter reading and each network level, scaled by network use
x3 = 3001. Costs based on aggregate maximum load (£/kW/year)
x4 = 1010. Power factor for all flows in the network model (in Financial and general assumptions)
x5 = 1010. Days in the charging year (in Financial and general assumptions)
Calculation =100*x1*x2*x3*x4/x5
| GSPs | Assets 132kV | Assets 132kV/EHV | Assets EHV | Assets EHV/HV | Assets 132kV/HV | Assets HV | Assets HV/LV | Assets LV circuits | Transmission exit | Operating 132kV | Operating 132kV/EHV | Operating EHV | Operating EHV/HV | Operating 132kV/HV | Operating HV | Operating HV/LV | Operating LV circuits
Domestic Unrestricted | 0 | 0 | 0 | 0 | 0 | 0 | 0 | 0 | 2.222 | 0 | 0 | 0 | 0 | 0 | 0 | 0 | 0 | 1.0274
Domestic Two Rate | 0 | 0 | 0 | 0 | 0 | 0 | 0 | 0 | 2.222 | 0 | 0 | 0 | 0 | 0 | 0 | 0 | 0 | 1.0274
Domestic Off Peak (related MPAN) | 0 | 0 | 0 | 0 | 0 | 0 | 0 | 0 | 2.222 | 0 | 0 | 0 | 0 | 0 | 0 | 0 | 0 | 1.0274
Small Non Domestic Unrestricted | 0 | 0 | 0 | 0 | 0 | 0 | 0 | 0 | 2.222 | 0 | 0 | 0 | 0 | 0 | 0 | 0 | 0 | 1.0274
Small Non Domestic Two Rate | 0 | 0 | 0 | 0 | 0 | 0 | 0 | 0 | 2.222 | 0 | 0 | 0 | 0 | 0 | 0 | 0 | 0 | 1.0274
Small Non Domestic Off Peak (related MPAN) | 0 | 0 | 0 | 0 | 0 | 0 | 0 | 0 | 2.222 | 0 | 0 | 0 | 0 | 0 | 0 | 0 | 0 | 1.0274
LV Medium Non-Domestic | 0 | 0 | 0 | 0 | 0 | 0 | 0 | 0 | 2.222 | 0 | 0 | 0 | 0 | 0 | 0 | 0 | 0 | 1.0274
LV Sub Medium Non-Domestic | 0 | 0 | 0 | 0 | 0 | 0 | 0 | 1.1482 | 0 | 0 | 0 | 0 | 0 | 0 | 0 | 0 | 0.53091 | 0
HV Medium Non-Domestic | 0 | 0.023237 | 0 | 0.17605 | 1.4263 | 0.1294 | 2.6623 | 0 | 0 | 0 | 0.010744 | 0 | 0.081405 | 0.65952 | 0.059835 | 1.231 | 0 | 0
LV Network Domestic | 0 | 0 | 0 | 0 | 0 | 0 | 0 | 0 | 2.222 | 0 | 0 | 0 | 0 | 0 | 0 | 0 | 0 | 1.0274
LV Network Non-Domestic Non-CT | 0 | 0 | 0 | 0 | 0 | 0 | 0 | 0 | 2.222 | 0 | 0 | 0 | 0 | 0 | 0 | 0 | 0 | 1.0274
LV HH Metered | 0 | 0 | 0 | 0 | 0 | 0 | 0.55615 | 1.181 | 2.222 | 0 | 0 | 0 | 0 | 0 | 0 | 0.25716 | 0.54608 | 1.0274
LV Sub HH Metered | 0 | 0 | 0 | 0 | 0 | 0 | 2.7035 | 1.1482 | 0 | 0 | 0 | 0 | 0 | 0 | 0 | 1.2501 | 0.53091 | 0
HV HH Metered | 0 | 0.023237 | 0 | 0.17605 | 1.4263 | 0.1294 | 2.6623 | 0 | 0 | 0 | 0.010744 | 0 | 0.081405 | 0.65952 | 0.059835 | 1.231 | 0 | 0
NHH UMS category A | 0 | 0 | 0 | 0 | 0 | 0 | 0 | 0 | 0 | 0 | 0 | 0 | 0 | 0 | 0 | 0 | 0 | 0
NHH UMS category B | 0 | 0 | 0 | 0 | 0 | 0 | 0 | 0 | 0 | 0 | 0 | 0 | 0 | 0 | 0 | 0 | 0 | 0
NHH UMS category C | 0 | 0 | 0 | 0 | 0 | 0 | 0 | 0 | 0 | 0 | 0 | 0 | 0 | 0 | 0 | 0 | 0 | 0
NHH UMS category D | 0 | 0 | 0 | 0 | 0 | 0 | 0 | 0 | 0 | 0 | 0 | 0 | 0 | 0 | 0 | 0 | 0 | 0
LV UMS (Pseudo HH Metered) | 0 | 0 | 0 | 0 | 0 | 0 | 0 | 0 | 0 | 0 | 0 | 0 | 0 | 0 | 0 | 0 | 0 | 0

## AggCap
Standing charges as fixed charges for WPD East Mids in April 18 (Final)
This sheet allocates standing charges to fixed charges for non half hourly settled demand users.
3101. Mapping of tariffs to tariff groups
| LV domestic and small non-domestic tariffs | LV medium non-domestic tariffs | LV substation aggregated tariffs | HV network aggregated tariffs
Domestic Unrestricted | 1 | 0 | 0 | 0
Domestic Two Rate | 1 | 0 | 0 | 0
Small Non Domestic Unrestricted | 1 | 0 | 0 | 0
Small Non Domestic Two Rate | 1 | 0 | 0 | 0
LV Medium Non-Domestic | 0 | 1 | 0 | 0
LV Sub Medium Non-Domestic | 0 | 0 | 1 | 0
HV Medium Non-Domestic | 0 | 0 | 0 | 1
LV Network Domestic | 1 | 0 | 0 | 0
LV Network Non-Domestic Non-CT | 1 | 0 | 0 | 0
3102. Capacity use for tariffs charged for capacity on an exit point basis
Data sources:
x1 = 2407. All units (MWh)
x2 = 1041. Load factor for each type of demand user (in Load profile data for demand users)
x3 = 1010. Days in the charging year (in Financial and general assumptions)
x4 = 2305. MPANs (in Equivalent volume for each end user)
Kind: | Calculation | Copy cells
Formula: | =x1/x2/(24*x3)*1000 | = x4
| Unit-based contributions to aggregate maximum load (kW) | MPANs
Domestic Unrestricted | 1534991.3009 | 1668878.2967
Domestic Two Rate | 804683.6193 | 821121.2292
Small Non Domestic Unrestricted | 336900.7995 | 96849.7848
Small Non Domestic Two Rate | 416760.9348 | 83290.5469
LV Medium Non-Domestic | 0.00021675 | 9.6213e-06
LV Sub Medium Non-Domestic | 0.00021675 | 9.5314e-06
HV Medium Non-Domestic | 0.00023202 | 6.4038e-06
LV Network Domestic | 0 | 0
LV Network Non-Domestic Non-CT | 39300.8556 | 2534.8857
3103. Aggregate capacity (kW)
Data sources:
x1 = 3101. Mapping of tariffs to tariff groups
x2 = 3102. Unit-based contributions to aggregate maximum load (kW) (in Capacity use for tariffs charged for capacity on an exit point basis)
Sum-product calculation =SUMPRODUCT(x1, x2)
| LV domestic and small non-domestic tariffs | LV medium non-domestic tariffs | LV substation aggregated tariffs | HV network aggregated tariffs
Aggregate capacity (kW) | 3132637.51 | 0.00021675 | 0.00021675 | 0.00023202
3104. Aggregate number of users charged for capacity on an exit point basis
Data sources:
x1 = 3101. Mapping of tariffs to tariff groups
x2 = 3102. MPANs (in Equivalent volume for each end user) (in Capacity use for tariffs charged for capacity on an exit point basis)
Sum-product calculation =SUMPRODUCT(x1, x2)
| LV domestic and small non-domestic tariffs | LV medium non-domestic tariffs | LV substation aggregated tariffs | HV network aggregated tariffs
Aggregate number of users charged for capacity on an exit point basis | 2672674.7434 | 9.6213e-06 | 9.5314e-06 | 6.4038e-06
3105. Average maximum kVA by exit point
Data sources:
x1 = 3104. Aggregate number of users charged for capacity on an exit point basis
x2 = 3103. Aggregate capacity (kW)
x3 = 1010. Power factor for all flows in the network model (in Financial and general assumptions)
Calculation =IF(x1,x2/x1/x3,0)
| LV domestic and small non-domestic tariffs | LV medium non-domestic tariffs | LV substation aggregated tariffs | HV network aggregated tariffs
Average maximum kVA by exit point | 1.2338 | 23.7134 | 23.9372 | 38.1391
3106. Deemed average maximum kVA for each tariff
Data sources:
x1 = 3101. Mapping of tariffs to tariff groups
x2 = 3105. Average maximum kVA by exit point
Sum-product calculation =SUMPRODUCT(x1, x2)
Deemed average maximum kVA for each tariff
Domestic Unrestricted | 1.2338
Domestic Two Rate | 1.2338
Small Non Domestic Unrestricted | 1.2338
Small Non Domestic Two Rate | 1.2338
LV Medium Non-Domestic | 23.7134
LV Sub Medium Non-Domestic | 23.9372
HV Medium Non-Domestic | 38.1391
LV Network Domestic | 1.2338
LV Network Non-Domestic Non-CT | 1.2338
3107. Capacity-driven fixed charge elements from standing charges factors p/MPAN/day
Data sources:
x1 = 3002. Capacity elements p/kVA/day
x2 = 3106. Deemed average maximum kVA for each tariff
Calculation =x1*x2
| GSPs | Assets 132kV | Assets 132kV/EHV | Assets EHV | Assets EHV/HV | Assets 132kV/HV | Assets HV | Assets HV/LV | Assets LV circuits | Transmission exit | Operating 132kV | Operating 132kV/EHV | Operating EHV | Operating EHV/HV | Operating 132kV/HV | Operating HV | Operating HV/LV | Operating LV circuits
Domestic Unrestricted | 0 | 0 | 0 | 0 | 0 | 0 | 0 | 0 | 0.16801 | 0 | 0 | 0 | 0 | 0 | 0 | 0 | 0 | 1.2676
Domestic Two Rate | 0 | 0 | 0 | 0 | 0 | 0 | 0 | 0 | 0.16801 | 0 | 0 | 0 | 0 | 0 | 0 | 0 | 0 | 1.2676
Small Non Domestic Unrestricted | 0 | 0 | 0 | 0 | 0 | 0 | 0 | 0 | 0.16801 | 0 | 0 | 0 | 0 | 0 | 0 | 0 | 0 | 1.2676
Small Non Domestic Two Rate | 0 | 0 | 0 | 0 | 0 | 0 | 0 | 0 | 0.16801 | 0 | 0 | 0 | 0 | 0 | 0 | 0 | 0 | 1.2676
LV Medium Non-Domestic | 0 | 0 | 0 | 0 | 0 | 0 | 0 | 0 | 3.2292 | 0 | 0 | 0 | 0 | 0 | 0 | 0 | 0 | 24.3633
LV Sub Medium Non-Domestic | 0 | 0 | 0 | 0 | 0 | 0 | 0 | 8 | 0 | 0 | 0 | 0 | 0 | 0 | 0 | 0 | 12.7084 | 0
HV Medium Non-Domestic | 0 | 0.88622 | 0 | 6.2752 | 35.2707 | 3.1999 | 36.773 | 0 | 0 | 0 | 0.40978 | 0 | 3.1047 | 25.1535 | 2.2821 | 46.9499 | 0 | 0
LV Network Domestic | 0 | 0 | 0 | 0 | 0 | 0 | 0 | 0 | 0.16801 | 0 | 0 | 0 | 0 | 0 | 0 | 0 | 0 | 1.2676
LV Network Non-Domestic Non-CT | 0 | 0 | 0 | 0 | 0 | 0 | 0 | 0 | 0.16801 | 0 | 0 | 0 | 0 | 0 | 0 | 0 | 0 | 1.2676

## Reactive
Reactive power unit charges for WPD East Mids in April 18 (Final)
3201. Network use factors for generator reactive unit charges
These factors differ from the network use factors for active power charges/credits in the case of generators, who do not qualify
for active power credits at the voltage of connection but are charged reactive unit charges for costs caused at that voltage.
| GSPs | 132kV | 132kV/EHV | EHV | EHV/HV | 132kV/HV | HV | HV/LV | LV circuits
LV Generation Intermittent | 1 | 1 | 1 | 1 | 1 | 1 | 1 | 1 | 1
LV Generation Non-Intermittent | 1 | 1 | 1 | 1 | 1 | 1 | 1 | 1 | 1
LV Sub Generation Intermittent | 1 | 1 | 1 | 1 | 1 | 1 | 1 | 1 | 0
LV Sub Generation Non-Intermittent | 1 | 1 | 1 | 1 | 1 | 1 | 1 | 1 | 0
HV Generation Intermittent | 1 | 1 | 1 | 1 | 1 | 1 | 1 | 0 | 0
HV Generation Non-Intermittent | 1 | 1 | 1 | 1 | 1 | 1 | 1 | 0 | 0
3202. Standard components p/kWh for reactive power (absolute value)
Data sources:
x1 = 3003. Yardstick components p/kWh (taking account of standing charges)
Calculation =ABS(x1)
| GSPs | Assets 132kV | Assets 132kV/EHV | Assets EHV | Assets EHV/HV | Assets 132kV/HV | Assets HV | Assets HV/LV | Assets LV circuits | Transmission exit | Operating 132kV | Operating 132kV/EHV | Operating EHV | Operating EHV/HV | Operating 132kV/HV | Operating HV | Operating HV/LV | Operating LV circuits
LV HH Metered | 0 | 0.11164 | 0.056191 | 0.068491 | 0.11098 | 0.0093314 | 0.11567 | 0 | 0 | 0.047542 | 0.051621 | 0.025982 | 0.03167 | 0.051316 | 0.0043147 | 0.10268 | 0 | 0
LV Sub HH Metered | 0 | 0.10599 | 0.053347 | 0.065025 | 0.10536 | 0.0088591 | 0 | 0 | 0 | 0.045136 | 0.049009 | 0.024667 | 0.030067 | 0.048719 | 0.0040964 | 0 | 0 | 0
HV HH Metered | 0 | 0.085674 | 0.043779 | 0.039897 | 0 | 0 | 0 | 0 | 0 | 0.037041 | 0.039615 | 0.020243 | 0.019739 | 0 | 0 | 0 | 0 | 0
3203. Standard reactive p/kVArh
Data sources:
x1 = 3202. Standard components p/kWh for reactive power (absolute value)
x2 = 1092. Average kVAr by kVA, by network level
x3 = 1010. Power factor for all flows in the network model (in Financial and general assumptions)
Calculation =x1*x2*x3
| GSPs | Assets 132kV | Assets 132kV/EHV | Assets EHV | Assets EHV/HV | Assets 132kV/HV | Assets HV | Assets HV/LV | Assets LV circuits | Transmission exit | Operating 132kV | Operating 132kV/EHV | Operating EHV | Operating EHV/HV | Operating 132kV/HV | Operating HV | Operating HV/LV | Operating LV circuits
LV HH Metered | 0 | 0.022776 | 0.011464 | 0.013973 | 0.022642 | 0.0019037 | 0.023598 | 0 | 0 | 0.0096994 | 0.010532 | 0.0053007 | 0.0064611 | 0.010469 | 0.00088027 | 0.020948 | 0 | 0
LV Sub HH Metered | 0 | 0.021624 | 0.010884 | 0.013266 | 0.021496 | 0.0018074 | 0 | 0 | 0 | 0.0092085 | 0.0099986 | 0.0050325 | 0.0061341 | 0.0099394 | 0.00083572 | 0 | 0 | 0
HV HH Metered | 0 | 0.017479 | 0.0089315 | 0.0081396 | 0 | 0 | 0 | 0 | 0 | 0.0075569 | 0.0080821 | 0.0041298 | 0.0040271 | 0 | 0 | 0 | 0 | 0
3204. Absolute value of load coefficient (kW peak / average kW)
Data sources:
x1 = 2302. Load coefficient
Calculation =ABS(x1)
Absolute load coefficient
LV Generation Intermittent | 1
LV Generation Non-Intermittent | 1
LV Sub Generation Intermittent | 1
LV Sub Generation Non-Intermittent | 1
HV Generation Intermittent | 1
HV Generation Non-Intermittent | 1
3205. Pay-as-you-go components p/kWh for reactive power (absolute value)
Data sources:
x1 = 2901. Unit cost at each level, £/kW/year (relative to system simultaneous maximum load)
x2 = 3204. Absolute value of load coefficient (kW peak / average kW)
x3 = 2001. Loss adjustment factor to transmission (in Loss adjustment factors to transmission)
x4 = 2004. Loss adjustment factor to transmission for each network level
x5 = 2804. Proportion of annual charge covered by contributions (for all charging levels)
x6 = 3201. Network use factors for generator reactive unit charges
x7 = 1010. Days in the charging year (in Financial and general assumptions)
Calculation =x1*x2*x3/x4*(1-x5)*x6/(24*x7)*100
| GSPs | Assets 132kV | Assets 132kV/EHV | Assets EHV | Assets EHV/HV | Assets 132kV/HV | Assets HV | Assets HV/LV | Assets LV circuits | Transmission exit | Operating 132kV | Operating 132kV/EHV | Operating EHV | Operating EHV/HV | Operating 132kV/HV | Operating HV | Operating HV/LV | Operating LV circuits
LV Generation Intermittent | 0 | 0.075948 | 0.041328 | 0.050375 | 0.081625 | 0.084591 | 0.098358 | 0.023344 | 0.0096992 | 0.032343 | 0.035118 | 0.019109 | 0.023293 | 0.037742 | 0.039114 | 0.087315 | 0.037083 | 0.073179
LV Generation Non-Intermittent | 0 | 0.075948 | 0.041328 | 0.050375 | 0.081625 | 0.084591 | 0.098358 | 0.023344 | 0.0096992 | 0.032343 | 0.035118 | 0.019109 | 0.023293 | 0.037742 | 0.039114 | 0.087315 | 0.037083 | 0.073179
LV Sub Generation Intermittent | 0 | 0.073839 | 0.04018 | 0.048975 | 0.079357 | 0.082241 | 0.095626 | 0.022696 | 0 | 0.031444 | 0.034142 | 0.018579 | 0.022646 | 0.036694 | 0.038027 | 0.08489 | 0.036053 | 0
LV Sub Generation Non-Intermittent | 0 | 0.073839 | 0.04018 | 0.048975 | 0.079357 | 0.082241 | 0.095626 | 0.022696 | 0 | 0.031444 | 0.034142 | 0.018579 | 0.022646 | 0.036694 | 0.038027 | 0.08489 | 0.036053 | 0
HV Generation Intermittent | 0 | 0.072714 | 0.039567 | 0.045074 | 0.050669 | 0.05251 | 0.065476 | 0 | 0 | 0.030965 | 0.033622 | 0.018295 | 0.022301 | 0.036135 | 0.037448 | 0.083596 | 0 | 0
HV Generation Non-Intermittent | 0 | 0.072714 | 0.039567 | 0.045074 | 0.050669 | 0.05251 | 0.065476 | 0 | 0 | 0.030965 | 0.033622 | 0.018295 | 0.022301 | 0.036135 | 0.037448 | 0.083596 | 0 | 0
3206. Pay-as-you-go reactive p/kVArh
Data sources:
x1 = 3205. Pay-as-you-go components p/kWh for reactive power (absolute value)
x2 = 1092. Average kVAr by kVA, by network level
x3 = 1010. Power factor for all flows in the network model (in Financial and general assumptions)
Calculation =x1*x2*x3
| GSPs | Assets 132kV | Assets 132kV/EHV | Assets EHV | Assets EHV/HV | Assets 132kV/HV | Assets HV | Assets HV/LV | Assets LV circuits | Transmission exit | Operating 132kV | Operating 132kV/EHV | Operating EHV | Operating EHV/HV | Operating 132kV/HV | Operating HV | Operating HV/LV | Operating LV circuits
LV Generation Intermittent | 0 | 0.015495 | 0.0084315 | 0.010277 | 0.016653 | 0.017258 | 0.020067 | 0.0047626 | 0.0019788 | 0.0065984 | 0.0071646 | 0.0038986 | 0.0047521 | 0.0077 | 0.0079799 | 0.017814 | 0.0075656 | 0.01493
LV Generation Non-Intermittent | 0 | 0.015495 | 0.0084315 | 0.010277 | 0.016653 | 0.017258 | 0.020067 | 0.0047626 | 0.0019788 | 0.0065984 | 0.0071646 | 0.0038986 | 0.0047521 | 0.0077 | 0.0079799 | 0.017814 | 0.0075656 | 0.01493
LV Sub Generation Intermittent | 0 | 0.015064 | 0.0081973 | 0.0099917 | 0.01619 | 0.016778 | 0.019509 | 0.0046303 | 0 | 0.0064152 | 0.0069655 | 0.0037903 | 0.0046201 | 0.0074861 | 0.0077582 | 0.017319 | 0.0073554 | 0
LV Sub Generation Non-Intermittent | 0 | 0.015064 | 0.0081973 | 0.0099917 | 0.01619 | 0.016778 | 0.019509 | 0.0046303 | 0 | 0.0064152 | 0.0069655 | 0.0037903 | 0.0046201 | 0.0074861 | 0.0077582 | 0.017319 | 0.0073554 | 0
HV Generation Intermittent | 0 | 0.014835 | 0.0080723 | 0.0091958 | 0.010337 | 0.010713 | 0.013358 | 0 | 0 | 0.0063174 | 0.0068594 | 0.0037326 | 0.0045497 | 0.0073721 | 0.00764 | 0.017055 | 0 | 0
HV Generation Non-Intermittent | 0 | 0.014835 | 0.0080723 | 0.0091958 | 0.010337 | 0.010713 | 0.013358 | 0 | 0 | 0.0063174 | 0.0068594 | 0.0037326 | 0.0045497 | 0.0073721 | 0.00764 | 0.017055 | 0 | 0

## Aggreg
Aggregation for WPD East Mids in April 18 (Final)
This sheet aggregates elements of tariffs excluding revenue matching and final adjustments and rounding.
3301. Unit rate 1 p/kWh (elements)
Data sources:
x1 = 3004. Unit rate 1 total p/kWh (taking account of standing charges) — for Tariffs with Unit rate 1 p/kWh from Standard 1 kWh
x2 = 2903. Pay-as-you-go unit rate 1 (p/kWh) — for Tariffs with Unit rate 1 p/kWh from PAYG 1 kWh
x3 = 2903. Pay-as-you-go unit rate 1 (p/kWh) — for Tariffs with Unit rate 1 p/kWh from PAYG 1 kWh & customer
x4 = 2902. Pay-as-you-go yardstick unit rate (p/kWh) — for Tariffs with Unit rate 1 p/kWh from PAYG yardstick kWh
x5 = 2203. LV unmetered service model asset charge (p/kWh) — for Tariffs with Unit rate 1 p/kWh from PAYG 1 kWh & customer
x6 = 2712. Operating expenditure for unmetered customer assets (p/kWh) — for Tariffs with Unit rate 1 p/kWh from PAYG 1 kWh & customer
Combine tables = x1 or x2 or x3 or x4 or x5 or x6
| GSPs | Assets 132kV | Assets 132kV/EHV | Assets EHV | Assets EHV/HV | Assets 132kV/HV | Assets HV | Assets HV/LV | Assets LV circuits | Assets LV customer | Assets HV customer | Transmission exit | Operating 132kV | Operating 132kV/EHV | Operating EHV | Operating EHV/HV | Operating 132kV/HV | Operating HV | Operating HV/LV | Operating LV circuits | Operating LV customer | Operating HV customer
Domestic Unrestricted | 0 | 0.14829 | 0.074637 | 0.086671 | 0.14044 | 0.012395 | 0.18296 | 0.043423 | 0 |  |  | 0.065083 | 0.068568 | 0.034511 | 0.040076 | 0.064936 | 0.0057312 | 0.16242 | 0.068979 | 0
Domestic Two Rate | 0 | 0.17647 | 0.088821 | 0.10318 | 0.16718 | 0.01475 | 0.2178 | 0.051692 | 0 |  |  | 0.077439 | 0.081598 | 0.04107 | 0.047708 | 0.077303 | 0.0068203 | 0.19335 | 0.082116 | 0
Domestic Off Peak (related MPAN) | 0 | 0.044958 | 0.022628 | 0.031713 | 0.051386 | 0.0037577 | 0.066944 | 0.015888 | 0 |  |  | 0.016636 | 0.020788 | 0.010463 | 0.014664 | 0.02376 | 0.0017375 | 0.059429 | 0.02524 | 0
Small Non Domestic Unrestricted | 0 | 0.14231 | 0.071626 | 0.088709 | 0.14374 | 0.011895 | 0.18726 | 0.044444 | 0 |  |  | 0.058153 | 0.065802 | 0.033119 | 0.041018 | 0.066464 | 0.0055 | 0.16624 | 0.070601 | 0
Small Non Domestic Two Rate | 0 | 0.15477 | 0.077897 | 0.095493 | 0.15473 | 0.012936 | 0.20158 | 0.047843 | 0 |  |  | 0.064196 | 0.071563 | 0.036019 | 0.044155 | 0.071546 | 0.0059815 | 0.17895 | 0.076 | 0
Small Non Domestic Off Peak (related MPAN) | 0 | 0.020133 | 0.010133 | 0.016492 | 0.026723 | 0.0016828 | 0.034814 | 0.0082626 | 0 |  |  | 0.0067209 | 0.0093092 | 0.0046855 | 0.0076257 | 0.012356 | 0.0007781 | 0.030905 | 0.013126 | 0
LV Medium Non-Domestic | 0 | 0.15362 | 0.077319 | 0.093997 | 0.15231 | 0.01284 | 0.19842 | 0.047093 | 0 |  |  | 0.064191 | 0.071032 | 0.035752 | 0.043463 | 0.070425 | 0.0059371 | 0.17615 | 0.07481 | 0
LV Sub Medium Non-Domestic | 0 | 0.14993 | 0.075465 | 0.092016 | 0.1491 | 0.012532 | 0.19424 | 0 | 0 |  |  | 0.062462 | 0.069328 | 0.034894 | 0.042547 | 0.068942 | 0.0057947 | 0.17243 | 0 | 0
HV Medium Non-Domestic | 0 | 0.15041 | 0.076856 | 0.070249 | 0 | 0 | 0 | 0 | 0 |  |  | 0.063407 | 0.069547 | 0.035537 | 0.034756 | 0 | 0 | 0 | 0 | 0
LV Network Domestic | 0 | 0.89975 | 0.45286 | 0.44273 | 0.71737 | 0.075205 | 0.93457 | 0.22181 | 0 |  |  | 0.45016 | 0.41603 | 0.2094 | 0.20471 | 0.33171 | 0.034774 | 0.82965 | 0.35236 | 0
LV Network Non-Domestic Non-CT | 0 | 0.94712 | 0.4767 | 0.46581 | 0.75478 | 0.079164 | 0.98331 | 0.23338 | 0 |  |  | 0.47406 | 0.43794 | 0.22042 | 0.21539 | 0.349 | 0.036604 | 0.87291 | 0.37073 | 0
LV HH Metered | 0 | 0.86659 | 0.43617 | 0.42623 | 0.69064 | 0.072433 | 0.71979 | 0 | 0 |  |  | 0.4335 | 0.4007 | 0.20168 | 0.19708 | 0.31934 | 0.033492 | 0.63898 | 0 | 0
LV Sub HH Metered | 0 | 0.82998 | 0.41774 | 0.40822 | 0.66146 | 0.069373 | 0 | 0 | 0 |  |  | 0.41519 | 0.38377 | 0.19316 | 0.18876 | 0.30585 | 0.032077 | 0 | 0 | 0
HV HH Metered | 0 | 0.72936 | 0.37269 | 0.2723 | 0 | 0 | 0 | 0 | 0 |  |  | 0.37041 | 0.33725 | 0.17233 | 0.13472 | 0 | 0 | 0 | 0 | 0
NHH UMS category A | 0 | 0.084338 | 0.042449 | 0.051816 | 0.08396 | 0.0070493 | 0.10938 | 0.02596 | 0.010786 |  |  | 0.035862 | 0.038997 | 0.019628 | 0.023959 | 0.038822 | 0.0032595 | 0.0971 | 0.041239 | 0.081379 | 0.59322
NHH UMS category B | 0 | 0.12416 | 0.062492 | 0.065088 | 0.10547 | 0.010378 | 0.1374 | 0.03261 | 0.013549 |  |  | 0.060844 | 0.05741 | 0.028895 | 0.030096 | 0.048766 | 0.0047986 | 0.12197 | 0.051802 | 0.10222 | 0.59322
NHH UMS category C | 0 | 0.23394 | 0.11775 | 0.12005 | 0.19453 | 0.019554 | 0.25343 | 0.060148 | 0.024991 |  |  | 0.11474 | 0.10817 | 0.054446 | 0.055512 | 0.089948 | 0.0090416 | 0.22498 | 0.095548 | 0.18855 | 0.59322
NHH UMS category D | 0 | 0.044995 | 0.022647 | 0.038339 | 0.062123 | 0.0037609 | 0.080932 | 0.019208 | 0.0079808 |  |  | 0.011478 | 0.020805 | 0.010472 | 0.017728 | 0.028725 | 0.001739 | 0.071846 | 0.030513 | 0.060213 | 0.59322
LV UMS (Pseudo HH Metered) | 0 | 2.3936 | 1.2047 | 1.168 | 1.8925 | 0.20006 | 2.4655 | 0.58515 | 0.24312 |  |  | 1.2022 | 1.1068 | 0.55705 | 0.54005 | 0.87507 | 0.092507 | 2.1887 | 0.92954 | 1.8343 | 0.59322
LV Generation NHH or Aggregate HH | 0 | -0.075948 | -0.038226 | -0.046594 | -0.075499 | -0.0063481 | -0.098358 | -0.023344 | 0 |  |  | -0.032343 | -0.035118 | -0.017675 | -0.021545 | -0.03491 | -0.0029353 | -0.087315 | -0.037083 | 0
LV Sub Generation NHH | 0 | -0.073839 | -0.037164 | -0.0453 | -0.073402 | -0.0061717 | -0.095626 | 0 | 0 |  |  | -0.031444 | -0.034142 | -0.017184 | -0.020946 | -0.03394 | -0.0028537 | -0.08489 | 0 | 0
LV Generation Intermittent | 0 | -0.075948 | -0.038226 | -0.046594 | -0.075499 | -0.0063481 | -0.098358 | -0.023344 | 0 |  |  | -0.032343 | -0.035118 | -0.017675 | -0.021545 | -0.03491 | -0.0029353 | -0.087315 | -0.037083 | 0
LV Generation Intermittent no RP charge | 0 | -0.075948 | -0.038226 | -0.046594 | -0.075499 | -0.0063481 | -0.098358 | -0.023344 | 0 |  |  | -0.032343 | -0.035118 | -0.017675 | -0.021545 | -0.03491 | -0.0029353 | -0.087315 | -0.037083 | 0
LV Generation Non-Intermittent | 0 | -0.71349 | -0.35911 | -0.35092 | -0.56862 | -0.059636 | -0.74078 | -0.17582 | 0 |  |  | -0.35692 | -0.32991 | -0.16605 | -0.16226 | -0.26292 | -0.027575 | -0.65761 | -0.27929 | 0
LV Generation Non-Intermittent no RP charge | 0 | -0.71349 | -0.35911 | -0.35092 | -0.56862 | -0.059636 | -0.74078 | -0.17582 | 0 |  |  | -0.35692 | -0.32991 | -0.16605 | -0.16226 | -0.26292 | -0.027575 | -0.65761 | -0.27929 | 0
LV Sub Generation Intermittent | 0 | -0.073839 | -0.037164 | -0.0453 | -0.073402 | -0.0061717 | -0.095626 | 0 | 0 |  |  | -0.031444 | -0.034142 | -0.017184 | -0.020946 | -0.03394 | -0.0028537 | -0.08489 | 0 | 0
LV Sub Generation Intermittent no RP charge | 0 | -0.073839 | -0.037164 | -0.0453 | -0.073402 | -0.0061717 | -0.095626 | 0 | 0 |  |  | -0.031444 | -0.034142 | -0.017184 | -0.020946 | -0.03394 | -0.0028537 | -0.08489 | 0 | 0
LV Sub Generation Non-Intermittent | 0 | -0.69367 | -0.34913 | -0.34118 | -0.55283 | -0.057979 | -0.7202 | 0 | 0 |  |  | -0.347 | -0.32074 | -0.16144 | -0.15776 | -0.25562 | -0.026809 | -0.63935 | 0 | 0
LV Sub Generation Non-Intermittent no RP charge | 0 | -0.69367 | -0.34913 | -0.34118 | -0.55283 | -0.057979 | -0.7202 | 0 | 0 |  |  | -0.347 | -0.32074 | -0.16144 | -0.15776 | -0.25562 | -0.026809 | -0.63935 | 0 | 0
HV Generation Intermittent | 0 | -0.072714 | -0.036598 | -0.041691 | -0.046866 | -0.0039406 | 0 | 0 | 0 |  |  | -0.030965 | -0.033622 | -0.016922 | -0.020627 | -0.033423 | -0.0028103 | 0 | 0 | 0
HV Generation Intermittent no RP charge | 0 | -0.072714 | -0.036598 | -0.041691 | -0.046866 | -0.0039406 | 0 | 0 | 0 |  |  | -0.030965 | -0.033622 | -0.016922 | -0.020627 | -0.033423 | -0.0028103 | 0 | 0 | 0
HV Generation Non-Intermittent | 0 | -0.6831 | -0.34381 | -0.314 | -0.35297 | -0.037019 | 0 | 0 | 0 |  |  | -0.34171 | -0.31586 | -0.15898 | -0.15535 | -0.25173 | -0.026401 | 0 | 0 | 0
HV Generation Non-Intermittent no RP charge | 0 | -0.6831 | -0.34381 | -0.314 | -0.35297 | -0.037019 | 0 | 0 | 0 |  |  | -0.34171 | -0.31586 | -0.15898 | -0.15535 | -0.25173 | -0.026401 | 0 | 0 | 0
3302. Unit rate 2 p/kWh (elements)
Data sources:
x1 = 3005. Unit rate 2 total p/kWh (taking account of standing charges) — for Tariffs with Unit rate 2 p/kWh from Standard 2 kWh
x2 = 2904. Pay-as-you-go unit rate 2 (p/kWh) — for Tariffs with Unit rate 2 p/kWh from PAYG 2 kWh
x3 = 2904. Pay-as-you-go unit rate 2 (p/kWh) — for Tariffs with Unit rate 2 p/kWh from PAYG 2 kWh & customer
x4 = 2203. LV unmetered service model asset charge (p/kWh) — for Tariffs with Unit rate 2 p/kWh from PAYG 2 kWh & customer
x5 = 2712. Operating expenditure for unmetered customer assets (p/kWh) — for Tariffs with Unit rate 2 p/kWh from PAYG 2 kWh & customer
Combine tables = x1 or x2 or x3 or x4 or x5
| GSPs | Assets 132kV | Assets 132kV/EHV | Assets EHV | Assets EHV/HV | Assets 132kV/HV | Assets HV | Assets HV/LV | Assets LV circuits | Assets LV customer | Assets HV customer | Transmission exit | Operating 132kV | Operating 132kV/EHV | Operating EHV | Operating EHV/HV | Operating 132kV/HV | Operating HV | Operating HV/LV | Operating LV circuits | Operating LV customer | Operating HV customer
Domestic Unrestricted
Domestic Two Rate | 0 | 0.0024562 | 0.0012362 | 0.0046336 | 0.0075081 | 0.0002053 | 0.0097814 | 0.0023215 | 0 |  |  | 0.0013374 | 0.0011357 | 0.00057162 | 0.0021425 | 0.0034717 | 9.4927e-05 | 0.0086832 | 0.0036878 | 0
Domestic Off Peak (related MPAN)
Small Non Domestic Unrestricted
Small Non Domestic Two Rate | 0 | 0.002429 | 0.0012226 | 0.0045824 | 0.0074251 | 0.00020303 | 0.0096732 | 0.0022958 | 0 |  |  | 0.0013227 | 0.0011232 | 0.00056531 | 0.0021188 | 0.0034333 | 9.3879e-05 | 0.0085872 | 0.003647 | 0
Small Non Domestic Off Peak (related MPAN)
LV Medium Non-Domestic | 0 | 0.002269 | 0.001142 | 0.0042804 | 0.0069358 | 0.00018965 | 0.0090358 | 0.0021445 | 0 |  |  | 0.0012355 | 0.0010491 | 0.00052805 | 0.0019792 | 0.003207 | 8.7691e-05 | 0.0080213 | 0.0034067 | 0
LV Sub Medium Non-Domestic | 0 | 0.0022416 | 0.0011283 | 0.0042289 | 0.0068523 | 0.00018736 | 0.0089269 | 0 | 0 |  |  | 0.0012206 | 0.0010365 | 0.00052169 | 0.0019554 | 0.0031684 | 8.6635e-05 | 0.0079247 | 0 | 0
HV Medium Non-Domestic | 0 | 0.0022415 | 0.0011454 | 0.0032098 | 0 | 0 | 0 | 0 | 0 |  |  | 0.0012391 | 0.0010365 | 0.00052961 | 0.0015881 | 0 | 0 | 0 | 0 | 0
LV Network Domestic | 0 | 0.046071 | 0.023188 | 0.054238 | 0.087885 | 0.0038508 | 0.11449 | 0.027174 | 0 |  |  | 0 | 0.021303 | 0.010722 | 0.025079 | 0.040637 | 0.0017806 | 0.10164 | 0.043167 | 0
LV Network Non-Domestic Non-CT | 0 | 0.048496 | 0.024409 | 0.057067 | 0.092468 | 0.0040535 | 0.12046 | 0.028591 | 0 |  |  | 0 | 0.022424 | 0.011286 | 0.026387 | 0.042756 | 0.0018743 | 0.10694 | 0.045418 | 0
LV HH Metered | 0 | 0.044373 | 0.022334 | 0.052217 | 0.08461 | 0.0037089 | 0.088182 | 0 | 0 |  |  | 0 | 0.020518 | 0.010327 | 0.024145 | 0.039123 | 0.0017149 | 0.078282 | 0 | 0
LV Sub HH Metered | 0 | 0.042499 | 0.02139 | 0.050011 | 0.081036 | 0.0035522 | 0 | 0 | 0 |  |  | 0 | 0.019651 | 0.0098906 | 0.023125 | 0.03747 | 0.0016425 | 0 | 0 | 0
HV HH Metered | 0 | 0.037346 | 0.019083 | 0.033359 | 0 | 0 | 0 | 0 | 0 |  |  | 0 | 0.017268 | 0.0088239 | 0.016505 | 0 | 0 | 0 | 0 | 0
NHH UMS category A
NHH UMS category B
NHH UMS category C
NHH UMS category D
LV UMS (Pseudo HH Metered) | 0 | 0.034931 | 0.017582 | 0.041323 | 0.066957 | 0.0029197 | 0.08723 | 0.020703 | 0.0086019 |  |  | 0 | 0.016152 | 0.0081295 | 0.019107 | 0.03096 | 0.00135 | 0.077437 | 0.032888 | 0.064899 | 0.59322
LV Generation NHH or Aggregate HH
LV Sub Generation NHH
LV Generation Intermittent
LV Generation Intermittent no RP charge
LV Generation Non-Intermittent | 0 | -0.036533 | -0.018388 | -0.042992 | -0.069662 | -0.0030536 | -0.090753 | -0.021539 | 0 |  |  | 0 | -0.016893 | -0.0085024 | -0.019879 | -0.032211 | -0.001412 | -0.080564 | -0.034216 | 0
LV Generation Non-Intermittent no RP charge | 0 | -0.036533 | -0.018388 | -0.042992 | -0.069662 | -0.0030536 | -0.090753 | -0.021539 | 0 |  |  | 0 | -0.016893 | -0.0085024 | -0.019879 | -0.032211 | -0.001412 | -0.080564 | -0.034216 | 0
LV Sub Generation Intermittent
LV Sub Generation Intermittent no RP charge
LV Sub Generation Non-Intermittent | 0 | -0.035519 | -0.017877 | -0.041798 | -0.067727 | -0.0029688 | -0.088232 | 0 | 0 |  |  | 0 | -0.016423 | -0.0082662 | -0.019327 | -0.031316 | -0.0013727 | -0.078326 | 0 | 0
LV Sub Generation Non-Intermittent no RP charge | 0 | -0.035519 | -0.017877 | -0.041798 | -0.067727 | -0.0029688 | -0.088232 | 0 | 0 |  |  | 0 | -0.016423 | -0.0082662 | -0.019327 | -0.031316 | -0.0013727 | -0.078326 | 0 | 0
HV Generation Intermittent
HV Generation Intermittent no RP charge
HV Generation Non-Intermittent | 0 | -0.034977 | -0.017605 | -0.038468 | -0.043243 | -0.0018955 | 0 | 0 | 0 |  |  | 0 | -0.016173 | -0.0081402 | -0.019032 | -0.030839 | -0.0013518 | 0 | 0 | 0
HV Generation Non-Intermittent no RP charge | 0 | -0.034977 | -0.017605 | -0.038468 | -0.043243 | -0.0018955 | 0 | 0 | 0 |  |  | 0 | -0.016173 | -0.0081402 | -0.019032 | -0.030839 | -0.0013518 | 0 | 0 | 0
3303. Unit rate 3 p/kWh (elements)
Data sources:
x1 = 3006. Unit rate 3 total p/kWh (taking account of standing charges) — for Tariffs with Unit rate 3 p/kWh from Standard 3 kWh
x2 = 2905. Pay-as-you-go unit rate 3 (p/kWh) — for Tariffs with Unit rate 3 p/kWh from PAYG 3 kWh
x3 = 2905. Pay-as-you-go unit rate 3 (p/kWh) — for Tariffs with Unit rate 3 p/kWh from PAYG 3 kWh & customer
x4 = 2203. LV unmetered service model asset charge (p/kWh) — for Tariffs with Unit rate 3 p/kWh from PAYG 3 kWh & customer
x5 = 2712. Operating expenditure for unmetered customer assets (p/kWh) — for Tariffs with Unit rate 3 p/kWh from PAYG 3 kWh & customer
Combine tables = x1 or x2 or x3 or x4 or x5
| GSPs | Assets 132kV | Assets 132kV/EHV | Assets EHV | Assets EHV/HV | Assets 132kV/HV | Assets HV | Assets HV/LV | Assets LV circuits | Assets LV customer | Assets HV customer | Transmission exit | Operating 132kV | Operating 132kV/EHV | Operating EHV | Operating EHV/HV | Operating 132kV/HV | Operating HV | Operating HV/LV | Operating LV circuits | Operating LV customer | Operating HV customer
Domestic Unrestricted
Domestic Two Rate
Domestic Off Peak (related MPAN)
Small Non Domestic Unrestricted
Small Non Domestic Two Rate
Small Non Domestic Off Peak (related MPAN)
LV Medium Non-Domestic
LV Sub Medium Non-Domestic
HV Medium Non-Domestic
LV Network Domestic | 0 | 0.0021744 | 0.0010944 | 0.0041038 | 0.0066496 | 0.00018175 | 0.008663 | 0.002056 | 0 |  |  | 0.0011842 | 0.0010054 | 0.00050604 | 0.0018976 | 0.0030747 | 8.4037e-05 | 0.0076904 | 0.0032661 | 0
LV Network Non-Domestic Non-CT | 0 | 0.0022889 | 0.001152 | 0.0043178 | 0.0069964 | 0.00019131 | 0.0091147 | 0.0021633 | 0 |  |  | 0.001247 | 0.0010583 | 0.00053269 | 0.0019965 | 0.003235 | 8.8461e-05 | 0.0080914 | 0.0034364 | 0
LV HH Metered | 0 | 0.0020943 | 0.0010541 | 0.0039509 | 0.0064018 | 0.00017505 | 0.0066721 | 0 | 0 |  |  | 0.0011404 | 0.00096836 | 0.00048739 | 0.0018268 | 0.0029601 | 8.094e-05 | 0.005923 | 0 | 0
LV Sub HH Metered | 0 | 0.0020058 | 0.0010096 | 0.003784 | 0.0061314 | 0.00016765 | 0 | 0 | 0 |  |  | 0.0010922 | 0.00092746 | 0.00046681 | 0.0017497 | 0.0028351 | 7.7521e-05 | 0 | 0 | 0
HV HH Metered | 0 | 0.0017626 | 0.00090067 | 0.002524 | 0 | 0 | 0 | 0 | 0 |  |  | 0.0009744 | 0.00081501 | 0.00041646 | 0.0012488 | 0 | 0 | 0 | 0 | 0
NHH UMS category A
NHH UMS category B
NHH UMS category C
NHH UMS category D
LV UMS (Pseudo HH Metered) | 0 | 0.001921 | 0.00096688 | 0.003624 | 0.0058722 | 0.00016057 | 0.0076501 | 0.0018157 | 0.00075439 |  |  | 0.001046 | 0.00088825 | 0.00044707 | 0.0016757 | 0.0027152 | 7.4244e-05 | 0.0067913 | 0.0028843 | 0.0056917 | 0.59322
LV Generation NHH or Aggregate HH
LV Sub Generation NHH
LV Generation Intermittent
LV Generation Intermittent no RP charge
LV Generation Non-Intermittent | 0 | -0.0017243 | -0.00086785 | -0.0032529 | -0.0052708 | -0.00014412 | -0.0068666 | -0.0016297 | 0 |  |  | -0.0009389 | -0.00079728 | -0.00040129 | -0.0015041 | -0.0024372 | -6.664e-05 | -0.0060957 | -0.0025889 | 0
LV Generation Non-Intermittent no RP charge | 0 | -0.0017243 | -0.00086785 | -0.0032529 | -0.0052708 | -0.00014412 | -0.0068666 | -0.0016297 | 0 |  |  | -0.0009389 | -0.00079728 | -0.00040129 | -0.0015041 | -0.0024372 | -6.664e-05 | -0.0060957 | -0.0025889 | 0
LV Sub Generation Intermittent
LV Sub Generation Intermittent no RP charge
LV Sub Generation Non-Intermittent | 0 | -0.0016764 | -0.00084375 | -0.0031625 | -0.0051244 | -0.00014012 | -0.0066759 | 0 | 0 |  |  | -0.00091281 | -0.00077513 | -0.00039014 | -0.0014623 | -0.0023695 | -6.4789e-05 | -0.0059264 | 0 | 0
LV Sub Generation Non-Intermittent no RP charge | 0 | -0.0016764 | -0.00084375 | -0.0031625 | -0.0051244 | -0.00014012 | -0.0066759 | 0 | 0 |  |  | -0.00091281 | -0.00077513 | -0.00039014 | -0.0014623 | -0.0023695 | -6.4789e-05 | -0.0059264 | 0 | 0
HV Generation Intermittent
HV Generation Intermittent no RP charge
HV Generation Non-Intermittent | 0 | -0.0016508 | -0.00083089 | -0.0029106 | -0.0032719 | -8.9464e-05 | 0 | 0 | 0 |  |  | -0.00089891 | -0.00076332 | -0.00038419 | -0.00144 | -0.0023333 | -6.3802e-05 | 0 | 0 | 0
HV Generation Non-Intermittent no RP charge | 0 | -0.0016508 | -0.00083089 | -0.0029106 | -0.0032719 | -8.9464e-05 | 0 | 0 | 0 |  |  | -0.00089891 | -0.00076332 | -0.00038419 | -0.00144 | -0.0023333 | -6.3802e-05 | 0 | 0 | 0
3304. Fixed charge p/MPAN/day (elements)
Data sources:
x1 = 3107. Fixed charge from standing charges factors p/MPAN/day — for Tariffs with Fixed charge p/MPAN/day from Fixed from network & customer
x2 = 2206. Service model p/MPAN/day (in Replacement annuities for service models) — for Tariffs with Fixed charge p/MPAN/day from Customer
x3 = 2206. Service model p/MPAN/day (in Replacement annuities for service models) — for Tariffs with Fixed charge p/MPAN/day from Fixed from network & customer
x4 = 2711. Operating expenditure for customer assets p/MPAN/day total (in Operating expenditure for customer assets p/MPAN/day) — for Tariffs with Fixed charge p/MPAN/day from Customer
x5 = 2711. Operating expenditure for customer assets p/MPAN/day total (in Operating expenditure for customer assets p/MPAN/day) — for Tariffs with Fixed charge p/MPAN/day from Fixed from network & customer
Combine tables = x1 or x2 or x3 or x4 or x5
| GSPs | Assets 132kV | Assets 132kV/EHV | Assets EHV | Assets EHV/HV | Assets 132kV/HV | Assets HV | Assets HV/LV | Assets LV circuits | Assets LV customer | Assets HV customer | Transmission exit | Operating 132kV | Operating 132kV/EHV | Operating EHV | Operating EHV/HV | Operating 132kV/HV | Operating HV | Operating HV/LV | Operating LV circuits | Operating LV customer | Operating HV customer
Domestic Unrestricted | 0 | 0 | 0 | 0 | 0 | 0 | 0 | 0 | 0.16801 | 0 | 0 | 0 | 0 | 0 | 0 | 0 | 0 | 0 | 0 | 1.2676 | 1.7904 | 0
Domestic Two Rate | 0 | 0 | 0 | 0 | 0 | 0 | 0 | 0 | 0.16801 | 0 | 0 | 0 | 0 | 0 | 0 | 0 | 0 | 0 | 0 | 1.2676 | 1.7904 | 0
Domestic Off Peak (related MPAN)
Small Non Domestic Unrestricted | 0 | 0 | 0 | 0 | 0 | 0 | 0 | 0 | 0.16801 | 0 | 0 | 0 | 0 | 0 | 0 | 0 | 0 | 0 | 0 | 1.2676 | 4.028 | 0
Small Non Domestic Two Rate | 0 | 0 | 0 | 0 | 0 | 0 | 0 | 0 | 0.16801 | 0 | 0 | 0 | 0 | 0 | 0 | 0 | 0 | 0 | 0 | 1.2676 | 4.028 | 0
Small Non Domestic Off Peak (related MPAN)
LV Medium Non-Domestic | 0 | 0 | 0 | 0 | 0 | 0 | 0 | 0 | 3.2292 | 0 | 0 | 0 | 0 | 0 | 0 | 0 | 0 | 0 | 0 | 24.3633 | 4.9041 | 0
LV Sub Medium Non-Domestic | 0 | 0 | 0 | 0 | 0 | 0 | 0 | 8 | 0 | 0 | 0 | 0 | 0 | 0 | 0 | 0 | 0 | 0 | 12.7084 | 0 | 3.637 | 0
HV Medium Non-Domestic | 0 | 0.88622 | 0 | 6.2752 | 35.2707 | 3.1999 | 36.773 | 0 | 0 | 0 | 0 | 0 | 0.40978 | 0 | 3.1047 | 25.1535 | 2.2821 | 46.9499 | 0 | 0 | 0 | 63.1766
LV Network Domestic | 0 | 0 | 0 | 0 | 0 | 0 | 0 | 0 | 0.16801 | 0 | 0 | 0 | 0 | 0 | 0 | 0 | 0 | 0 | 0 | 1.2676 | 1.7904 | 0
LV Network Non-Domestic Non-CT | 0 | 0 | 0 | 0 | 0 | 0 | 0 | 0 | 0.16801 | 0 | 0 | 0 | 0 | 0 | 0 | 0 | 0 | 0 | 0 | 1.2676 | 4.028 | 0
LV HH Metered | [9 empty] | 0 | 0 | [9 empty] | 8.2677 | 0
LV Sub HH Metered | [9 empty] | 0 | 0 | [9 empty] | 6.3679 | 0
HV HH Metered | [9 empty] | 0 | 0 | [9 empty] | 0 | 63.1766
NHH UMS category A
NHH UMS category B
NHH UMS category C
NHH UMS category D
LV UMS (Pseudo HH Metered)
LV Generation NHH or Aggregate HH | [9 empty] | 0 | 0 | [9 empty] | 0 | 0
LV Sub Generation NHH | [9 empty] | 0 | 0 | [9 empty] | 0 | 0
LV Generation Intermittent | [9 empty] | 0 | 0 | [9 empty] | 0 | 0
LV Generation Intermittent no RP charge | [9 empty] | 0 | 0 | [9 empty] | 0 | 0
LV Generation Non-Intermittent | [9 empty] | 0 | 0 | [9 empty] | 0 | 0
LV Generation Non-Intermittent no RP charge | [9 empty] | 0 | 0 | [9 empty] | 0 | 0
LV Sub Generation Intermittent | [9 empty] | 0 | 0 | [9 empty] | 0 | 0
LV Sub Generation Intermittent no RP charge | [9 empty] | 0 | 0 | [9 empty] | 0 | 0
LV Sub Generation Non-Intermittent | [9 empty] | 0 | 0 | [9 empty] | 0 | 0
LV Sub Generation Non-Intermittent no RP charge | [9 empty] | 0 | 0 | [9 empty] | 0 | 0
HV Generation Intermittent | [9 empty] | 0 | 0 | [9 empty] | 0 | 30.4596
HV Generation Intermittent no RP charge | [9 empty] | 0 | 0 | [9 empty] | 0 | 30.4596
HV Generation Non-Intermittent | [9 empty] | 0 | 0 | [9 empty] | 0 | 30.4596
HV Generation Non-Intermittent no RP charge | [9 empty] | 0 | 0 | [9 empty] | 0 | 30.4596
3305. Capacity charge p/kVA/day (elements)
Data sources:
x1 = 3002. Capacity charge p/kVA/day — for Tariffs with Capacity charge p/kVA/day from Capacity
Copy cells = x1
| GSPs | Assets 132kV | Assets 132kV/EHV | Assets EHV | Assets EHV/HV | Assets 132kV/HV | Assets HV | Assets HV/LV | Assets LV circuits | Assets LV customer | Assets HV customer | Transmission exit | Operating 132kV | Operating 132kV/EHV | Operating EHV | Operating EHV/HV | Operating 132kV/HV | Operating HV | Operating HV/LV | Operating LV circuits | Operating LV customer | Operating HV customer
Domestic Unrestricted
Domestic Two Rate
Domestic Off Peak (related MPAN)
Small Non Domestic Unrestricted
Small Non Domestic Two Rate
Small Non Domestic Off Peak (related MPAN)
LV Medium Non-Domestic
LV Sub Medium Non-Domestic
HV Medium Non-Domestic
LV Network Domestic
LV Network Non-Domestic Non-CT
LV HH Metered | 0 | 0 | 0 | 0 | 0 | 0 | 0.28968 | 0.34376 | 0.13617 |  |  | 0 | 0 | 0 | 0 | 0 | 0 | 0.25716 | 0.54608 | 1.0274
LV Sub HH Metered | 0 | 0 | 0 | 0 | 0 | 0 | 1.4082 | 0.33421 | 0 |  |  | 0 | 0 | 0 | 0 | 0 | 0 | 1.2501 | 0.53091 | 0
HV HH Metered | 0 | 0.023237 | 0 | 0.16453 | 0.92479 | 0.083902 | 0.96418 | 0 | 0 |  |  | 0 | 0.010744 | 0 | 0.081405 | 0.65952 | 0.059835 | 1.231 | 0 | 0
NHH UMS category A
NHH UMS category B
NHH UMS category C
NHH UMS category D
LV UMS (Pseudo HH Metered)
LV Generation NHH or Aggregate HH
LV Sub Generation NHH
LV Generation Intermittent
LV Generation Intermittent no RP charge
LV Generation Non-Intermittent
LV Generation Non-Intermittent no RP charge
LV Sub Generation Intermittent
LV Sub Generation Intermittent no RP charge
LV Sub Generation Non-Intermittent
LV Sub Generation Non-Intermittent no RP charge
HV Generation Intermittent
HV Generation Intermittent no RP charge
HV Generation Non-Intermittent
HV Generation Non-Intermittent no RP charge
3306. Exceeded capacity charge p/kVA/day (elements)
Data sources:
x1 = 3007. Exceeded capacity charge p/kVA/day — for Tariffs with Exceeded capacity charge p/kVA/day from Capacity
Copy cells = x1
| GSPs | Assets 132kV | Assets 132kV/EHV | Assets EHV | Assets EHV/HV | Assets 132kV/HV | Assets HV | Assets HV/LV | Assets LV circuits | Assets LV customer | Assets HV customer | Transmission exit | Operating 132kV | Operating 132kV/EHV | Operating EHV | Operating EHV/HV | Operating 132kV/HV | Operating HV | Operating HV/LV | Operating LV circuits | Operating LV customer | Operating HV customer
Domestic Unrestricted
Domestic Two Rate
Domestic Off Peak (related MPAN)
Small Non Domestic Unrestricted
Small Non Domestic Two Rate
Small Non Domestic Off Peak (related MPAN)
LV Medium Non-Domestic
LV Sub Medium Non-Domestic
HV Medium Non-Domestic
LV Network Domestic
LV Network Non-Domestic Non-CT
LV HH Metered | 0 | 0 | 0 | 0 | 0 | 0 | 0.55615 | 1.181 | 2.222 |  |  | 0 | 0 | 0 | 0 | 0 | 0 | 0.25716 | 0.54608 | 1.0274
LV Sub HH Metered | 0 | 0 | 0 | 0 | 0 | 0 | 2.7035 | 1.1482 | 0 |  |  | 0 | 0 | 0 | 0 | 0 | 0 | 1.2501 | 0.53091 | 0
HV HH Metered | 0 | 0.023237 | 0 | 0.17605 | 1.4263 | 0.1294 | 2.6623 | 0 | 0 |  |  | 0 | 0.010744 | 0 | 0.081405 | 0.65952 | 0.059835 | 1.231 | 0 | 0
NHH UMS category A
NHH UMS category B
NHH UMS category C
NHH UMS category D
LV UMS (Pseudo HH Metered)
LV Generation NHH or Aggregate HH
LV Sub Generation NHH
LV Generation Intermittent
LV Generation Intermittent no RP charge
LV Generation Non-Intermittent
LV Generation Non-Intermittent no RP charge
LV Sub Generation Intermittent
LV Sub Generation Intermittent no RP charge
LV Sub Generation Non-Intermittent
LV Sub Generation Non-Intermittent no RP charge
HV Generation Intermittent
HV Generation Intermittent no RP charge
HV Generation Non-Intermittent
HV Generation Non-Intermittent no RP charge
3307. Reactive power charge p/kVArh (elements)
Data sources:
x1 = 3206. Pay-as-you-go reactive p/kVArh
x2 = 3203. Standard reactive p/kVArh
Combine tables = x1 or x2
| GSPs | Assets 132kV | Assets 132kV/EHV | Assets EHV | Assets EHV/HV | Assets 132kV/HV | Assets HV | Assets HV/LV | Assets LV circuits | Assets LV customer | Assets HV customer | Transmission exit | Operating 132kV | Operating 132kV/EHV | Operating EHV | Operating EHV/HV | Operating 132kV/HV | Operating HV | Operating HV/LV | Operating LV circuits | Operating LV customer | Operating HV customer
Domestic Unrestricted
Domestic Two Rate
Domestic Off Peak (related MPAN)
Small Non Domestic Unrestricted
Small Non Domestic Two Rate
Small Non Domestic Off Peak (related MPAN)
LV Medium Non-Domestic
LV Sub Medium Non-Domestic
HV Medium Non-Domestic
LV Network Domestic
LV Network Non-Domestic Non-CT
LV HH Metered | 0 | 0.022776 | 0.011464 | 0.013973 | 0.022642 | 0.0019037 | 0.023598 | 0 | 0 |  |  | 0.0096994 | 0.010532 | 0.0053007 | 0.0064611 | 0.010469 | 0.00088027 | 0.020948 | 0 | 0
LV Sub HH Metered | 0 | 0.021624 | 0.010884 | 0.013266 | 0.021496 | 0.0018074 | 0 | 0 | 0 |  |  | 0.0092085 | 0.0099986 | 0.0050325 | 0.0061341 | 0.0099394 | 0.00083572 | 0 | 0 | 0
HV HH Metered | 0 | 0.017479 | 0.0089315 | 0.0081396 | 0 | 0 | 0 | 0 | 0 |  |  | 0.0075569 | 0.0080821 | 0.0041298 | 0.0040271 | 0 | 0 | 0 | 0 | 0
NHH UMS category A
NHH UMS category B
NHH UMS category C
NHH UMS category D
LV UMS (Pseudo HH Metered)
LV Generation NHH or Aggregate HH
LV Sub Generation NHH
LV Generation Intermittent | 0 | 0.015495 | 0.0084315 | 0.010277 | 0.016653 | 0.017258 | 0.020067 | 0.0047626 | 0.0019788 |  |  | 0.0065984 | 0.0071646 | 0.0038986 | 0.0047521 | 0.0077 | 0.0079799 | 0.017814 | 0.0075656 | 0.01493
LV Generation Intermittent no RP charge
LV Generation Non-Intermittent | 0 | 0.015495 | 0.0084315 | 0.010277 | 0.016653 | 0.017258 | 0.020067 | 0.0047626 | 0.0019788 |  |  | 0.0065984 | 0.0071646 | 0.0038986 | 0.0047521 | 0.0077 | 0.0079799 | 0.017814 | 0.0075656 | 0.01493
LV Generation Non-Intermittent no RP charge
LV Sub Generation Intermittent | 0 | 0.015064 | 0.0081973 | 0.0099917 | 0.01619 | 0.016778 | 0.019509 | 0.0046303 | 0 |  |  | 0.0064152 | 0.0069655 | 0.0037903 | 0.0046201 | 0.0074861 | 0.0077582 | 0.017319 | 0.0073554 | 0
LV Sub Generation Intermittent no RP charge
LV Sub Generation Non-Intermittent | 0 | 0.015064 | 0.0081973 | 0.0099917 | 0.01619 | 0.016778 | 0.019509 | 0.0046303 | 0 |  |  | 0.0064152 | 0.0069655 | 0.0037903 | 0.0046201 | 0.0074861 | 0.0077582 | 0.017319 | 0.0073554 | 0
LV Sub Generation Non-Intermittent no RP charge
HV Generation Intermittent | 0 | 0.014835 | 0.0080723 | 0.0091958 | 0.010337 | 0.010713 | 0.013358 | 0 | 0 |  |  | 0.0063174 | 0.0068594 | 0.0037326 | 0.0045497 | 0.0073721 | 0.00764 | 0.017055 | 0 | 0
HV Generation Intermittent no RP charge
HV Generation Non-Intermittent | 0 | 0.014835 | 0.0080723 | 0.0091958 | 0.010337 | 0.010713 | 0.013358 | 0 | 0 |  |  | 0.0063174 | 0.0068594 | 0.0037326 | 0.0045497 | 0.0073721 | 0.00764 | 0.017055 | 0 | 0
HV Generation Non-Intermittent no RP charge
3308. Summary of charges before revenue matching
Data sources:
x1 = 3301. Unit rate 1 p/kWh (elements)
x2 = 3302. Unit rate 2 p/kWh (elements)
x3 = 3303. Unit rate 3 p/kWh (elements)
x4 = 3304. Fixed charge p/MPAN/day (elements)
x5 = 3305. Capacity charge p/kVA/day (elements)
x6 = 3306. Exceeded capacity charge p/kVA/day (elements)
x7 = 3307. Reactive power charge p/kVArh (elements)
Kind: | Cell summation | Cell summation | Cell summation | Cell summation | Cell summation | Cell summation | Cell summation
Formula: | =SUM(x1) | =SUM(x2) | =SUM(x3) | =SUM(x4) | =SUM(x5) | =SUM(x6) | =SUM(x7)
| Unit rate 1 p/kWh (total) | Unit rate 2 p/kWh (total) | Unit rate 3 p/kWh (total) | Fixed charge p/MPAN/day (total) | Capacity charge p/kVA/day (total) | Exceeded capacity charge p/kVA/day (total) | Reactive power charge p/kVArh
Domestic Unrestricted | 1.1991 | 0 | 0 | 3.226 | 0 | 0 | 0
Domestic Two Rate | 1.4273 | 0.049267 | 0 | 3.226 | 0 | 0 | 0
Domestic Off Peak (related MPAN) | 0.40999 | 0 | 0 | 0 | 0 | 0 | 0
Small Non Domestic Unrestricted | 1.1969 | 0 | 0 | 5.4637 | 0 | 0 | 0
Small Non Domestic Two Rate | 1.2937 | 0.048722 | 0 | 5.4637 | 0 | 0 | 0
Small Non Domestic Off Peak (related MPAN) | 0.20375 | 0 | 0 | 0 | 0 | 0 | 0
LV Medium Non-Domestic | 1.2774 | 0.045512 | 0 | 32.4966 | 0 | 0 | 0
LV Sub Medium Non-Domestic | 1.1297 | 0.039479 | 0 | 24.3455 | 0 | 0 | 0
HV Medium Non-Domestic | 0.50076 | 0.01099 | 0 | 223.4815 | 0 | 0 | 0
LV Network Domestic | 6.5731 | 0.60123 | 0.043631 | 3.226 | 0 | 0 | 0
LV Network Non-Domestic Non-CT | 6.9173 | 0.63264 | 0.04591 | 5.4637 | 0 | 0 | 0
LV HH Metered | 5.4366 | 0.46953 | 0.033735 | 8.2677 | 2.6003 | 5.7897 | 0.16065
LV Sub HH Metered | 3.9056 | 0.29027 | 0.020247 | 6.3679 | 3.5233 | 5.6327 | 0.11023
HV HH Metered | 2.3891 | 0.13239 | 0.008642 | 63.1766 | 4.2032 | 6.4598 | 0.058346
NHH UMS category A | 1.3892 | 0 | 0 | 0 | 0 | 0 | 0
NHH UMS category B | 1.6512 | 0 | 0 | 0 | 0 | 0 | 0
NHH UMS category C | 2.5585 | 0 | 0 | 0 | 0 | 0 | 0
NHH UMS category D | 1.1267 | 0 | 0 | 0 | 0 | 0 | 0
LV UMS (Pseudo HH Metered) | 20.0719 | 1.1244 | 0.6382 | 0 | 0 | 0 | 0
LV Generation NHH or Aggregate HH | -0.63324 | 0 | 0 | 0 | 0 | 0 | 0
LV Sub Generation NHH | -0.5569 | 0 | 0 | 0 | 0 | 0 | 0
LV Generation Intermittent | -0.63324 | 0 | 0 | 0 | 0 | 0 | 0.17332
LV Generation Intermittent no RP charge | -0.63324 | 0 | 0 | 0 | 0 | 0 | 0
LV Generation Non-Intermittent | -5.2109 | -0.4766 | -0.034586 | 0 | 0 | 0 | 0.17332
LV Generation Non-Intermittent no RP charge | -5.2109 | -0.4766 | -0.034586 | 0 | 0 | 0 | 0
LV Sub Generation Intermittent | -0.5569 | 0 | 0 | 0 | 0 | 0 | 0.15207
LV Sub Generation Intermittent no RP charge | -0.5569 | 0 | 0 | 0 | 0 | 0 | 0
LV Sub Generation Non-Intermittent | -4.6237 | -0.40915 | -0.029524 | 0 | 0 | 0 | 0.15207
LV Sub Generation Non-Intermittent no RP charge | -4.6237 | -0.40915 | -0.029524 | 0 | 0 | 0 | 0
HV Generation Intermittent | -0.34018 | 0 | 0 | 30.4596 | 0 | 0 | 0.12004
HV Generation Intermittent no RP charge | -0.34018 | 0 | 0 | 30.4596 | 0 | 0 | 0
HV Generation Non-Intermittent | -2.9809 | -0.21172 | -0.014637 | 30.4596 | 0 | 0 | 0.12004
HV Generation Non-Intermittent no RP charge | -2.9809 | -0.21172 | -0.014637 | 30.4596 | 0 | 0 | 0

## Revenue
Revenue shortfall or surplus for WPD East Mids in April 18 (Final)
3401. Net revenues by tariff before matching (£)
Data sources:
x1 = 1010. Days in the charging year (in Financial and general assumptions)
x2 = 3308. Fixed charge p/MPAN/day (total) (in Summary of charges before revenue matching)
x3 = 2305. MPANs (in Equivalent volume for each end user)
x4 = 3308. Capacity charge p/kVA/day (total) (in Summary of charges before revenue matching)
x5 = 2305. Import capacity (kVA) (in Equivalent volume for each end user)
x6 = 3308. Exceeded capacity charge p/kVA/day (total) (in Summary of charges before revenue matching)
x7 = 2305. Exceeded capacity (kVA) (in Equivalent volume for each end user)
x8 = 3308. Unit rate 1 p/kWh (total) (in Summary of charges before revenue matching)
x9 = 2305. Rate 1 units (MWh) (in Equivalent volume for each end user)
x10 = 3308. Unit rate 2 p/kWh (total) (in Summary of charges before revenue matching)
x11 = 2305. Rate 2 units (MWh) (in Equivalent volume for each end user)
x12 = 3308. Unit rate 3 p/kWh (total) (in Summary of charges before revenue matching)
x13 = 2305. Rate 3 units (MWh) (in Equivalent volume for each end user)
x14 = 3308. Reactive power charge p/kVArh (in Summary of charges before revenue matching)
x15 = 2305. Reactive power units (MVArh) (in Equivalent volume for each end user)
Calculation =0.01*x1*(x2*x3+x4*x5+x6*x7)+10*(x8*x9+x10*x11+x12*x13+x14*x15)
Net revenues
Domestic Unrestricted | 87386846.4274
Domestic Two Rate | 45903693.9029
Domestic Off Peak (related MPAN) | 267153.2536
Small Non Domestic Unrestricted | 15518778.5252
Small Non Domestic Two Rate | 21775372.7482
Small Non Domestic Off Peak (related MPAN) | 5505.4623
LV Medium Non-Domestic | 0.011401
LV Sub Medium Non-Domestic | 0.0099125
HV Medium Non-Domestic | 0.0091261
LV Network Domestic | 0
LV Network Non-Domestic Non-CT | 1691085.1788
LV HH Metered | 49919546.0774
LV Sub HH Metered | 2603942.634
HV HH Metered | 65183183.7847
NHH UMS category A | 659347.8817
NHH UMS category B | 641792.7186
NHH UMS category C | 10213.4061
NHH UMS category D | 115793.4088
LV UMS (Pseudo HH Metered) | 4044087.8199
LV Generation NHH or Aggregate HH | -12559.1807
LV Sub Generation NHH | 0
LV Generation Intermittent | -301260.8409
LV Generation Intermittent no RP charge | 0
LV Generation Non-Intermittent | -118049.0623
LV Generation Non-Intermittent no RP charge | 0
LV Sub Generation Intermittent | -15435.649
LV Sub Generation Intermittent no RP charge | 0
LV Sub Generation Non-Intermittent | -37012.7296
LV Sub Generation Non-Intermittent no RP charge | 0
HV Generation Intermittent | -1185625.0411
HV Generation Intermittent no RP charge | 0
HV Generation Non-Intermittent | -3554977.7177
HV Generation Non-Intermittent no RP charge | 0
3402. Target CDCM revenue
Data sources:
x1 = 1001. Value (in CDCM target revenue (£ unless otherwise stated))
x2 = Target CDCM revenue (£/year) (in Target CDCM revenue)
x3 = 1001. Calculations (£/year) (in CDCM target revenue (£ unless otherwise stated))
Kind: | Special calculation | Calculation
Formula: | = derived from x1 | =x2-x3
| Target CDCM revenue (£/year) | Check (should be zero)
Latest forecast of CDCM Revenue | 475783972.1892 | 0
3403. Revenue surplus or shortfall
Data sources:
x1 = 3401. Net revenues by tariff before matching (£)
x2 = 3402. Target CDCM revenue (£/year) (in Target CDCM revenue)
x3 = Total net revenues before matching (£) (in Revenue surplus or shortfall)
Kind: | Cell summation | Calculation
Formula: | =SUM(x1) | =x2-x3
| Total net revenues before matching (£) | Revenue shortfall (surplus) £
Revenue surplus or shortfall | 290501423.0387 | 185282549.1505

## Adder
Adder for WPD East Mids in April 18 (Final)
3501. Adder value at which the minimum is breached
Data sources:
x1 = 3308. Unit rate 1 p/kWh (total) (in Summary of charges before revenue matching)
x2 = 3308. Unit rate 2 p/kWh (total) (in Summary of charges before revenue matching)
x3 = 3308. Unit rate 3 p/kWh (total) (in Summary of charges before revenue matching)
Kind: | Calculation | Calculation | Calculation
Formula: | =0-x1 | =0-x2 | =0-x3
| Adder threshold for Unit rate 1 p/kWh | Adder threshold for Unit rate 2 p/kWh | Adder threshold for Unit rate 3 p/kWh
Domestic Unrestricted | -1.1991
Domestic Two Rate | -1.4273 | -0.049267
Domestic Off Peak (related MPAN) | -0.40999
Small Non Domestic Unrestricted | -1.1969
Small Non Domestic Two Rate | -1.2937 | -0.048722
Small Non Domestic Off Peak (related MPAN) | -0.20375
LV Medium Non-Domestic | -1.2774 | -0.045512
LV Sub Medium Non-Domestic | -1.1297 | -0.039479
HV Medium Non-Domestic | -0.50076 | -0.01099
LV Network Domestic | -6.5731 | -0.60123 | -0.043631
LV Network Non-Domestic Non-CT | -6.9173 | -0.63264 | -0.04591
LV HH Metered | -5.4366 | -0.46953 | -0.033735
LV Sub HH Metered | -3.9056 | -0.29027 | -0.020247
HV HH Metered | -2.3891 | -0.13239 | -0.008642
NHH UMS category A | -1.3892
NHH UMS category B | -1.6512
NHH UMS category C | -2.5585
NHH UMS category D | -1.1267
LV UMS (Pseudo HH Metered) | -20.0719 | -1.1244 | -0.6382
LV Generation NHH or Aggregate HH | 0.63324
LV Sub Generation NHH | 0.5569
LV Generation Intermittent | 0.63324
LV Generation Intermittent no RP charge | 0.63324
LV Generation Non-Intermittent | 5.2109 | 0.4766 | 0.034586
LV Generation Non-Intermittent no RP charge | 5.2109 | 0.4766 | 0.034586
LV Sub Generation Intermittent | 0.5569
LV Sub Generation Intermittent no RP charge | 0.5569
LV Sub Generation Non-Intermittent | 4.6237 | 0.40915 | 0.029524
LV Sub Generation Non-Intermittent no RP charge | 4.6237 | 0.40915 | 0.029524
HV Generation Intermittent | 0.34018
HV Generation Intermittent no RP charge | 0.34018
HV Generation Non-Intermittent | 2.9809 | 0.21172 | 0.014637
HV Generation Non-Intermittent no RP charge | 2.9809 | 0.21172 | 0.014637
3502. Marginal revenue effect of adder
Data sources:
x1 = 2302. Load coefficient
x2 = 2305. Rate 1 units (MWh) (in Equivalent volume for each end user)
x3 = 2305. Rate 2 units (MWh) (in Equivalent volume for each end user)
x4 = 2305. Rate 3 units (MWh) (in Equivalent volume for each end user)
Kind: | Calculation | Calculation | Calculation
Formula: | =IF(x1<0,0,x2*10) | =IF(x1<0,0,x3*10) | =IF(x1<0,0,x4*10)
| Effect through Unit rate 1 p/kWh | Effect through Unit rate 2 p/kWh | Effect through Unit rate 3 p/kWh
Domestic Unrestricted | 56488472.286 | 0 | 0
Domestic Two Rate | 25004508.8424 | 11087886.2949 | 0
Domestic Off Peak (related MPAN) | 651606.1138 | 0 | 0
Small Non Domestic Unrestricted | 11352378.9135 | 0 | 0
Small Non Domestic Two Rate | 15372826.428 | 4663582.05 | 0
Small Non Domestic Off Peak (related MPAN) | 27021.1205 | 0 | 0
LV Medium Non-Domestic | 0.0079593 | 0.0020407 | 0
LV Sub Medium Non-Domestic | 0.0079533 | 0.0020467 | 0
HV Medium Non-Domestic | 0.0077435 | 0.0022565 | 0
LV Network Domestic | 0 | 0 | 0
LV Network Non-Domestic Non-CT | 171492.5828 | 663854.295 | 746922.3653
LV HH Metered | 3947196.2088 | 15617844.6013 | 17063617.1207
LV Sub HH Metered | 205644.0301 | 791069.5806 | 928414.4636
HV HH Metered | 7517348.6252 | 28921123.0286 | 40067486.0545
NHH UMS category A | 474624.781 | 0 | 0
NHH UMS category B | 388691.7579 | 0 | 0
NHH UMS category C | 3991.8729 | 0 | 0
NHH UMS category D | 102770.3403 | 0 | 0
LV UMS (Pseudo HH Metered) | 126977.9982 | 340542.8314 | 1743184.0374
LV Generation NHH or Aggregate HH | 0 | 0 | 0
LV Sub Generation NHH | 0 | 0 | 0
LV Generation Intermittent | 0 | 0 | 0
LV Generation Intermittent no RP charge | 0 | 0 | 0
LV Generation Non-Intermittent | 0 | 0 | 0
LV Generation Non-Intermittent no RP charge | 0 | 0 | 0
LV Sub Generation Intermittent | 0 | 0 | 0
LV Sub Generation Intermittent no RP charge | 0 | 0 | 0
LV Sub Generation Non-Intermittent | 0 | 0 | 0
LV Sub Generation Non-Intermittent no RP charge | 0 | 0 | 0
HV Generation Intermittent | 0 | 0 | 0
HV Generation Intermittent no RP charge | 0 | 0 | 0
HV Generation Non-Intermittent | 0 | 0 | 0
HV Generation Non-Intermittent no RP charge | 0 | 0 | 0
3503. Constraint-free solution
Data sources:
x1 = 3403. Revenue shortfall (surplus) £ (in Revenue surplus or shortfall)
x2 = 3502. Effect through Unit rate 1 p/kWh (in Marginal revenue effect of adder)
x3 = 3502. Effect through Unit rate 2 p/kWh (in Marginal revenue effect of adder)
x4 = 3502. Effect through Unit rate 3 p/kWh (in Marginal revenue effect of adder)
Calculation =x1/SUM(x2,x3,x4)
Constraint-free solution
Constraint-free solution | 0.75789
3504. Starting point
Data sources:
x1 = 3503. Constraint-free solution
x2 = 3501. Adder threshold for Unit rate 1 p/kWh (in Adder value at which the minimum is breached)
x3 = 3501. Adder threshold for Unit rate 2 p/kWh (in Adder value at which the minimum is breached)
x4 = 3501. Adder threshold for Unit rate 3 p/kWh (in Adder value at which the minimum is breached)
Calculation =MIN(x1,x2,x3,x4)
Starting point
Starting point | -20.0719
3505. Solve for General adder rate (p/kWh)
Data sources:
x1 = 3504. Starting point
x2 = 3501. Adder threshold for Unit rate 1 p/kWh (in Adder value at which the minimum is breached)
x3 = 3501. Adder threshold for Unit rate 2 p/kWh (in Adder value at which the minimum is breached)
x4 = 3501. Adder threshold for Unit rate 3 p/kWh (in Adder value at which the minimum is breached)
x5 = 3502. Effect through Unit rate 1 p/kWh (in Marginal revenue effect of adder)
x6 = 3502. Effect through Unit rate 2 p/kWh (in Marginal revenue effect of adder)
x7 = 3502. Effect through Unit rate 3 p/kWh (in Marginal revenue effect of adder)
x8 = Location (in Solve for General adder rate (p/kWh))
x9 = Kink (in Solve for General adder rate (p/kWh))
x10 = Ranking before tie break (in Solve for General adder rate (p/kWh))
x11 = Counter (in Solve for General adder rate (p/kWh))
x12 = Tie breaker (in Solve for General adder rate (p/kWh))
x13 = Ranking (in Solve for General adder rate (p/kWh))
x14 = Kink reordering (in Solve for General adder rate (p/kWh))
x15 = Starting slope contributions (in Solve for General adder rate (p/kWh))
x16 = New slope (in Solve for General adder rate (p/kWh))
x17 = Location (ordered) (in Solve for General adder rate (p/kWh))
x18 = Starting values (in Solve for General adder rate (p/kWh))
x19 = 3403. Revenue shortfall (surplus) £ (in Revenue surplus or shortfall)
x20 = 3503. Constraint-free solution
x21 = Value (in Solve for General adder rate (p/kWh))
Kind: | Special calculation | Special calculation | Special calculation | Special calculation | Special calculation | Fixed data | Calculation | Special calculation | Special calculation | Special calculation | Special calculation | Special calculation | Special calculation
Formula: | = x1 or x2 or x3 or x4 | Special calculation | =IF(ISERROR(x8),x9,0) | =MAX(x1,x8)*x9 | =RANK(x8,x8,1) |  | =x10*99+x11 | =RANK(x12,x12,1) | =MATCH(x11,x13,0) | =INDEX(x8,x14,1) or =x8 | Special calculation | Special calculation | Special calculation
| Location | Kink | Starting slope contributions | Starting values | Ranking before tie break | Counter | Tie breaker | Ranking | Kink reordering | Location (ordered) | New slope | Value | Root
Starting point | -20.0719 |  |  |  |  | 0 | 0 |  |  | -20.0719 | 0 | -382893687.3882
Kink 1 | -1.1991 | 56488472.286 | 0 | -67735895.797 | 13 | 1 | 1288 | 13 | 19 | -20.0719 | 126977.9982 | -382893687.3882
Kink 2 | -1.4273 | 25004508.8424 | 0 | -35688767.5501 | 9 | 2 | 893 | 9 | 11 | -6.9173 | 298470.581 | -381223337.3753
Kink 3 | -0.40999 | 651606.1138 | 0 | -267153.2536 | 23 | 3 | 2280 | 23 | 10 | -6.5731 | 298470.581 | -381120598.5022
Kink 4 | -1.1969 | 11352378.9135 | 0 | -13587368.5641 | 14 | 4 | 1390 | 14 | 12 | -5.4366 | 4245666.7898 | -380781400.4915
Kink 5 | -1.2937 | 15372826.428 | 0 | -19887144.4815 | 11 | 5 | 1094 | 11 | 13 | -3.9056 | 4451310.8199 | -374281167.907
Kink 6 | -0.20375 | 27021.1205 | 0 | -5505.4623 | 25 | 6 | 2481 | 25 | 17 | -2.5585 | 4455302.6928 | -368285049.0589
Kink 7 | -1.2774 | 0.0079593 | 0 | -0.010167 | 12 | 7 | 1195 | 12 | 14 | -2.3891 | 11972651.318 | -367529880.1332
Kink 8 | -1.1297 | 0.0079533 | 0 | -0.0089847 | 15 | 8 | 1493 | 15 | 16 | -1.6512 | 12361343.0759 | -358695381.7874
Kink 9 | -0.50076 | 0.0077435 | 0 | -0.0038776 | 21 | 9 | 2088 | 21 | 2 | -1.4273 | 37365851.9183 | -355928074.6572
Kink 10 | -6.5731 | 0 | 0 | 0 | 3 | 10 | 307 | 3 | 15 | -1.3892 | 37840476.6992 | -354504618.61
Kink 11 | -6.9173 | 171492.5828 | 0 | -1186264.709 | 2 | 11 | 209 | 2 | 5 | -1.2937 | 53213303.1273 | -350889245.5114
Kink 12 | -5.4366 | 3947196.2088 | 0 | -21459417.8961 | 4 | 12 | 408 | 4 | 7 | -1.2774 | 53213303.1352 | -350021754.9832
Kink 13 | -3.9056 | 205644.0301 | 0 | -803162.4105 | 5 | 13 | 508 | 5 | 1 | -1.1991 | 109701775.4212 | -345858160.2723
Kink 14 | -2.3891 | 7517348.6252 | 0 | -17959329.3205 | 7 | 14 | 707 | 7 | 4 | -1.1969 | 121054154.3348 | -345612873.3045
Kink 15 | -1.3892 | 474624.781 | 0 | -659347.8817 | 10 | 15 | 1005 | 10 | 8 | -1.1297 | 121054154.3427 | -337480091.6573
Kink 16 | -1.6512 | 388691.7579 | 0 | -641792.7186 | 8 | 16 | 808 | 8 | 18 | -1.1267 | 121156924.683 | -337120438.1085
Kink 17 | -2.5585 | 3991.8729 | 0 | -10213.4061 | 6 | 17 | 611 | 6 | 52 | -1.1244 | 121497467.5145 | -336837755.2329
Kink 18 | -1.1267 | 102770.3403 | 0 | -115793.4088 | 16 | 18 | 1602 | 16 | 85 | -0.6382 | 123240651.5519 | -277766693.9433
Kink 19 | -20.0719 | 126977.9982 | 0 | -2548694.2285 | 1 | 19 | 118 | 1 | 44 | -0.63264 | 123904505.8469 | -277081471.421
Kink 20 | 0.63324 | 0 | 0 | 0 | 91 | 20 | 9029 | 91 | 43 | -0.60123 | 123904505.8469 | -273190360.2493
Kink 21 | 0.5569 | 0 | 0 | 0 | 88 | 21 | 8733 | 88 | 9 | -0.50076 | 123904505.8546 | -260741546.1194
Kink 22 | 0.63324 | 0 | 0 | 0 | 91 | 22 | 9031 | 92 | 45 | -0.46953 | 139522350.4559 | -256872251.1186
Kink 23 | 0.63324 | 0 | 0 | 0 | 91 | 23 | 9032 | 93 | 3 | -0.40999 | 140173956.5697 | -248565085.3241
Kink 24 | 5.2109 | 0 | 0 | 0 | 98 | 24 | 9726 | 98 | 46 | -0.29027 | 140965026.1502 | -231782714.3277
Kink 25 | 5.2109 | 0 | 0 | 0 | 98 | 25 | 9727 | 99 | 6 | -0.20375 | 140992047.2707 | -219586421.3597
Kink 26 | 0.5569 | 0 | 0 | 0 | 88 | 26 | 8738 | 89 | 47 | -0.13239 | 169913170.2993 | -209525046.8034
Kink 27 | 0.5569 | 0 | 0 | 0 | 88 | 27 | 8739 | 90 | 35 | -0.049267 | 181001056.5942 | -195402175.362
Kink 28 | 4.6237 | 0 | 0 | 0 | 96 | 28 | 9532 | 96 | 38 | -0.048722 | 185664638.6442 | -195303576.1853
Kink 29 | 4.6237 | 0 | 0 | 0 | 96 | 29 | 9533 | 97 | 77 | -0.04591 | 186411561.0095 | -194781451.0591
Kink 30 | 0.34018 | 0 | 0 | 0 | 82 | 30 | 8148 | 82 | 40 | -0.045512 | 186411561.0115 | -194707193.5909
Kink 31 | 0.34018 | 0 | 0 | 0 | 82 | 31 | 8149 | 83 | 76 | -0.043631 | 186411561.0115 | -194356663.8042
Kink 32 | 2.9809 | 0 | 0 | 0 | 94 | 32 | 9338 | 94 | 41 | -0.039479 | 186411561.0135 | -193582654.8435
Kink 33 | 2.9809 | 0 | 0 | 0 | 94 | 33 | 9339 | 95 | 78 | -0.033735 | 203475178.1342 | -192511871.6296
Kink 34 | 0 | 0 | 0 | 0 | 37 | 34 | 3697 | 37 | 79 | -0.020247 | 204403592.5978 | -189767390.5481
Kink 35 | -0.049267 | 11087886.2949 | 0 | -546268.8074 | 27 | 35 | 2708 | 27 | 42 | -0.01099 | 204403592.6001 | -187875200.4007
Kink 36 | 0 | 0 | 0 | 0 | 37 | 36 | 3699 | 38 | 80 | -0.008642 | 244471078.6546 | -187395263.1896
Kink 37 | 0 | 0 | 0 | 0 | 37 | 37 | 3700 | 39 | 34 | 0 | 244471078.6546 | -185282549.1505
Kink 38 | -0.048722 | 4663582.05 | 0 | -227221.0449 | 28 | 38 | 2810 | 28 | 36 | 0 | 244471078.6546 | -185282549.1505
Kink 39 | 0 | 0 | 0 | 0 | 37 | 39 | 3702 | 40 | 37 | 0 | 244471078.6546 | -185282549.1505
Kink 40 | -0.045512 | 0.0020407 | 0 | -9.2875e-05 | 30 | 40 | 3010 | 30 | 39 | 0 | 244471078.6546 | -185282549.1505
Kink 41 | -0.039479 | 0.0020467 | 0 | -8.0803e-05 | 32 | 41 | 3209 | 32 | 48 | 0 | 244471078.6546 | -185282549.1505
Kink 42 | -0.01099 | 0.0022565 | 0 | -2.4799e-05 | 35 | 42 | 3507 | 35 | 49 | 0 | 244471078.6546 | -185282549.1505
Kink 43 | -0.60123 | 0 | 0 | 0 | 20 | 43 | 2023 | 20 | 50 | 0 | 244471078.6546 | -185282549.1505
Kink 44 | -0.63264 | 663854.295 | 0 | -419977.5719 | 19 | 44 | 1925 | 19 | 51 | 0 | 244471078.6546 | -185282549.1505
Kink 45 | -0.46953 | 15617844.6013 | 0 | -7333077.4138 | 22 | 45 | 2223 | 22 | 53 | 0 | 244471078.6546 | -185282549.1505
Kink 46 | -0.29027 | 791069.5806 | 0 | -229621.0966 | 24 | 46 | 2422 | 24 | 54 | 0 | 244471078.6546 | -185282549.1505
Kink 47 | -0.13239 | 28921123.0286 | 0 | -3828732.7228 | 26 | 47 | 2621 | 26 | 55 | 0 | 244471078.6546 | -185282549.1505
Kink 48 | 0 | 0 | 0 | 0 | 37 | 48 | 3711 | 41 | 56 | 0 | 244471078.6546 | -185282549.1505
Kink 49 | 0 | 0 | 0 | 0 | 37 | 49 | 3712 | 42 | 59 | 0 | 244471078.6546 | -185282549.1505
Kink 50 | 0 | 0 | 0 | 0 | 37 | 50 | 3713 | 43 | 60 | 0 | 244471078.6546 | -185282549.1505
Kink 51 | 0 | 0 | 0 | 0 | 37 | 51 | 3714 | 44 | 63 | 0 | 244471078.6546 | -185282549.1505
Kink 52 | -1.1244 | 340542.8314 | 0 | -382901.9021 | 17 | 52 | 1735 | 17 | 64 | 0 | 244471078.6546 | -185282549.1505
Kink 53 | 0 | 0 | 0 | 0 | 37 | 53 | 3716 | 45 | 67 | 0 | 244471078.6546 | -185282549.1505
Kink 54 | 0 | 0 | 0 | 0 | 37 | 54 | 3717 | 46 | 68 | 0 | 244471078.6546 | -185282549.1505
Kink 55 | 0 | 0 | 0 | 0 | 37 | 55 | 3718 | 47 | 69 | 0 | 244471078.6546 | -185282549.1505
Kink 56 | 0 | 0 | 0 | 0 | 37 | 56 | 3719 | 48 | 70 | 0 | 244471078.6546 | -185282549.1505
Kink 57 | 0.4766 | 0 | 0 | 0 | 86 | 57 | 8571 | 86 | 71 | 0 | 244471078.6546 | -185282549.1505
Kink 58 | 0.4766 | 0 | 0 | 0 | 86 | 58 | 8572 | 87 | 72 | 0 | 244471078.6546 | -185282549.1505
Kink 59 | 0 | 0 | 0 | 0 | 37 | 59 | 3722 | 49 | 73 | 0 | 244471078.6546 | -185282549.1505
Kink 60 | 0 | 0 | 0 | 0 | 37 | 60 | 3723 | 50 | 74 | 0 | 244471078.6546 | -185282549.1505
Kink 61 | 0.40915 | 0 | 0 | 0 | 84 | 61 | 8377 | 84 | 75 | 0 | 244471078.6546 | -185282549.1505
Kink 62 | 0.40915 | 0 | 0 | 0 | 84 | 62 | 8378 | 85 | 81 | 0 | 244471078.6546 | -185282549.1505
Kink 63 | 0 | 0 | 0 | 0 | 37 | 63 | 3726 | 51 | 82 | 0 | 244471078.6546 | -185282549.1505
Kink 64 | 0 | 0 | 0 | 0 | 37 | 64 | 3727 | 52 | 83 | 0 | 244471078.6546 | -185282549.1505
Kink 65 | 0.21172 | 0 | 0 | 0 | 80 | 65 | 7985 | 80 | 84 | 0 | 244471078.6546 | -185282549.1505
Kink 66 | 0.21172 | 0 | 0 | 0 | 80 | 66 | 7986 | 81 | 86 | 0 | 244471078.6546 | -185282549.1505
Kink 67 | 0 | 0 | 0 | 0 | 37 | 67 | 3730 | 53 | 87 | 0 | 244471078.6546 | -185282549.1505
Kink 68 | 0 | 0 | 0 | 0 | 37 | 68 | 3731 | 54 | 88 | 0 | 244471078.6546 | -185282549.1505
Kink 69 | 0 | 0 | 0 | 0 | 37 | 69 | 3732 | 55 | 89 | 0 | 244471078.6546 | -185282549.1505
Kink 70 | 0 | 0 | 0 | 0 | 37 | 70 | 3733 | 56 | 92 | 0 | 244471078.6546 | -185282549.1505
Kink 71 | 0 | 0 | 0 | 0 | 37 | 71 | 3734 | 57 | 93 | 0 | 244471078.6546 | -185282549.1505
Kink 72 | 0 | 0 | 0 | 0 | 37 | 72 | 3735 | 58 | 96 | 0 | 244471078.6546 | -185282549.1505
Kink 73 | 0 | 0 | 0 | 0 | 37 | 73 | 3736 | 59 | 97 | 0 | 244471078.6546 | -185282549.1505
Kink 74 | 0 | 0 | 0 | 0 | 37 | 74 | 3737 | 60 | 98 | 0.014637 | 244471078.6546 | -181704173.168
Kink 75 | 0 | 0 | 0 | 0 | 37 | 75 | 3738 | 61 | 99 | 0.014637 | 244471078.6546 | -181704173.168
Kink 76 | -0.043631 | 0 | 0 | 0 | 31 | 76 | 3145 | 31 | 94 | 0.029524 | 244471078.6546 | -178064778.8615
Kink 77 | -0.04591 | 746922.3653 | 0 | -34291.3807 | 29 | 77 | 2948 | 29 | 95 | 0.029524 | 244471078.6546 | -178064778.8615
Kink 78 | -0.033735 | 17063617.1207 | 0 | -575643.4094 | 33 | 78 | 3345 | 33 | 90 | 0.034586 | 244471078.6546 | -176827235.251
Kink 79 | -0.020247 | 928414.4636 | 0 | -18797.6961 | 34 | 79 | 3445 | 34 | 91 | 0.034586 | 244471078.6546 | -176827235.251
Kink 80 | -0.008642 | 40067486.0545 | 0 | -346262.3913 | 36 | 80 | 3644 | 36 | 65 | 0.21172 | 244471078.6546 | -133522001.7407
Kink 81 | 0 | 0 | 0 | 0 | 37 | 81 | 3744 | 62 | 66 | 0.21172 | 244471078.6546 | -133522001.7407
Kink 82 | 0 | 0 | 0 | 0 | 37 | 82 | 3745 | 63 | 30 | 0.34018 | 244471078.6546 | -102118421.7478
Kink 83 | 0 | 0 | 0 | 0 | 37 | 83 | 3746 | 64 | 31 | 0.34018 | 244471078.6546 | -102118421.7478
Kink 84 | 0 | 0 | 0 | 0 | 37 | 84 | 3747 | 65 | 61 | 0.40915 | 244471078.6546 | -85256583.4678
Kink 85 | -0.6382 | 1743184.0374 | 0 | -1112491.6893 | 18 | 85 | 1867 | 18 | 62 | 0.40915 | 244471078.6546 | -85256583.4678
Kink 86 | 0 | 0 | 0 | 0 | 37 | 86 | 3749 | 66 | 57 | 0.4766 | 244471078.6546 | -68768171.0357
Kink 87 | 0 | 0 | 0 | 0 | 37 | 87 | 3750 | 67 | 58 | 0.4766 | 244471078.6546 | -68768171.0357
Kink 88 | 0 | 0 | 0 | 0 | 37 | 88 | 3751 | 68 | 21 | 0.5569 | 244471078.6546 | -49135757.324
Kink 89 | 0 | 0 | 0 | 0 | 37 | 89 | 3752 | 69 | 26 | 0.5569 | 244471078.6546 | -49135757.324
Kink 90 | 0.034586 | 0 | 0 | 0 | 78 | 90 | 7812 | 78 | 27 | 0.5569 | 244471078.6546 | -49135757.324
Kink 91 | 0.034586 | 0 | 0 | 0 | 78 | 91 | 7813 | 79 | 20 | 0.63324 | 244471078.6546 | -30473129.8324
Kink 92 | 0 | 0 | 0 | 0 | 37 | 92 | 3755 | 70 | 22 | 0.63324 | 244471078.6546 | -30473129.8324
Kink 93 | 0 | 0 | 0 | 0 | 37 | 93 | 3756 | 71 | 23 | 0.63324 | 244471078.6546 | -30473129.8324
Kink 94 | 0.029524 | 0 | 0 | 0 | 76 | 94 | 7618 | 76 | 32 | 2.9809 | 244471078.6546 | 543467435.0938 | 0.75789
Kink 95 | 0.029524 | 0 | 0 | 0 | 76 | 95 | 7619 | 77 | 33 | 2.9809 | 244471078.6546 | 543467435.0938
Kink 96 | 0 | 0 | 0 | 0 | 37 | 96 | 3759 | 72 | 28 | 4.6237 | 244471078.6546 | 945078625.2979
Kink 97 | 0 | 0 | 0 | 0 | 37 | 97 | 3760 | 73 | 29 | 4.6237 | 244471078.6546 | 945078625.2979
Kink 98 | 0.014637 | 0 | 0 | 0 | 74 | 98 | 7424 | 74 | 24 | 5.2109 | 244471078.6546 | 1088635223.9276
Kink 99 | 0.014637 | 0 | 0 | 0 | 74 | 99 | 7425 | 75 | 25 | 5.2109 | 244471078.6546 | 1088635223.9276
3506. General adder rate (p/kWh)
Data sources:
x1 = 3505. Root (in Solve for General adder rate (p/kWh))
Calculation =MIN(x1)
General adder rate (p/kWh)
General adder rate (p/kWh) | 0.75789
3507. Adder
Data sources:
x1 = 2302. Load coefficient
x2 = 3506. General adder rate (p/kWh)
x3 = 3501. Adder threshold for Unit rate 1 p/kWh (in Adder value at which the minimum is breached)
x4 = 3501. Adder threshold for Unit rate 2 p/kWh (in Adder value at which the minimum is breached)
x5 = 3501. Adder threshold for Unit rate 3 p/kWh (in Adder value at which the minimum is breached)
x6 = Adder on Unit rate 1 p/kWh (in Adder)
x7 = 2305. Rate 1 units (MWh) (in Equivalent volume for each end user)
x8 = Adder on Unit rate 2 p/kWh (in Adder)
x9 = 2305. Rate 2 units (MWh) (in Equivalent volume for each end user)
x10 = Adder on Unit rate 3 p/kWh (in Adder)
x11 = 2305. Rate 3 units (MWh) (in Equivalent volume for each end user)
Kind: | Calculation | Calculation | Calculation | Calculation
Formula: | =IF(x1<0,0,MAX(x2,x3)) | =IF(x1<0,0,MAX(x2,x4)) | =IF(x1<0,0,MAX(x2,x5)) | =0+10*(x6*x7+x8*x9+x10*x11)
| Adder on Unit rate 1 p/kWh | Adder on Unit rate 2 p/kWh | Adder on Unit rate 3 p/kWh | Net revenues by tariff from adder
Domestic Unrestricted | 0.75789 |  |  | 42812132.2177
Domestic Two Rate | 0.75789 | 0.75789 |  | 27354118.9935
Domestic Off Peak (related MPAN) | 0.75789 |  |  | 493846.7261
Small Non Domestic Unrestricted | 0.75789 |  |  | 8603871.3274
Small Non Domestic Two Rate | 0.75789 | 0.75789 |  | 15185423.4009
Small Non Domestic Off Peak (related MPAN) | 0.75789 |  |  | 20479.0772
LV Medium Non-Domestic | 0.75789 | 0.75789 |  | 0.0075789
LV Sub Medium Non-Domestic | 0.75789 | 0.75789 |  | 0.0075789
HV Medium Non-Domestic | 0.75789 | 0.75789 |  | 0.0075789
LV Network Domestic | 0.75789 | 0.75789 | 0.75789 | 0
LV Network Non-Domestic Non-CT | 0.75789 | 0.75789 | 0.75789 | 1199188.3883
LV HH Metered | 0.75789 | 0.75789 | 0.75789 | 27760547.999
LV Sub HH Metered | 0.75789 | 0.75789 | 0.75789 | 1459038.1775
HV HH Metered | 0.75789 | 0.75789 | 0.75789 | 57983213.9957
NHH UMS category A | 0.75789 |  |  | 359714.0807
NHH UMS category B | 0.75789 |  |  | 294586.1741
NHH UMS category C | 0.75789 |  |  | 3025.4065
NHH UMS category D | 0.75789 |  |  | 77888.766
LV UMS (Pseudo HH Metered) | 0.75789 | 0.75789 | 0.75789 | 1675474.3974
LV Generation NHH or Aggregate HH | 0 |  |  | 0
LV Sub Generation NHH | 0 |  |  | 0
LV Generation Intermittent | 0 |  |  | 0
LV Generation Intermittent no RP charge | 0 |  |  | 0
LV Generation Non-Intermittent | 0 | 0 | 0 | 0
LV Generation Non-Intermittent no RP charge | 0 | 0 | 0 | 0
LV Sub Generation Intermittent | 0 |  |  | 0
LV Sub Generation Intermittent no RP charge | 0 |  |  | 0
LV Sub Generation Non-Intermittent | 0 | 0 | 0 | 0
LV Sub Generation Non-Intermittent no RP charge | 0 | 0 | 0 | 0
HV Generation Intermittent | 0 |  |  | 0
HV Generation Intermittent no RP charge | 0 |  |  | 0
HV Generation Non-Intermittent | 0 | 0 | 0 | 0
HV Generation Non-Intermittent no RP charge | 0 | 0 | 0 | 0

## Adjust
Tariff component adjustment and rounding for WPD East Mids in April 18 (Final)
3601. Tariffs before rounding
Data sources:
x1 = 3308. Unit rate 1 p/kWh (total) (in Summary of charges before revenue matching)
x2 = 3507. Adder on Unit rate 1 p/kWh (in Adder)
x3 = 3308. Unit rate 2 p/kWh (total) (in Summary of charges before revenue matching)
x4 = 3507. Adder on Unit rate 2 p/kWh (in Adder)
x5 = 3308. Unit rate 3 p/kWh (total) (in Summary of charges before revenue matching)
x6 = 3507. Adder on Unit rate 3 p/kWh (in Adder)
x7 = 3308. Fixed charge p/MPAN/day (total) (in Summary of charges before revenue matching)
x8 = 3308. Capacity charge p/kVA/day (total) (in Summary of charges before revenue matching)
x9 = 3308. Exceeded capacity charge p/kVA/day (total) (in Summary of charges before revenue matching)
x10 = 3308. Reactive power charge p/kVArh (in Summary of charges before revenue matching)
Kind: | Calculation | Calculation | Calculation | Copy cells | Copy cells | Copy cells | Copy cells
Formula: | =x1+x2 | =x3+x4 | =x5+x6 | =x7 | =x8 | =x9 | =x10
| Unit rate 1 p/kWh | Unit rate 2 p/kWh | Unit rate 3 p/kWh | Fixed charge p/MPAN/day | Capacity charge p/kVA/day | Exceeded capacity charge p/kVA/day | Reactive power charge p/kVArh
Domestic Unrestricted | 1.957 |  |  | 3.226
Domestic Two Rate | 2.1852 | 0.80716 |  | 3.226
Domestic Off Peak (related MPAN) | 1.1679
Small Non Domestic Unrestricted | 1.9548 |  |  | 5.4637
Small Non Domestic Two Rate | 2.0515 | 0.80661 |  | 5.4637
Small Non Domestic Off Peak (related MPAN) | 0.96164
LV Medium Non-Domestic | 2.0352 | 0.8034 |  | 32.4966
LV Sub Medium Non-Domestic | 1.8876 | 0.79737 |  | 24.3455
HV Medium Non-Domestic | 1.2587 | 0.76888 |  | 223.4815
LV Network Domestic | 7.331 | 1.3591 | 0.80152 | 3.226
LV Network Non-Domestic Non-CT | 7.6752 | 1.3905 | 0.8038 | 5.4637
LV HH Metered | 6.1945 | 1.2274 | 0.79163 | 8.2677 | 2.6003 | 5.7897 | 0.16065
LV Sub HH Metered | 4.6635 | 1.0482 | 0.77814 | 6.3679 | 3.5233 | 5.6327 | 0.11023
HV HH Metered | 3.1469 | 0.89028 | 0.76653 | 63.1766 | 4.2032 | 6.4598 | 0.058346
NHH UMS category A | 2.1471
NHH UMS category B | 2.4091
NHH UMS category C | 3.3164
NHH UMS category D | 1.8846
LV UMS (Pseudo HH Metered) | 20.8298 | 1.8823 | 1.3961
LV Generation NHH or Aggregate HH | -0.63324 |  |  | 0
LV Sub Generation NHH | -0.5569 |  |  | 0
LV Generation Intermittent | -0.63324 |  |  | 0 |  |  | 0.17332
LV Generation Intermittent no RP charge | -0.63324 |  |  | 0
LV Generation Non-Intermittent | -5.2109 | -0.4766 | -0.034586 | 0 |  |  | 0.17332
LV Generation Non-Intermittent no RP charge | -5.2109 | -0.4766 | -0.034586 | 0
LV Sub Generation Intermittent | -0.5569 |  |  | 0 |  |  | 0.15207
LV Sub Generation Intermittent no RP charge | -0.5569 |  |  | 0
LV Sub Generation Non-Intermittent | -4.6237 | -0.40915 | -0.029524 | 0 |  |  | 0.15207
LV Sub Generation Non-Intermittent no RP charge | -4.6237 | -0.40915 | -0.029524 | 0
HV Generation Intermittent | -0.34018 |  |  | 30.4596 |  |  | 0.12004
HV Generation Intermittent no RP charge | -0.34018 |  |  | 30.4596
HV Generation Non-Intermittent | -2.9809 | -0.21172 | -0.014637 | 30.4596 |  |  | 0.12004
HV Generation Non-Intermittent no RP charge | -2.9809 | -0.21172 | -0.014637 | 30.4596
3602. Decimal places
| Unit rate 1 p/kWh | Unit rate 2 p/kWh | Unit rate 3 p/kWh | Fixed charge p/MPAN/day | Capacity charge p/kVA/day | Exceeded capacity charge p/kVA/day | Reactive power charge p/kVArh
Decimal places | 3 | 3 | 3 | 2 | 2 | 2 | 3
3603. Tariff rounding
Data sources:
x1 = 3601. Unit rate 1 p/kWh before rounding (in Tariffs before rounding)
x2 = 3602. Unit rate 1 p/kWh decimal places (in Decimal places)
x3 = 3601. Unit rate 2 p/kWh before rounding (in Tariffs before rounding)
x4 = 3602. Unit rate 2 p/kWh decimal places (in Decimal places)
x5 = 3601. Unit rate 3 p/kWh before rounding (in Tariffs before rounding)
x6 = 3602. Unit rate 3 p/kWh decimal places (in Decimal places)
x7 = 3601. Fixed charge p/MPAN/day before rounding (in Tariffs before rounding)
x8 = 3602. Fixed charge p/MPAN/day decimal places (in Decimal places)
x9 = 3601. Capacity charge p/kVA/day before rounding (in Tariffs before rounding)
x10 = 3602. Capacity charge p/kVA/day decimal places (in Decimal places)
x11 = 3601. Exceeded capacity charge p/kVA/day before rounding (in Tariffs before rounding)
x12 = 3602. Exceeded capacity charge p/kVA/day decimal places (in Decimal places)
x13 = 3601. Reactive power charge p/kVArh before rounding (in Tariffs before rounding)
x14 = 3602. Reactive power charge p/kVArh decimal places (in Decimal places)
Kind: | Calculation | Calculation | Calculation | Calculation | Calculation | Calculation | Calculation
Formula: | =ROUND(x1,x2)-x1 | =ROUND(x3,x4)-x3 | =ROUND(x5,x6)-x5 | =ROUND(x7,x8)-x7 | =ROUND(x9,x10)-x9 | =ROUND(x11,x12)-x11 | =ROUND(x13,x14)-x13
| Unit rate 1 p/kWh | Unit rate 2 p/kWh | Unit rate 3 p/kWh | Fixed charge p/MPAN/day | Capacity charge p/kVA/day | Exceeded capacity charge p/kVA/day | Reactive power charge p/kVArh
Domestic Unrestricted | -1.5534e-06 |  |  | 0.0039876
Domestic Two Rate | -0.00018477 | -0.00015866 |  | 0.0039876
Domestic Off Peak (related MPAN) | 0.00011658
Small Non Domestic Unrestricted | 0.00023439 |  |  | -0.0036509
Small Non Domestic Two Rate | 0.00045282 | 0.00038608 |  | -0.0036509
Small Non Domestic Off Peak (related MPAN) | 0.00036188
LV Medium Non-Domestic | -0.00024505 | -0.00040337 |  | 0.0034145
LV Sub Medium Non-Domestic | 0.00041739 | -0.00037081 |  | 0.0045411
HV Medium Non-Domestic | 0.0003485 | 0.00011855 |  | -0.0015379
LV Network Domestic | 3.1713e-05 | -0.00012254 | 0.00047704 | 0.0039876
LV Network Non-Domestic Non-CT | -0.00018604 | 0.00047335 | 0.00019828 | -0.0036509
LV HH Metered | 0.00048546 | -0.00042346 | 0.00037338 | 0.0023305 | -0.00025519 | 0.00025748 | 0.00035271
LV Sub HH Metered | -0.00048704 | -0.00015811 | -0.00013858 | 0.0021327 | -0.0033463 | -0.0026594 | -0.0002256
HV HH Metered | 5.7504e-05 | -0.00027683 | 0.00046653 | 0.0033677 | -0.0031668 | 0.00015317 | -0.00034595
NHH UMS category A | -8.9666e-05
NHH UMS category B | -5.2607e-05
NHH UMS category C | -0.0004414
NHH UMS category D | 0.00038841
LV UMS (Pseudo HH Metered) | 0.00017271 | -0.0002784 | -8.6688e-05
LV Generation NHH or Aggregate HH | 0.00024226 |  |  | 0
LV Sub Generation NHH | -9.6531e-05 |  |  | 0
LV Generation Intermittent | 0.00024226 |  |  | 0 |  |  | -0.00032426
LV Generation Intermittent no RP charge | 0.00024226 |  |  | 0
LV Generation Non-Intermittent | -8.5973e-05 | -0.0004022 | -0.00041385 | 0 |  |  | -0.00032426
LV Generation Non-Intermittent no RP charge | -8.5973e-05 | -0.0004022 | -0.00041385 | 0
LV Sub Generation Intermittent | -9.6531e-05 |  |  | 0 |  |  | -7.1002e-05
LV Sub Generation Intermittent no RP charge | -9.6531e-05 |  |  | 0
LV Sub Generation Non-Intermittent | -0.00029899 | 0.00015255 | -0.00047597 | 0 |  |  | -7.1002e-05
LV Sub Generation Non-Intermittent no RP charge | -0.00029899 | 0.00015255 | -0.00047597 | 0
HV Generation Intermittent | 0.00017982 |  |  | 0.00041137 |  |  | -3.7131e-05
HV Generation Intermittent no RP charge | 0.00017982 |  |  | 0.00041137
HV Generation Non-Intermittent | -7.486e-05 | -0.00027538 | -0.00036278 | 0.00041137 |  |  | -3.7131e-05
HV Generation Non-Intermittent no RP charge | -7.486e-05 | -0.00027538 | -0.00036278 | 0.00041137
3604. All the way tariffs
Data sources:
x1 = 3601. Unit rate 1 p/kWh before rounding (in Tariffs before rounding)
x2 = 3603. Unit rate 1 p/kWh rounding (in Tariff rounding)
x3 = 3601. Unit rate 2 p/kWh before rounding (in Tariffs before rounding)
x4 = 3603. Unit rate 2 p/kWh rounding (in Tariff rounding)
x5 = 3601. Unit rate 3 p/kWh before rounding (in Tariffs before rounding)
x6 = 3603. Unit rate 3 p/kWh rounding (in Tariff rounding)
x7 = 3601. Fixed charge p/MPAN/day before rounding (in Tariffs before rounding)
x8 = 3603. Fixed charge p/MPAN/day rounding (in Tariff rounding)
x9 = 3601. Capacity charge p/kVA/day before rounding (in Tariffs before rounding)
x10 = 3603. Capacity charge p/kVA/day rounding (in Tariff rounding)
x11 = 3601. Exceeded capacity charge p/kVA/day before rounding (in Tariffs before rounding)
x12 = 3603. Exceeded capacity charge p/kVA/day rounding (in Tariff rounding)
x13 = 3601. Reactive power charge p/kVArh before rounding (in Tariffs before rounding)
x14 = 3603. Reactive power charge p/kVArh rounding (in Tariff rounding)
Kind: | Calculation | Calculation | Calculation | Calculation | Calculation | Calculation | Calculation
Formula: | =x1+x2 | =x3+x4 | =x5+x6 | =x7+x8 | =x9+x10 | =x11+x12 | =x13+x14
| Unit rate 1 p/kWh | Unit rate 2 p/kWh | Unit rate 3 p/kWh | Fixed charge p/MPAN/day | Capacity charge p/kVA/day | Exceeded capacity charge p/kVA/day | Reactive power charge p/kVArh
Domestic Unrestricted | 1.957 |  |  | 3.23
Domestic Two Rate | 2.185 | 0.807 |  | 3.23
Domestic Off Peak (related MPAN) | 1.168
Small Non Domestic Unrestricted | 1.955 |  |  | 5.46
Small Non Domestic Two Rate | 2.052 | 0.807 |  | 5.46
Small Non Domestic Off Peak (related MPAN) | 0.962
LV Medium Non-Domestic | 2.035 | 0.803 |  | 32.5
LV Sub Medium Non-Domestic | 1.888 | 0.797 |  | 24.35
HV Medium Non-Domestic | 1.259 | 0.769 |  | 223.48
LV Network Domestic | 7.331 | 1.359 | 0.802 | 3.23
LV Network Non-Domestic Non-CT | 7.675 | 1.391 | 0.804 | 5.46
LV HH Metered | 6.195 | 1.227 | 0.792 | 8.27 | 2.6 | 5.79 | 0.161
LV Sub HH Metered | 4.663 | 1.048 | 0.778 | 6.37 | 3.52 | 5.63 | 0.11
HV HH Metered | 3.147 | 0.89 | 0.767 | 63.18 | 4.2 | 6.46 | 0.058
NHH UMS category A | 2.147
NHH UMS category B | 2.409
NHH UMS category C | 3.316
NHH UMS category D | 1.885
LV UMS (Pseudo HH Metered) | 20.83 | 1.882 | 1.396
LV Generation NHH or Aggregate HH | -0.633 |  |  | 0
LV Sub Generation NHH | -0.557 |  |  | 0
LV Generation Intermittent | -0.633 |  |  | 0 |  |  | 0.173
LV Generation Intermittent no RP charge | -0.633 |  |  | 0
LV Generation Non-Intermittent | -5.211 | -0.477 | -0.035 | 0 |  |  | 0.173
LV Generation Non-Intermittent no RP charge | -5.211 | -0.477 | -0.035 | 0
LV Sub Generation Intermittent | -0.557 |  |  | 0 |  |  | 0.152
LV Sub Generation Intermittent no RP charge | -0.557 |  |  | 0
LV Sub Generation Non-Intermittent | -4.624 | -0.409 | -0.03 | 0 |  |  | 0.152
LV Sub Generation Non-Intermittent no RP charge | -4.624 | -0.409 | -0.03 | 0
HV Generation Intermittent | -0.34 |  |  | 30.46 |  |  | 0.12
HV Generation Intermittent no RP charge | -0.34 |  |  | 30.46
HV Generation Non-Intermittent | -2.981 | -0.212 | -0.015 | 30.46 |  |  | 0.12
HV Generation Non-Intermittent no RP charge | -2.981 | -0.212 | -0.015 | 30.46
3605. Net revenues by tariff from rounding
Data sources:
x1 = 1010. Days in the charging year (in Financial and general assumptions)
x2 = 3603. Fixed charge p/MPAN/day rounding (in Tariff rounding)
x3 = 2305. MPANs (in Equivalent volume for each end user)
x4 = 3603. Capacity charge p/kVA/day rounding (in Tariff rounding)
x5 = 2305. Import capacity (kVA) (in Equivalent volume for each end user)
x6 = 3603. Exceeded capacity charge p/kVA/day rounding (in Tariff rounding)
x7 = 2305. Exceeded capacity (kVA) (in Equivalent volume for each end user)
x8 = 3603. Unit rate 1 p/kWh rounding (in Tariff rounding)
x9 = 2305. Rate 1 units (MWh) (in Equivalent volume for each end user)
x10 = 3603. Unit rate 2 p/kWh rounding (in Tariff rounding)
x11 = 2305. Rate 2 units (MWh) (in Equivalent volume for each end user)
x12 = 3603. Unit rate 3 p/kWh rounding (in Tariff rounding)
x13 = 2305. Rate 3 units (MWh) (in Equivalent volume for each end user)
x14 = 3603. Reactive power charge p/kVArh rounding (in Tariff rounding)
x15 = 2305. Reactive power units (MVArh) (in Equivalent volume for each end user)
Calculation =0.01*x1*(x2*x3+x4*x5+x6*x7)+10*(x8*x9+x10*x11+x12*x13+x14*x15)
Net revenues by tariff from rounding
Domestic Unrestricted | 24202.298
Domestic Two Rate | 5571.8956
Domestic Off Peak (related MPAN) | 75.9612
Small Non Domestic Unrestricted | 1370.2845
Small Non Domestic Two Rate | 7651.7051
Small Non Domestic Off Peak (related MPAN) | 9.7785
LV Medium Non-Domestic | -2.6536e-06
LV Sub Medium Non-Domestic | 2.7187e-06
HV Medium Non-Domestic | 2.9301e-06
LV Network Domestic | 0
LV Network Non-Domestic Non-CT | 396.6496
LV HH Metered | 1037.7565
LV Sub HH Metered | -1822.4224
HV HH Metered | -21694.8284
NHH UMS category A | -42.5576
NHH UMS category B | -20.448
NHH UMS category C | -1.762
NHH UMS category D | 39.9167
LV UMS (Pseudo HH Metered) | -223.9896
LV Generation NHH or Aggregate HH | 4.8049
LV Sub Generation NHH | 0
LV Generation Intermittent | 104.3036
LV Generation Intermittent no RP charge | 0
LV Generation Non-Intermittent | -70.2353
LV Generation Non-Intermittent no RP charge | 0
LV Sub Generation Intermittent | -3.1041
LV Sub Generation Intermittent no RP charge | 0
LV Sub Generation Non-Intermittent | -18.4334
LV Sub Generation Non-Intermittent no RP charge | 0
HV Generation Intermittent | 639.6449
HV Generation Intermittent no RP charge | 0
HV Generation Non-Intermittent | -2926.0694
HV Generation Non-Intermittent no RP charge | 0
3606. Revenue forecast summary
Data sources:
x1 = 3403. Total net revenues before matching (£) (in Revenue surplus or shortfall)
x2 = 3507. Net revenues by tariff from adder (in Adder)
x3 = 3605. Net revenues by tariff from rounding
x4 = Total net revenues before matching (£) (in Revenue forecast summary)
x5 = Total net revenues from adder (£) (in Revenue forecast summary)
x6 = Total net revenues from rounding (£) (in Revenue forecast summary)
x7 = Total net revenues (£) (in Revenue forecast summary)
x8 = 3402. Target CDCM revenue (£/year) (in Target CDCM revenue)
Kind: | Copy cells | Cell summation | Cell summation | Calculation | Calculation
Formula: | =x1 | =SUM(x2) | =SUM(x3) | =x4+x5+x6 | =x7-x8
| Total net revenues before matching (£) | Total net revenues from adder (£) | Total net revenues from rounding (£) | Total net revenues (£) | Deviation from target revenue (£)
Revenue forecast summary | 290501423.0387 | 185282549.1505 | 14281.1489 | 475798253.3382 | 14281.1489
3607. Tariffs
Data sources:
x1 = 3604. Unit rate 1 p/kWh (in All the way tariffs)
x2 = 2304. Discount for each tariff (except for fixed charges) (in LDNO discounts and volumes adjusted for discount)
x3 = 3604. Unit rate 2 p/kWh (in All the way tariffs)
x4 = 3604. Unit rate 3 p/kWh (in All the way tariffs)
x5 = 3604. Fixed charge p/MPAN/day (in All the way tariffs)
x6 = 2304. Discount for each tariff for fixed charges only (in LDNO discounts and volumes adjusted for discount)
x7 = 3604. Capacity charge p/kVA/day (in All the way tariffs)
x8 = 3604. Exceeded capacity charge p/kVA/day (in All the way tariffs)
x9 = 3604. Reactive power charge p/kVArh (in All the way tariffs)
Kind: | Calculation | Calculation | Calculation | Calculation | Calculation | Calculation | Calculation
Formula: | =ROUND(x1*(1-x2),3) | =ROUND(x3*(1-x2),3) | =ROUND(x4*(1-x2),3) | =ROUND(x5*(1-x6),2) | =ROUND(x7*(1-x2),2) | =ROUND(x8*(1-x2),2) | =ROUND(x9*(1-x2),3)
| Unit rate 1 p/kWh | Unit rate 2 p/kWh | Unit rate 3 p/kWh | Fixed charge p/MPAN/day | Capacity charge p/kVA/day | Exceeded capacity charge p/kVA/day | Reactive power charge p/kVArh
> Domestic Unrestricted
Domestic Unrestricted | 1.957 | 0 | 0 | 3.23 | 0 | 0 | 0
LDNO LV: Domestic Unrestricted | 1.367 | 0 | 0 | 2.26 | 0 | 0 | 0
LDNO HV: Domestic Unrestricted | 1.015 | 0 | 0 | 1.68 | 0 | 0 | 0
> Domestic Two Rate
Domestic Two Rate | 2.185 | 0.807 | 0 | 3.23 | 0 | 0 | 0
LDNO LV: Domestic Two Rate | 1.526 | 0.564 | 0 | 2.26 | 0 | 0 | 0
LDNO HV: Domestic Two Rate | 1.133 | 0.419 | 0 | 1.68 | 0 | 0 | 0
> Domestic Off Peak (related MPAN)
Domestic Off Peak (related MPAN) | 1.168 | 0 | 0 | 0 | 0 | 0 | 0
LDNO LV: Domestic Off Peak (related MPAN) | 0.816 | 0 | 0 | 0 | 0 | 0 | 0
LDNO HV: Domestic Off Peak (related MPAN) | 0.606 | 0 | 0 | 0 | 0 | 0 | 0
> Small Non Domestic Unrestricted
Small Non Domestic Unrestricted | 1.955 | 0 | 0 | 5.46 | 0 | 0 | 0
LDNO LV: Small Non Domestic Unrestricted | 1.366 | 0 | 0 | 3.81 | 0 | 0 | 0
LDNO HV: Small Non Domestic Unrestricted | 1.014 | 0 | 0 | 2.83 | 0 | 0 | 0
> Small Non Domestic Two Rate
Small Non Domestic Two Rate | 2.052 | 0.807 | 0 | 5.46 | 0 | 0 | 0
LDNO LV: Small Non Domestic Two Rate | 1.433 | 0.564 | 0 | 3.81 | 0 | 0 | 0
LDNO HV: Small Non Domestic Two Rate | 1.064 | 0.419 | 0 | 2.83 | 0 | 0 | 0
> Small Non Domestic Off Peak (related MPAN)
Small Non Domestic Off Peak (related MPAN) | 0.962 | 0 | 0 | 0 | 0 | 0 | 0
LDNO LV: Small Non Domestic Off Peak (related MPAN) | 0.672 | 0 | 0 | 0 | 0 | 0 | 0
LDNO HV: Small Non Domestic Off Peak (related MPAN) | 0.499 | 0 | 0 | 0 | 0 | 0 | 0
> LV Medium Non-Domestic
LV Medium Non-Domestic | 2.035 | 0.803 | 0 | 32.5 | 0 | 0 | 0
LDNO LV: LV Medium Non-Domestic | 1.422 | 0.561 | 0 | 22.7 | 0 | 0 | 0
LDNO HV: LV Medium Non-Domestic | 1.056 | 0.417 | 0 | 16.86 | 0 | 0 | 0
> LV Sub Medium Non-Domestic
LV Sub Medium Non-Domestic | 1.888 | 0.797 | 0 | 24.35 | 0 | 0 | 0
> HV Medium Non-Domestic
HV Medium Non-Domestic | 1.259 | 0.769 | 0 | 223.48 | 0 | 0 | 0
> LV Network Domestic
LV Network Domestic | 7.331 | 1.359 | 0.802 | 3.23 | 0 | 0 | 0
LDNO LV: LV Network Domestic | 5.121 | 0.949 | 0.56 | 2.26 | 0 | 0 | 0
LDNO HV: LV Network Domestic | 3.802 | 0.705 | 0.416 | 1.68 | 0 | 0 | 0
> LV Network Non-Domestic Non-CT
LV Network Non-Domestic Non-CT | 7.675 | 1.391 | 0.804 | 5.46 | 0 | 0 | 0
LDNO LV: LV Network Non-Domestic Non-CT | 5.361 | 0.972 | 0.562 | 3.81 | 0 | 0 | 0
LDNO HV: LV Network Non-Domestic Non-CT | 3.981 | 0.721 | 0.417 | 2.83 | 0 | 0 | 0
> LV HH Metered
LV HH Metered | 6.195 | 1.227 | 0.792 | 8.27 | 2.6 | 5.79 | 0.161
LDNO LV: LV HH Metered | 4.328 | 0.857 | 0.553 | 5.78 | 1.82 | 4.04 | 0.112
LDNO HV: LV HH Metered | 3.213 | 0.636 | 0.411 | 4.29 | 1.35 | 3 | 0.084
> LV Sub HH Metered
LV Sub HH Metered | 4.663 | 1.048 | 0.778 | 6.37 | 3.52 | 5.63 | 0.11
LDNO HV: LV Sub HH Metered | 3.505 | 0.788 | 0.585 | 4.79 | 2.65 | 4.23 | 0.083
> HV HH Metered
HV HH Metered | 3.147 | 0.89 | 0.767 | 63.18 | 4.2 | 6.46 | 0.058
LDNO HV: HV HH Metered | 2.681 | 0.758 | 0.653 | 53.83 | 3.58 | 5.5 | 0.049
> NHH UMS category A
NHH UMS category A | 2.147 | 0 | 0 | 0 | 0 | 0 | 0
LDNO LV: NHH UMS category A | 1.5 | 0 | 0 | 0 | 0 | 0 | 0
LDNO HV: NHH UMS category A | 1.114 | 0 | 0 | 0 | 0 | 0 | 0
> NHH UMS category B
NHH UMS category B | 2.409 | 0 | 0 | 0 | 0 | 0 | 0
LDNO LV: NHH UMS category B | 1.683 | 0 | 0 | 0 | 0 | 0 | 0
LDNO HV: NHH UMS category B | 1.25 | 0 | 0 | 0 | 0 | 0 | 0
> NHH UMS category C
NHH UMS category C | 3.316 | 0 | 0 | 0 | 0 | 0 | 0
LDNO LV: NHH UMS category C | 2.316 | 0 | 0 | 0 | 0 | 0 | 0
LDNO HV: NHH UMS category C | 1.72 | 0 | 0 | 0 | 0 | 0 | 0
> NHH UMS category D
NHH UMS category D | 1.885 | 0 | 0 | 0 | 0 | 0 | 0
LDNO LV: NHH UMS category D | 1.317 | 0 | 0 | 0 | 0 | 0 | 0
LDNO HV: NHH UMS category D | 0.978 | 0 | 0 | 0 | 0 | 0 | 0
> LV UMS (Pseudo HH Metered)
LV UMS (Pseudo HH Metered) | 20.83 | 1.882 | 1.396 | 0 | 0 | 0 | 0
LDNO LV: LV UMS (Pseudo HH Metered) | 14.551 | 1.315 | 0.975 | 0 | 0 | 0 | 0
LDNO HV: LV UMS (Pseudo HH Metered) | 10.804 | 0.976 | 0.724 | 0 | 0 | 0 | 0
> LV Generation NHH or Aggregate HH
LV Generation NHH or Aggregate HH | -0.633 | 0 | 0 | 0 | 0 | 0 | 0
LDNO LV: LV Generation NHH or Aggregate HH | -0.633 | 0 | 0 | 0 | 0 | 0 | 0
LDNO HV: LV Generation NHH or Aggregate HH | -0.633 | 0 | 0 | 0 | 0 | 0 | 0
> LV Sub Generation NHH
LV Sub Generation NHH | -0.557 | 0 | 0 | 0 | 0 | 0 | 0
LDNO HV: LV Sub Generation NHH | -0.557 | 0 | 0 | 0 | 0 | 0 | 0
> LV Generation Intermittent
LV Generation Intermittent | -0.633 | 0 | 0 | 0 | 0 | 0 | 0.173
LDNO LV: LV Generation Intermittent | -0.633 | 0 | 0 | 0 | 0 | 0 | 0.173
LDNO HV: LV Generation Intermittent | -0.633 | 0 | 0 | 0 | 0 | 0 | 0.173
> LV Generation Intermittent no RP charge
LV Generation Intermittent no RP charge | -0.633 | 0 | 0 | 0 | 0 | 0 | 0
> LV Generation Non-Intermittent
LV Generation Non-Intermittent | -5.211 | -0.477 | -0.035 | 0 | 0 | 0 | 0.173
LDNO LV: LV Generation Non-Intermittent | -5.211 | -0.477 | -0.035 | 0 | 0 | 0 | 0.173
LDNO HV: LV Generation Non-Intermittent | -5.211 | -0.477 | -0.035 | 0 | 0 | 0 | 0.173
> LV Generation Non-Intermittent no RP charge
LV Generation Non-Intermittent no RP charge | -5.211 | -0.477 | -0.035 | 0 | 0 | 0 | 0
> LV Sub Generation Intermittent
LV Sub Generation Intermittent | -0.557 | 0 | 0 | 0 | 0 | 0 | 0.152
LDNO HV: LV Sub Generation Intermittent | -0.557 | 0 | 0 | 0 | 0 | 0 | 0.152
> LV Sub Generation Intermittent no RP charge
LV Sub Generation Intermittent no RP charge | -0.557 | 0 | 0 | 0 | 0 | 0 | 0
> LV Sub Generation Non-Intermittent
LV Sub Generation Non-Intermittent | -4.624 | -0.409 | -0.03 | 0 | 0 | 0 | 0.152
LDNO HV: LV Sub Generation Non-Intermittent | -4.624 | -0.409 | -0.03 | 0 | 0 | 0 | 0.152
> LV Sub Generation Non-Intermittent no RP charge
LV Sub Generation Non-Intermittent no RP charge | -4.624 | -0.409 | -0.03 | 0 | 0 | 0 | 0
> HV Generation Intermittent
HV Generation Intermittent | -0.34 | 0 | 0 | 30.46 | 0 | 0 | 0.12
LDNO HV: HV Generation Intermittent | -0.34 | 0 | 0 | 0 | 0 | 0 | 0.12
> HV Generation Intermittent no RP charge
HV Generation Intermittent no RP charge | -0.34 | 0 | 0 | 30.46 | 0 | 0 | 0
> HV Generation Non-Intermittent
HV Generation Non-Intermittent | -2.981 | -0.212 | -0.015 | 30.46 | 0 | 0 | 0.12
LDNO HV: HV Generation Non-Intermittent | -2.981 | -0.212 | -0.015 | 0 | 0 | 0 | 0.12
> HV Generation Non-Intermittent no RP charge
HV Generation Non-Intermittent no RP charge | -2.981 | -0.212 | -0.015 | 30.46 | 0 | 0 | 0

## Tariffs
Tariffs for WPD East Mids in April 18 (Final)
3701. Tariffs
Data sources:
x1 = 3607. Unit rate 1 p/kWh (in Tariffs)
x2 = 3607. Unit rate 2 p/kWh (in Tariffs)
x3 = 3607. Unit rate 3 p/kWh (in Tariffs)
x4 = 3607. Fixed charge p/MPAN/day (in Tariffs)
x5 = 3607. Capacity charge p/kVA/day (in Tariffs)
x6 = 3607. Exceeded capacity charge p/kVA/day (in Tariffs)
x7 = 3607. Reactive power charge p/kVArh (in Tariffs)
Kind: | Input data | Fixed data | Copy cells | Copy cells | Copy cells | Copy cells | Copy cells | Copy cells | Copy cells | Input data
Formula: |  |  | = x1 | = x2 | = x3 | = x4 | = x5 | = x6 | = x7
| Open LLFCs | PCs | Unit rate 1 p/kWh | Unit rate 2 p/kWh | Unit rate 3 p/kWh | Fixed charge p/MPAN/day | Capacity charge p/kVA/day | Exceeded capacity charge p/kVA/day | Reactive power charge p/kVArh | Closed LLFCs
Domestic Unrestricted | 1 | 1 | 1.957 | 0 | 0 | 3.23 | 0 | 0 | 0 | 2
Domestic Two Rate | 3 | 2 | 2.185 | 0.807 | 0 | 3.23 | 0 | 0 | 0 | 4, 8, 10
Domestic Off Peak (related MPAN) | 11 | 2 | 1.168 | 0 | 0 | 0 | 0 | 0 | 0
Small Non Domestic Unrestricted | 13 | 3 | 1.955 | 0 | 0 | 5.46 | 0 | 0 | 0 | 22, 34, 43
Small Non Domestic Two Rate | 37 | 4 | 2.052 | 0.807 | 0 | 5.46 | 0 | 0 | 0 | 16, 19, 28, 31, 49, 52
Small Non Domestic Off Peak (related MPAN) | 901 | 4 | 0.962 | 0 | 0 | 0 | 0 | 0 | 0
LV Medium Non-Domestic | 81 | 5-8 | 2.035 | 0.803 | 0 | 32.5 | 0 | 0 | 0 | 83, 85
LV Sub Medium Non-Domestic | 80 | 5-8 | 1.888 | 0.797 | 0 | 24.35 | 0 | 0 | 0
HV Medium Non-Domestic | 90 | 5-8 | 1.259 | 0.769 | 0 | 223.48 | 0 | 0 | 0
LV Network Domestic | 246 |  | 7.331 | 1.359 | 0.802 | 3.23 | 0 | 0 | 0
LV Network Non-Domestic Non-CT | 247 |  | 7.675 | 1.391 | 0.804 | 5.46 | 0 | 0 | 0
LV HH Metered | 58, 990 |  | 6.195 | 1.227 | 0.792 | 8.27 | 2.6 | 5.79 | 0.161
LV Sub HH Metered | 59 |  | 4.663 | 1.048 | 0.778 | 6.37 | 3.52 | 5.63 | 0.11
HV HH Metered | 60, 991 |  | 3.147 | 0.89 | 0.767 | 63.18 | 4.2 | 6.46 | 0.058 | 929
NHH UMS category A | 800 | 8 | 2.147 | 0 | 0 | 0 | 0 | 0 | 0
NHH UMS category B | 801 | 1 | 2.409 | 0 | 0 | 0 | 0 | 0 | 0
NHH UMS category C | 802 | 1 | 3.316 | 0 | 0 | 0 | 0 | 0 | 0
NHH UMS category D | 803 | 1 | 1.885 | 0 | 0 | 0 | 0 | 0 | 0
LV UMS (Pseudo HH Metered) | 804 |  | 20.83 | 1.882 | 1.396 | 0 | 0 | 0 | 0
LV Generation NHH or Aggregate HH | 986 | 8&0 | -0.633 | 0 | 0 | 0 | 0 | 0 | 0
LV Sub Generation NHH | 970 | 8 | -0.557 | 0 | 0 | 0 | 0 | 0 | 0
LV Generation Intermittent | 971 |  | -0.633 | 0 | 0 | 0 | 0 | 0 | 0.173
LV Generation Intermittent no RP charge | tbc |  | -0.633 | 0 | 0 | 0 | 0 | 0 | 0
LV Generation Non-Intermittent | 973 |  | -5.211 | -0.477 | -0.035 | 0 | 0 | 0 | 0.173
LV Generation Non-Intermittent no RP charge | tbc |  | -5.211 | -0.477 | -0.035 | 0 | 0 | 0 | 0
LV Sub Generation Intermittent | 972 |  | -0.557 | 0 | 0 | 0 | 0 | 0 | 0.152
LV Sub Generation Intermittent no RP charge | tbc |  | -0.557 | 0 | 0 | 0 | 0 | 0 | 0
LV Sub Generation Non-Intermittent | 974 |  | -4.624 | -0.409 | -0.03 | 0 | 0 | 0 | 0.152
LV Sub Generation Non-Intermittent no RP charge | tbc |  | -4.624 | -0.409 | -0.03 | 0 | 0 | 0 | 0
HV Generation Intermittent | 975 |  | -0.34 | 0 | 0 | 30.46 | 0 | 0 | 0.12
HV Generation Intermittent no RP charge | tbc |  | -0.34 | 0 | 0 | 30.46 | 0 | 0 | 0
HV Generation Non-Intermittent | 977 |  | -2.981 | -0.212 | -0.015 | 30.46 | 0 | 0 | 0.12
HV Generation Non-Intermittent no RP charge | tbc |  | -2.981 | -0.212 | -0.015 | 30.46 | 0 | 0 | 0
LDNO LV: Domestic Unrestricted | 10300 | 1 | 1.367 | 0 | 0 | 2.26 | 0 | 0 | 0
LDNO LV: Domestic Two Rate | 10301 | 2 | 1.526 | 0.564 | 0 | 2.26 | 0 | 0 | 0
LDNO LV: Domestic Off Peak (related MPAN) | 10302 | 2 | 0.816 | 0 | 0 | 0 | 0 | 0 | 0
LDNO LV: Small Non Domestic Unrestricted | 10303 | 3 | 1.366 | 0 | 0 | 3.81 | 0 | 0 | 0
LDNO LV: Small Non Domestic Two Rate | 10304 | 4 | 1.433 | 0.564 | 0 | 3.81 | 0 | 0 | 0
LDNO LV: Small Non Domestic Off Peak (related MPAN) | 10305 | 4 | 0.672 | 0 | 0 | 0 | 0 | 0 | 0
LDNO LV: LV Medium Non-Domestic | 10306 | 5-8 | 1.422 | 0.561 | 0 | 22.7 | 0 | 0 | 0
LDNO LV: LV Network Domestic | 10307 |  | 5.121 | 0.949 | 0.56 | 2.26 | 0 | 0 | 0
LDNO LV: LV Network Non-Domestic Non-CT | 10308 |  | 5.361 | 0.972 | 0.562 | 3.81 | 0 | 0 | 0
LDNO LV: LV HH Metered | 10309 |  | 4.328 | 0.857 | 0.553 | 5.78 | 1.82 | 4.04 | 0.112
LDNO LV: NHH UMS category A | 10310 | 8 | 1.5 | 0 | 0 | 0 | 0 | 0 | 0
LDNO LV: NHH UMS category B | 10311 | 1 | 1.683 | 0 | 0 | 0 | 0 | 0 | 0
LDNO LV: NHH UMS category C | 10312 | 1 | 2.316 | 0 | 0 | 0 | 0 | 0 | 0
LDNO LV: NHH UMS category D | 10313 | 1 | 1.317 | 0 | 0 | 0 | 0 | 0 | 0
LDNO LV: LV UMS (Pseudo HH Metered) | 10314 |  | 14.551 | 1.315 | 0.975 | 0 | 0 | 0 | 0
LDNO LV: LV Generation NHH or Aggregate HH | 10315 | 8&0 | -0.633 | 0 | 0 | 0 | 0 | 0 | 0
LDNO LV: LV Generation Intermittent | 10316 |  | -0.633 | 0 | 0 | 0 | 0 | 0 | 0.173
LDNO LV: LV Generation Non-Intermittent | 10317 |  | -5.211 | -0.477 | -0.035 | 0 | 0 | 0 | 0.173
LDNO HV: Domestic Unrestricted | 10318 | 1 | 1.015 | 0 | 0 | 1.68 | 0 | 0 | 0
LDNO HV: Domestic Two Rate | 10319 | 2 | 1.133 | 0.419 | 0 | 1.68 | 0 | 0 | 0
LDNO HV: Domestic Off Peak (related MPAN) | 10320 | 2 | 0.606 | 0 | 0 | 0 | 0 | 0 | 0
LDNO HV: Small Non Domestic Unrestricted | 10321 | 3 | 1.014 | 0 | 0 | 2.83 | 0 | 0 | 0
LDNO HV: Small Non Domestic Two Rate | 10322 | 4 | 1.064 | 0.419 | 0 | 2.83 | 0 | 0 | 0
LDNO HV: Small Non Domestic Off Peak (related MPAN) | 10323 | 4 | 0.499 | 0 | 0 | 0 | 0 | 0 | 0
LDNO HV: LV Medium Non-Domestic | 10324 | 5-8 | 1.056 | 0.417 | 0 | 16.86 | 0 | 0 | 0
LDNO HV: LV Network Domestic | 10325 |  | 3.802 | 0.705 | 0.416 | 1.68 | 0 | 0 | 0
LDNO HV: LV Network Non-Domestic Non-CT | 10326 |  | 3.981 | 0.721 | 0.417 | 2.83 | 0 | 0 | 0
LDNO HV: LV HH Metered | 10327 |  | 3.213 | 0.636 | 0.411 | 4.29 | 1.35 | 3 | 0.084
LDNO HV: LV Sub HH Metered | 10328 |  | 3.505 | 0.788 | 0.585 | 4.79 | 2.65 | 4.23 | 0.083
LDNO HV: HV HH Metered | 10329 |  | 2.681 | 0.758 | 0.653 | 53.83 | 3.58 | 5.5 | 0.049
LDNO HV: NHH UMS category A | 10330 | 8 | 1.114 | 0 | 0 | 0 | 0 | 0 | 0
LDNO HV: NHH UMS category B | 10331 | 1 | 1.25 | 0 | 0 | 0 | 0 | 0 | 0
LDNO HV: NHH UMS category C | 10332 | 1 | 1.72 | 0 | 0 | 0 | 0 | 0 | 0
LDNO HV: NHH UMS category D | 10333 | 1 | 0.978 | 0 | 0 | 0 | 0 | 0 | 0
LDNO HV: LV UMS (Pseudo HH Metered) | 10334 |  | 10.804 | 0.976 | 0.724 | 0 | 0 | 0 | 0
LDNO HV: LV Generation NHH or Aggregate HH | 10335 | 8&0 | -0.633 | 0 | 0 | 0 | 0 | 0 | 0
LDNO HV: LV Sub Generation NHH | 10336 | 8 | -0.557 | 0 | 0 | 0 | 0 | 0 | 0
LDNO HV: LV Generation Intermittent | 10337 |  | -0.633 | 0 | 0 | 0 | 0 | 0 | 0.173
LDNO HV: LV Generation Non-Intermittent | 10338 |  | -5.211 | -0.477 | -0.035 | 0 | 0 | 0 | 0.173
LDNO HV: LV Sub Generation Intermittent | 10339 |  | -0.557 | 0 | 0 | 0 | 0 | 0 | 0.152
LDNO HV: LV Sub Generation Non-Intermittent | 10340 |  | -4.624 | -0.409 | -0.03 | 0 | 0 | 0 | 0.152
LDNO HV: HV Generation Intermittent | 10341 |  | -0.34 | 0 | 0 | 0 | 0 | 0 | 0.12
LDNO HV: HV Generation Non-Intermittent | 10342 |  | -2.981 | -0.212 | -0.015 | 0 | 0 | 0 | 0.12

## Summary
Summary for WPD East Mids in April 18 (Final)
This sheet is for information only. It can be deleted without affecting any calculations elsewhere in the model.
3801. Headline parameters
Data sources:
x1 = 1010. Annuity proportion for customer-contributed assets (in Financial and general assumptions)
x2 = 3606. Total net revenues from adder (£) (in Revenue forecast summary)
x3 = 3606. Deviation from target revenue (£) (in Revenue forecast summary)
x4 = 3402. Target CDCM revenue (£/year) (in Target CDCM revenue)
Kind: | Copy cells | Copy cells | Copy cells | Calculation
Formula: | = x1 | = x2 | = x3 | =x3/x4
| Annuity proportion for customer-contributed assets | Total net revenues from adder (£) | Deviation from target revenue (£) | Over/under recovery
Headline parameters | 0 | 185282549.1505 | 14281.1489 | 0.003002%
3802. Revenue summary
Data sources:
x1 = 1053. Rate 1 units (MWh) by tariff (in Volume forecasts for the charging year)
x2 = 1053. Rate 2 units (MWh) by tariff (in Volume forecasts for the charging year)
x3 = 1053. Rate 3 units (MWh) by tariff (in Volume forecasts for the charging year)
x4 = 1053. MPANs by tariff (in Volume forecasts for the charging year)
x5 = 1010. Days in the charging year (in Financial and general assumptions)
x6 = 3607. Fixed charge p/MPAN/day (in Tariffs)
x7 = 3607. Capacity charge p/kVA/day (in Tariffs)
x8 = 1053. Import capacity (kVA) by tariff (in Volume forecasts for the charging year)
x9 = 3607. Exceeded capacity charge p/kVA/day (in Tariffs)
x10 = 1053. Exceeded capacity (kVA) by tariff (in Volume forecasts for the charging year)
x11 = 3607. Unit rate 1 p/kWh (in Tariffs)
x12 = 3607. Unit rate 2 p/kWh (in Tariffs)
x13 = 3607. Unit rate 3 p/kWh (in Tariffs)
x14 = 3607. Reactive power charge p/kVArh (in Tariffs)
x15 = 1053. Reactive power units (MVArh) by tariff (in Volume forecasts for the charging year)
x16 = All units (MWh) (in Revenue summary)
x17 = Net revenues (£) (in Revenue summary)
x18 = MPANs (in Revenue summary)
x19 = Revenues from unit rates (£) (in Revenue summary)
x20 = Net revenues from unit rate 1 (£) (in Revenue summary)
x21 = Net revenues from unit rate 2 (£) (in Revenue summary)
x22 = Net revenues from unit rate 3 (£) (in Revenue summary)
x23 = Revenues from fixed charges (£) (in Revenue summary)
x24 = Revenues from capacity charges (£) (in Revenue summary)
x25 = Revenues from exceeded capacity charges (£) (in Revenue summary)
x26 = Revenues from reactive power charges (£) (in Revenue summary)
Kind: | Calculation | Copy cells | Calculation | Calculation | Calculation | Calculation | Calculation | Calculation | Calculation | Calculation | Calculation | Calculation | Calculation | Calculation | Calculation | Calculation | Calculation | Calculation | Calculation | Calculation | Calculation
Formula: | =x1+x2+x3 | = x4 | =0.01*x5*(x6*x4+x7*x8+x9*x10)+10*(x11*x1+x12*x2+x13*x3+x14*x15) | =10*(x11*x1+x12*x2+x13*x3) | =x6*x5*x4/100 | =x7*x5*x8/100 | =x9*x5*x10/100 | =x14*x15*10 | =IF(x16<>0,0.1*x17/x16,"") | =IF(x18<>0,x17/x18,"") | =IF(x16<>0,0.1*x19/x16,0) | =x11*x1*10 | =x12*x2*10 | =x13*x3*10 | =IF(x19<>0,x20/x19,"") | =IF(x19<>0,x21/x19,"") | =IF(x19<>0,x22/x19,"") | =IF(x17<>0,x23/x17,"") | =IF(x17<>0,x24/x17,"") | =IF(x17<>0,x25/x17,"") | =IF(x17<>0,x26/x17,"")
| All units (MWh) | MPANs | Net revenues (£) | Revenues from unit rates (£) | Revenues from fixed charges (£) | Revenues from capacity charges (£) | Revenues from exceeded capacity charges (£) | Revenues from reactive power charges (£) | Average p/kWh | Average £/MPAN | Average unit rate p/kWh | Net revenues from unit rate 1 (£) | Net revenues from unit rate 2 (£) | Net revenues from unit rate 3 (£) | Rate 1 revenue proportion | Rate 2 revenue proportion | Rate 3 revenue proportion | Fixed charge proportion | Capacity charge proportion | Exceeded capacity charge proportion | Reactive power charge proportion
> Domestic Unrestricted
Domestic Unrestricted | 5542391.6708 | 1630942.9995 | 127692607.4893 | 108464604.9972 | 19228002.4921 | 0 | 0 | 0 | 2.3039 | 78.2937 | 1.957 | 108464604.9972 | 0 | 0 | 100% | 0% | 0% | 15.06% | 0% | 0% | 0%
LDNO LV: Domestic Unrestricted | 73610.9011 | 26205.0427 | 1222426.4157 | 1006261.0186 | 216165.3972 | 0 | 0 | 0 | 1.6607 | 46.6485 | 1.367 | 1006261.0186 | 0 | 0 | 100% | 0% | 0% | 17.68% | 0% | 0% | 0%
LDNO HV: Domestic Unrestricted | 106103.2975 | 37844.9267 | 1309013.5599 | 1076948.4695 | 232065.0904 | 0 | 0 | 0 | 1.2337 | 34.5889 | 1.015 | 1076948.4695 | 0 | 0 | 100% | 0% | 0% | 17.73% | 0% | 0% | 0%
> Domestic Two Rate
Domestic Two Rate | 3601631.0439 | 819232.8781 | 73100163.9529 | 63441817.9364 | 9658346.0166 | 0 | 0 | 0 | 2.0296 | 89.23 | 1.7615 | 54508702.5227 | 8933115.4137 | 0 | 85.92% | 14.08% | 0% | 13.21% | 0% | 0% | 0%
LDNO LV: Domestic Two Rate | 4997.873 | 1267.686 | 75448.9004 | 64991.759 | 10457.1415 | 0 | 0 | 0 | 1.5096 | 59.517 | 1.3004 | 58381.0091 | 6610.7499 | 0 | 89.83% | 10.17% | 0% | 13.86% | 0% | 0% | 0%
LDNO HV: Domestic Two Rate | 7937.711 | 1933.3518 | 87800.2422 | 75944.9288 | 11855.3134 | 0 | 0 | 0 | 1.1061 | 45.4135 | 0.95676 | 67735.4997 | 8209.429 | 0 | 89.19% | 10.81% | 0% | 13.5% | 0% | 0% | 0%
> Domestic Off Peak (related MPAN)
Domestic Off Peak (related MPAN) | 65160.6114 | 33104 | 761075.9409 | 761075.9409 | 0 | 0 | 0 | 0 | 1.168 | 22.9905 | 1.168 | 761075.9409 | 0 | 0 | 100% | 0% | 0% | 0% | 0% | 0% | 0%
LDNO LV: Domestic Off Peak (related MPAN) | 0 | 0 | 0 | 0 | 0 | 0 | 0 | 0 |  |  | 0 | 0 | 0 | 0
LDNO HV: Domestic Off Peak (related MPAN) | 0 | 0 | 0 | 0 | 0 | 0 | 0 | 0 |  |  | 0 | 0 | 0 | 0
> Small Non Domestic Unrestricted
Small Non Domestic Unrestricted | 1128180.401 | 95970.8532 | 23968529.9736 | 22055926.8401 | 1912603.1335 | 0 | 0 | 0 | 2.1245 | 249.748 | 1.955 | 22055926.8401 | 0 | 0 | 100% | 0% | 0% | 7.98% | 0% | 0% | 0%
LDNO LV: Small Non Domestic Unrestricted | 3475.8492 | 598.6812 | 55805.6598 | 47480.1 | 8325.5598 | 0 | 0 | 0 | 1.6055 | 93.2143 | 1.366 | 47480.1 | 0 | 0 | 100% | 0% | 0% | 14.92% | 0% | 0% | 0%
LDNO HV: Small Non Domestic Unrestricted | 8925.2695 | 888.2442 | 99677.3514 | 90502.2331 | 9175.1183 | 0 | 0 | 0 | 1.1168 | 112.2184 | 1.014 | 90502.2331 | 0 | 0 | 100% | 0% | 0% | 9.205% | 0% | 0% | 0%
> Small Non Domestic Two Rate
Small Non Domestic Two Rate | 2002789.2886 | 83263.2786 | 36952892.8064 | 35293538.9271 | 1659353.8793 | 0 | 0 | 0 | 1.8451 | 443.8078 | 1.7622 | 31531624.3074 | 3761914.6197 | 0 | 89.34% | 10.66% | 0% | 4.49% | 0% | 0% | 0%
LDNO LV: Small Non Domestic Two Rate | 248.2987 | 9.4379 | 2973.145 | 2841.8963 | 131.2487 | 0 | 0 | 0 | 1.1974 | 315.0206 | 1.1445 | 2377.0509 | 464.8454 | 0 | 83.64% | 16.36% | 0% | 4.414% | 0% | 0% | 0%
LDNO HV: Small Non Domestic Two Rate | 1307.3562 | 39.861 | 12578.5084 | 12166.764 | 411.7444 | 0 | 0 | 0 | 0.96213 | 315.5591 | 0.93064 | 11034.161 | 1132.603 | 0 | 90.69% | 9.309% | 0% | 3.273% | 0% | 0% | 0%
> Small Non Domestic Off Peak (related MPAN)
Small Non Domestic Off Peak (related MPAN) | 2702.112 | 595 | 25994.3179 | 25994.3179 | 0 | 0 | 0 | 0 | 0.962 | 43.6879 | 0.962 | 25994.3179 | 0 | 0 | 100% | 0% | 0% | 0% | 0% | 0% | 0%
LDNO LV: Small Non Domestic Off Peak (related MPAN) | 0 | 0 | 0 | 0 | 0 | 0 | 0 | 0 |  |  | 0 | 0 | 0 | 0
LDNO HV: Small Non Domestic Off Peak (related MPAN) | 0 | 0 | 0 | 0 | 0 | 0 | 0 | 0 |  |  | 0 | 0 | 0 | 0
> LV Medium Non-Domestic
LV Medium Non-Domestic | 0.001 | 9.6213e-06 | 0.018977 | 0.017836 | 0.0011413 | 0 | 0 | 0 | 1.8977 | 1972.4106 | 1.7836 | 0.016197 | 0.0016387 | 0 | 90.81% | 9.188% | 0% | 6.014% | 0% | 0% | 0%
LDNO LV: LV Medium Non-Domestic | 0 | 0 | 0 | 0 | 0 | 0 | 0 | 0 |  |  | 0 | 0 | 0 | 0
LDNO HV: LV Medium Non-Domestic | 0 | 0 | 0 | 0 | 0 | 0 | 0 | 0 |  |  | 0 | 0 | 0 | 0
> LV Sub Medium Non-Domestic
LV Sub Medium Non-Domestic | 0.001 | 9.5314e-06 | 0.017494 | 0.016647 | 0.00084712 | 0 | 0 | 0 | 1.7494 | 1835.4286 | 1.6647 | 0.015016 | 0.0016312 | 0 | 90.2% | 9.799% | 0% | 4.842% | 0% | 0% | 0%
> HV Medium Non-Domestic
HV Medium Non-Domestic | 0.001 | 6.4038e-06 | 0.016708 | 0.011484 | 0.0052236 | 0 | 0 | 0 | 1.6708 | 2609.0539 | 1.1484 | 0.009749 | 0.0017353 | 0 | 84.89% | 15.11% | 0% | 31.26% | 0% | 0% | 0%
> LV Network Domestic
LV Network Domestic | 0 | 0 | 0 | 0 | 0 | 0 | 0 | 0 |  |  | 0 | 0 | 0 | 0
LDNO LV: LV Network Domestic | 0 | 0 | 0 | 0 | 0 | 0 | 0 | 0 |  |  | 0 | 0 | 0 | 0
LDNO HV: LV Network Domestic | 0 | 0 | 0 | 0 | 0 | 0 | 0 | 0 |  |  | 0 | 0 | 0 | 0
> LV Network Non-Domestic Non-CT
LV Network Non-Domestic Non-CT | 157421.2723 | 2519.8664 | 2875759.4659 | 2825541.0477 | 50218.4182 | 0 | 0 | 0 | 1.8268 | 1141.2349 | 1.7949 | 1309366.2892 | 918655.5275 | 597519.231 | 46.34% | 32.51% | 21.15% | 1.746% | 0% | 0% | 0%
LDNO LV: LV Network Non-Domestic Non-CT | 208.4938 | 4.7558 | 2600.5325 | 2534.3954 | 66.1371 | 0 | 0 | 0 | 1.2473 | 546.8084 | 1.2156 | 1143.63 | 803.4849 | 587.2805 | 45.12% | 31.7% | 23.17% | 2.543% | 0% | 0% | 0%
LDNO HV: LV Network Non-Domestic Non-CT | 1272.4579 | 22.5513 | 12307.7799 | 12074.8359 | 232.944 | 0 | 0 | 0 | 0.96724 | 545.7673 | 0.94894 | 5695.6742 | 3959.8555 | 2419.3062 | 47.17% | 32.79% | 20.04% | 1.893% | 0% | 0% | 0%
> LV HH Metered
LV HH Metered | 3598107.324 | 14662.2334 | 76216583.1841 | 56121360.5772 | 442586.8464 | 18623483.9602 | 542960.9733 | 486190.8269 | 2.1182 | 5198.1565 | 1.5597 | 24016563.966 | 18837087.6209 | 13267708.9904 | 42.79% | 33.56% | 23.64% | 0.5807% | 24.43% | 0.7124% | 0.6379%
LDNO LV: LV HH Metered | 8822.6259 | 42.0124 | 145384.6571 | 95398.7167 | 886.3361 | 48291.2352 | 155.8937 | 652.4754 | 1.6479 | 3460.5158 | 1.0813 | 41526.8302 | 29286.7294 | 24585.1571 | 43.53% | 30.7% | 25.77% | 0.6096% | 33.22% | 0.1072% | 0.4488%
LDNO HV: LV HH Metered | 112968.5829 | 281.4285 | 1319572.1645 | 913464.6468 | 4406.7484 | 388166.8889 | 5534.8557 | 7999.0247 | 1.1681 | 4688.8361 | 0.8086 | 394761.0759 | 296516.4204 | 222187.1505 | 43.22% | 32.46% | 24.32% | 0.334% | 29.42% | 0.4194% | 0.6062%
> LV Sub HH Metered
LV Sub HH Metered | 192512.8074 | 281.9213 | 4061149.5228 | 2510265.4856 | 6554.8119 | 1489201.6057 | 36768.3762 | 18359.2433 | 2.1095 | 14405.2581 | 1.3039 | 958918.1125 | 829040.9204 | 722306.4527 | 38.2% | 33.03% | 28.77% | 0.1614% | 36.67% | 0.9054% | 0.4521%
LDNO HV: LV Sub HH Metered | 0 | 0.50739 | 8.8709 | 0 | 8.8709 | 0 | 0 | 0 |  | 17.4835 | 0 | 0 | 0 | 0 |  |  |  | 100% | 0% | 0% | 0%
> HV HH Metered
HV HH Metered | 7610963.8037 | 3281.4962 | 122357973.7839 | 79709044.2168 | 756735.9853 | 40441198.1561 | 1096473.7307 | 354521.6949 | 1.6077 | 37287.2518 | 1.0473 | 23527898.5713 | 25610083.56 | 30571062.0856 | 29.52% | 32.13% | 38.35% | 0.6185% | 33.05% | 0.8961% | 0.2897%
LDNO HV: HV HH Metered | 46519.1423 | 26.8776 | 786747.8887 | 419459.3159 | 5280.8996 | 356893.913 | 4469.7206 | 644.0395 | 1.6912 | 29271.4963 | 0.90169 | 129193.4294 | 129675.7 | 160590.1865 | 30.8% | 30.91% | 38.29% | 0.6712% | 45.36% | 0.5681% | 0.08186%
> NHH UMS category A
NHH UMS category A | 46913.7616 | 1471 | 1007238.4605 | 1007238.4605 | 0 | 0 | 0 | 0 | 2.147 | 684.7304 | 2.147 | 1007238.4605 | 0 | 0 | 100% | 0% | 0% | 0% | 0% | 0% | 0%
LDNO LV: NHH UMS category A | 413.3412 | 0 | 6200.1187 | 6200.1187 | 0 | 0 | 0 | 0 | 1.5 |  | 1.5 | 6200.1187 | 0 | 0 | 100% | 0% | 0% | 0% | 0% | 0% | 0%
LDNO HV: NHH UMS category A | 501.2187 | 0 | 5583.5758 | 5583.5758 | 0 | 0 | 0 | 0 | 1.114 |  | 1.114 | 5583.5758 | 0 | 0 | 100% | 0% | 0% | 0% | 0% | 0% | 0%
> NHH UMS category B
NHH UMS category B | 38453.7283 | 1205 | 926350.315 | 926350.315 | 0 | 0 | 0 | 0 | 2.409 | 768.7554 | 2.409 | 926350.315 | 0 | 0 | 100% | 0% | 0% | 0% | 0% | 0% | 0%
LDNO LV: NHH UMS category B | 216.0287 | 0 | 3635.7633 | 3635.7633 | 0 | 0 | 0 | 0 | 1.683 |  | 1.683 | 3635.7633 | 0 | 0 | 100% | 0% | 0% | 0% | 0% | 0% | 0%
LDNO HV: NHH UMS category B | 510.0181 | 0 | 6375.2257 | 6375.2257 | 0 | 0 | 0 | 0 | 1.25 |  | 1.25 | 6375.2257 | 0 | 0 | 100% | 0% | 0% | 0% | 0% | 0% | 0%
> NHH UMS category C
NHH UMS category C | 399.1873 | 177 | 13237.0506 | 13237.0506 | 0 | 0 | 0 | 0 | 3.316 | 74.7856 | 3.316 | 13237.0506 | 0 | 0 | 100% | 0% | 0% | 0% | 0% | 0% | 0%
LDNO LV: NHH UMS category C | 0 | 0 | 0 | 0 | 0 | 0 | 0 | 0 |  |  | 0 | 0 | 0 | 0
LDNO HV: NHH UMS category C | 0 | 0 | 0 | 0 | 0 | 0 | 0 | 0 |  |  | 0 | 0 | 0 | 0
> NHH UMS category D
NHH UMS category D | 10277.034 | 252 | 193722.0915 | 193722.0915 | 0 | 0 | 0 | 0 | 1.885 | 768.7385 | 1.885 | 193722.0915 | 0 | 0 | 100% | 0% | 0% | 0% | 0% | 0% | 0%
LDNO LV: NHH UMS category D | 0 | 0 | 0 | 0 | 0 | 0 | 0 | 0 |  |  | 0 | 0 | 0 | 0
LDNO HV: NHH UMS category D | 0 | 0 | 0 | 0 | 0 | 0 | 0 | 0 |  |  | 0 | 0 | 0 | 0
> LV UMS (Pseudo HH Metered)
LV UMS (Pseudo HH Metered) | 221070.4867 | 30.7104 | 5719338.2277 | 5719338.2277 | 0 | 0 | 0 | 0 | 2.5871 | 186234.3584 | 2.5871 | 2644951.7027 | 640901.6087 | 2433484.9162 | 46.25% | 11.21% | 42.55% | 0% | 0% | 0% | 0%
LDNO LV: LV UMS (Pseudo HH Metered) | 0 | 0 | 0 | 0 | 0 | 0 | 0 | 0 |  |  | 0 | 0 | 0 | 0
LDNO HV: LV UMS (Pseudo HH Metered) | 0 | 0 | 0 | 0 | 0 | 0 | 0 | 0 |  |  | 0 | 0 | 0 | 0
> LV Generation NHH or Aggregate HH
LV Generation NHH or Aggregate HH | 1951.269 | 123 | -12351.533 | -12351.533 | 0 | 0 | 0 | 0 | -0.633 | -100.419 | -0.633 | -12351.533 | 0 | 0 | 100% | 0% | 0% | 0% | 0% | 0% | 0%
LDNO LV: LV Generation NHH or Aggregate HH | 32.0447 | 0 | -202.8428 | -202.8428 | 0 | 0 | 0 | 0 | -0.633 |  | -0.633 | -202.8428 | 0 | 0 | 100% | 0% | 0% | 0% | 0% | 0% | 0%
LDNO HV: LV Generation NHH or Aggregate HH | 0 | 0 | 0 | 0 | 0 | 0 | 0 | 0 |  |  | 0 | 0 | 0 | 0
> LV Sub Generation NHH
LV Sub Generation NHH | 0 | 0 | 0 | 0 | 0 | 0 | 0 | 0 |  |  | 0 | 0 | 0 | 0
LDNO HV: LV Sub Generation NHH | 0 | 0 | 0 | 0 | 0 | 0 | 0 | 0 |  |  | 0 | 0 | 0 | 0
> LV Generation Intermittent
LV Generation Intermittent | 48634.9713 | 585.6493 | -300596.0095 | -307859.3684 | 0 | 0 | 0 | 7263.3588 | -0.61807 | -513.2697 | -0.633 | -307859.3684 | 0 | 0 | 100% | 0% | 0% | 0% | 0% | 0% | -2.416%
LDNO LV: LV Generation Intermittent | 0 | 0 | 0 | 0 | 0 | 0 | 0 | 0 |  |  | 0 | 0 | 0 | 0
LDNO HV: LV Generation Intermittent | 101.4615 | 3.6469 | -560.5278 | -642.2514 | 0 | 0 | 0 | 81.7237 | -0.55245 | -153.6978 | -0.633 | -642.2514 | 0 | 0 | 100% | 0% | 0% | 0% | 0% | 0% | -14.58%
> LV Generation Intermittent no RP charge
LV Generation Intermittent no RP charge | 0 | 0 | 0 | 0 | 0 | 0 | 0 | 0 |  |  | 0 | 0 | 0 | 0
> LV Generation Non-Intermittent
LV Generation Non-Intermittent | 17773.0623 | 125.2225 | -118119.2976 | -119610.4284 | 0 | 0 | 0 | 1491.1308 | -0.6646 | -943.2752 | -0.67299 | -85046.304 | -31204.4024 | -3359.7219 | 71.1% | 26.09% | 2.809% | 0% | 0% | 0% | -1.262%
LDNO LV: LV Generation Non-Intermittent | 0 | 0 | 0 | 0 | 0 | 0 | 0 | 0 |  |  | 0 | 0 | 0 | 0
LDNO HV: LV Generation Non-Intermittent | 0 | 0 | 0 | 0 | 0 | 0 | 0 | 0 |  |  | 0 | 0 | 0 | 0
> LV Generation Non-Intermittent no RP charge
LV Generation Non-Intermittent no RP charge | 0 | 0 | 0 | 0 | 0 | 0 | 0 | 0 |  |  | 0 | 0 | 0 | 0
> LV Sub Generation Intermittent
LV Sub Generation Intermittent | 2891.8927 | 18.0933 | -15438.7531 | -16107.8421 | 0 | 0 | 0 | 669.089 | -0.53386 | -853.2851 | -0.557 | -16107.8421 | 0 | 0 | 100% | 0% | 0% | 0% | 0% | 0% | -4.334%
LDNO HV: LV Sub Generation Intermittent | 0 | 0 | 0 | 0 | 0 | 0 | 0 | 0 |  |  | 0 | 0 | 0 | 0
> LV Sub Generation Intermittent no RP charge
LV Sub Generation Intermittent no RP charge | 0 | 0 | 0 | 0 | 0 | 0 | 0 | 0 |  |  | 0 | 0 | 0 | 0
> LV Sub Generation Non-Intermittent
LV Sub Generation Non-Intermittent | 6533.037 | 5.8627 | -37031.163 | -37161.98 | 0 | 0 | 0 | 130.817 | -0.56683 | -6316.4347 | -0.56883 | -28368.7586 | -7572.8278 | -1220.3936 | 76.34% | 20.38% | 3.284% | 0% | 0% | 0% | -0.3533%
LDNO HV: LV Sub Generation Non-Intermittent | 0 | 0 | 0 | 0 | 0 | 0 | 0 | 0 |  |  | 0 | 0 | 0 | 0
> LV Sub Generation Non-Intermittent no RP charge
LV Sub Generation Non-Intermittent no RP charge | 0 | 0 | 0 | 0 | 0 | 0 | 0 | 0 |  |  | 0 | 0 | 0 | 0
> HV Generation Intermittent
HV Generation Intermittent | 356952.7649 | 184.3268 | -1184881.9781 | -1213639.4007 | 20493.2681 | 0 | 0 | 8264.1545 | -0.33194 | -6428.1594 | -0.34 | -1213639.4007 | 0 | 0 | 100% | 0% | 0% | -1.73% | 0% | 0% | -0.6975%
LDNO HV: HV Generation Intermittent | 30.4171 | 1.3627 | -103.4181 | -103.4181 | 0 | 0 | 0 | 0 | -0.34 | -75.8935 | -0.34 | -103.4181 | 0 | 0 | 100% | 0% | 0% | 0% | 0% | 0% | 0%
> HV Generation Intermittent no RP charge
HV Generation Intermittent no RP charge | 0 | 0 | 0 | 0 | 0 | 0 | 0 | 0 |  |  | 0 | 0 | 0 | 0
> HV Generation Non-Intermittent
HV Generation Non-Intermittent | 954119.4201 | 268.5155 | -3557903.787 | -3606283.4338 | 29853.2831 | 0 | 0 | 18526.3637 | -0.3729 | -13250.2741 | -0.37797 | -2887817.0662 | -634794.2584 | -83672.1092 | 80.08% | 17.6% | 2.32% | -0.8391% | 0% | 0% | -0.5207%
LDNO HV: HV Generation Non-Intermittent | 0 | 0 | 0 | 0 | 0 | 0 | 0 | 0 |  |  | 0 | 0 | 0 | 0
> HV Generation Non-Intermittent no RP charge
HV Generation Non-Intermittent no RP charge | 0 | 0 | 0 | 0 | 0 | 0 | 0 | 0 |  |  | 0 | 0 | 0 | 0
3803. Revenue summary by tariff component
Data sources:
x1 = 3802. All units (MWh) (in Revenue summary)
x2 = 3802. MPANs (in Revenue summary)
x3 = 3802. Net revenues (£) (in Revenue summary)
x4 = 3802. Revenues from unit rates (£) (in Revenue summary)
x5 = 3802. Revenues from fixed charges (£) (in Revenue summary)
x6 = 3802. Revenues from capacity charges (£) (in Revenue summary)
x7 = 3802. Revenues from exceeded capacity charges (£) (in Revenue summary)
x8 = 3802. Revenues from reactive power charges (£) (in Revenue summary)
Kind: | Cell summation | Cell summation | Cell summation | Cell summation | Cell summation | Cell summation | Cell summation | Cell summation
Formula: | =SUM(x1) | =SUM(x2) | =SUM(x3) | =SUM(x4) | =SUM(x5) | =SUM(x6) | =SUM(x7) | =SUM(x8)
| Total units (MWh) | Total MPANs | Total net revenues (£) | Total net revenues from unit rates (£) | Total revenues from fixed charges (£) | Total revenues from capacity charges (£) | Total revenues from exceeded capacity charges (£) | Total revenues from reactive power charges (£)
Revenue summary by tariff component | 25986033.3424 | 2757471.2814 | 475799567.6858 | 377596957.7428 | 34264216.6912 | 61347235.7592 | 1686363.5504 | 904793.9423

## M-ATW
Tariff matrices for WPD East Mids in April 18 (Final)
This sheet provides matrices breaking down each tariff component into its elements.
This sheet is for information only. It can be deleted without affecting any calculations elsewhere in the model.
Domestic Unrestricted
Domestic Two Rate
Domestic Off Peak (related MPAN)
Small Non Domestic Unrestricted
Small Non Domestic Two Rate
Small Non Domestic Off Peak (related MPAN)
LV Medium Non-Domestic
LV Sub Medium Non-Domestic
HV Medium Non-Domestic
LV Network Domestic
LV Network Non-Domestic Non-CT
LV HH Metered
LV Sub HH Metered
HV HH Metered
NHH UMS category A
NHH UMS category B
NHH UMS category C
NHH UMS category D
LV UMS (Pseudo HH Metered)
LV Generation NHH or Aggregate HH
LV Sub Generation NHH
LV Generation Intermittent
LV Generation Intermittent no RP charge
LV Generation Non-Intermittent
LV Generation Non-Intermittent no RP charge
LV Sub Generation Intermittent
LV Sub Generation Intermittent no RP charge
LV Sub Generation Non-Intermittent
LV Sub Generation Non-Intermittent no RP charge
HV Generation Intermittent
HV Generation Intermittent no RP charge
HV Generation Non-Intermittent
HV Generation Non-Intermittent no RP charge
Domestic Unrestricted
| Rate 1 units (MWh) | MPANs | MWh/year | MWh/MPAN/year
Domestic Unrestricted | 5648847.2286 | 1668878.2967 | 5648847.2286 | 3.3848
| Unit rate 1 p/kWh | Fixed charge p/MPAN/day | Revenue (£/year) | Average p/kWh | Average £/MPAN/year
Assets 132kV | 0.14829 | 0 | 8376715.7792 | 0.14829 | 5.0194
Assets 132kV/EHV | 0.074637 | 0 | 4216146.5625 | 0.074637 | 2.5263
Assets EHV | 0.086671 | 0 | 4895889.6126 | 0.086671 | 2.9336
Assets EHV/HV | 0.14044 | 0 | 7933059.412 | 0.14044 | 4.7535
Assets 132kV/HV | 0.012395 | 0 | 700159.7856 | 0.012395 | 0.41954
Assets HV | 0.18296 | 0 | 10334959.2878 | 0.18296 | 6.1928
Assets HV/LV | 0.043423 | 0 | 2452875.8171 | 0.043423 | 1.4698
Assets LV circuits | 0 | 0.16801 | 1023420.5467 | 0.018117 | 0.61324
Assets LV customer |  | 0 | 0 | 0 | 0
Assets HV customer |  | 0 | 0 | 0 | 0
Transmission exit | 0.065083 | 0 | 3676417.0611 | 0.065083 | 2.2029
Operating 132kV | 0.068568 | 0 | 3873299.2824 | 0.068568 | 2.3209
Operating 132kV/EHV | 0.034511 | 0 | 1949498.8114 | 0.034511 | 1.1681
Operating EHV | 0.040076 | 0 | 2263804.3624 | 0.040076 | 1.3565
Operating EHV/HV | 0.064936 | 0 | 3668157.5617 | 0.064936 | 2.198
Operating 132kV/HV | 0.0057312 | 0 | 323746.0201 | 0.0057312 | 0.19399
Operating HV | 0.16242 | 0 | 9174652.7341 | 0.16242 | 5.4975
Operating HV/LV | 0.068979 | 0 | 3896513.7069 | 0.068979 | 2.3348
Operating LV circuits | 0 | 1.2676 | 7721494.2319 | 0.13669 | 4.6268
Operating LV customer |  | 1.7904 | 10906035.8518 | 0.19307 | 6.5349
Operating HV customer |  | 0 | 0 | 0 | 0
Adder | 0.75789 |  | 42812132.2177 | 0.75789 | 25.6532
Rounding | -1.5534e-06 | 0.0039876 | 24202.298 | 0.00042845 | 0.014502
Total | 1.957 | 3.23 | 130223180.9431 | 2.3053 | 78.0304
Domestic Two Rate
| Rate 1 units (MWh) | Rate 2 units (MWh) | MPANs | MWh/year | MWh/MPAN/year
Domestic Two Rate | 2500450.8842 | 1108788.6295 | 821121.2292 | 3609239.5137 | 4.3955
| Unit rate 1 p/kWh | Unit rate 2 p/kWh | Fixed charge p/MPAN/day | Average unit rate (p/kWh) | Revenue (£/year) | Average p/kWh | Average £/MPAN/year
Assets 132kV | 0.17647 | 0.0024562 | 0 | 0.12301 | 4439795.6878 | 0.12301 | 5.407
Assets 132kV/EHV | 0.088821 | 0.0012362 | 0 | 0.061914 | 2234626.2928 | 0.061914 | 2.7214
Assets EHV | 0.10318 | 0.0046336 | 0 | 0.072903 | 2631255.0632 | 0.072903 | 3.2045
Assets EHV/HV | 0.16718 | 0.0075081 | 0 | 0.11813 | 4263556.6559 | 0.11813 | 5.1924
Assets 132kV/HV | 0.01475 | 0.0002053 | 0 | 0.010282 | 371096.081 | 0.010282 | 0.45194
Assets HV | 0.2178 | 0.0097814 | 0 | 0.15389 | 5554437.7233 | 0.15389 | 6.7645
Assets HV/LV | 0.051692 | 0.0023215 | 0 | 0.036525 | 1318277.6622 | 0.036525 | 1.6055
Assets LV circuits | 0 | 0 | 0.16801 | 0 | 503543.2116 | 0.013952 | 0.61324
Assets LV customer |  |  | 0 | 0 | 0 | 0 | 0
Assets HV customer |  |  | 0 | 0 | 0 | 0 | 0
Transmission exit | 0.077439 | 0.0013374 | 0 | 0.05406 | 1951149.8392 | 0.05406 | 2.3762
Operating 132kV | 0.081598 | 0.0011357 | 0 | 0.056879 | 2052911.6547 | 0.056879 | 2.5001
Operating 132kV/EHV | 0.04107 | 0.00057162 | 0 | 0.028628 | 1033266.0967 | 0.028628 | 1.2584
Operating EHV | 0.047708 | 0.0021425 | 0 | 0.03371 | 1216662.7849 | 0.03371 | 1.4817
Operating EHV/HV | 0.077303 | 0.0034717 | 0 | 0.054621 | 1971420.706 | 0.054621 | 2.4009
Operating 132kV/HV | 0.0068203 | 9.4927e-05 | 0 | 0.0047542 | 171590.6594 | 0.0047542 | 0.20897
Operating HV | 0.19335 | 0.0086832 | 0 | 0.13662 | 4930840.6377 | 0.13662 | 6.005
Operating HV/LV | 0.082116 | 0.0036878 | 0 | 0.058022 | 2094148.8128 | 0.058022 | 2.5504
Operating LV circuits | 0 | 0 | 1.2676 | 0 | 3799128.341 | 0.10526 | 4.6268
Operating LV customer |  |  | 1.7904 | 0 | 5365985.9928 | 0.14867 | 6.5349
Operating HV customer |  |  | 0 | 0 | 0 | 0 | 0
Adder | 0.75789 | 0.75789 |  | 0.75789 | 27354118.9935 | 0.75789 | 33.3131
Rounding | -0.00018477 | -0.00015866 | 0.0039876 | -0.00017675 | 5571.8956 | 0.00015438 | 0.0067857
Total | 2.185 | 0.807 | 3.23 | 1.7617 | 73263384.792 | 2.0299 | 89.2236
Domestic Off Peak (related MPAN)
| Rate 1 units (MWh) | MWh/year
Domestic Off Peak (related MPAN) | 65160.6114 | 65160.6114
| Unit rate 1 p/kWh | Revenue (£/year) | Average p/kWh
Assets 132kV | 0.044958 | 29294.6533 | 0.044958
Assets 132kV/EHV | 0.022628 | 14744.5079 | 0.022628
Assets EHV | 0.031713 | 20664.3694 | 0.031713
Assets EHV/HV | 0.051386 | 33483.5306 | 0.051386
Assets 132kV/HV | 0.0037577 | 2448.5656 | 0.0037577
Assets HV | 0.066944 | 43621.3708 | 0.066944
Assets HV/LV | 0.015888 | 10352.9973 | 0.015888
Assets LV circuits | 0 | 0 | 0
Transmission exit | 0.016636 | 10840.2342 | 0.016636
Operating 132kV | 0.020788 | 13545.5186 | 0.020788
Operating 132kV/EHV | 0.010463 | 6817.6948 | 0.010463
Operating EHV | 0.014664 | 9554.9723 | 0.014664
Operating EHV/HV | 0.02376 | 15482.4085 | 0.02376
Operating 132kV/HV | 0.0017375 | 1132.1892 | 0.0017375
Operating HV | 0.059429 | 38723.9966 | 0.059429
Operating HV/LV | 0.02524 | 16446.2447 | 0.02524
Operating LV circuits | 0 | 0 | 0
Adder | 0.75789 | 493846.7261 | 0.75789
Rounding | 0.00011658 | 75.9612 | 0.00011658
Total | 1.168 | 761075.9409 | 1.168
Small Non Domestic Unrestricted
| Rate 1 units (MWh) | MPANs | MWh/year | MWh/MPAN/year
Small Non Domestic Unrestricted | 1135237.8914 | 96849.7848 | 1135237.8914 | 11.7216
| Unit rate 1 p/kWh | Fixed charge p/MPAN/day | Revenue (£/year) | Average p/kWh | Average £/MPAN/year
Assets 132kV | 0.14231 | 0 | 1615536.876 | 0.14231 | 16.6809
Assets 132kV/EHV | 0.071626 | 0 | 813127.773 | 0.071626 | 8.3958
Assets EHV | 0.088709 | 0 | 1007057.2429 | 0.088709 | 10.3981
Assets EHV/HV | 0.14374 | 0 | 1631786.1658 | 0.14374 | 16.8486
Assets 132kV/HV | 0.011895 | 0 | 135033.1064 | 0.011895 | 1.3943
Assets HV | 0.18726 | 0 | 2125843.6013 | 0.18726 | 21.9499
Assets HV/LV | 0.044444 | 0 | 504542.9029 | 0.044444 | 5.2095
Assets LV circuits | 0 | 0.16801 | 59392.0239 | 0.0052317 | 0.61324
Assets LV customer |  | 0 | 0 | 0 | 0
Assets HV customer |  | 0 | 0 | 0 | 0
Transmission exit | 0.058153 | 0 | 660178.1177 | 0.058153 | 6.8165
Operating 132kV | 0.065802 | 0 | 747006.1045 | 0.065802 | 7.713
Operating 132kV/EHV | 0.033119 | 0 | 375981.1485 | 0.033119 | 3.8821
Operating EHV | 0.041018 | 0 | 465651.957 | 0.041018 | 4.808
Operating EHV/HV | 0.066464 | 0 | 754519.5935 | 0.066464 | 7.7906
Operating 132kV/HV | 0.0055 | 0 | 62437.7916 | 0.0055 | 0.64469
Operating HV | 0.16624 | 0 | 1887175.0014 | 0.16624 | 19.4856
Operating HV/LV | 0.070601 | 0 | 801491.1816 | 0.070601 | 8.2756
Operating LV circuits | 0 | 1.2676 | 448100.4134 | 0.039472 | 4.6268
Operating LV customer |  | 4.028 | 1423917.5238 | 0.12543 | 14.7023
Operating HV customer |  | 0 | 0 | 0 | 0
Adder | 0.75789 |  | 8603871.3274 | 0.75789 | 88.8373
Rounding | 0.00023439 | -0.0036509 | 1370.2845 | 0.0001207 | 0.014149
Total | 1.955 | 5.46 | 24124020.1371 | 2.125 | 249.087
Small Non Domestic Two Rate
| Rate 1 units (MWh) | Rate 2 units (MWh) | MPANs | MWh/year | MWh/MPAN/year
Small Non Domestic Two Rate | 1537282.6428 | 466358.205 | 83290.5469 | 2003640.8478 | 24.056
| Unit rate 1 p/kWh | Unit rate 2 p/kWh | Fixed charge p/MPAN/day | Average unit rate (p/kWh) | Revenue (£/year) | Average p/kWh | Average £/MPAN/year
Assets 132kV | 0.15477 | 0.002429 | 0 | 0.11931 | 2390535.5266 | 0.11931 | 28.7012
Assets 132kV/EHV | 0.077897 | 0.0012226 | 0 | 0.060051 | 1203198.0562 | 0.060051 | 14.4458
Assets EHV | 0.095493 | 0.0045824 | 0 | 0.074333 | 1489363.2302 | 0.074333 | 17.8815
Assets EHV/HV | 0.15473 | 0.0074251 | 0 | 0.12045 | 2413291.1332 | 0.12045 | 28.9744
Assets 132kV/HV | 0.012936 | 0.00020303 | 0 | 0.0099724 | 199810.6282 | 0.0099724 | 2.399
Assets HV | 0.20158 | 0.0096732 | 0 | 0.15691 | 3143965.5644 | 0.15691 | 37.747
Assets HV/LV | 0.047843 | 0.0022958 | 0 | 0.037241 | 746181.6624 | 0.037241 | 8.9588
Assets LV circuits | 0 | 0 | 0.16801 | 0 | 51076.9762 | 0.0025492 | 0.61324
Assets LV customer |  |  | 0 | 0 | 0 | 0 | 0
Assets HV customer |  |  | 0 | 0 | 0 | 0 | 0
Transmission exit | 0.064196 | 0.0013227 | 0 | 0.049562 | 993045.3899 | 0.049562 | 11.9227
Operating 132kV | 0.071563 | 0.0011232 | 0 | 0.055167 | 1105356.7751 | 0.055167 | 13.2711
Operating 132kV/EHV | 0.036019 | 0.00056531 | 0 | 0.027767 | 556345.2659 | 0.027767 | 6.6796
Operating EHV | 0.044155 | 0.0021188 | 0 | 0.034371 | 688664.828 | 0.034371 | 8.2682
Operating EHV/HV | 0.071546 | 0.0034333 | 0 | 0.055693 | 1115878.712 | 0.055693 | 13.3974
Operating 132kV/HV | 0.0059815 | 9.3879e-05 | 0 | 0.0046111 | 92390.19 | 0.0046111 | 1.1093
Operating HV | 0.17895 | 0.0085872 | 0 | 0.1393 | 2790992.3453 | 0.1393 | 33.5091
Operating HV/LV | 0.076 | 0.003647 | 0 | 0.05916 | 1185346.219 | 0.05916 | 14.2315
Operating LV circuits | 0 | 0 | 1.2676 | 0 | 385365.1155 | 0.019233 | 4.6268
Operating LV customer |  |  | 4.028 | 0 | 1224565.1302 | 0.061117 | 14.7023
Operating HV customer |  |  | 0 | 0 | 0 | 0 | 0
Adder | 0.75789 | 0.75789 |  | 0.75789 | 15185423.4009 | 0.75789 | 182.3187
Rounding | 0.00045282 | 0.00038608 | -0.0036509 | 0.00043728 | 7651.7051 | 0.00038189 | 0.091868
Total | 2.052 | 0.807 | 5.46 | 1.7622 | 36968447.8542 | 1.8451 | 443.8493
Small Non Domestic Off Peak (related MPAN)
| Rate 1 units (MWh) | MWh/year
Small Non Domestic Off Peak (related MPAN) | 2702.112 | 2702.112
| Unit rate 1 p/kWh | Revenue (£/year) | Average p/kWh
Assets 132kV | 0.020133 | 544.0116 | 0.020133
Assets 132kV/EHV | 0.010133 | 273.8105 | 0.010133
Assets EHV | 0.016492 | 445.6329 | 0.016492
Assets EHV/HV | 0.026723 | 722.0816 | 0.026723
Assets 132kV/HV | 0.0016828 | 45.4707 | 0.0016828
Assets HV | 0.034814 | 940.707 | 0.034814
Assets HV/LV | 0.0082626 | 223.2653 | 0.0082626
Assets LV circuits | 0 | 0 | 0
Transmission exit | 0.0067209 | 181.6063 | 0.0067209
Operating 132kV | 0.0093092 | 251.5448 | 0.0093092
Operating 132kV/EHV | 0.0046855 | 126.6069 | 0.0046855
Operating EHV | 0.0076257 | 206.0556 | 0.0076257
Operating EHV/HV | 0.012356 | 333.8824 | 0.012356
Operating 132kV/HV | 0.0007781 | 21.0251 | 0.0007781
Operating HV | 0.030905 | 835.0938 | 0.030905
Operating HV/LV | 0.013126 | 354.6678 | 0.013126
Operating LV circuits | 0 | 0 | 0
Adder | 0.75789 | 20479.0772 | 0.75789
Rounding | 0.00036188 | 9.7785 | 0.00036188
Total | 0.962 | 25994.3179 | 0.962
LV Medium Non-Domestic
| Rate 1 units (MWh) | Rate 2 units (MWh) | MPANs | MWh/year | MWh/MPAN/year
LV Medium Non-Domestic | 0.00079593 | 0.00020407 | 9.6213e-06 | 0.001 | 103.9358
| Unit rate 1 p/kWh | Unit rate 2 p/kWh | Fixed charge p/MPAN/day | Average unit rate (p/kWh) | Revenue (£/year) | Average p/kWh | Average £/MPAN/year
Assets 132kV | 0.15362 | 0.002269 | 0 | 0.12273 | 0.0012273 | 0.12273 | 127.5639
Assets 132kV/EHV | 0.077319 | 0.001142 | 0 | 0.061774 | 0.00061774 | 0.061774 | 64.2051
Assets EHV | 0.093997 | 0.0042804 | 0 | 0.075689 | 0.00075689 | 0.075689 | 78.6675
Assets EHV/HV | 0.15231 | 0.0069358 | 0 | 0.12264 | 0.0012264 | 0.12264 | 127.4689
Assets 132kV/HV | 0.01284 | 0.00018965 | 0 | 0.010259 | 0.00010259 | 0.010259 | 10.6623
Assets HV | 0.19842 | 0.0090358 | 0 | 0.15977 | 0.0015977 | 0.15977 | 166.0628
Assets HV/LV | 0.047093 | 0.0021445 | 0 | 0.037921 | 0.00037921 | 0.037921 | 39.413
Assets LV circuits | 0 | 0 | 3.2292 | 0 | 0.0001134 | 0.01134 | 11.7864
Assets LV customer |  |  | 0 | 0 | 0 | 0 | 0
Assets HV customer |  |  | 0 | 0 | 0 | 0 | 0
Transmission exit | 0.064191 | 0.0012355 | 0 | 0.051343 | 0.00051343 | 0.051343 | 53.3642
Operating 132kV | 0.071032 | 0.0010491 | 0 | 0.056751 | 0.00056751 | 0.056751 | 58.9841
Operating 132kV/EHV | 0.035752 | 0.00052805 | 0 | 0.028564 | 0.00028564 | 0.028564 | 29.6877
Operating EHV | 0.043463 | 0.0019792 | 0 | 0.034998 | 0.00034998 | 0.034998 | 36.375
Operating EHV/HV | 0.070425 | 0.003207 | 0 | 0.056708 | 0.00056708 | 0.056708 | 58.9402
Operating 132kV/HV | 0.0059371 | 8.7691e-05 | 0 | 0.0047434 | 4.7434e-05 | 0.0047434 | 4.9301
Operating HV | 0.17615 | 0.0080213 | 0 | 0.14184 | 0.0014184 | 0.14184 | 147.4189
Operating HV/LV | 0.07481 | 0.0034067 | 0 | 0.060239 | 0.00060239 | 0.060239 | 62.6094
Operating LV circuits | 0 | 0 | 24.3633 | 0 | 0.00085559 | 0.085559 | 88.9261
Operating LV customer |  |  | 4.9041 | 0 | 0.00017222 | 0.017222 | 17.9
Operating HV customer |  |  | 0 | 0 | 0 | 0 | 0
Adder | 0.75789 | 0.75789 |  | 0.75789 | 0.0075789 | 0.75789 | 787.7205
Rounding | -0.00024505 | -0.00040337 | 0.0034145 | -0.00027735 | -2.6536e-06 | -0.00026536 | -0.27581
Total | 2.035 | 0.803 | 32.5 | 1.7836 | 0.018977 | 1.8977 | 1972.4106
LV Sub Medium Non-Domestic
| Rate 1 units (MWh) | Rate 2 units (MWh) | MPANs | MWh/year | MWh/MPAN/year
LV Sub Medium Non-Domestic | 0.00079533 | 0.00020467 | 9.5314e-06 | 0.001 | 104.9167
| Unit rate 1 p/kWh | Unit rate 2 p/kWh | Fixed charge p/MPAN/day | Average unit rate (p/kWh) | Revenue (£/year) | Average p/kWh | Average £/MPAN/year
Assets 132kV | 0.14993 | 0.0022416 | 0 | 0.11971 | 0.0011971 | 0.11971 | 125.5917
Assets 132kV/EHV | 0.075465 | 0.0011283 | 0 | 0.06025 | 0.0006025 | 0.06025 | 63.2125
Assets EHV | 0.092016 | 0.0042289 | 0 | 0.074049 | 0.00074049 | 0.074049 | 77.6896
Assets EHV/HV | 0.1491 | 0.0068523 | 0 | 0.11999 | 0.0011999 | 0.11999 | 125.8844
Assets 132kV/HV | 0.012532 | 0.00018736 | 0 | 0.010006 | 0.00010006 | 0.010006 | 10.4975
Assets HV | 0.19424 | 0.0089269 | 0 | 0.15631 | 0.0015631 | 0.15631 | 163.9985
Assets HV/LV | 0 | 0 | 8 | 0 | 0.00027832 | 0.027832 | 29.2001
Assets LV circuits | 0 | 0 | 0 | 0 | 0 | 0 | 0
Assets LV customer |  |  | 0 | 0 | 0 | 0 | 0
Assets HV customer |  |  | 0 | 0 | 0 | 0 | 0
Transmission exit | 0.062462 | 0.0012206 | 0 | 0.049927 | 0.00049927 | 0.049927 | 52.3821
Operating 132kV | 0.069328 | 0.0010365 | 0 | 0.055351 | 0.00055351 | 0.055351 | 58.0722
Operating 132kV/EHV | 0.034894 | 0.00052169 | 0 | 0.027859 | 0.00027859 | 0.027859 | 29.2288
Operating EHV | 0.042547 | 0.0019554 | 0 | 0.034239 | 0.00034239 | 0.034239 | 35.9228
Operating EHV/HV | 0.068942 | 0.0031684 | 0 | 0.05548 | 0.0005548 | 0.05548 | 58.2075
Operating 132kV/HV | 0.0057947 | 8.6635e-05 | 0 | 0.0046264 | 4.6264e-05 | 0.0046264 | 4.8539
Operating HV | 0.17243 | 0.0079247 | 0 | 0.13876 | 0.0013876 | 0.13876 | 145.5864
Operating HV/LV | 0 | 0 | 12.7084 | 0 | 0.00044212 | 0.044212 | 46.3858
Operating LV circuits | 0 | 0 | 0 | 0 | 0 | 0 | 0
Operating LV customer |  |  | 3.637 | 0 | 0.00012653 | 0.012653 | 13.275
Operating HV customer |  |  | 0 | 0 | 0 | 0 | 0
Adder | 0.75789 | 0.75789 |  | 0.75789 | 0.0075789 | 0.75789 | 795.1547
Rounding | 0.00041739 | -0.00037081 | 0.0045411 | 0.00025607 | 2.7187e-06 | 0.00027187 | 0.28524
Total | 1.888 | 0.797 | 24.35 | 1.6647 | 0.017494 | 1.7494 | 1835.4286
HV Medium Non-Domestic
| Rate 1 units (MWh) | Rate 2 units (MWh) | MPANs | MWh/year | MWh/MPAN/year
HV Medium Non-Domestic | 0.00077435 | 0.00022565 | 6.4038e-06 | 0.001 | 156.1568
| Unit rate 1 p/kWh | Unit rate 2 p/kWh | Fixed charge p/MPAN/day | Average unit rate (p/kWh) | Revenue (£/year) | Average p/kWh | Average £/MPAN/year
Assets 132kV | 0.15041 | 0.0022415 | 0.88622 | 0.11697 | 0.0011904 | 0.11904 | 185.8968
Assets 132kV/EHV | 0.076856 | 0.0011454 | 0 | 0.059772 | 0.00059772 | 0.059772 | 93.3379
Assets EHV | 0.070249 | 0.0032098 | 6.2752 | 0.055121 | 0.00069789 | 0.069789 | 108.9801
Assets EHV/HV | 0 | 0 | 35.2707 | 0 | 0.00082441 | 0.082441 | 128.7379
Assets 132kV/HV | 0 | 0 | 3.1999 | 0 | 7.4795e-05 | 0.0074795 | 11.6798
Assets HV | 0 | 0 | 36.773 | 0 | 0.00085953 | 0.085953 | 134.2214
Assets HV/LV | 0 | 0 | 0 | 0 | 0 | 0 | 0
Assets LV circuits | 0 | 0 | 0 | 0 | 0 | 0 | 0
Assets LV customer |  |  | 0 | 0 | 0 | 0 | 0
Assets HV customer |  |  | 0 | 0 | 0 | 0 | 0
Transmission exit | 0.063407 | 0.0012391 | 0 | 0.049379 | 0.00049379 | 0.049379 | 77.1086
Operating 132kV | 0.069547 | 0.0010365 | 0.40978 | 0.054087 | 0.00055045 | 0.055045 | 85.9566
Operating 132kV/EHV | 0.035537 | 0.00052961 | 0 | 0.027638 | 0.00027638 | 0.027638 | 43.1584
Operating EHV | 0.034756 | 0.0015881 | 3.1047 | 0.027272 | 0.00034528 | 0.034528 | 53.9186
Operating EHV/HV | 0 | 0 | 25.1535 | 0 | 0.00058794 | 0.058794 | 91.8101
Operating 132kV/HV | 0 | 0 | 2.2821 | 0 | 5.3341e-05 | 0.0053341 | 8.3295
Operating HV | 0 | 0 | 46.9499 | 0 | 0.0010974 | 0.10974 | 171.3671
Operating HV/LV | 0 | 0 | 0 | 0 | 0 | 0 | 0
Operating LV circuits | 0 | 0 | 0 | 0 | 0 | 0 | 0
Operating LV customer |  |  | 0 | 0 | 0 | 0 | 0
Operating HV customer |  |  | 63.1766 | 0 | 0.0014767 | 0.14767 | 230.5947
Adder | 0.75789 | 0.75789 |  | 0.75789 | 0.0075789 | 0.75789 | 1183.4987
Rounding | 0.0003485 | 0.00011855 | -0.0015379 | 0.00029661 | 2.9301e-06 | 0.00029301 | 0.45756
Total | 1.259 | 0.769 | 223.48 | 1.1484 | 0.016708 | 1.6708 | 2609.0539
LV Network Domestic
| Rate 1 units (MWh) | Rate 2 units (MWh) | Rate 3 units (MWh) | MPANs | MWh/year | MWh/MPAN/year
LV Network Domestic | 0 | 0 | 0 | 0 | 0
| Unit rate 1 p/kWh | Unit rate 2 p/kWh | Unit rate 3 p/kWh | Fixed charge p/MPAN/day | Average unit rate (p/kWh) | Revenue (£/year) | Average p/kWh | Average £/MPAN/year
Assets 132kV | 0.89975 | 0.046071 | 0.0021744 | 0 | 0 | 0
Assets 132kV/EHV | 0.45286 | 0.023188 | 0.0010944 | 0 | 0 | 0
Assets EHV | 0.44273 | 0.054238 | 0.0041038 | 0 | 0 | 0
Assets EHV/HV | 0.71737 | 0.087885 | 0.0066496 | 0 | 0 | 0
Assets 132kV/HV | 0.075205 | 0.0038508 | 0.00018175 | 0 | 0 | 0
Assets HV | 0.93457 | 0.11449 | 0.008663 | 0 | 0 | 0
Assets HV/LV | 0.22181 | 0.027174 | 0.002056 | 0 | 0 | 0
Assets LV circuits | 0 | 0 | 0 | 0.16801 | 0 | 0
Assets LV customer |  |  |  | 0 | 0 | 0
Assets HV customer |  |  |  | 0 | 0 | 0
Transmission exit | 0.45016 | 0 | 0.0011842 | 0 | 0 | 0
Operating 132kV | 0.41603 | 0.021303 | 0.0010054 | 0 | 0 | 0
Operating 132kV/EHV | 0.2094 | 0.010722 | 0.00050604 | 0 | 0 | 0
Operating EHV | 0.20471 | 0.025079 | 0.0018976 | 0 | 0 | 0
Operating EHV/HV | 0.33171 | 0.040637 | 0.0030747 | 0 | 0 | 0
Operating 132kV/HV | 0.034774 | 0.0017806 | 8.4037e-05 | 0 | 0 | 0
Operating HV | 0.82965 | 0.10164 | 0.0076904 | 0 | 0 | 0
Operating HV/LV | 0.35236 | 0.043167 | 0.0032661 | 0 | 0 | 0
Operating LV circuits | 0 | 0 | 0 | 1.2676 | 0 | 0
Operating LV customer |  |  |  | 1.7904 | 0 | 0
Operating HV customer |  |  |  | 0 | 0 | 0
Adder | 0.75789 | 0.75789 | 0.75789 |  | 0 | 0
Rounding | 3.1713e-05 | -0.00012254 | 0.00047704 | 0.0039876 | 0 | 0
Total | 7.331 | 1.359 | 0.802 | 3.23 | 0 | 0 | 0 | 0
LV Network Non-Domestic Non-CT
| Rate 1 units (MWh) | Rate 2 units (MWh) | Rate 3 units (MWh) | MPANs | MWh/year | MWh/MPAN/year
LV Network Non-Domestic Non-CT | 17149.2583 | 66385.4295 | 74692.2365 | 2534.8857 | 158226.9243 | 62.4197
| Unit rate 1 p/kWh | Unit rate 2 p/kWh | Unit rate 3 p/kWh | Fixed charge p/MPAN/day | Average unit rate (p/kWh) | Revenue (£/year) | Average p/kWh | Average £/MPAN/year
Assets 132kV | 0.94712 | 0.048496 | 0.0022889 | 0 | 0.12408 | 196327.5094 | 0.12408 | 77.4502
Assets 132kV/EHV | 0.4767 | 0.024409 | 0.001152 | 0 | 0.062451 | 98815.0459 | 0.062451 | 38.9821
Assets EHV | 0.46581 | 0.057067 | 0.0043178 | 0 | 0.076468 | 120992.4082 | 0.076468 | 47.7309
Assets EHV/HV | 0.75478 | 0.092468 | 0.0069964 | 0 | 0.1239 | 196050.1643 | 0.1239 | 77.3408
Assets 132kV/HV | 0.079164 | 0.0040535 | 0.00019131 | 0 | 0.010371 | 16409.8473 | 0.010371 | 6.4736
Assets HV | 0.98331 | 0.12046 | 0.0091147 | 0 | 0.16142 | 255408.4574 | 0.16142 | 100.7574
Assets HV/LV | 0.23338 | 0.028591 | 0.0021633 | 0 | 0.038311 | 60618.0645 | 0.038311 | 23.9135
Assets LV circuits | 0 | 0 | 0 | 0.16801 | 0 | 1554.4897 | 0.00098244 | 0.61324
Assets LV customer |  |  |  | 0 | 0 | 0 | 0 | 0
Assets HV customer |  |  |  | 0 | 0 | 0 | 0 | 0
Transmission exit | 0.47406 | 0 | 0.001247 | 0 | 0.051969 | 82228.4031 | 0.051969 | 32.4387
Operating 132kV | 0.43794 | 0.022424 | 0.0010583 | 0 | 0.057373 | 90779.635 | 0.057373 | 35.8121
Operating 132kV/EHV | 0.22042 | 0.011286 | 0.00053269 | 0 | 0.028877 | 45690.9672 | 0.028877 | 18.0249
Operating EHV | 0.21539 | 0.026387 | 0.0019965 | 0 | 0.035358 | 55945.5305 | 0.035358 | 22.0702
Operating EHV/HV | 0.349 | 0.042756 | 0.003235 | 0 | 0.057292 | 90651.3938 | 0.057292 | 35.7615
Operating 132kV/HV | 0.036604 | 0.0018743 | 8.8461e-05 | 0 | 0.0047955 | 7587.7291 | 0.0047955 | 2.9933
Operating HV | 0.87291 | 0.10694 | 0.0080914 | 0 | 0.1433 | 226733.7332 | 0.1433 | 89.4453
Operating HV/LV | 0.37073 | 0.045418 | 0.0034364 | 0 | 0.060859 | 96294.7726 | 0.060859 | 37.9878
Operating LV circuits | 0 | 0 | 0 | 1.2676 | 0 | 11728.3002 | 0.0074123 | 4.6268
Operating LV customer |  |  |  | 4.028 | 0 | 37268.7273 | 0.023554 | 14.7023
Operating HV customer |  |  |  | 0 | 0 | 0 | 0 | 0
Adder | 0.75789 | 0.75789 | 0.75789 |  | 0.75789 | 1199188.3883 | 0.75789 | 473.0739
Rounding | -0.00018604 | 0.00047335 | 0.00019828 | -0.0036509 | 0.00027203 | 396.6496 | 0.00025068 | 0.15648
Total | 7.675 | 1.391 | 0.804 | 5.46 | 1.795 | 2890670.2167 | 1.8269 | 1140.3552
LV HH Metered
| Rate 1 units (MWh) | Rate 2 units (MWh) | Rate 3 units (MWh) | MPANs | Import capacity (kVA) | Exceeded capacity (kVA) | Reactive power units (MVArh) | MWh/year | MWh/MPAN/year
LV HH Metered | 394719.6209 | 1561784.4601 | 1706361.7121 | 14837.5548 | 2008370.5116 | 25961.5211 | 307328.1135 | 3662865.7931 | 246.8645
| Unit rate 1 p/kWh | Unit rate 2 p/kWh | Unit rate 3 p/kWh | Fixed charge p/MPAN/day | Capacity charge p/kVA/day | Exceeded capacity charge p/kVA/day | Reactive power charge p/kVArh | Average unit rate (p/kWh) | Revenue (£/year) | Average p/kWh | Average £/MPAN/year | Average p/kVA/day
Assets 132kV | 0.86659 | 0.044373 | 0.0020943 |  | 0 | 0 | 0.022776 | 0.11519 | 4219331.2395 | 0.11519 | 284.3684 | 0.57558
Assets 132kV/EHV | 0.43617 | 0.022334 | 0.0010541 |  | 0 | 0 | 0.011464 | 0.057978 | 2123662.7063 | 0.057978 | 143.1275 | 0.2897
Assets EHV | 0.42623 | 0.052217 | 0.0039509 |  | 0 | 0 | 0.013973 | 0.071209 | 2608275.2868 | 0.071209 | 175.7888 | 0.35581
Assets EHV/HV | 0.69064 | 0.08461 | 0.0064018 |  | 0 | 0 | 0.022642 | 0.11538 | 4226321.3533 | 0.11538 | 284.8395 | 0.57654
Assets 132kV/HV | 0.072433 | 0.0037089 | 0.00017505 |  | 0 | 0 | 0.0019037 | 0.0096282 | 352668.7707 | 0.0096282 | 23.7687 | 0.048109
Assets HV | 0.71979 | 0.088182 | 0.0066721 |  | 0.28968 | 0.55615 | 0.023598 | 0.12025 | 6580949.2884 | 0.17967 | 443.5333 | 0.89774
Assets HV/LV | 0 | 0 | 0 |  | 0.34376 | 1.181 | 0 | 0 | 2631850.8201 | 0.071852 | 177.3777 | 0.35902
Assets LV circuits | 0 | 0 | 0 |  | 0.13617 | 2.222 | 0 | 0 | 1208787.058 | 0.033001 | 81.4681 | 0.1649
Assets LV customer |  |  |  | 0 |  |  |  | 0 | 0 | 0 | 0 | 0
Assets HV customer |  |  |  | 0 |  |  |  | 0 | 0 | 0 | 0 | 0
Transmission exit | 0.4335 | 0 | 0.0011404 |  | 0 | 0 | 0.0096994 | 0.04806 | 1760388.6403 | 0.04806 | 118.6441 | 0.24014
Operating 132kV | 0.4007 | 0.020518 | 0.00096836 |  | 0 | 0 | 0.010532 | 0.053264 | 1950971.3703 | 0.053264 | 131.4887 | 0.26614
Operating 132kV/EHV | 0.20168 | 0.010327 | 0.00048739 |  | 0 | 0 | 0.0053007 | 0.026808 | 981957.7807 | 0.026808 | 66.1806 | 0.13395
Operating EHV | 0.19708 | 0.024145 | 0.0018268 |  | 0 | 0 | 0.0064611 | 0.032926 | 1206037.1944 | 0.032926 | 81.2827 | 0.16452
Operating EHV/HV | 0.31934 | 0.039123 | 0.0029601 |  | 0 | 0 | 0.010469 | 0.053352 | 1954203.5204 | 0.053352 | 131.7066 | 0.26658
Operating 132kV/HV | 0.033492 | 0.0017149 | 8.094e-05 |  | 0 | 0 | 0.00088027 | 0.004452 | 163070.0781 | 0.004452 | 10.9904 | 0.022245
Operating HV | 0.63898 | 0.078282 | 0.005923 |  | 0.25716 | 0.25716 | 0.020948 | 0.10675 | 5819690.0598 | 0.15888 | 392.227 | 0.7939
Operating HV/LV | 0 | 0 | 0 |  | 0.54608 | 0.54608 | 0 | 0 | 4054795.3749 | 0.1107 | 273.2792 | 0.55314
Operating LV circuits | 0 | 0 | 0 |  | 1.0274 | 1.0274 | 0 | 0 | 7628832.7392 | 0.20827 | 514.157 | 1.0407
Operating LV customer |  |  |  | 8.2677 |  |  |  | 0 | 447752.7962 | 0.012224 | 30.177 | 0.06108
Operating HV customer |  |  |  | 0 |  |  |  | 0 | 0 | 0 | 0 | 0
Adder | 0.75789 | 0.75789 | 0.75789 |  |  |  |  | 0.75789 | 27760547.999 | 0.75789 | 1870.9652 | 3.787
Rounding | 0.00048546 | -0.00042346 | 0.00037338 | 0.0023305 | -0.00025519 | 0.00025748 | 0.00035271 | 7.5292e-05 | 1037.7565 | 2.8332e-05 | 0.069941 | 0.00014157
Total | 6.195 | 1.227 | 0.792 | 8.27 | 2.6 | 5.79 | 0.161 | 1.5732 | 77681131.8329 | 2.1208 | 5235.4403 | 10.5969
LV Sub HH Metered
| Rate 1 units (MWh) | Rate 2 units (MWh) | Rate 3 units (MWh) | MPANs | Import capacity (kVA) | Exceeded capacity (kVA) | Reactive power units (MVArh) | MWh/year | MWh/MPAN/year
LV Sub HH Metered | 20564.403 | 79106.9581 | 92841.4464 | 282.3027 | 115909.2159 | 1789.2589 | 16690.2212 | 192512.8074 | 681.9376
| Unit rate 1 p/kWh | Unit rate 2 p/kWh | Unit rate 3 p/kWh | Fixed charge p/MPAN/day | Capacity charge p/kVA/day | Exceeded capacity charge p/kVA/day | Reactive power charge p/kVArh | Average unit rate (p/kWh) | Revenue (£/year) | Average p/kWh | Average £/MPAN/year | Average p/kVA/day
Assets 132kV | 0.82998 | 0.042499 | 0.0020058 |  | 0 | 0 | 0.021624 | 0.10896 | 209771.2062 | 0.10896 | 743.072 | 0.49583
Assets 132kV/EHV | 0.41774 | 0.02139 | 0.0010096 |  | 0 | 0 | 0.010884 | 0.054844 | 105581.492 | 0.054844 | 374.001 | 0.24956
Assets EHV | 0.40822 | 0.050011 | 0.003784 |  | 0 | 0 | 0.013266 | 0.067132 | 129238.0361 | 0.067132 | 457.7995 | 0.30548
Assets EHV/HV | 0.66146 | 0.081036 | 0.0061314 |  | 0 | 0 | 0.021496 | 0.10878 | 209410.9753 | 0.10878 | 741.7959 | 0.49498
Assets 132kV/HV | 0.069373 | 0.0035522 | 0.00016765 |  | 0 | 0 | 0.0018074 | 0.0091077 | 17533.5259 | 0.0091077 | 62.109 | 0.041444
Assets HV | 0 | 0 | 0 |  | 1.4082 | 2.7035 | 0 | 0 | 613404.7893 | 0.31863 | 2172.8621 | 1.4499
Assets HV/LV | 0 | 0 | 0 |  | 0.33421 | 1.1482 | 0 | 0 | 148892.2428 | 0.077341 | 527.4206 | 0.35193
Assets LV circuits | 0 | 0 | 0 |  | 0 | 0 | 0 | 0 | 0 | 0 | 0 | 0
Assets LV customer |  |  |  | 0 |  |  |  | 0 | 0 | 0 | 0 | 0
Assets HV customer |  |  |  | 0 |  |  |  | 0 | 0 | 0 | 0 | 0
Transmission exit | 0.41519 | 0 | 0.0010922 |  | 0 | 0 | 0.0092085 | 0.045676 | 87932.5146 | 0.045676 | 311.4831 | 0.20784
Operating 132kV | 0.38377 | 0.019651 | 0.00092746 |  | 0 | 0 | 0.0099986 | 0.050384 | 96995.8494 | 0.050384 | 343.5881 | 0.22927
Operating 132kV/EHV | 0.19316 | 0.0098906 | 0.00046681 |  | 0 | 0 | 0.0050325 | 0.025359 | 48819.6959 | 0.025359 | 172.9339 | 0.11539
Operating EHV | 0.18876 | 0.023125 | 0.0017497 |  | 0 | 0 | 0.0061341 | 0.031041 | 59758.2162 | 0.031041 | 211.6814 | 0.14125
Operating EHV/HV | 0.30585 | 0.03747 | 0.0028351 |  | 0 | 0 | 0.0099394 | 0.050298 | 96829.2827 | 0.050298 | 342.9981 | 0.22887
Operating 132kV/HV | 0.032077 | 0.0016425 | 7.7521e-05 |  | 0 | 0 | 0.00083572 | 0.0042113 | 8107.3054 | 0.0042113 | 28.7185 | 0.019163
Operating HV | 0 | 0 | 0 |  | 1.2501 | 1.2501 | 0 | 0 | 537027.9756 | 0.27896 | 1902.3128 | 1.2694
Operating HV/LV | 0 | 0 | 0 |  | 0.53091 | 0.53091 | 0 | 0 | 228078.046 | 0.11847 | 807.9203 | 0.5391
Operating LV circuits | 0 | 0 | 0 |  | 0 | 0 | 0 | 0 | 0 | 0 | 0 | 0
Operating LV customer |  |  |  | 6.3679 |  |  |  | 0 | 6561.4807 | 0.0034083 | 23.2427 | 0.015509
Operating HV customer |  |  |  | 0 |  |  |  | 0 | 0 | 0 | 0 | 0
Adder | 0.75789 | 0.75789 | 0.75789 |  |  |  |  | 0.75789 | 1459038.1775 | 0.75789 | 5168.347 | 3.4487
Rounding | -0.00048704 | -0.00015811 | -0.00013858 | 0.0021327 | -0.0033463 | -0.0026594 | -0.0002256 | -0.00020339 | -1822.4224 | -0.00094665 | -6.4556 | -0.0043076
Total | 4.663 | 1.048 | 0.778 | 6.37 | 3.52 | 5.63 | 0.11 | 1.3135 | 4061158.3892 | 2.1096 | 14385.8305 | 9.5993
HV HH Metered
| Rate 1 units (MWh) | Rate 2 units (MWh) | Rate 3 units (MWh) | MPANs | Import capacity (kVA) | Exceeded capacity (kVA) | Reactive power units (MVArh) | MWh/year | MWh/MPAN/year
HV HH Metered | 751734.8625 | 2892112.3029 | 4006748.6054 | 3304.3945 | 2661311.9036 | 46691.8178 | 612364.0756 | 7650595.7708 | 2315.2792
| Unit rate 1 p/kWh | Unit rate 2 p/kWh | Unit rate 3 p/kWh | Fixed charge p/MPAN/day | Capacity charge p/kVA/day | Exceeded capacity charge p/kVA/day | Reactive power charge p/kVArh | Average unit rate (p/kWh) | Revenue (£/year) | Average p/kWh | Average £/MPAN/year | Average p/kVA/day
Assets 132kV | 0.72936 | 0.037346 | 0.0017626 |  | 0.023237 | 0.023237 | 0.017479 | 0.088105 | 6970246.7693 | 0.091107 | 2109.387 | 0.71756
Assets 132kV/EHV | 0.37269 | 0.019083 | 0.00090067 |  | 0 | 0 | 0.0089315 | 0.045021 | 3444342.0232 | 0.045021 | 1042.3519 | 0.35458
Assets EHV | 0.2723 | 0.033359 | 0.002524 |  | 0.16453 | 0.17605 | 0.0081396 | 0.041339 | 4790961.0124 | 0.062622 | 1449.8756 | 0.49321
Assets EHV/HV | 0 | 0 | 0 |  | 0.92479 | 1.4263 | 0 | 0 | 9226304.5198 | 0.1206 | 2792.1316 | 0.94982
Assets 132kV/HV | 0 | 0 | 0 |  | 0.083902 | 0.1294 | 0 | 0 | 837059.6931 | 0.010941 | 253.3171 | 0.086172
Assets HV | 0 | 0 | 0 |  | 0.96418 | 2.6623 | 0 | 0 | 9819574.3956 | 0.12835 | 2971.6713 | 1.0109
Assets HV/LV | 0 | 0 | 0 |  | 0 | 0 | 0 | 0 | 0 | 0 | 0 | 0
Assets LV circuits | 0 | 0 | 0 |  | 0 | 0 | 0 | 0 | 0 | 0 | 0 | 0
Assets LV customer |  |  |  | 0 |  |  |  | 0 | 0 | 0 | 0 | 0
Assets HV customer |  |  |  | 0 |  |  |  | 0 | 0 | 0 | 0 | 0
Transmission exit | 0.37041 | 0 | 0.0009744 |  | 0 | 0 | 0.0075569 | 0.037511 | 2869846.1289 | 0.037511 | 868.4938 | 0.29544
Operating 132kV | 0.33725 | 0.017268 | 0.00081501 |  | 0.010744 | 0.010744 | 0.0080821 | 0.040739 | 3222963.8108 | 0.042127 | 975.3568 | 0.33179
Operating 132kV/EHV | 0.17233 | 0.0088239 | 0.00041646 |  | 0 | 0 | 0.0041298 | 0.020817 | 1592625.062 | 0.020817 | 481.9718 | 0.16396
Operating EHV | 0.13472 | 0.016505 | 0.0012488 |  | 0.081405 | 0.081405 | 0.0040271 | 0.020453 | 2369384.1905 | 0.03097 | 717.0403 | 0.24392
Operating EHV/HV | 0 | 0 | 0 |  | 0.65952 | 0.65952 | 0 | 0 | 6518830.9238 | 0.085207 | 1972.7762 | 0.67109
Operating 132kV/HV | 0 | 0 | 0 |  | 0.059835 | 0.059835 | 0 | 0 | 591423.2075 | 0.0077304 | 178.9808 | 0.060885
Operating HV | 0 | 0 | 0 |  | 1.231 | 1.231 | 0 | 0 | 12167646.1551 | 0.15904 | 3682.2619 | 1.2526
Operating HV/LV | 0 | 0 | 0 |  | 0 | 0 | 0 | 0 | 0 | 0 | 0 | 0
Operating LV circuits | 0 | 0 | 0 |  | 0 | 0 | 0 | 0 | 0 | 0 | 0 | 0
Operating LV customer |  |  |  | 0 |  |  |  | 0 | 0 | 0 | 0 | 0
Operating HV customer |  |  |  | 63.1766 |  |  |  | 0 | 761975.8925 | 0.0099597 | 230.5947 | 0.078443
Adder | 0.75789 | 0.75789 | 0.75789 |  |  |  |  | 0.75789 | 57983213.9957 | 0.75789 | 17547.3036 | 5.9692
Rounding | 5.7504e-05 | -0.00027683 | 0.00046653 | 0.0033677 | -0.0031668 | 0.00015317 | -0.00034595 | 0.00011764 | -21694.8284 | -0.00028357 | -6.5654 | -0.0022334
Total | 3.147 | 0.89 | 0.767 | 63.18 | 4.2 | 6.46 | 0.058 | 1.052 | 123144702.952 | 1.6096 | 37266.9491 | 12.6773
NHH UMS category A
| Rate 1 units (MWh) | MWh/year
NHH UMS category A | 47462.4781 | 47462.4781
| Unit rate 1 p/kWh | Revenue (£/year) | Average p/kWh
Assets 132kV | 0.084338 | 40028.7112 | 0.084338
Assets 132kV/EHV | 0.042449 | 20147.1457 | 0.042449
Assets EHV | 0.051816 | 24593.0012 | 0.051816
Assets EHV/HV | 0.08396 | 39849.2929 | 0.08396
Assets 132kV/HV | 0.0070493 | 3345.7616 | 0.0070493
Assets HV | 0.10938 | 51914.5009 | 0.10938
Assets HV/LV | 0.02596 | 12321.27 | 0.02596
Assets LV circuits | 0.010786 | 5119.3594 | 0.010786
Assets LV customer |  | 0 | 0
Transmission exit | 0.035862 | 17021.0152 | 0.035862
Operating 132kV | 0.038997 | 18508.8264 | 0.038997
Operating 132kV/EHV | 0.019628 | 9315.8138 | 0.019628
Operating EHV | 0.023959 | 11371.5275 | 0.023959
Operating EHV/HV | 0.038822 | 18425.8654 | 0.038822
Operating 132kV/HV | 0.0032595 | 1547.0426 | 0.0032595
Operating HV | 0.0971 | 46086.0565 | 0.0971
Operating HV/LV | 0.041239 | 19572.9426 | 0.041239
Operating LV circuits | 0.081379 | 38624.4973 | 0.081379
Operating LV customer | 0.59322 | 281555.2514 | 0.59322
Adder | 0.75789 | 359714.0807 | 0.75789
Rounding | -8.9666e-05 | -42.5576 | -8.9666e-05
Total | 2.147 | 1019019.4047 | 2.147
NHH UMS category B
| Rate 1 units (MWh) | MWh/year
NHH UMS category B | 38869.1758 | 38869.1758
| Unit rate 1 p/kWh | Revenue (£/year) | Average p/kWh
Assets 132kV | 0.12416 | 48259.7933 | 0.12416
Assets 132kV/EHV | 0.062492 | 24289.9923 | 0.062492
Assets EHV | 0.065088 | 25299.1464 | 0.065088
Assets EHV/HV | 0.10547 | 40993.4961 | 0.10547
Assets 132kV/HV | 0.010378 | 4033.7487 | 0.010378
Assets HV | 0.1374 | 53405.1355 | 0.1374
Assets HV/LV | 0.03261 | 12675.0538 | 0.03261
Assets LV circuits | 0.013549 | 5266.3529 | 0.013549
Assets LV customer |  | 0 | 0
Transmission exit | 0.060844 | 23649.4803 | 0.060844
Operating 132kV | 0.05741 | 22314.7863 | 0.05741
Operating 132kV/EHV | 0.028895 | 11231.4196 | 0.028895
Operating EHV | 0.030096 | 11698.0411 | 0.030096
Operating EHV/HV | 0.048766 | 18954.9321 | 0.048766
Operating 132kV/HV | 0.0047986 | 1865.1601 | 0.0047986
Operating HV | 0.12197 | 47409.3375 | 0.12197
Operating HV/LV | 0.051802 | 20134.9456 | 0.051802
Operating LV circuits | 0.10222 | 39733.5325 | 0.10222
Operating LV customer | 0.59322 | 230578.3642 | 0.59322
Adder | 0.75789 | 294586.1741 | 0.75789
Rounding | -5.2607e-05 | -20.448 | -5.2607e-05
Total | 2.409 | 936358.4447 | 2.409
NHH UMS category C
| Rate 1 units (MWh) | MWh/year
NHH UMS category C | 399.1873 | 399.1873
| Unit rate 1 p/kWh | Revenue (£/year) | Average p/kWh
Assets 132kV | 0.23394 | 933.8772 | 0.23394
Assets 132kV/EHV | 0.11775 | 470.0366 | 0.11775
Assets EHV | 0.12005 | 479.2405 | 0.12005
Assets EHV/HV | 0.19453 | 776.5379 | 0.19453
Assets 132kV/HV | 0.019554 | 78.0572 | 0.019554
Assets HV | 0.25343 | 1011.651 | 0.25343
Assets HV/LV | 0.060148 | 240.103 | 0.060148
Assets LV circuits | 0.024991 | 99.7603 | 0.024991
Assets LV customer |  | 0 | 0
Transmission exit | 0.11474 | 458.0344 | 0.11474
Operating 132kV | 0.10817 | 431.8143 | 0.10817
Operating 132kV/EHV | 0.054446 | 217.3396 | 0.054446
Operating EHV | 0.055512 | 221.5954 | 0.055512
Operating EHV/HV | 0.089948 | 359.0624 | 0.089948
Operating 132kV/HV | 0.0090416 | 36.0928 | 0.0090416
Operating HV | 0.22498 | 898.0729 | 0.22498
Operating HV/LV | 0.095548 | 381.4153 | 0.095548
Operating LV circuits | 0.18855 | 752.6704 | 0.18855
Operating LV customer | 0.59322 | 2368.0449 | 0.59322
Adder | 0.75789 | 3025.4065 | 0.75789
Rounding | -0.0004414 | -1.762 | -0.0004414
Total | 3.316 | 13237.0506 | 3.316
NHH UMS category D
| Rate 1 units (MWh) | MWh/year
NHH UMS category D | 10277.034 | 10277.034
| Unit rate 1 p/kWh | Revenue (£/year) | Average p/kWh
Assets 132kV | 0.044995 | 4624.1588 | 0.044995
Assets 132kV/EHV | 0.022647 | 2327.4194 | 0.022647
Assets EHV | 0.038339 | 3940.1236 | 0.038339
Assets EHV/HV | 0.062123 | 6384.383 | 0.062123
Assets 132kV/HV | 0.0037609 | 386.5059 | 0.0037609
Assets HV | 0.080932 | 8317.3886 | 0.080932
Assets HV/LV | 0.019208 | 1974.0302 | 0.019208
Assets LV circuits | 0.0079808 | 820.189 | 0.0079808
Assets LV customer |  | 0 | 0
Transmission exit | 0.011478 | 1179.5721 | 0.011478
Operating 132kV | 0.020805 | 2138.1591 | 0.020805
Operating 132kV/EHV | 0.010472 | 1076.1726 | 0.010472
Operating EHV | 0.017728 | 1821.8689 | 0.017728
Operating EHV/HV | 0.028725 | 2952.067 | 0.028725
Operating 132kV/HV | 0.001739 | 178.716 | 0.001739
Operating HV | 0.071846 | 7383.5949 | 0.071846
Operating HV/LV | 0.030513 | 3135.8439 | 0.030513
Operating LV circuits | 0.060213 | 6188.1545 | 0.060213
Operating LV customer | 0.59322 | 60965.0616 | 0.59322
Adder | 0.75789 | 77888.766 | 0.75789
Rounding | 0.00038841 | 39.9167 | 0.00038841
Total | 1.885 | 193722.0915 | 1.885
LV UMS (Pseudo HH Metered)
| Rate 1 units (MWh) | Rate 2 units (MWh) | Rate 3 units (MWh) | MWh/year
LV UMS (Pseudo HH Metered) | 12697.7998 | 34054.2831 | 174318.4037 | 221070.4867
| Unit rate 1 p/kWh | Unit rate 2 p/kWh | Unit rate 3 p/kWh | Average unit rate (p/kWh) | Revenue (£/year) | Average p/kWh
Assets 132kV | 2.3936 | 0.034931 | 0.001921 | 0.14438 | 319174.4501 | 0.14438
Assets 132kV/EHV | 1.2047 | 0.017582 | 0.00096688 | 0.072667 | 160646.0451 | 0.072667
Assets EHV | 1.168 | 0.041323 | 0.003624 | 0.076308 | 168693.833 | 0.076308
Assets EHV/HV | 1.8925 | 0.066957 | 0.0058722 | 0.12365 | 273343.2135 | 0.12365
Assets 132kV/HV | 0.20006 | 0.0029197 | 0.00016057 | 0.012068 | 26677.8915 | 0.012068
Assets HV | 2.4655 | 0.08723 | 0.0076501 | 0.16108 | 356103.5959 | 0.16108
Assets HV/LV | 0.58515 | 0.020703 | 0.0018157 | 0.038231 | 84516.8205 | 0.038231
Assets LV circuits | 0.24312 | 0.0086019 | 0.00075439 | 0.015884 | 35115.859 | 0.015884
Assets LV customer |  |  |  | 0 | 0 | 0
Transmission exit | 1.2022 | 0 | 0.001046 | 0.069875 | 154472.6155 | 0.069875
Operating 132kV | 1.1068 | 0.016152 | 0.00088825 | 0.066758 | 147582.6805 | 0.066758
Operating 132kV/EHV | 0.55705 | 0.0081295 | 0.00044707 | 0.033601 | 74280.9267 | 0.033601
Operating EHV | 0.54005 | 0.019107 | 0.0016757 | 0.035284 | 78002.1335 | 0.035284
Operating EHV/HV | 0.87507 | 0.03096 | 0.0027152 | 0.057172 | 126390.8315 | 0.057172
Operating 132kV/HV | 0.092507 | 0.00135 | 7.4244e-05 | 0.0055799 | 12335.5574 | 0.0055799
Operating HV | 2.1887 | 0.077437 | 0.0067913 | 0.143 | 316123.8219 | 0.143
Operating HV/LV | 0.92954 | 0.032888 | 0.0028843 | 0.060731 | 134259.1203 | 0.060731
Operating LV circuits | 1.8343 | 0.064899 | 0.0056917 | 0.11984 | 264941.8201 | 0.11984
Operating LV customer | 0.59322 | 0.59322 | 0.59322 | 0.59322 | 1311426.604 | 0.59322
Adder | 0.75789 | 0.75789 | 0.75789 | 0.75789 | 1675474.3974 | 0.75789
Rounding | 0.00017271 | -0.0002784 | -8.6688e-05 | -0.00010132 | -223.9896 | -0.00010132
Total | 20.83 | 1.882 | 1.396 | 2.5871 | 5719338.2277 | 2.5871
LV Generation NHH or Aggregate HH
| Rate 1 units (MWh) | MPANs | MWh/year | MWh/MPAN/year
LV Generation NHH or Aggregate HH | 1983.3137 | 123 | 1983.3137 | 16.1245
| Unit rate 1 p/kWh | Fixed charge p/MPAN/day | Revenue (£/year) | Average p/kWh | Average £/MPAN/year
Assets 132kV | -0.075948 |  | -1506.2943 | -0.075948 | -12.2463
Assets 132kV/EHV | -0.038226 |  | -758.1441 | -0.038226 | -6.1638
Assets EHV | -0.046594 |  | -924.1107 | -0.046594 | -7.5131
Assets EHV/HV | -0.075499 |  | -1497.3837 | -0.075499 | -12.1739
Assets 132kV/HV | -0.0063481 |  | -125.9022 | -0.0063481 | -1.0236
Assets HV | -0.098358 |  | -1950.748 | -0.098358 | -15.8597
Assets HV/LV | -0.023344 |  | -462.9861 | -0.023344 | -3.7641
Assets LV circuits | 0 |  | 0 | 0 | 0
Assets LV customer |  | 0 | 0 | 0 | 0
Assets HV customer |  | 0 | 0 | 0 | 0
Transmission exit | -0.032343 |  | -641.4597 | -0.032343 | -5.2151
Operating 132kV | -0.035118 |  | -696.4935 | -0.035118 | -5.6625
Operating 132kV/EHV | -0.017675 |  | -350.5573 | -0.017675 | -2.8501
Operating EHV | -0.021545 |  | -427.2984 | -0.021545 | -3.474
Operating EHV/HV | -0.03491 |  | -692.3734 | -0.03491 | -5.6291
Operating 132kV/HV | -0.0029353 |  | -58.2157 | -0.0029353 | -0.4733
Operating HV | -0.087315 |  | -1731.7374 | -0.087315 | -14.0792
Operating HV/LV | -0.037083 |  | -735.4762 | -0.037083 | -5.9795
Operating LV circuits | 0 |  | 0 | 0 | 0
Operating LV customer |  | 0 | 0 | 0 | 0
Operating HV customer |  | 0 | 0 | 0 | 0
Adder | 0 |  | 0 | 0 | 0
Rounding | 0.00024226 | 0 | 4.8049 | 0.00024226 | 0.039064
Total | -0.633 | 0 | -12554.3759 | -0.633 | -102.0681
LV Sub Generation NHH
| Rate 1 units (MWh) | MPANs | MWh/year | MWh/MPAN/year
LV Sub Generation NHH | 0 | 0 | 0
| Unit rate 1 p/kWh | Fixed charge p/MPAN/day | Revenue (£/year) | Average p/kWh | Average £/MPAN/year
Assets 132kV | -0.073839 |  | 0
Assets 132kV/EHV | -0.037164 |  | 0
Assets EHV | -0.0453 |  | 0
Assets EHV/HV | -0.073402 |  | 0
Assets 132kV/HV | -0.0061717 |  | 0
Assets HV | -0.095626 |  | 0
Assets HV/LV | 0 |  | 0
Assets LV circuits | 0 |  | 0
Assets LV customer |  | 0 | 0
Assets HV customer |  | 0 | 0
Transmission exit | -0.031444 |  | 0
Operating 132kV | -0.034142 |  | 0
Operating 132kV/EHV | -0.017184 |  | 0
Operating EHV | -0.020946 |  | 0
Operating EHV/HV | -0.03394 |  | 0
Operating 132kV/HV | -0.0028537 |  | 0
Operating HV | -0.08489 |  | 0
Operating HV/LV | 0 |  | 0
Operating LV circuits | 0 |  | 0
Operating LV customer |  | 0 | 0
Operating HV customer |  | 0 | 0
Adder | 0 |  | 0
Rounding | -9.6531e-05 | 0 | 0
Total | -0.557 | 0 | 0 | 0 | 0
LV Generation Intermittent
| Rate 1 units (MWh) | MPANs | Reactive power units (MVArh) | MWh/year | MWh/MPAN/year
LV Generation Intermittent | 48736.4328 | 585.6493 | 4245.7124 | 48736.4328 | 83.2178
| Unit rate 1 p/kWh | Fixed charge p/MPAN/day | Reactive power charge p/kVArh | Revenue (£/year) | Average p/kWh | Average £/MPAN/year
Assets 132kV | -0.075948 |  | 0.015495 | -36356.663 | -0.074599 | -62.0792
Assets 132kV/EHV | -0.038226 |  | 0.0084315 | -18272.076 | -0.037492 | -31.1997
Assets EHV | -0.046594 |  | 0.010277 | -22272.0487 | -0.045699 | -38.0297
Assets EHV/HV | -0.075499 |  | 0.016653 | -36088.5354 | -0.074048 | -61.6214
Assets 132kV/HV | -0.0063481 |  | 0.017258 | -2361.1033 | -0.0048446 | -4.0316
Assets HV | -0.098358 |  | 0.020067 | -47084.218 | -0.09661 | -80.3966
Assets HV/LV | -0.023344 |  | 0.0047626 | -11174.8616 | -0.022929 | -19.0812
Assets LV circuits | 0 |  | 0.0019788 | 84.0139 | 0.00017238 | 0.14345
Assets LV customer |  | 0 |  | 0 | 0 | 0
Assets HV customer |  | 0 |  | 0 | 0 | 0
Transmission exit | -0.032343 |  | 0.0065984 | -15482.5881 | -0.031768 | -26.4366
Operating 132kV | -0.035118 |  | 0.0071646 | -16810.9126 | -0.034494 | -28.7047
Operating 132kV/EHV | -0.017675 |  | 0.0038986 | -8448.8027 | -0.017336 | -14.4264
Operating EHV | -0.021545 |  | 0.0047521 | -10298.3451 | -0.021131 | -17.5845
Operating EHV/HV | -0.03491 |  | 0.0077 | -16686.9334 | -0.034239 | -28.493
Operating 132kV/HV | -0.0029353 |  | 0.0079799 | -1091.7477 | -0.0022401 | -1.8642
Operating HV | -0.087315 |  | 0.017814 | -41798.0698 | -0.085763 | -71.3705
Operating HV/LV | -0.037083 |  | 0.0075656 | -17751.8165 | -0.036424 | -30.3113
Operating LV circuits | 0 |  | 0.01493 | 633.8671 | 0.0013006 | 1.0823
Operating LV customer |  | 0 |  | 0 | 0 | 0
Operating HV customer |  | 0 |  | 0 | 0 | 0
Adder | 0 |  |  | 0 | 0 | 0
Rounding | 0.00024226 | 0 | -0.00032426 | 104.3036 | 0.00021402 | 0.1781
Total | -0.633 | 0 | 0.173 | -301156.5373 | -0.61793 | -514.2268
LV Generation Intermittent no RP charge
| Rate 1 units (MWh) | MPANs | MWh/year | MWh/MPAN/year
LV Generation Intermittent no RP charge | 0 | 0 | 0
| Unit rate 1 p/kWh | Fixed charge p/MPAN/day | Revenue (£/year) | Average p/kWh | Average £/MPAN/year
Assets 132kV | -0.075948 |  | 0
Assets 132kV/EHV | -0.038226 |  | 0
Assets EHV | -0.046594 |  | 0
Assets EHV/HV | -0.075499 |  | 0
Assets 132kV/HV | -0.0063481 |  | 0
Assets HV | -0.098358 |  | 0
Assets HV/LV | -0.023344 |  | 0
Assets LV circuits | 0 |  | 0
Assets LV customer |  | 0 | 0
Assets HV customer |  | 0 | 0
Transmission exit | -0.032343 |  | 0
Operating 132kV | -0.035118 |  | 0
Operating 132kV/EHV | -0.017675 |  | 0
Operating EHV | -0.021545 |  | 0
Operating EHV/HV | -0.03491 |  | 0
Operating 132kV/HV | -0.0029353 |  | 0
Operating HV | -0.087315 |  | 0
Operating HV/LV | -0.037083 |  | 0
Operating LV circuits | 0 |  | 0
Operating LV customer |  | 0 | 0
Operating HV customer |  | 0 | 0
Adder | 0 |  | 0
Rounding | 0.00024226 | 0 | 0
Total | -0.633 | 0 | 0 | 0 | 0
LV Generation Non-Intermittent
| Rate 1 units (MWh) | Rate 2 units (MWh) | Rate 3 units (MWh) | MPANs | Reactive power units (MVArh) | MWh/year | MWh/MPAN/year
LV Generation Non-Intermittent | 1632.0534 | 6541.8034 | 9599.2054 | 125.2225 | 861.9253 | 17773.0623 | 141.9318
| Unit rate 1 p/kWh | Unit rate 2 p/kWh | Unit rate 3 p/kWh | Fixed charge p/MPAN/day | Reactive power charge p/kVArh | Average unit rate (p/kWh) | Revenue (£/year) | Average p/kWh | Average £/MPAN/year
Assets 132kV | -0.71349 | -0.036533 | -0.0017243 |  | 0.015495 | -0.079144 | -14066.3796 | -0.079144 | -112.3311
Assets 132kV/EHV | -0.35911 | -0.018388 | -0.00086785 |  | 0.0084315 | -0.039804 | -7074.3995 | -0.039804 | -56.4946
Assets EHV | -0.35092 | -0.042992 | -0.0032529 |  | 0.010277 | -0.049307 | -8763.3731 | -0.049307 | -69.9824
Assets EHV/HV | -0.56862 | -0.069662 | -0.0052708 |  | 0.016653 | -0.079895 | -14199.7399 | -0.079895 | -113.3961
Assets 132kV/HV | -0.059636 | -0.0030536 | -0.00014412 |  | 0.017258 | -0.0058411 | -1038.1377 | -0.0058411 | -8.2903
Assets HV | -0.74078 | -0.090753 | -0.0068666 |  | 0.020067 | -0.10416 | -18513.0412 | -0.10416 | -147.8411
Assets HV/LV | -0.17582 | -0.021539 | -0.0016297 |  | 0.0047626 | -0.024722 | -4393.8433 | -0.024722 | -35.0883
Assets LV circuits | 0 | 0 | 0 |  | 0.0019788 | 9.5964e-05 | 17.0557 | 9.5964e-05 | 0.1362
Assets LV customer |  |  |  | 0 |  | 0 | 0 | 0 | 0
Assets HV customer |  |  |  | 0 |  | 0 | 0 | 0 | 0
Transmission exit | -0.35692 | 0 | -0.0009389 |  | 0.0065984 | -0.032962 | -5858.3014 | -0.032962 | -46.7831
Operating 132kV | -0.32991 | -0.016893 | -0.00079728 |  | 0.0071646 | -0.036595 | -6504.1359 | -0.036595 | -51.9406
Operating 132kV/EHV | -0.16605 | -0.0085024 | -0.00040129 |  | 0.0038986 | -0.018405 | -3271.1229 | -0.018405 | -26.1225
Operating EHV | -0.16226 | -0.019879 | -0.0015041 |  | 0.0047521 | -0.022799 | -4052.0853 | -0.022799 | -32.3591
Operating EHV/HV | -0.26292 | -0.032211 | -0.0024372 |  | 0.0077 | -0.036942 | -6565.8002 | -0.036942 | -52.4331
Operating 132kV/HV | -0.027575 | -0.001412 | -6.664e-05 |  | 0.0079799 | -0.0027008 | -480.0232 | -0.0027008 | -3.8334
Operating HV | -0.65761 | -0.080564 | -0.0060957 |  | 0.017814 | -0.092469 | -16434.5809 | -0.092469 | -131.243
Operating HV/LV | -0.27929 | -0.034216 | -0.0025889 |  | 0.0075656 | -0.039272 | -6979.8358 | -0.039272 | -55.7395
Operating LV circuits | 0 | 0 | 0 |  | 0.01493 | 0.00072403 | 128.6818 | 0.00072403 | 1.0276
Operating LV customer |  |  |  | 0 |  | 0 | 0 | 0 | 0
Operating HV customer |  |  |  | 0 |  | 0 | 0 | 0 | 0
Adder | 0 | 0 | 0 |  |  | 0 | 0 | 0 | 0
Rounding | -8.5973e-05 | -0.0004022 | -0.00041385 | 0 | -0.00032426 | -0.00039518 | -70.2353 | -0.00039518 | -0.56088
Total | -5.211 | -0.477 | -0.035 | 0 | 0.173 | -0.6646 | -118119.2976 | -0.6646 | -943.2752
LV Generation Non-Intermittent no RP charge
| Rate 1 units (MWh) | Rate 2 units (MWh) | Rate 3 units (MWh) | MPANs | MWh/year | MWh/MPAN/year
LV Generation Non-Intermittent no RP charge | 0 | 0 | 0 | 0 | 0
| Unit rate 1 p/kWh | Unit rate 2 p/kWh | Unit rate 3 p/kWh | Fixed charge p/MPAN/day | Average unit rate (p/kWh) | Revenue (£/year) | Average p/kWh | Average £/MPAN/year
Assets 132kV | -0.71349 | -0.036533 | -0.0017243 |  | 0 | 0
Assets 132kV/EHV | -0.35911 | -0.018388 | -0.00086785 |  | 0 | 0
Assets EHV | -0.35092 | -0.042992 | -0.0032529 |  | 0 | 0
Assets EHV/HV | -0.56862 | -0.069662 | -0.0052708 |  | 0 | 0
Assets 132kV/HV | -0.059636 | -0.0030536 | -0.00014412 |  | 0 | 0
Assets HV | -0.74078 | -0.090753 | -0.0068666 |  | 0 | 0
Assets HV/LV | -0.17582 | -0.021539 | -0.0016297 |  | 0 | 0
Assets LV circuits | 0 | 0 | 0 |  | 0 | 0
Assets LV customer |  |  |  | 0 | 0 | 0
Assets HV customer |  |  |  | 0 | 0 | 0
Transmission exit | -0.35692 | 0 | -0.0009389 |  | 0 | 0
Operating 132kV | -0.32991 | -0.016893 | -0.00079728 |  | 0 | 0
Operating 132kV/EHV | -0.16605 | -0.0085024 | -0.00040129 |  | 0 | 0
Operating EHV | -0.16226 | -0.019879 | -0.0015041 |  | 0 | 0
Operating EHV/HV | -0.26292 | -0.032211 | -0.0024372 |  | 0 | 0
Operating 132kV/HV | -0.027575 | -0.001412 | -6.664e-05 |  | 0 | 0
Operating HV | -0.65761 | -0.080564 | -0.0060957 |  | 0 | 0
Operating HV/LV | -0.27929 | -0.034216 | -0.0025889 |  | 0 | 0
Operating LV circuits | 0 | 0 | 0 |  | 0 | 0
Operating LV customer |  |  |  | 0 | 0 | 0
Operating HV customer |  |  |  | 0 | 0 | 0
Adder | 0 | 0 | 0 |  | 0 | 0
Rounding | -8.5973e-05 | -0.0004022 | -0.00041385 | 0 | 0 | 0
Total | -5.211 | -0.477 | -0.035 | 0 | 0 | 0 | 0 | 0
LV Sub Generation Intermittent
| Rate 1 units (MWh) | MPANs | Reactive power units (MVArh) | MWh/year | MWh/MPAN/year
LV Sub Generation Intermittent | 2891.8927 | 18.0933 | 440.1902 | 2891.8927 | 159.8321
| Unit rate 1 p/kWh | Fixed charge p/MPAN/day | Reactive power charge p/kVArh | Revenue (£/year) | Average p/kWh | Average £/MPAN/year
Assets 132kV | -0.073839 |  | 0.015064 | -2069.0241 | -0.071546 | -114.353
Assets 132kV/EHV | -0.037164 |  | 0.0081973 | -1038.6679 | -0.035917 | -57.4062
Assets EHV | -0.0453 |  | 0.0099917 | -1266.0446 | -0.043779 | -69.9731
Assets EHV/HV | -0.073402 |  | 0.01619 | -2051.4365 | -0.070938 | -113.3809
Assets 132kV/HV | -0.0061717 |  | 0.016778 | -104.6227 | -0.0036178 | -5.7824
Assets HV | -0.095626 |  | 0.019509 | -2679.5194 | -0.092656 | -148.0945
Assets HV/LV | 0 |  | 0.0046303 | 20.382 | 0.0007048 | 1.1265
Assets LV circuits | 0 |  | 0 | 0 | 0 | 0
Assets LV customer |  | 0 |  | 0 | 0 | 0
Assets HV customer |  | 0 |  | 0 | 0 | 0
Transmission exit | -0.031444 |  | 0.0064152 | -881.0998 | -0.030468 | -48.6975
Operating 132kV | -0.034142 |  | 0.0069655 | -956.6935 | -0.033082 | -52.8755
Operating 132kV/EHV | -0.017184 |  | 0.0037903 | -480.2684 | -0.016607 | -26.544
Operating EHV | -0.020946 |  | 0.0046201 | -585.4048 | -0.020243 | -32.3548
Operating EHV/HV | -0.03394 |  | 0.0074861 | -948.5612 | -0.032801 | -52.4261
Operating 132kV/HV | -0.0028537 |  | 0.0077582 | -48.3764 | -0.0016728 | -2.6737
Operating HV | -0.08489 |  | 0.017319 | -2378.6896 | -0.082254 | -131.4679
Operating HV/LV | 0 |  | 0.0073554 | 32.3778 | 0.0011196 | 1.7895
Operating LV circuits | 0 |  | 0 | 0 | 0 | 0
Operating LV customer |  | 0 |  | 0 | 0 | 0
Operating HV customer |  | 0 |  | 0 | 0 | 0
Adder | 0 |  |  | 0 | 0 | 0
Rounding | -9.6531e-05 | 0 | -7.1002e-05 | -3.1041 | -0.00010734 | -0.17156
Total | -0.557 | 0 | 0.152 | -15438.7531 | -0.53386 | -853.2851
LV Sub Generation Intermittent no RP charge
| Rate 1 units (MWh) | MPANs | MWh/year | MWh/MPAN/year
LV Sub Generation Intermittent no RP charge | 0 | 0 | 0
| Unit rate 1 p/kWh | Fixed charge p/MPAN/day | Revenue (£/year) | Average p/kWh | Average £/MPAN/year
Assets 132kV | -0.073839 |  | 0
Assets 132kV/EHV | -0.037164 |  | 0
Assets EHV | -0.0453 |  | 0
Assets EHV/HV | -0.073402 |  | 0
Assets 132kV/HV | -0.0061717 |  | 0
Assets HV | -0.095626 |  | 0
Assets HV/LV | 0 |  | 0
Assets LV circuits | 0 |  | 0
Assets LV customer |  | 0 | 0
Assets HV customer |  | 0 | 0
Transmission exit | -0.031444 |  | 0
Operating 132kV | -0.034142 |  | 0
Operating 132kV/EHV | -0.017184 |  | 0
Operating EHV | -0.020946 |  | 0
Operating EHV/HV | -0.03394 |  | 0
Operating 132kV/HV | -0.0028537 |  | 0
Operating HV | -0.08489 |  | 0
Operating HV/LV | 0 |  | 0
Operating LV circuits | 0 |  | 0
Operating LV customer |  | 0 | 0
Operating HV customer |  | 0 | 0
Adder | 0 |  | 0
Rounding | -9.6531e-05 | 0 | 0
Total | -0.557 | 0 | 0 | 0 | 0
LV Sub Generation Non-Intermittent
| Rate 1 units (MWh) | Rate 2 units (MWh) | Rate 3 units (MWh) | MPANs | Reactive power units (MVArh) | MWh/year | MWh/MPAN/year
LV Sub Generation Non-Intermittent | 613.5112 | 1851.5472 | 4067.9786 | 5.8627 | 86.0638 | 6533.037 | 1114.3453
| Unit rate 1 p/kWh | Unit rate 2 p/kWh | Unit rate 3 p/kWh | Fixed charge p/MPAN/day | Reactive power charge p/kVArh | Average unit rate (p/kWh) | Revenue (£/year) | Average p/kWh | Average £/MPAN/year
Assets 132kV | -0.69367 | -0.035519 | -0.0016764 |  | 0.015064 | -0.076053 | -4968.597 | -0.076053 | -847.4975
Assets 132kV/EHV | -0.34913 | -0.017877 | -0.00084375 |  | 0.0081973 | -0.038271 | -2500.2517 | -0.038271 | -426.4699
Assets EHV | -0.34118 | -0.041798 | -0.0031625 |  | 0.0099917 | -0.045723 | -2987.1068 | -0.045723 | -509.5132
Assets EHV/HV | -0.55283 | -0.067727 | -0.0051244 |  | 0.01619 | -0.074087 | -4840.1614 | -0.074087 | -825.5902
Assets 132kV/HV | -0.057979 | -0.0029688 | -0.00014012 |  | 0.016778 | -0.0061524 | -401.9389 | -0.0061524 | -68.559
Assets HV | -0.7202 | -0.088232 | -0.0066759 |  | 0.019509 | -0.09654 | -6306.9839 | -0.09654 | -1075.7872
Assets HV/LV | 0 | 0 | 0 |  | 0.0046303 | 6.0997e-05 | 3.985 | 6.0997e-05 | 0.67972
Assets LV circuits | 0 | 0 | 0 |  | 0 | 0 | 0 | 0 | 0
Assets LV customer |  |  |  | 0 |  | 0 | 0 | 0 | 0
Assets HV customer |  |  |  | 0 |  | 0 | 0 | 0 | 0
Transmission exit | -0.347 | 0 | -0.00091281 |  | 0.0064152 | -0.03307 | -2160.502 | -0.03307 | -368.5185
Operating 132kV | -0.32074 | -0.016423 | -0.00077513 |  | 0.0069655 | -0.035166 | -2297.4234 | -0.035166 | -391.8733
Operating 132kV/EHV | -0.16144 | -0.0082662 | -0.00039014 |  | 0.0037903 | -0.017696 | -1156.0883 | -0.017696 | -197.1949
Operating EHV | -0.15776 | -0.019327 | -0.0014623 |  | 0.0046201 | -0.021142 | -1381.2047 | -0.021142 | -235.5932
Operating EHV/HV | -0.25562 | -0.031316 | -0.0023695 |  | 0.0074861 | -0.034257 | -2238.0363 | -0.034257 | -381.7436
Operating 132kV/HV | -0.026809 | -0.0013727 | -6.4789e-05 |  | 0.0077582 | -0.0028448 | -185.852 | -0.0028448 | -31.7009
Operating HV | -0.63935 | -0.078326 | -0.0059264 |  | 0.017319 | -0.085701 | -5598.8984 | -0.085701 | -955.0085
Operating HV/LV | 0 | 0 | 0 |  | 0.0073554 | 9.6897e-05 | 6.3303 | 9.6897e-05 | 1.0798
Operating LV circuits | 0 | 0 | 0 |  | 0 | 0 | 0 | 0 | 0
Operating LV customer |  |  |  | 0 |  | 0 | 0 | 0 | 0
Operating HV customer |  |  |  | 0 |  | 0 | 0 | 0 | 0
Adder | 0 | 0 | 0 |  |  | 0 | 0 | 0 | 0
Rounding | -0.00029899 | 0.00015255 | -0.00047597 | 0 | -7.1002e-05 | -0.00028216 | -18.4334 | -0.00028216 | -3.1442
Total | -4.624 | -0.409 | -0.03 | 0 | 0.152 | -0.56683 | -37031.163 | -0.56683 | -6316.4347
LV Sub Generation Non-Intermittent no RP charge
| Rate 1 units (MWh) | Rate 2 units (MWh) | Rate 3 units (MWh) | MPANs | MWh/year | MWh/MPAN/year
LV Sub Generation Non-Intermittent no RP charge | 0 | 0 | 0 | 0 | 0
| Unit rate 1 p/kWh | Unit rate 2 p/kWh | Unit rate 3 p/kWh | Fixed charge p/MPAN/day | Average unit rate (p/kWh) | Revenue (£/year) | Average p/kWh | Average £/MPAN/year
Assets 132kV | -0.69367 | -0.035519 | -0.0016764 |  | 0 | 0
Assets 132kV/EHV | -0.34913 | -0.017877 | -0.00084375 |  | 0 | 0
Assets EHV | -0.34118 | -0.041798 | -0.0031625 |  | 0 | 0
Assets EHV/HV | -0.55283 | -0.067727 | -0.0051244 |  | 0 | 0
Assets 132kV/HV | -0.057979 | -0.0029688 | -0.00014012 |  | 0 | 0
Assets HV | -0.7202 | -0.088232 | -0.0066759 |  | 0 | 0
Assets HV/LV | 0 | 0 | 0 |  | 0 | 0
Assets LV circuits | 0 | 0 | 0 |  | 0 | 0
Assets LV customer |  |  |  | 0 | 0 | 0
Assets HV customer |  |  |  | 0 | 0 | 0
Transmission exit | -0.347 | 0 | -0.00091281 |  | 0 | 0
Operating 132kV | -0.32074 | -0.016423 | -0.00077513 |  | 0 | 0
Operating 132kV/EHV | -0.16144 | -0.0082662 | -0.00039014 |  | 0 | 0
Operating EHV | -0.15776 | -0.019327 | -0.0014623 |  | 0 | 0
Operating EHV/HV | -0.25562 | -0.031316 | -0.0023695 |  | 0 | 0
Operating 132kV/HV | -0.026809 | -0.0013727 | -6.4789e-05 |  | 0 | 0
Operating HV | -0.63935 | -0.078326 | -0.0059264 |  | 0 | 0
Operating HV/LV | 0 | 0 | 0 |  | 0 | 0
Operating LV circuits | 0 | 0 | 0 |  | 0 | 0
Operating LV customer |  |  |  | 0 | 0 | 0
Operating HV customer |  |  |  | 0 | 0 | 0
Adder | 0 | 0 | 0 |  | 0 | 0
Rounding | -0.00029899 | 0.00015255 | -0.00047597 | 0 | 0 | 0
Total | -4.624 | -0.409 | -0.03 | 0 | 0 | 0 | 0 | 0
HV Generation Intermittent
| Rate 1 units (MWh) | MPANs | Reactive power units (MVArh) | MWh/year | MWh/MPAN/year
HV Generation Intermittent | 356983.182 | 184.3268 | 6886.7954 | 356983.182 | 1936.6864
| Unit rate 1 p/kWh | Fixed charge p/MPAN/day | Reactive power charge p/kVArh | Revenue (£/year) | Average p/kWh | Average £/MPAN/year
Assets 132kV | -0.072714 |  | 0.014835 | -258553.4132 | -0.072427 | -1402.6904
Assets 132kV/EHV | -0.036598 |  | 0.0080723 | -130092.7051 | -0.036442 | -705.7721
Assets EHV | -0.041691 |  | 0.0091958 | -148197.7734 | -0.041514 | -803.9948
Assets EHV/HV | -0.046866 |  | 0.010337 | -166593.2776 | -0.046667 | -903.7931
Assets 132kV/HV | -0.0039406 |  | 0.010713 | -13329.483 | -0.0037339 | -72.3144
Assets HV | 0 |  | 0.013358 | 919.9463 | 0.0002577 | 4.9908
Assets HV/LV | 0 |  | 0 | 0 | 0 | 0
Assets LV circuits | 0 |  | 0 | 0 | 0 | 0
Assets LV customer |  | 0 |  | 0 | 0 | 0
Assets HV customer |  | 0 |  | 0 | 0 | 0
Transmission exit | -0.030965 |  | 0.0063174 | -110105.7042 | -0.030843 | -597.3397
Operating 132kV | -0.033622 |  | 0.0068594 | -119552.194 | -0.03349 | -648.5883
Operating 132kV/EHV | -0.016922 |  | 0.0037326 | -60153.4055 | -0.01685 | -326.3411
Operating EHV | -0.020627 |  | 0.0045497 | -73321.6946 | -0.020539 | -397.781
Operating EHV/HV | -0.033423 |  | 0.0073721 | -118806.878 | -0.033281 | -644.5448
Operating 132kV/HV | -0.0028103 |  | 0.00764 | -9505.9914 | -0.0026629 | -51.5714
Operating HV | 0 |  | 0.017055 | 1174.5413 | 0.00032902 | 6.3721
Operating HV/LV | 0 |  | 0 | 0 | 0 | 0
Operating LV circuits | 0 |  | 0 | 0 | 0 | 0
Operating LV customer |  | 0 |  | 0 | 0 | 0
Operating HV customer |  | 30.4596 |  | 20492.9913 | 0.0057406 | 111.1775
Adder | 0 |  |  | 0 | 0 | 0
Rounding | 0.00017982 | 0.00041137 | -3.7131e-05 | 639.6449 | 0.00017918 | 3.4702
Total | -0.34 | 30.46 | 0.12 | -1184985.3962 | -0.33194 | -6428.7204
HV Generation Intermittent no RP charge
| Rate 1 units (MWh) | MPANs | MWh/year | MWh/MPAN/year
HV Generation Intermittent no RP charge | 0 | 0 | 0
| Unit rate 1 p/kWh | Fixed charge p/MPAN/day | Revenue (£/year) | Average p/kWh | Average £/MPAN/year
Assets 132kV | -0.072714 |  | 0
Assets 132kV/EHV | -0.036598 |  | 0
Assets EHV | -0.041691 |  | 0
Assets EHV/HV | -0.046866 |  | 0
Assets 132kV/HV | -0.0039406 |  | 0
Assets HV | 0 |  | 0
Assets HV/LV | 0 |  | 0
Assets LV circuits | 0 |  | 0
Assets LV customer |  | 0 | 0
Assets HV customer |  | 0 | 0
Transmission exit | -0.030965 |  | 0
Operating 132kV | -0.033622 |  | 0
Operating 132kV/EHV | -0.016922 |  | 0
Operating EHV | -0.020627 |  | 0
Operating EHV/HV | -0.033423 |  | 0
Operating 132kV/HV | -0.0028103 |  | 0
Operating HV | 0 |  | 0
Operating HV/LV | 0 |  | 0
Operating LV circuits | 0 |  | 0
Operating LV customer |  | 0 | 0
Operating HV customer |  | 30.4596 | 0
Adder | 0 |  | 0
Rounding | 0.00017982 | 0.00041137 | 0
Total | -0.34 | 30.46 | 0 | 0 | 0
HV Generation Non-Intermittent
| Rate 1 units (MWh) | Rate 2 units (MWh) | Rate 3 units (MWh) | MPANs | Reactive power units (MVArh) | MWh/year | MWh/MPAN/year
HV Generation Non-Intermittent | 96874.1049 | 299431.254 | 557814.0613 | 268.5155 | 15438.6364 | 954119.4201 | 3553.3125
| Unit rate 1 p/kWh | Unit rate 2 p/kWh | Unit rate 3 p/kWh | Fixed charge p/MPAN/day | Reactive power charge p/kVArh | Average unit rate (p/kWh) | Revenue (£/year) | Average p/kWh | Average £/MPAN/year
Assets 132kV | -0.6831 | -0.034977 | -0.0016508 |  | 0.014835 | -0.081059 | -773395.2141 | -0.081059 | -2880.263
Assets 132kV/EHV | -0.34381 | -0.017605 | -0.00083089 |  | 0.0080723 | -0.040788 | -389169.721 | -0.040788 | -1449.3381
Assets EHV | -0.314 | -0.038468 | -0.0029106 |  | 0.0091958 | -0.045506 | -434183.3251 | -0.045506 | -1616.9769
Assets EHV/HV | -0.35297 | -0.043243 | -0.0032719 |  | 0.010337 | -0.051155 | -488077.6652 | -0.051155 | -1817.6891
Assets 132kV/HV | -0.037019 | -0.0018955 | -8.9464e-05 |  | 0.010713 | -0.0042325 | -40383.1211 | -0.0042325 | -150.394
Assets HV | 0 | 0 | 0 |  | 0.013358 | 0.00021615 | 2062.3113 | 0.00021615 | 7.6804
Assets HV/LV | 0 | 0 | 0 |  | 0 | 0 | 0 | 0 | 0
Assets LV circuits | 0 | 0 | 0 |  | 0 | 0 | 0 | 0 | 0
Assets LV customer |  |  |  | 0 |  | 0 | 0 | 0 | 0
Assets HV customer |  |  |  | 0 |  | 0 | 0 | 0 | 0
Transmission exit | -0.34171 | 0 | -0.00089891 |  | 0.0063174 | -0.035118 | -335070.6641 | -0.035118 | -1247.8635
Operating 132kV | -0.31586 | -0.016173 | -0.00076332 |  | 0.0068594 | -0.037481 | -357609.2596 | -0.037481 | -1331.8013
Operating 132kV/EHV | -0.15898 | -0.0081402 | -0.00038419 |  | 0.0037326 | -0.01886 | -179947.7075 | -0.01886 | -670.1577
Operating EHV | -0.15535 | -0.019032 | -0.00144 |  | 0.0045497 | -0.022514 | -214814.6794 | -0.022514 | -800.0085
Operating EHV/HV | -0.25173 | -0.030839 | -0.0023333 |  | 0.0073721 | -0.036481 | -348075.171 | -0.036481 | -1296.2946
Operating 132kV/HV | -0.026401 | -0.0013518 | -6.3802e-05 |  | 0.00764 | -0.0030184 | -28799.4366 | -0.0030184 | -107.2543
Operating HV | 0 | 0 | 0 |  | 0.017055 | 0.00027597 | 2633.0558 | 0.00027597 | 9.806
Operating HV/LV | 0 | 0 | 0 |  | 0 | 0 | 0 | 0 | 0
Operating LV circuits | 0 | 0 | 0 |  | 0 | 0 | 0 | 0 | 0
Operating LV customer |  |  |  | 0 |  | 0 | 0 | 0 | 0
Operating HV customer |  |  |  | 30.4596 |  | 0 | 29852.8799 | 0.0031288 | 111.1775
Adder | 0 | 0 | 0 |  |  | 0 | 0 | 0 | 0
Rounding | -7.486e-05 | -0.00027538 | -0.00036278 | 0.00041137 | -3.7131e-05 | -0.00030672 | -2926.0694 | -0.00030668 | -10.8972
Total | -2.981 | -0.212 | -0.015 | 30.46 | 0.12 | -0.37603 | -3557903.787 | -0.3729 | -13250.2741
HV Generation Non-Intermittent no RP charge
| Rate 1 units (MWh) | Rate 2 units (MWh) | Rate 3 units (MWh) | MPANs | MWh/year | MWh/MPAN/year
HV Generation Non-Intermittent no RP charge | 0 | 0 | 0 | 0 | 0
| Unit rate 1 p/kWh | Unit rate 2 p/kWh | Unit rate 3 p/kWh | Fixed charge p/MPAN/day | Average unit rate (p/kWh) | Revenue (£/year) | Average p/kWh | Average £/MPAN/year
Assets 132kV | -0.6831 | -0.034977 | -0.0016508 |  | 0 | 0
Assets 132kV/EHV | -0.34381 | -0.017605 | -0.00083089 |  | 0 | 0
Assets EHV | -0.314 | -0.038468 | -0.0029106 |  | 0 | 0
Assets EHV/HV | -0.35297 | -0.043243 | -0.0032719 |  | 0 | 0
Assets 132kV/HV | -0.037019 | -0.0018955 | -8.9464e-05 |  | 0 | 0
Assets HV | 0 | 0 | 0 |  | 0 | 0
Assets HV/LV | 0 | 0 | 0 |  | 0 | 0
Assets LV circuits | 0 | 0 | 0 |  | 0 | 0
Assets LV customer |  |  |  | 0 | 0 | 0
Assets HV customer |  |  |  | 0 | 0 | 0
Transmission exit | -0.34171 | 0 | -0.00089891 |  | 0 | 0
Operating 132kV | -0.31586 | -0.016173 | -0.00076332 |  | 0 | 0
Operating 132kV/EHV | -0.15898 | -0.0081402 | -0.00038419 |  | 0 | 0
Operating EHV | -0.15535 | -0.019032 | -0.00144 |  | 0 | 0
Operating EHV/HV | -0.25173 | -0.030839 | -0.0023333 |  | 0 | 0
Operating 132kV/HV | -0.026401 | -0.0013518 | -6.3802e-05 |  | 0 | 0
Operating HV | 0 | 0 | 0 |  | 0 | 0
Operating HV/LV | 0 | 0 | 0 |  | 0 | 0
Operating LV circuits | 0 | 0 | 0 |  | 0 | 0
Operating LV customer |  |  |  | 0 | 0 | 0
Operating HV customer |  |  |  | 30.4596 | 0 | 0
Adder | 0 | 0 | 0 |  | 0 | 0
Rounding | -7.486e-05 | -0.00027538 | -0.00036278 | 0.00041137 | 0 | 0
Total | -2.981 | -0.212 | -0.015 | 30.46 | 0 | 0 | 0 | 0

## M-Rev
Revenue matrix for WPD East Mids in April 18 (Final)
This sheet is for information only. It can be deleted without affecting any calculations elsewhere in the model.
3901. Revenue matrix by tariff
Revenue matrix by tariff, charging element and network level
| Assets 132kV | Assets 132kV/EHV | Assets EHV | Assets EHV/HV | Assets 132kV/HV | Assets HV | Assets HV/LV | Assets LV circuits | Assets LV customer | Assets HV customer | Transmission exit | Operating 132kV | Operating 132kV/EHV | Operating EHV | Operating EHV/HV | Operating 132kV/HV | Operating HV | Operating HV/LV | Operating LV circuits | Operating LV customer | Operating HV customer | Adder | Rounding | Total net revenue by tariff (£/year)
Domestic Unrestricted | 8376715.7792 | 4216146.5625 | 4895889.6126 | 7933059.412 | 700159.7856 | 10334959.2878 | 2452875.8171 | 1023420.5467 | 0 | 0 | 3676417.0611 | 3873299.2824 | 1949498.8114 | 2263804.3624 | 3668157.5617 | 323746.0201 | 9174652.7341 | 3896513.7069 | 7721494.2319 | 10906035.8518 | 0 | 42812132.2177 | 24202.298 | 130223180.9431
Domestic Two Rate | 4439795.6878 | 2234626.2928 | 2631255.0632 | 4263556.6559 | 371096.081 | 5554437.7233 | 1318277.6622 | 503543.2116 | 0 | 0 | 1951149.8392 | 2052911.6547 | 1033266.0967 | 1216662.7849 | 1971420.706 | 171590.6594 | 4930840.6377 | 2094148.8128 | 3799128.341 | 5365985.9928 | 0 | 27354118.9935 | 5571.8956 | 73263384.792
Domestic Off Peak (related MPAN) | 29294.6533 | 14744.5079 | 20664.3694 | 33483.5306 | 2448.5656 | 43621.3708 | 10352.9973 | 0 |  |  | 10840.2342 | 13545.5186 | 6817.6948 | 9554.9723 | 15482.4085 | 1132.1892 | 38723.9966 | 16446.2447 | 0 |  |  | 493846.7261 | 75.9612 | 761075.9409
Small Non Domestic Unrestricted | 1615536.876 | 813127.773 | 1007057.2429 | 1631786.1658 | 135033.1064 | 2125843.6013 | 504542.9029 | 59392.0239 | 0 | 0 | 660178.1177 | 747006.1045 | 375981.1485 | 465651.957 | 754519.5935 | 62437.7916 | 1887175.0014 | 801491.1816 | 448100.4134 | 1423917.5238 | 0 | 8603871.3274 | 1370.2845 | 24124020.1371
Small Non Domestic Two Rate | 2390535.5266 | 1203198.0562 | 1489363.2302 | 2413291.1332 | 199810.6282 | 3143965.5644 | 746181.6624 | 51076.9762 | 0 | 0 | 993045.3899 | 1105356.7751 | 556345.2659 | 688664.828 | 1115878.712 | 92390.19 | 2790992.3453 | 1185346.219 | 385365.1155 | 1224565.1302 | 0 | 15185423.4009 | 7651.7051 | 36968447.8542
Small Non Domestic Off Peak (related MPAN) | 544.0116 | 273.8105 | 445.6329 | 722.0816 | 45.4707 | 940.707 | 223.2653 | 0 |  |  | 181.6063 | 251.5448 | 126.6069 | 206.0556 | 333.8824 | 21.0251 | 835.0938 | 354.6678 | 0 |  |  | 20479.0772 | 9.7785 | 25994.3179
LV Medium Non-Domestic | 0.0012273 | 0.00061774 | 0.00075689 | 0.0012264 | 0.00010259 | 0.0015977 | 0.00037921 | 0.0001134 | 0 | 0 | 0.00051343 | 0.00056751 | 0.00028564 | 0.00034998 | 0.00056708 | 4.7434e-05 | 0.0014184 | 0.00060239 | 0.00085559 | 0.00017222 | 0 | 0.0075789 | -2.6536e-06 | 0.018977
LV Sub Medium Non-Domestic | 0.0011971 | 0.0006025 | 0.00074049 | 0.0011999 | 0.00010006 | 0.0015631 | 0.00027832 | 0 | 0 | 0 | 0.00049927 | 0.00055351 | 0.00027859 | 0.00034239 | 0.0005548 | 4.6264e-05 | 0.0013876 | 0.00044212 | 0 | 0.00012653 | 0 | 0.0075789 | 2.7187e-06 | 0.017494
HV Medium Non-Domestic | 0.0011904 | 0.00059772 | 0.00069789 | 0.00082441 | 7.4795e-05 | 0.00085953 | 0 | 0 | 0 | 0 | 0.00049379 | 0.00055045 | 0.00027638 | 0.00034528 | 0.00058794 | 5.3341e-05 | 0.0010974 | 0 | 0 | 0 | 0.0014767 | 0.0075789 | 2.9301e-06 | 0.016708
LV Network Domestic | 0 | 0 | 0 | 0 | 0 | 0 | 0 | 0 | 0 | 0 | 0 | 0 | 0 | 0 | 0 | 0 | 0 | 0 | 0 | 0 | 0 | 0 | 0 | 0
LV Network Non-Domestic Non-CT | 196327.5094 | 98815.0459 | 120992.4082 | 196050.1643 | 16409.8473 | 255408.4574 | 60618.0645 | 1554.4897 | 0 | 0 | 82228.4031 | 90779.635 | 45690.9672 | 55945.5305 | 90651.3938 | 7587.7291 | 226733.7332 | 96294.7726 | 11728.3002 | 37268.7273 | 0 | 1199188.3883 | 396.6496 | 2890670.2167
LV HH Metered | 4219331.2395 | 2123662.7063 | 2608275.2868 | 4226321.3533 | 352668.7707 | 6580949.2884 | 2631850.8201 | 1208787.058 | 0 | 0 | 1760388.6403 | 1950971.3703 | 981957.7807 | 1206037.1944 | 1954203.5204 | 163070.0781 | 5819690.0598 | 4054795.3749 | 7628832.7392 | 447752.7962 | 0 | 27760547.999 | 1037.7565 | 77681131.8329
LV Sub HH Metered | 209771.2062 | 105581.492 | 129238.0361 | 209410.9753 | 17533.5259 | 613404.7893 | 148892.2428 | 0 | 0 | 0 | 87932.5146 | 96995.8494 | 48819.6959 | 59758.2162 | 96829.2827 | 8107.3054 | 537027.9756 | 228078.046 | 0 | 6561.4807 | 0 | 1459038.1775 | -1822.4224 | 4061158.3892
HV HH Metered | 6970246.7693 | 3444342.0232 | 4790961.0124 | 9226304.5198 | 837059.6931 | 9819574.3956 | 0 | 0 | 0 | 0 | 2869846.1289 | 3222963.8108 | 1592625.062 | 2369384.1905 | 6518830.9238 | 591423.2075 | 12167646.1551 | 0 | 0 | 0 | 761975.8925 | 57983213.9957 | -21694.8284 | 123144702.952
NHH UMS category A | 40028.7112 | 20147.1457 | 24593.0012 | 39849.2929 | 3345.7616 | 51914.5009 | 12321.27 | 5119.3594 | 0 |  | 17021.0152 | 18508.8264 | 9315.8138 | 11371.5275 | 18425.8654 | 1547.0426 | 46086.0565 | 19572.9426 | 38624.4973 | 281555.2514 |  | 359714.0807 | -42.5576 | 1019019.4047
NHH UMS category B | 48259.7933 | 24289.9923 | 25299.1464 | 40993.4961 | 4033.7487 | 53405.1355 | 12675.0538 | 5266.3529 | 0 |  | 23649.4803 | 22314.7863 | 11231.4196 | 11698.0411 | 18954.9321 | 1865.1601 | 47409.3375 | 20134.9456 | 39733.5325 | 230578.3642 |  | 294586.1741 | -20.448 | 936358.4447
NHH UMS category C | 933.8772 | 470.0366 | 479.2405 | 776.5379 | 78.0572 | 1011.651 | 240.103 | 99.7603 | 0 |  | 458.0344 | 431.8143 | 217.3396 | 221.5954 | 359.0624 | 36.0928 | 898.0729 | 381.4153 | 752.6704 | 2368.0449 |  | 3025.4065 | -1.762 | 13237.0506
NHH UMS category D | 4624.1588 | 2327.4194 | 3940.1236 | 6384.383 | 386.5059 | 8317.3886 | 1974.0302 | 820.189 | 0 |  | 1179.5721 | 2138.1591 | 1076.1726 | 1821.8689 | 2952.067 | 178.716 | 7383.5949 | 3135.8439 | 6188.1545 | 60965.0616 |  | 77888.766 | 39.9167 | 193722.0915
LV UMS (Pseudo HH Metered) | 319174.4501 | 160646.0451 | 168693.833 | 273343.2135 | 26677.8915 | 356103.5959 | 84516.8205 | 35115.859 | 0 |  | 154472.6155 | 147582.6805 | 74280.9267 | 78002.1335 | 126390.8315 | 12335.5574 | 316123.8219 | 134259.1203 | 264941.8201 | 1311426.604 |  | 1675474.3974 | -223.9896 | 5719338.2277
LV Generation NHH or Aggregate HH | -1506.2943 | -758.1441 | -924.1107 | -1497.3837 | -125.9022 | -1950.748 | -462.9861 | 0 | 0 | 0 | -641.4597 | -696.4935 | -350.5573 | -427.2984 | -692.3734 | -58.2157 | -1731.7374 | -735.4762 | 0 | 0 | 0 | 0 | 4.8049 | -12554.3759
LV Sub Generation NHH | 0 | 0 | 0 | 0 | 0 | 0 | 0 | 0 | 0 | 0 | 0 | 0 | 0 | 0 | 0 | 0 | 0 | 0 | 0 | 0 | 0 | 0 | 0 | 0
LV Generation Intermittent | -36356.663 | -18272.076 | -22272.0487 | -36088.5354 | -2361.1033 | -47084.218 | -11174.8616 | 84.0139 | 0 | 0 | -15482.5881 | -16810.9126 | -8448.8027 | -10298.3451 | -16686.9334 | -1091.7477 | -41798.0698 | -17751.8165 | 633.8671 | 0 | 0 | 0 | 104.3036 | -301156.5373
LV Generation Intermittent no RP charge | 0 | 0 | 0 | 0 | 0 | 0 | 0 | 0 | 0 | 0 | 0 | 0 | 0 | 0 | 0 | 0 | 0 | 0 | 0 | 0 | 0 | 0 | 0 | 0
LV Generation Non-Intermittent | -14066.3796 | -7074.3995 | -8763.3731 | -14199.7399 | -1038.1377 | -18513.0412 | -4393.8433 | 17.0557 | 0 | 0 | -5858.3014 | -6504.1359 | -3271.1229 | -4052.0853 | -6565.8002 | -480.0232 | -16434.5809 | -6979.8358 | 128.6818 | 0 | 0 | 0 | -70.2353 | -118119.2976
LV Generation Non-Intermittent no RP charge | 0 | 0 | 0 | 0 | 0 | 0 | 0 | 0 | 0 | 0 | 0 | 0 | 0 | 0 | 0 | 0 | 0 | 0 | 0 | 0 | 0 | 0 | 0 | 0
LV Sub Generation Intermittent | -2069.0241 | -1038.6679 | -1266.0446 | -2051.4365 | -104.6227 | -2679.5194 | 20.382 | 0 | 0 | 0 | -881.0998 | -956.6935 | -480.2684 | -585.4048 | -948.5612 | -48.3764 | -2378.6896 | 32.3778 | 0 | 0 | 0 | 0 | -3.1041 | -15438.7531
LV Sub Generation Intermittent no RP charge | 0 | 0 | 0 | 0 | 0 | 0 | 0 | 0 | 0 | 0 | 0 | 0 | 0 | 0 | 0 | 0 | 0 | 0 | 0 | 0 | 0 | 0 | 0 | 0
LV Sub Generation Non-Intermittent | -4968.597 | -2500.2517 | -2987.1068 | -4840.1614 | -401.9389 | -6306.9839 | 3.985 | 0 | 0 | 0 | -2160.502 | -2297.4234 | -1156.0883 | -1381.2047 | -2238.0363 | -185.852 | -5598.8984 | 6.3303 | 0 | 0 | 0 | 0 | -18.4334 | -37031.163
LV Sub Generation Non-Intermittent no RP charge | 0 | 0 | 0 | 0 | 0 | 0 | 0 | 0 | 0 | 0 | 0 | 0 | 0 | 0 | 0 | 0 | 0 | 0 | 0 | 0 | 0 | 0 | 0 | 0
HV Generation Intermittent | -258553.4132 | -130092.7051 | -148197.7734 | -166593.2776 | -13329.483 | 919.9463 | 0 | 0 | 0 | 0 | -110105.7042 | -119552.194 | -60153.4055 | -73321.6946 | -118806.878 | -9505.9914 | 1174.5413 | 0 | 0 | 0 | 20492.9913 | 0 | 639.6449 | -1184985.3962
HV Generation Intermittent no RP charge | 0 | 0 | 0 | 0 | 0 | 0 | 0 | 0 | 0 | 0 | 0 | 0 | 0 | 0 | 0 | 0 | 0 | 0 | 0 | 0 | 0 | 0 | 0 | 0
HV Generation Non-Intermittent | -773395.2141 | -389169.721 | -434183.3251 | -488077.6652 | -40383.1211 | 2062.3113 | 0 | 0 | 0 | 0 | -335070.6641 | -357609.2596 | -179947.7075 | -214814.6794 | -348075.171 | -28799.4366 | 2633.0558 | 0 | 0 | 0 | 29852.8799 | 0 | -2926.0694 | -3557903.787
HV Generation Non-Intermittent no RP charge | 0 | 0 | 0 | 0 | 0 | 0 | 0 | 0 | 0 | 0 | 0 | 0 | 0 | 0 | 0 | 0 | 0 | 0 | 0 | 0 | 0 | 0 | 0 | 0
3902. Revenues by charging element and network level
Total net revenue by charging element and network level (£/year)
| Assets 132kV | Assets 132kV/EHV | Assets EHV | Assets EHV/HV | Assets 132kV/HV | Assets HV | Assets HV/LV | Assets LV circuits | Assets LV customer | Assets HV customer | Transmission exit | Operating 132kV | Operating 132kV/EHV | Operating EHV | Operating EHV/HV | Operating 132kV/HV | Operating HV | Operating HV/LV | Operating LV circuits | Operating LV customer | Operating HV customer | Adder | Rounding | Total net revenue (£/year)
Revenues by charging element and network level | 27770204.6677 | 13913492.9458 | 17298553.4592 | 29781984.7187 | 2609043.1308 | 38870305.2083 | 7969535.3887 | 2894296.8963 | 0 | 0 | 11818788.3349 | 12840630.7015 | 6433442.8508 | 8133904.547 | 15859376.9916 | 1397299.1216 | 37928084.2412 | 12525524.8746 | 20345652.3657 | 21298980.8292 | 812321.7652 | 185282549.1505 | 14281.1489 | 475798253.3382

## CData
Additional calculations for tariff comparisons for WPD East Mids in April 18 (Final)
This sheet is for information only. It can be deleted without affecting any calculations elsewhere in the model.
4001. Revenues under current tariffs (£)
Data sources:
x1 = 1201. Current revenues if known (£) (in Current tariff information)
x2 = 1010. Days in the charging year (in Financial and general assumptions)
x3 = 1201. Current Fixed charge p/MPAN/day (in Current tariff information)
x4 = 1053. MPANs by tariff (in Volume forecasts for the charging year)
x5 = 1201. Current Capacity charge p/kVA/day (in Current tariff information)
x6 = 1053. Import capacity (kVA) by tariff (in Volume forecasts for the charging year)
x7 = 1201. Current Exceeded capacity charge p/kVA/day (in Current tariff information)
x8 = 1053. Exceeded capacity (kVA) by tariff (in Volume forecasts for the charging year)
x9 = 1201. Current Unit rate 1 p/kWh (in Current tariff information)
x10 = 1053. Rate 1 units (MWh) by tariff (in Volume forecasts for the charging year)
x11 = 1201. Current Unit rate 2 p/kWh (in Current tariff information)
x12 = 1053. Rate 2 units (MWh) by tariff (in Volume forecasts for the charging year)
x13 = 1201. Current Unit rate 3 p/kWh (in Current tariff information)
x14 = 1053. Rate 3 units (MWh) by tariff (in Volume forecasts for the charging year)
x15 = 1201. Current Reactive power charge p/kVArh (in Current tariff information)
x16 = 1053. Reactive power units (MVArh) by tariff (in Volume forecasts for the charging year)
Calculation =IF(x1,x1,0.01*x2*(x3*x4+x5*x6+x7*x8)+10*(x9*x10+x11*x12+x13*x14+x15*x16))
Revenues under current tariffs (£)
Domestic Unrestricted | 133245262.5463
Domestic Two Rate | 72623716.3994
Domestic Off Peak (related MPAN) | 409208.6395
Small Non Domestic Unrestricted | 23803940.8869
Small Non Domestic Two Rate | 34530284.9822
Small Non Domestic Off Peak (related MPAN) | 7917.1883
LV Medium Non-Domestic | 0.013124
LV Sub Medium Non-Domestic | 0.011786
HV Medium Non-Domestic | 0.0090001
LV Network Domestic | 0
LV Network Non-Domestic Non-CT | 2755246.4003
LV HH Metered | 71988264.7116
LV Sub HH Metered | 3791097.2738
HV HH Metered | 101701716.5397
NHH UMS category A | 888546.6438
NHH UMS category B | 964419.506
NHH UMS category C | 16127.1665
NHH UMS category D | 132059.8873
LV UMS (Pseudo HH Metered) | 6264208.4135
4002. All-the-way volumes
Data sources:
x1 = 1053. Rate 1 units (MWh) by tariff (in Volume forecasts for the charging year)
x2 = 1053. Rate 2 units (MWh) by tariff (in Volume forecasts for the charging year)
x3 = 1053. Rate 3 units (MWh) by tariff (in Volume forecasts for the charging year)
x4 = 1053. MPANs by tariff (in Volume forecasts for the charging year)
x5 = 1053. Import capacity (kVA) by tariff (in Volume forecasts for the charging year)
x6 = 1053. Exceeded capacity (kVA) by tariff (in Volume forecasts for the charging year)
x7 = 1053. Reactive power units (MVArh) by tariff (in Volume forecasts for the charging year)
x8 = 3802. All units (MWh) (in Revenue summary)
Kind: | Copy cells | Copy cells | Copy cells | Copy cells | Copy cells | Copy cells | Copy cells | Copy cells
Formula: | = x1 | = x2 | = x3 | = x4 | = x5 | = x6 | = x7 | = x8
| Rate 1 units (MWh) | Rate 2 units (MWh) | Rate 3 units (MWh) | MPANs | Import capacity (kVA) | Exceeded capacity (kVA) | Reactive power units (MVArh) | All units (MWh)
Domestic Unrestricted | 5542391.6708 | 0 | 0 | 1630942.9995 | 0 | 0 | 0 | 5542391.6708
Domestic Two Rate | 2494677.461 | 1106953.5829 | 0 | 819232.8781 | 0 | 0 | 0 | 3601631.0439
Domestic Off Peak (related MPAN) | 65160.6114 | 0 | 0 | 33104 | 0 | 0 | 0 | 65160.6114
Small Non Domestic Unrestricted | 1128180.401 | 0 | 0 | 95970.8532 | 0 | 0 | 0 | 1128180.401
Small Non Domestic Two Rate | 1536628.8649 | 466160.4238 | 0 | 83263.2786 | 0 | 0 | 0 | 2002789.2886
Small Non Domestic Off Peak (related MPAN) | 2702.112 | 0 | 0 | 595 | 0 | 0 | 0 | 2702.112
LV Medium Non-Domestic | 0.00079593 | 0.00020407 | 0 | 9.6213e-06 | 0 | 0 | 0 | 0.001
LV Sub Medium Non-Domestic | 0.00079533 | 0.00020467 | 0 | 9.5314e-06 | 0 | 0 | 0 | 0.001
HV Medium Non-Domestic | 0.00077435 | 0.00022565 | 0 | 6.4038e-06 | 0 | 0 | 0 | 0.001
LV Network Domestic | 0 | 0 | 0 | 0 | 0 | 0 | 0 | 0
LV Network Non-Domestic Non-CT | 17060.1471 | 66042.8129 | 74318.3123 | 2519.8664 | 0 | 0 | 0 | 157421.2723
LV HH Metered | 387676.5773 | 1535214.965 | 1675215.7816 | 14662.2334 | 1962432.451 | 25691.957 | 301981.8801 | 3598107.324
LV Sub HH Metered | 20564.403 | 79106.9581 | 92841.4464 | 281.9213 | 115909.2159 | 1789.2589 | 16690.2212 | 192512.8074
HV HH Metered | 747629.443 | 2877537.4787 | 3985796.8821 | 3281.4962 | 2638042.9326 | 46502.1303 | 611244.3016 | 7610963.8037
NHH UMS category A | 46913.7616 | 0 | 0 | 1471 | 0 | 0 | 0 | 46913.7616
NHH UMS category B | 38453.7283 | 0 | 0 | 1205 | 0 | 0 | 0 | 38453.7283
NHH UMS category C | 399.1873 | 0 | 0 | 177 | 0 | 0 | 0 | 399.1873
NHH UMS category D | 10277.034 | 0 | 0 | 252 | 0 | 0 | 0 | 10277.034
LV UMS (Pseudo HH Metered) | 12697.7998 | 34054.2831 | 174318.4037 | 30.7104 | 0 | 0 | 0 | 221070.4867
LV Generation NHH or Aggregate HH | 1951.269 | 0 | 0 | 123 | 0 | 0 | 0 | 1951.269
LV Sub Generation NHH | 0 | 0 | 0 | 0 | 0 | 0 | 0 | 0
LV Generation Intermittent | 48634.9713 | 0 | 0 | 585.6493 | 0 | 0 | 4198.4733 | 48634.9713
LV Generation Intermittent no RP charge | 0 | 0 | 0 | 0 | 0 | 0 | 0 | 0
LV Generation Non-Intermittent | 1632.0534 | 6541.8034 | 9599.2054 | 125.2225 | 0 | 0 | 861.9253 | 17773.0623
LV Generation Non-Intermittent no RP charge | 0 | 0 | 0 | 0 | 0 | 0 | 0 | 0
LV Sub Generation Intermittent | 2891.8927 | 0 | 0 | 18.0933 | 0 | 0 | 440.1902 | 2891.8927
LV Sub Generation Intermittent no RP charge | 0 | 0 | 0 | 0 | 0 | 0 | 0 | 0
LV Sub Generation Non-Intermittent | 613.5112 | 1851.5472 | 4067.9786 | 5.8627 | 0 | 0 | 86.0638 | 6533.037
LV Sub Generation Non-Intermittent no RP charge | 0 | 0 | 0 | 0 | 0 | 0 | 0 | 0
HV Generation Intermittent | 356952.7649 | 0 | 0 | 184.3268 | 0 | 0 | 6886.7954 | 356952.7649
HV Generation Intermittent no RP charge | 0 | 0 | 0 | 0 | 0 | 0 | 0 | 0
HV Generation Non-Intermittent | 96874.1049 | 299431.254 | 557814.0613 | 268.5155 | 0 | 0 | 15438.6364 | 954119.4201
HV Generation Non-Intermittent no RP charge | 0 | 0 | 0 | 0 | 0 | 0 | 0 | 0
4003. Normalised to
Normalised to
Domestic Unrestricted | = x1: MPAN
Domestic Two Rate | = x1: MPAN
Domestic Off Peak (related MPAN) | = x1: MPAN
Small Non Domestic Unrestricted | = x1: MPAN
Small Non Domestic Two Rate | = x1: MPAN
Small Non Domestic Off Peak (related MPAN) | = x1: MPAN
LV Medium Non-Domestic | = x1: MPAN
LV Sub Medium Non-Domestic | = x1: MPAN
HV Medium Non-Domestic | = x1: MPAN
LV Network Domestic | = x1: MPAN
LV Network Non-Domestic Non-CT | = x1: MPAN
LV HH Metered | = x1: kVA
LV Sub HH Metered | = x1: kVA
HV HH Metered | = x1: kVA
NHH UMS category A | = x1: MWh
NHH UMS category B | = x1: MWh
NHH UMS category C | = x1: MWh
NHH UMS category D | = x1: MWh
LV UMS (Pseudo HH Metered) | = x1: MWh
LV Generation NHH or Aggregate HH | = x1: MWh
LV Sub Generation NHH | = x1: MWh
LV Generation Intermittent | = x1: MWh
LV Generation Intermittent no RP charge | = x1: MWh
LV Generation Non-Intermittent | = x1: MWh
LV Generation Non-Intermittent no RP charge | = x1: MWh
LV Sub Generation Intermittent | = x1: MWh
LV Sub Generation Intermittent no RP charge | = x1: MWh
LV Sub Generation Non-Intermittent | = x1: MWh
LV Sub Generation Non-Intermittent no RP charge | = x1: MWh
HV Generation Intermittent | = x1: MWh
HV Generation Intermittent no RP charge | = x1: MWh
HV Generation Non-Intermittent | = x1: MWh
HV Generation Non-Intermittent no RP charge | = x1: MWh
4004. Normalised volumes for comparisons
Data sources:
x1 = 4002. Rate 1 units (MWh) by tariff (in Volume forecasts for the charging year) (in All-the-way volumes)
x2 = 4003. Normalised to
x3 = 4002. Import capacity (kVA) by tariff (in Volume forecasts for the charging year) (in All-the-way volumes)
x4 = 4002. MPANs by tariff (in Volume forecasts for the charging year) (in All-the-way volumes)
x5 = 4002. All units (MWh) (in Revenue summary) (in All-the-way volumes)
x6 = 4002. Rate 2 units (MWh) by tariff (in Volume forecasts for the charging year) (in All-the-way volumes)
x7 = 4002. Rate 3 units (MWh) by tariff (in Volume forecasts for the charging year) (in All-the-way volumes)
x8 = 4002. Exceeded capacity (kVA) by tariff (in Volume forecasts for the charging year) (in All-the-way volumes)
x9 = 4002. Reactive power units (MVArh) by tariff (in Volume forecasts for the charging year) (in All-the-way volumes)
x10 = 1010. Days in the charging year (in Financial and general assumptions)
x11 = 3607. Fixed charge p/MPAN/day (in Tariffs)
x12 = Normalised MPANs (in Normalised volumes for comparisons)
x13 = 3607. Capacity charge p/kVA/day (in Tariffs)
x14 = Normalised Import capacity (kVA) (in Normalised volumes for comparisons)
x15 = 3607. Exceeded capacity charge p/kVA/day (in Tariffs)
x16 = Normalised Exceeded capacity (kVA) (in Normalised volumes for comparisons)
x17 = 3607. Unit rate 1 p/kWh (in Tariffs)
x18 = Normalised Rate 1 units (MWh) (in Normalised volumes for comparisons)
x19 = 3607. Unit rate 2 p/kWh (in Tariffs)
x20 = Normalised Rate 2 units (MWh) (in Normalised volumes for comparisons)
x21 = 3607. Unit rate 3 p/kWh (in Tariffs)
x22 = Normalised Rate 3 units (MWh) (in Normalised volumes for comparisons)
x23 = 3607. Reactive power charge p/kVArh (in Tariffs)
x24 = Normalised Reactive power units (MVArh) (in Normalised volumes for comparisons)
Kind: | Calculation | Calculation | Calculation | Calculation | Calculation | Calculation | Calculation | Calculation
Formula: | =x1/IF(x2="kVA",IF(x3,x3,1),IF(x2="MPAN",IF(x4,x4,1),IF(x5,x5,1))) | =x6/IF(x2="kVA",IF(x3,x3,1),IF(x2="MPAN",IF(x4,x4,1),IF(x5,x5,1))) | =x7/IF(x2="kVA",IF(x3,x3,1),IF(x2="MPAN",IF(x4,x4,1),IF(x5,x5,1))) | =x4/IF(x2="kVA",IF(x3,x3,1),IF(x2="MPAN",IF(x4,x4,1),IF(x5,x5,1))) | =x3/IF(x2="kVA",IF(x3,x3,1),IF(x2="MPAN",IF(x4,x4,1),IF(x5,x5,1))) | =x8/IF(x2="kVA",IF(x3,x3,1),IF(x2="MPAN",IF(x4,x4,1),IF(x5,x5,1))) | =x9/IF(x2="kVA",IF(x3,x3,1),IF(x2="MPAN",IF(x4,x4,1),IF(x5,x5,1))) | =0.01*x10*(x11*x12+x13*x14+x15*x16)+10*(x17*x18+x19*x20+x21*x22+x23*x24)
| Normalised Rate 1 units (MWh) | Normalised Rate 2 units (MWh) | Normalised Rate 3 units (MWh) | Normalised MPANs | Normalised Import capacity (kVA) | Normalised Exceeded capacity (kVA) | Normalised Reactive power units (MVArh) | Normalised revenues (£)
Domestic Unrestricted
Domestic Unrestricted | 3.3983 | 0 | 0 | 1 | 0 | 0 | 0 | 78.2937
LDNO LV: Domestic Unrestricted | 3.3983 | 0 | 0 | 1 | 0 | 0 | 0 | 54.7034
LDNO HV: Domestic Unrestricted | 3.3983 | 0 | 0 | 1 | 0 | 0 | 0 | 40.6245
Domestic Two Rate
Domestic Two Rate | 3.0451 | 1.3512 | 0 | 1 | 0 | 0 | 0 | 89.23
LDNO LV: Domestic Two Rate | 3.0451 | 1.3512 | 0 | 1 | 0 | 0 | 0 | 62.3386
LDNO HV: Domestic Two Rate | 3.0451 | 1.3512 | 0 | 1 | 0 | 0 | 0 | 46.295
Domestic Off Peak (related MPAN)
Domestic Off Peak (related MPAN) | 1.9684 | 0 | 0 | 1 | 0 | 0 | 0 | 22.9905
LDNO LV: Domestic Off Peak (related MPAN) | 1.9684 | 0 | 0 | 1 | 0 | 0 | 0 | 16.0618
LDNO HV: Domestic Off Peak (related MPAN) | 1.9684 | 0 | 0 | 1 | 0 | 0 | 0 | 11.9283
Small Non Domestic Unrestricted
Small Non Domestic Unrestricted | 11.7554 | 0 | 0 | 1 | 0 | 0 | 0 | 249.748
LDNO LV: Small Non Domestic Unrestricted | 11.7554 | 0 | 0 | 1 | 0 | 0 | 0 | 174.4859
LDNO HV: Small Non Domestic Unrestricted | 11.7554 | 0 | 0 | 1 | 0 | 0 | 0 | 129.5297
Small Non Domestic Two Rate
Small Non Domestic Two Rate | 18.4551 | 5.5986 | 0 | 1 | 0 | 0 | 0 | 443.8078
LDNO LV: Small Non Domestic Two Rate | 18.4551 | 5.5986 | 0 | 1 | 0 | 0 | 0 | 309.9438
LDNO HV: Small Non Domestic Two Rate | 18.4551 | 5.5986 | 0 | 1 | 0 | 0 | 0 | 230.1496
Small Non Domestic Off Peak (related MPAN)
Small Non Domestic Off Peak (related MPAN) | 4.5414 | 0 | 0 | 1 | 0 | 0 | 0 | 43.6879
LDNO LV: Small Non Domestic Off Peak (related MPAN) | 4.5414 | 0 | 0 | 1 | 0 | 0 | 0 | 30.518
LDNO HV: Small Non Domestic Off Peak (related MPAN) | 4.5414 | 0 | 0 | 1 | 0 | 0 | 0 | 22.6614
LV Medium Non-Domestic
LV Medium Non-Domestic | 82.7258 | 21.21 | 0 | 1 | 0 | 0 | 0 | 1972.4106
LDNO LV: LV Medium Non-Domestic | 82.7258 | 21.21 | 0 | 1 | 0 | 0 | 0 | 1378.2035
LDNO HV: LV Medium Non-Domestic | 82.7258 | 21.21 | 0 | 1 | 0 | 0 | 0 | 1023.5688
LV Sub Medium Non-Domestic
LV Sub Medium Non-Domestic | 83.4432 | 21.4735 | 0 | 1 | 0 | 0 | 0 | 1835.4286
HV Medium Non-Domestic
HV Medium Non-Domestic | 120.9197 | 35.2371 | 0 | 1 | 0 | 0 | 0 | 2609.0539
LV Network Domestic
LV Network Domestic | 0 | 0 | 0 | 0 | 0 | 0 | 0 | 0
LDNO LV: LV Network Domestic | 0 | 0 | 0 | 0 | 0 | 0 | 0 | 0
LDNO HV: LV Network Domestic | 0 | 0 | 0 | 0 | 0 | 0 | 0 | 0
LV Network Non-Domestic Non-CT
LV Network Non-Domestic Non-CT | 6.7703 | 26.2089 | 29.493 | 1 | 0 | 0 | 0 | 1141.2349
LDNO LV: LV Network Non-Domestic Non-CT | 6.7703 | 26.2089 | 29.493 | 1 | 0 | 0 | 0 | 797.3605
LDNO HV: LV Network Non-Domestic Non-CT | 6.7703 | 26.2089 | 29.493 | 1 | 0 | 0 | 0 | 591.805
LV HH Metered
LV HH Metered | 0.19755 | 0.7823 | 0.85364 | 0.0074715 | 1 | 0.013092 | 0.15388 | 38.8378
LDNO LV: LV HH Metered | 0.19755 | 0.7823 | 0.85364 | 0.0074715 | 1 | 0.013092 | 0.15388 | 27.1409
LDNO HV: LV HH Metered | 0.19755 | 0.7823 | 0.85364 | 0.0074715 | 1 | 0.013092 | 0.15388 | 20.1483
LV Sub HH Metered
LV Sub HH Metered | 0.17742 | 0.68249 | 0.80098 | 0.0024323 | 1 | 0.015437 | 0.14399 | 35.0373
LDNO HV: LV Sub HH Metered | 0.17742 | 0.68249 | 0.80098 | 0.0024323 | 1 | 0.015437 | 0.14399 | 26.3552
HV HH Metered
HV HH Metered | 0.2834 | 1.0908 | 1.5109 | 0.0012439 | 1 | 0.017628 | 0.2317 | 46.3821
LDNO HV: HV HH Metered | 0.2834 | 1.0908 | 1.5109 | 0.0012439 | 1 | 0.017628 | 0.2317 | 39.5111
NHH UMS category A
NHH UMS category A | 1 | 0 | 0 | 0.031355 | 0 | 0 | 0 | 21.47
LDNO LV: NHH UMS category A | 1 | 0 | 0 | 0.031355 | 0 | 0 | 0 | 15
LDNO HV: NHH UMS category A | 1 | 0 | 0 | 0.031355 | 0 | 0 | 0 | 11.14
NHH UMS category B
NHH UMS category B | 1 | 0 | 0 | 0.031336 | 0 | 0 | 0 | 24.09
LDNO LV: NHH UMS category B | 1 | 0 | 0 | 0.031336 | 0 | 0 | 0 | 16.83
LDNO HV: NHH UMS category B | 1 | 0 | 0 | 0.031336 | 0 | 0 | 0 | 12.5
NHH UMS category C
NHH UMS category C | 1 | 0 | 0 | 0.4434 | 0 | 0 | 0 | 33.16
LDNO LV: NHH UMS category C | 1 | 0 | 0 | 0.4434 | 0 | 0 | 0 | 23.16
LDNO HV: NHH UMS category C | 1 | 0 | 0 | 0.4434 | 0 | 0 | 0 | 17.2
NHH UMS category D
NHH UMS category D | 1 | 0 | 0 | 0.024521 | 0 | 0 | 0 | 18.85
LDNO LV: NHH UMS category D | 1 | 0 | 0 | 0.024521 | 0 | 0 | 0 | 13.17
LDNO HV: NHH UMS category D | 1 | 0 | 0 | 0.024521 | 0 | 0 | 0 | 9.78
LV UMS (Pseudo HH Metered)
LV UMS (Pseudo HH Metered) | 0.057438 | 0.15404 | 0.78852 | 0.00013892 | 0 | 0 | 0 | 25.8711
LDNO LV: LV UMS (Pseudo HH Metered) | 0.057438 | 0.15404 | 0.78852 | 0.00013892 | 0 | 0 | 0 | 18.0715
LDNO HV: LV UMS (Pseudo HH Metered) | 0.057438 | 0.15404 | 0.78852 | 0.00013892 | 0 | 0 | 0 | 13.4179
LV Generation NHH or Aggregate HH
LV Generation NHH or Aggregate HH | 1 | 0 | 0 | 0.063036 | 0 | 0 | 0 | -6.33
LDNO LV: LV Generation NHH or Aggregate HH | 1 | 0 | 0 | 0.063036 | 0 | 0 | 0 | -6.33
LDNO HV: LV Generation NHH or Aggregate HH | 1 | 0 | 0 | 0.063036 | 0 | 0 | 0 | -6.33
LV Sub Generation NHH
LV Sub Generation NHH | 0 | 0 | 0 | 0 | 0 | 0 | 0 | 0
LDNO HV: LV Sub Generation NHH | 0 | 0 | 0 | 0 | 0 | 0 | 0 | 0
LV Generation Intermittent
LV Generation Intermittent | 1 | 0 | 0 | 0.012042 | 0 | 0 | 0.086326 | -6.1807
LDNO LV: LV Generation Intermittent | 1 | 0 | 0 | 0.012042 | 0 | 0 | 0.086326 | -6.1807
LDNO HV: LV Generation Intermittent | 1 | 0 | 0 | 0.012042 | 0 | 0 | 0.086326 | -6.1807
LV Generation Intermittent no RP charge
LV Generation Intermittent no RP charge | 0 | 0 | 0 | 0 | 0 | 0 | 0 | 0
LV Generation Non-Intermittent
LV Generation Non-Intermittent | 0.091827 | 0.36807 | 0.5401 | 0.0070456 | 0 | 0 | 0.048496 | -6.646
LDNO LV: LV Generation Non-Intermittent | 0.091827 | 0.36807 | 0.5401 | 0.0070456 | 0 | 0 | 0.048496 | -6.646
LDNO HV: LV Generation Non-Intermittent | 0.091827 | 0.36807 | 0.5401 | 0.0070456 | 0 | 0 | 0.048496 | -6.646
LV Generation Non-Intermittent no RP charge
LV Generation Non-Intermittent no RP charge | 0 | 0 | 0 | 0 | 0 | 0 | 0 | 0
LV Sub Generation Intermittent
LV Sub Generation Intermittent | 1 | 0 | 0 | 0.0062566 | 0 | 0 | 0.15222 | -5.3386
LDNO HV: LV Sub Generation Intermittent | 1 | 0 | 0 | 0.0062566 | 0 | 0 | 0.15222 | -5.3386
LV Sub Generation Intermittent no RP charge
LV Sub Generation Intermittent no RP charge | 0 | 0 | 0 | 0 | 0 | 0 | 0 | 0
LV Sub Generation Non-Intermittent
LV Sub Generation Non-Intermittent | 0.093909 | 0.28341 | 0.62268 | 0.00089739 | 0 | 0 | 0.013174 | -5.6683
LDNO HV: LV Sub Generation Non-Intermittent | 0.093909 | 0.28341 | 0.62268 | 0.00089739 | 0 | 0 | 0.013174 | -5.6683
LV Sub Generation Non-Intermittent no RP charge
LV Sub Generation Non-Intermittent no RP charge | 0 | 0 | 0 | 0 | 0 | 0 | 0 | 0
HV Generation Intermittent
HV Generation Intermittent | 1 | 0 | 0 | 0.00051639 | 0 | 0 | 0.019293 | -3.3194
LDNO HV: HV Generation Intermittent | 1 | 0 | 0 | 0.00051639 | 0 | 0 | 0.019293 | -3.3768
HV Generation Intermittent no RP charge
HV Generation Intermittent no RP charge | 0 | 0 | 0 | 0 | 0 | 0 | 0 | 0
HV Generation Non-Intermittent
HV Generation Non-Intermittent | 0.10153 | 0.31383 | 0.58464 | 0.00028143 | 0 | 0 | 0.016181 | -3.729
LDNO HV: HV Generation Non-Intermittent | 0.10153 | 0.31383 | 0.58464 | 0.00028143 | 0 | 0 | 0.016181 | -3.7603
HV Generation Non-Intermittent no RP charge
HV Generation Non-Intermittent no RP charge | 0 | 0 | 0 | 0 | 0 | 0 | 0 | 0
4005. LDNO LV charges (normalised £)
Data sources:
x1 = 4004. Normalised revenues (£) (in Normalised volumes for comparisons)
Copy cells = x1
LDNO LV charges (normalised £)
LDNO LV: Domestic Unrestricted | = x1: 54.7034
LDNO LV: Domestic Two Rate | = x1: 62.3386
LDNO LV: Domestic Off Peak (related MPAN) | = x1: 16.0618
LDNO LV: Small Non Domestic Unrestricted | = x1: 174.4859
LDNO LV: Small Non Domestic Two Rate | = x1: 309.9438
LDNO LV: Small Non Domestic Off Peak (related MPAN) | = x1: 30.518
LDNO LV: LV Medium Non-Domestic | = x1: 1378.2035
LDNO LV: LV Network Domestic | = x1: 0
LDNO LV: LV Network Non-Domestic Non-CT | = x1: 797.3605
LDNO LV: LV HH Metered | = x1: 27.1409
N/A | bar: = x1
N/A | bar: = x1
LDNO LV: NHH UMS category A | = x1: 15
LDNO LV: NHH UMS category B | = x1: 16.83
LDNO LV: NHH UMS category C | = x1: 23.16
LDNO LV: NHH UMS category D | = x1: 13.17
LDNO LV: LV UMS (Pseudo HH Metered) | = x1: 18.0715
LDNO LV: LV Generation NHH or Aggregate HH | = x1: -6.33
N/A | bar: = x1
LDNO LV: LV Generation Intermittent | = x1: -6.1807
LDNO LV: LV Generation Non-Intermittent | = x1: -6.646
N/A | bar: = x1
N/A | bar: = x1
N/A | bar: = x1
N/A | bar: = x1
4006. LDNO HV charges (normalised £)
Data sources:
x1 = 4004. Normalised revenues (£) (in Normalised volumes for comparisons)
Copy cells = x1
LDNO HV charges (normalised £)
LDNO HV: Domestic Unrestricted | = x1: 40.6245
LDNO HV: Domestic Two Rate | = x1: 46.295
LDNO HV: Domestic Off Peak (related MPAN) | = x1: 11.9283
LDNO HV: Small Non Domestic Unrestricted | = x1: 129.5297
LDNO HV: Small Non Domestic Two Rate | = x1: 230.1496
LDNO HV: Small Non Domestic Off Peak (related MPAN) | = x1: 22.6614
LDNO HV: LV Medium Non-Domestic | = x1: 1023.5688
LDNO HV: LV Network Domestic | = x1: 0
LDNO HV: LV Network Non-Domestic Non-CT | = x1: 591.805
LDNO HV: LV HH Metered | = x1: 20.1483
LDNO HV: LV Sub HH Metered | = x1: 26.3552
LDNO HV: HV HH Metered | = x1: 39.5111
LDNO HV: NHH UMS category A | = x1: 11.14
LDNO HV: NHH UMS category B | = x1: 12.5
LDNO HV: NHH UMS category C | = x1: 17.2
LDNO HV: NHH UMS category D | = x1: 9.78
LDNO HV: LV UMS (Pseudo HH Metered) | = x1: 13.4179
LDNO HV: LV Generation NHH or Aggregate HH | = x1: -6.33
LDNO HV: LV Sub Generation NHH | = x1: 0
LDNO HV: LV Generation Intermittent | = x1: -6.1807
LDNO HV: LV Generation Non-Intermittent | = x1: -6.646
LDNO HV: LV Sub Generation Intermittent | = x1: -5.3386
LDNO HV: LV Sub Generation Non-Intermittent | = x1: -5.6683
LDNO HV: HV Generation Intermittent | = x1: -3.3768
LDNO HV: HV Generation Non-Intermittent | = x1: -3.7603

## CTables
Tariff comparisons for WPD East Mids in April 18 (Final)
This sheet is for information only. It can be deleted without affecting any calculations elsewhere in the model.
4101. Comparison with current all-the-way demand tariffs
Data sources:
x1 = 4001. Revenues under current tariffs (£)
x2 = 3802. Net revenues (£) (in Revenue summary)
x3 = 3802. All units (MWh) (in Revenue summary)
x4 = 1053. MPANs by tariff (in Volume forecasts for the charging year)
Kind: | Calculation | Calculation | Copy cells
Formula: | =IF(x1,x2/x1-1,"") | =(x2-x1)/IF(x3,x3,1)/10 | = x4
| Change | Absolute change (average p/kWh) | MPANs
Domestic Unrestricted | -4.167% | -0.10019 | 1630942.9995
Domestic Two Rate | 0.656% | 0.013229 | 819232.8781
Domestic Off Peak (related MPAN) | 85.99% | 0.54 | 33104
Small Non Domestic Unrestricted | 0.6914% | 0.014589 | 95970.8532
Small Non Domestic Two Rate | 7.016% | 0.12096 | 83263.2786
Small Non Domestic Off Peak (related MPAN) | 228.3% | 0.669 | 595
LV Medium Non-Domestic | 44.6% | 0.58529 | 9.6213e-06
LV Sub Medium Non-Domestic | 48.44% | 0.57085 | 9.5314e-06
HV Medium Non-Domestic | 85.64% | 0.77079 | 6.4038e-06
LV Network Domestic |  | 0 | 0
LV Network Non-Domestic Non-CT | 4.374% | 0.076554 | 2519.8664
LV HH Metered | 5.874% | 0.11752 | 14662.2334
LV Sub HH Metered | 7.123% | 0.14028 | 281.9213
HV HH Metered | 20.31% | 0.2714 | 3281.4962
NHH UMS category A | 13.36% | 0.253 | 1471
NHH UMS category B | -3.947% | -0.099 | 1205
NHH UMS category C | -17.92% | -0.724 | 177
NHH UMS category D | 46.69% | 0.6 | 252
LV UMS (Pseudo HH Metered) | -8.698% | -0.24647 | 30.7104
4102. LDNO margins in use of system charges
Data sources:
x1 = 4003. Normalised to
x2 = 4004. Normalised revenues (£) (in Normalised volumes for comparisons)
x3 = 4005. LDNO LV charges (normalised £)
x4 = All-the-way charges (normalised £) (in LDNO margins in use of system charges)
x5 = 4006. LDNO HV charges (normalised £)
Kind: | Copy cells | Copy cells | Calculation | Calculation
Formula: | = x1 | = x2 | =IF(x3,x4-x3,"") | =IF(x5,x4-x5,"")
| Normalised to | All-the-way charges (normalised £) | LDNO LV margin (normalised £) | LDNO HV margin (normalised £)
Domestic Unrestricted | MPAN | 78.2937 | 23.5903 | 37.6692
Domestic Two Rate | MPAN | 89.23 | 26.8914 | 42.935
Domestic Off Peak (related MPAN) | MPAN | 22.9905 | 6.9286 | 11.0622
Small Non Domestic Unrestricted | MPAN | 249.748 | 75.2621 | 120.2183
Small Non Domestic Two Rate | MPAN | 443.8078 | 133.864 | 213.6582
Small Non Domestic Off Peak (related MPAN) | MPAN | 43.6879 | 13.17 | 21.0265
LV Medium Non-Domestic | MPAN | 1972.4106 | 594.2071 | 948.8418
LV Network Domestic | MPAN | 0
LV Network Non-Domestic Non-CT | MPAN | 1141.2349 | 343.8743 | 549.4299
LV HH Metered | kVA | 38.8378 | 11.6969 | 18.6895
LV Sub HH Metered | kVA | 35.0373 |  | 8.6822
HV HH Metered | kVA | 46.3821 |  | 6.871
NHH UMS category A | MWh | 21.47 | 6.47 | 10.33
NHH UMS category B | MWh | 24.09 | 7.26 | 11.59
NHH UMS category C | MWh | 33.16 | 10 | 15.96
NHH UMS category D | MWh | 18.85 | 5.68 | 9.07
LV UMS (Pseudo HH Metered) | MWh | 25.8711 | 7.7996 | 12.4532
LV Generation NHH or Aggregate HH | MWh | -6.33 | 0 | 0
LV Sub Generation NHH | MWh | 0
LV Generation Intermittent | MWh | -6.1807 | 0 | 0
LV Generation Non-Intermittent | MWh | -6.646 | 0 | 0
LV Sub Generation Intermittent | MWh | -5.3386 |  | 0
LV Sub Generation Non-Intermittent | MWh | -5.6683 |  | 0
HV Generation Intermittent | MWh | -3.3194 |  | 0.057412
HV Generation Non-Intermittent | MWh | -3.729 |  | 0.031289