## Index
Overview for WPD West Midlands in April 17 (Final)
This document, model or dataset has been prepared by Reckon LLP on the instructions of the DCUSA Panel or one of its working
groups. Only the DCUSA Panel and its working groups have authority to approve this material as meeting their requirements.
Reckon LLP makes no representation about the suitability of this material for the purposes of complying with any licence
conditions or furthering any relevant objective.
UNLESS STATED OTHERWISE, THIS WORKBOOK IS ONLY A PROTOTYPE FOR TESTING PURPOSES AND ALL THE DATA IN THIS MODEL ARE FOR ILLUSTRATION ONLY.
This workbook is structured as a series of named and numbered tables. There is a list of tables below, with hyperlinks. Above
each calculation table, there is a description of the calculations and hyperlinks to tables from which data are used. Hyperlinks
point to the relevant table column heading of the relevant table. Scrolling up or down is usually required after clicking a
hyperlink in order to bring the relevant data and/or headings into view. Some versions of Microsoft Excel can display a "Back"
button, which can be useful when using hyperlinks to navigate around the workbook.
Copyright 2009-2011 Energy Networks Association Limited and others. Copyright 2011-2015 Franck Latrémolière, Reckon LLP and others.
The code used to generate this spreadsheet includes open-source software published at https://github.com/f20/power-models.
Use and distribution of the source code is subject to the conditions stated therein. |  | Colour coding
Any redistribution of this software must retain the following disclaimer: |  | Input data
THIS SOFTWARE IS PROVIDED BY AUTHORS AND CONTRIBUTORS "AS IS" AND ANY EXPRESS OR IMPLIED WARRANTIES, INCLUDING, BUT NOT LIMITED |  | Constant value
TO, THE IMPLIED WARRANTIES OF MERCHANTABILITY AND FITNESS FOR A PARTICULAR PURPOSE ARE DISCLAIMED. IN NO EVENT SHALL AUTHORS OR |  | Formula: calculation
CONTRIBUTORS BE LIABLE FOR ANY DIRECT, INDIRECT, INCIDENTAL, SPECIAL, EXEMPLARY, OR CONSEQUENTIAL DAMAGES (INCLUDING, BUT NOT |  | Formula: copy
LIMITED TO, PROCUREMENT OF SUBSTITUTE GOODS OR SERVICES; LOSS OF USE, DATA, OR PROFITS; OR BUSINESS INTERRUPTION) HOWEVER CAUSED |  | Unused cell in input data table
AND ON ANY THEORY OF LIABILITY, WHETHER IN CONTRACT, STRICT LIABILITY, OR TORT (INCLUDING NEGLIGENCE OR OTHERWISE) ARISING IN |  | Unused cell in other table
ANY WAY OUT OF THE USE OF THIS SOFTWARE, EVEN IF ADVISED OF THE POSSIBILITY OF SUCH DAMAGE. |  | Unlocked cell for notes
Worksheet | Table | Type of table
Input | 1000. Company, charging year, data version | Input data
Input | 1001. CDCM target revenue | Composite
Input | 1010. Financial and general assumptions | Composite
Input | 1017. Diversity allowance between top and bottom of network level | Input data
Input | 1018. Proportion of relevant load going through 132kV/HV direct transformation | Input data
Input | 1019. Network model GSP peak demand (MW) | Input data
Input | 1020. Gross asset cost by network level (£) | Input data
Input | 1022. LV service model asset cost (£) | Input data
Input | 1023. HV service model asset cost (£) | Input data
Input | 1025. Matrix of applicability of LV service models to tariffs with fixed charges | Input data
Input | 1026. Matrix of applicability of LV service models to unmetered tariffs | Input data
Input | 1028. Matrix of applicability of HV service models to tariffs with fixed charges | Input data
Input | 1032. Loss adjustment factors to transmission | Input data
Input | 1037. Embedded network (LDNO) discounts | Input data
Input | 1041. Load profile data for demand users | Input data
Input | 1053. Volume forecasts for the charging year | Input data
Input | 1055. Transmission exit charges (£/year) | Input data
Input | 1059. Other expenditure | Input data
Input | 1060. Customer contributions under current connection charging policy | Input data
Input | 1061. Average split of rate 1 units by distribution time band | Input data
Input | 1062. Average split of rate 2 units by distribution time band | Input data
Input | 1064. Average split of rate 1 units by special distribution time band | Input data
Input | 1066. Typical annual hours by special distribution time band | Input data
Input | 1068. Typical annual hours by distribution time band | Input data
Input | 1069. Peaking probabilities by network level | Input data
Input | 1092. Average kVAr by kVA, by network level | Input data
Input | 1201. Current tariff information | Input data
LAFs | 2001. Loss adjustment factors to transmission | Composite
LAFs | 2002. Mapping of DRM network levels to core network levels | Fixed data
LAFs | 2003. Loss adjustment factor to transmission for each DRM network level | Sum-product calculation
LAFs | 2004. Loss adjustment factor to transmission for each network level | Combine tables
LAFs | 2005. Network use factors | Fixed data
LAFs | 2006. Proportion going through 132kV/EHV | Calculation
LAFs | 2007. Proportion going through EHV | Calculation
LAFs | 2008. Proportion going through EHV/HV | Calculation
LAFs | 2009. Rerouteing matrix for all network levels | Combine tables
LAFs | 2010. Network use factors: interim step in calculations before adjustments | Sum-product calculation
LAFs | 2011. Network use factors for all tariffs | Combine tables
LAFs | 2012. Loss adjustment factors between end user meter reading and each network level, scaled by network use | Calculation
DRM | 2101. Annuity rate | Calculation
DRM | 2102. Loss adjustment factor to transmission for each core level | Combine tables
DRM | 2103. Loss adjustment factors | Composite
DRM | 2104. Diversity calculations | Special calculation
DRM | 2105. Network model total maximum demand at substation (MW) | Calculation
DRM | 2106. Network model contribution to system maximum load measured at network level exit (MW) | Calculation
DRM | 2107. Rerouteing matrix for DRM network levels | Combine tables
DRM | 2108. GSP simultaneous maximum load assumed through each network level (MW) | Sum-product calculation
DRM | 2109. Network model annuity by simultaneous maximum load for each network level (£/kW/year) | Calculation
SM | 2201. Asset £/customer from LV service models | Sum-product calculation
SM | 2202. LV unmetered service model assets £/(MWh/year) | Sum-product calculation
SM | 2203. LV unmetered service model asset charge (p/kWh) | Calculation
SM | 2204. Asset £/customer from HV service models | Sum-product calculation
SM | 2205. Service model assets by tariff (£) | Combine tables
SM | 2206. Replacement annuities for service models | Composite
Loads | 2301. Demand coefficient (load at time of system maximum load divided by average load) | Calculation
Loads | 2302. Load coefficient | Combine tables
Loads | 2303. Discount map | Fixed data
Loads | 2304. LDNO discounts and volumes adjusted for discount | Composite
Loads | 2305. Equivalent volume for each end user | Cell summation
Multi | 2401. Adjust annual hours by distribution time band to match days in year | Composite
Multi | 2402. Normalisation of split of rate 1 units by time band | Composite
Multi | 2403. Split of rate 1 units between distribution time bands | Combine tables
Multi | 2404. Normalisation of split of rate 2 units by time band | Composite
Multi | 2405. Split of rate 2 units between distribution time bands | Combine tables
Multi | 2406. Split of rate 3 units between distribution time bands (default) | Fixed data
Multi | 2407. All units (MWh) | Calculation
Multi | 2408. Calculation of implied load coefficients for one-rate users | Calculation
Multi | 2409. Calculation of implied load coefficients for two-rate users | Calculation
Multi | 2410. Calculation of implied load coefficients for three-rate users | Calculation
Multi | 2411. Calculation of adjusted time band load coefficients | Composite
Multi | 2412. Normalisation of peaking probabilities | Composite
Multi | 2413. Peaking probabilities by network level (reshaped) | Reshape table
Multi | 2414. Pseudo load coefficient by time band and network level | Calculation
Multi | 2415. Single rate non half hourly pseudo timeband load coefficients | Copy cells
Multi | 2416. Single rate non half hourly units (MWh) | Copy cells
Multi | 2417. Single rate non half hourly timeband use | Copy cells
Multi | 2418. Single rate non half hourly tariff pseudo load coefficient | Sum-product calculation
Multi | 2419. Multi rate non half hourly units (MWh) | Copy cells
Multi | 2420. Multi rate non half hourly pseudo timeband load coefficients | Copy cells
Multi | 2421. Multi rate non half hourly timeband use | Copy cells
Multi | 2422. Multi rate non half hourly tariff pseudo load coefficient | Sum-product calculation
Multi | 2423. Off-peak non half hourly units (MWh) | Copy cells
Multi | 2424. Off-peak non half hourly pseudo timeband load coefficients | Copy cells
Multi | 2425. Off-peak non half hourly timeband use | Copy cells
Multi | 2426. Off-peak non half hourly tariff pseudo load coefficient | Sum-product calculation
Multi | 2427. Aggregated half hourly units (MWh) | Copy cells
Multi | 2428. Aggregated half hourly pseudo timeband load coefficients | Copy cells
Multi | 2429. Aggregated half hourly timeband use | Copy cells
Multi | 2430. Aggregated half hourly tariff pseudo load coefficient | Sum-product calculation
Multi | 2431. Average non half hourly tariff pseudo load coefficient | Calculation
Multi | 2432. Average non half hourly timeband use | Calculation
Multi | 2433. Aggregated half hourly tariff pseudo load coefficient using average non half hourly unit mix | Sum-product calculation
Multi | 2434. Relative correction factor for aggregated half hourly tariff | Calculation
Multi | 2435. Correction factor for non half hourly tariffs | Calculation
Multi | 2436. Single rate non half hourly corrected pseudo timeband load coefficient | Calculation
Multi | 2437. Multi rate non half hourly corrected pseudo timeband load coefficient | Calculation
Multi | 2438. Off-peak non half hourly corrected pseudo timeband load coefficient | Calculation
Multi | 2439. Aggregated half hourly corrected pseudo timeband load coefficient | Calculation
Multi | 2440. Pseudo load coefficient by time band and network level (equalised) | Combine tables
Multi | 2441. Unit rate 1 pseudo load coefficient by network level | Sum-product calculation
Multi | 2442. Unit rate 2 pseudo load coefficient by network level | Sum-product calculation
Multi | 2443. Unit rate 3 pseudo load coefficient by network level | Sum-product calculation
Multi | 2444. Adjust annual hours by special distribution time band to match days in year | Composite
Multi | 2445. Normalisation of split of rate 1 units by special time band | Composite
Multi | 2446. Split of rate 1 units between special distribution time bands | Combine tables
Multi | 2447. Split of rate 2 units between special distribution time bands (default) | Fixed data
Multi | 2448. Split of rate 3 units between special distribution time bands (default) | Fixed data
Multi | 2449. Calculation of implied special load coefficients for one-rate users | Calculation
Multi | 2450. Calculation of implied special load coefficients for three-rate users | Calculation
Multi | 2451. Estimated contributions to peak demand | Composite
Multi | 2452. Load coefficient correction factor for the group | Calculation
Multi | 2453. Calculation of special peaking probabilities | Composite
Multi | 2454. Special peaking probabilities by network level | Combine tables
Multi | 2455. Special peaking probabilities by network level (reshaped) | Reshape table
Multi | 2456. Pseudo load coefficient by special time band and network level | Calculation
Multi | 2457. Unit rate 1 pseudo load coefficient by network level (special) | Sum-product calculation
Multi | 2458. Unit rate 2 pseudo load coefficient by network level (special) | Sum-product calculation
Multi | 2459. Unit rate 3 pseudo load coefficient by network level (special) | Sum-product calculation
Multi | 2460. Unit rate 1 pseudo load coefficient by network level (combined) | Combine tables
Multi | 2461. Unit rate 2 pseudo load coefficient by network level (combined) | Combine tables
Multi | 2462. Unit rate 3 pseudo load coefficient by network level (combined) | Combine tables
SMD | 2501. Contributions of users on one-rate multi tariffs to system simultaneous maximum load by network level (kW) | Calculation
SMD | 2502. Contributions of users on two-rate multi tariffs to system simultaneous maximum load by network level (kW) | Calculation
SMD | 2503. Contributions of users on three-rate multi tariffs to system simultaneous maximum load by network level (kW) | Calculation
SMD | 2504. Estimated contributions of users on each tariff to system simultaneous maximum load by network level (kW) | Calculation
SMD | 2505. Contributions of users on each tariff to system simultaneous maximum load by network level (kW) | Combine tables
SMD | 2506. Forecast system simultaneous maximum load (kW) from forecast units | Cell summation
AMD | 2601. Pre-processing of data for standing charge factors | Composite
AMD | 2602. Standing charges factors adapted to use 132kV/HV | Combine tables
AMD | 2603. Capacity-based contributions to chargeable aggregate maximum load by network level (kW) | Calculation
AMD | 2604. Unit-based contributions to chargeable aggregate maximum load (kW) | Calculation
AMD | 2605. Contributions to aggregate maximum load by network level (kW) | Combine tables
AMD | 2606. Forecast chargeable aggregate maximum load (kW) | Cell summation
AMD | 2607. Forecast simultaneous load subject to standing charge factors (kW) | Calculation
AMD | 2608. Forecast simultaneous load replaced by standing charge (kW) | Cell summation
AMD | 2609. Calculated LV diversity allowance | Calculation
AMD | 2610. Network level mapping for diversity allowances | Fixed data
AMD | 2611. Diversity allowances including 132kV/HV | Sum-product calculation
AMD | 2612. Diversity allowances (including calculated LV value) | Combine tables
AMD | 2613. Forecast simultaneous maximum load (kW) adjusted for standing charges | Calculation
Otex | 2701. Operating expenditure coded by network level (£/year) | Combine tables
Otex | 2702. Network model assets (£) scaled by load forecast | Calculation
Otex | 2703. Annual consumption by tariff for unmetered users (MWh) | Copy cells
Otex | 2704. Total unmetered units | Cell summation
Otex | 2705. Service model asset data | Composite
Otex | 2706. Data for allocation of operating expenditure | Composite
Otex | 2707. Amount of expenditure to be allocated according to asset values (£/year) | Calculation
Otex | 2708. Total operating expenditure by network level (£/year) | Calculation
Otex | 2709. Operating expenditure percentage by network level | Calculation
Otex | 2710. Unit operating expenditure based on simultaneous maximum load (£/kW/year) | Calculation
Otex | 2711. Operating expenditure for customer assets p/MPAN/day | Composite
Otex | 2712. Operating expenditure for unmetered customer assets (p/kWh) | Calculation
Contrib | 2801. Network level of supply (for customer contributions) by tariff | Fixed data
Contrib | 2802. Contribution proportion of asset annuities, by customer type and network level of assets | Calculation
Contrib | 2803. Proportion of assets annuities deemed to be covered by customer contributions | Sum-product calculation
Contrib | 2804. Proportion of annual charge covered by contributions (for all charging levels) | Combine tables
Yard | 2901. Unit cost at each level, £/kW/year (relative to system simultaneous maximum load) | Combine tables
Yard | 2902. Pay-as-you-go yardstick unit costs by charging level (p/kWh) | Calculation
Yard | 2903. Contributions to pay-as-you-go unit rate 1 (p/kWh) | Calculation
Yard | 2904. Contributions to pay-as-you-go unit rate 2 (p/kWh) | Calculation
Yard | 2905. Contributions to pay-as-you-go unit rate 3 (p/kWh) | Calculation
Standing | 3001. Costs based on aggregate maximum load (£/kW/year) | Calculation
Standing | 3002. Capacity elements p/kVA/day | Calculation
Standing | 3003. Yardstick components p/kWh (taking account of standing charges) | Calculation
Standing | 3004. Contributions to unit rate 1 p/kWh by network level (taking account of standing charges) | Calculation
Standing | 3005. Contributions to unit rate 2 p/kWh by network level (taking account of standing charges) | Calculation
Standing | 3006. Contributions to unit rate 3 p/kWh by network level (taking account of standing charges) | Calculation
AggCap | 3101. Mapping of tariffs to tariff groups | Fixed data
AggCap | 3102. Capacity use for tariffs charged for capacity on an exit point basis | Composite
AggCap | 3103. Aggregate capacity (kW) | Sum-product calculation
AggCap | 3104. Aggregate number of users charged for capacity on an exit point basis | Sum-product calculation
AggCap | 3105. Average maximum kVA by exit point | Calculation
AggCap | 3106. Deemed average maximum kVA for each tariff | Sum-product calculation
AggCap | 3107. Capacity-driven fixed charge elements from standing charges factors p/MPAN/day | Calculation
Reactive | 3201. Network use factors for generator reactive unit charges | Fixed data
Reactive | 3202. Standard components p/kWh for reactive power (absolute value) | Calculation
Reactive | 3203. Standard reactive p/kVArh | Calculation
Reactive | 3204. Absolute value of load coefficient (kW peak / average kW) | Calculation
Reactive | 3205. Pay-as-you-go components p/kWh for reactive power (absolute value) | Calculation
Reactive | 3206. Pay-as-you-go reactive p/kVArh | Calculation
Aggreg | 3301. Unit rate 1 p/kWh (elements) | Combine tables
Aggreg | 3302. Unit rate 2 p/kWh (elements) | Combine tables
Aggreg | 3303. Unit rate 3 p/kWh (elements) | Combine tables
Aggreg | 3304. Fixed charge p/MPAN/day (elements) | Combine tables
Aggreg | 3305. Capacity charge p/kVA/day (elements) | Copy cells
Aggreg | 3306. Reactive power charge p/kVArh (elements) | Combine tables
Aggreg | 3307. Summary of charges before revenue matching | Cell summation
Revenue | 3401. Net revenues by tariff before matching (£) | Calculation
Revenue | 3402. Target CDCM revenue | Composite
Revenue | 3403. Revenue surplus or shortfall | Composite
Scaler | 3501. Factor to scale to £1/kW at transmission exit level | Calculation
Scaler | 3502. Applicability factor for £1/kW scaler | Combine tables
Scaler | 3503. Scalable elements of tariff components | Sum-product calculation
Scaler | 3504. Marginal revenue effect of scaler | Calculation
Scaler | 3505. Scaler value at which the minimum is breached | Calculation
Scaler | 3506. Constraint-free solution | Calculation
Scaler | 3507. Starting point | Calculation
Scaler | 3508. Solve for General scaler rate | Composite
Scaler | 3509. General scaler rate | Calculation
Scaler | 3510. Scaler | Calculation
Adjust | 3601. Tariffs before rounding | Calculation
Adjust | 3602. Decimal places | Fixed data
Adjust | 3603. Tariff rounding | Calculation
Adjust | 3604. All the way tariffs | Calculation
Adjust | 3605. Net revenues by tariff from rounding | Calculation
Adjust | 3606. Revenue forecast summary | Composite
Adjust | 3607. Tariffs | Calculation
Tariffs | 3701. Tariffs | Composite
Summary | 3801. Headline parameters | Composite
Summary | 3802. Revenue summary | Composite
Summary | 3803. Revenue summary by tariff component | Cell summation
M-Rev | 3901. Revenue matrix by tariff | Composite
M-Rev | 3902. Revenues by charging element and network level | Cell summation
CData | 4001. Revenues under current tariffs (£) | Calculation
CData | 4002. All-the-way volumes | Copy cells
CData | 4003. Normalised to | Fixed data
CData | 4004. Normalised volumes for comparisons | Calculation
CData | 4005. LDNO LV charges (normalised £) | Copy cells
CData | 4006. LDNO HV charges (normalised £) | Copy cells
CTables | 4101. Comparison with current all-the-way demand tariffs | Composite
CTables | 4102. LDNO margins in use of system charges | Composite
M-ATW | Tariff matrices | Notes
Technical model rules and version control
---
PerlModule: CDCM
agghhequalisation: rag
alwaysUseRAG: 1
checksums: ''
coincidenceAdj: ''
colour: orange
drm: top500gsp
extraLevels: 1
fixedCap: 1-4
matrices: big
noReplacement: blanket
pcd: 1
portfolio: 1
protect: 1
revisionText: r7062
scaler: levelledpickexitnogenminzero
standing: sub132
summary: consultation1
targetRevenue: dcp132
tariffs: commongensubdcp130dcp163pc12hhpc34hh
template: '%-model227+'
timeOfDay: timeOfDay179
unauth: ''
validation: lenientnomsg
'~codeValidation':
Ancillary/Validation.pm: fdb5a46b1b8fbd1573e33c165ae1cddec92c37ee
CDCM/AML.pm: b8e65799e0293d3f65d21d47e4c56b31688a9ab8
CDCM/Aggregation.pm: 372b53e6dba1fe9433020bbd13328009851a036a
CDCM/Contributions.pm: 59059a8d19bbfa52829fec34b5ea22693cd64085
CDCM/Discounts.pm: 7da37bdae365cee037cc886326918eeea537f8a9
CDCM/Loads.pm: 37ecb145b481f519789dd55df6b3abe350614bab
CDCM/Master.pm: 6beeb565422e1dc5aec583e69cf459cc95ca9ba9
CDCM/Matching.pm: a8a99513b1105ec79371ca31d8ca2d323cb517ca
CDCM/NetworkSizer.pm: 50def4231b67757f2bd222cc1579fa342876afd0
CDCM/Operating.pm: e01eeb096f43ab8cb183e26c30d2c1dc15d27a5d
CDCM/Reactive.pm: e2318e6ee9559bf7cd3cfcfff58c399eb12c866a
CDCM/Revenue.pm: bb9fa27043e2ec8edecdbd630bd6023962e87136
CDCM/Routeing.pm: b5f53b67c00da9f33b3134520ba4bdf36d12ccf7
CDCM/SML.pm: e7799175fb0b06ae377f08ff486dfb83205ab68c
CDCM/ServiceModels.pm: ef64ca7f9c557fd1ac7b71f36a3a643f83bf1d8f
CDCM/Setup.pm: f65c9424e5b82946dccbc0cc45cddf56423b1d24
CDCM/Sheets.pm: 2d406d14d6f3ef4c42dcc1996c2e6fabccd910c8
CDCM/Standing.pm: 0677863cc8c69940e82611a34f6a4cf6e6c938f6
CDCM/Summary.pm: c15db3008f08fafb234d9790d3cfbd0812e1fdf2
CDCM/Table1001.pm: f92bf3d78568d5addf3cba5ca9be6a33b0c0dcd9
CDCM/TariffList.pm: 5862c24646e9084505c961ce4882a61d76880847
CDCM/Tariffs.pm: 74408ddcb0ff951c20ab0d9e7295f437f444de05
CDCM/TimeOfDay179.pm: a73c7ed284224f9aee660d248df1208482914259
CDCM/Yardsticks.pm: 14fa4ca8c5e1b83888203f2a0a27b027b0e1be67
SpreadsheetModel/Arithmetic.pm: 629d127e38688ee0e58015f6e1ff913520351394
SpreadsheetModel/CalcBlock.pm: 838d832955c7671d8b9c042d855c105de22ef3c6
SpreadsheetModel/Columnset.pm: 9c41f8f190c0de29b53089e92b30b4b05a4bf80b
SpreadsheetModel/Custom.pm: 64258a1a23160d1b05311a838e34f4078f7516be
SpreadsheetModel/Dataset.pm: b85f0e902b8bce62f21a95cc6d2dfe7e812b9739
SpreadsheetModel/FormatLegend.pm: 83afcc2d5eedd8cd64613aae3d9a04dbb6e00702
SpreadsheetModel/GroupBy.pm: a05f4878f468a3191257c58c4711fc115bde7e7d
SpreadsheetModel/Label.pm: 053d8801da63a168d467ae3cf12c6c32325befe3
SpreadsheetModel/Labelset.pm: 04739284141966c1ce3b175d877edb97c79f48f4
SpreadsheetModel/Logger.pm: 504306d6f19faf478bdccc6fa8db41fc87859593
SpreadsheetModel/Notes.pm: 3d92bc2948537a675ba36a2fd72b6c965ac08d56
SpreadsheetModel/Object.pm: 1eb394612892d4786a4c6f6be1446bfaf92d9db0
SpreadsheetModel/Reshape.pm: 44d60329c15bdfdf839a71781406c921808898b4
SpreadsheetModel/SegmentRoot.pm: f684d07d04056e2553a5e46c1e78fe34c4ee6852
SpreadsheetModel/Shortcuts.pm: f067f969beb9395efdeaab6efe3241592b2908cc
SpreadsheetModel/Stack.pm: 05a927d320fe0b49a01b5d253723cf04175915ac
SpreadsheetModel/SumProduct.pm: 2ae76b5dc30c7b829aa206d41662d4147f4c1fa9
SpreadsheetModel/WorkbookCreate.pm: 67c6a52779375daf27c9f2efede9d45e753ca1eb
SpreadsheetModel/WorkbookFormats.pm: 1bccbe711e2d4ec3793c66bcd08cd58d5e188521
'~datasetName': Blank
'~datasetSource': Empty dataset
Generated on Wed 18 Nov 2015 17:21:18 by www.dcmf.co.uk

## Input
Input data for WPD West Midlands in April 17 (Final)
This sheet contains all the input data (except LLFCs which might be entered directly into the Tariff sheet).
1000. Company, charging year, data version
| Company | Year | Version
Company, charging year, data version | WPD West Midlands | April 17 | Final
1001. CDCM target revenue
| Further description | Term | CRC | Value | Revenue elements and subtotals (£/year)
Base Demand Revenue Before Inflation | A1 | PUt | CRC3 | 400772060.4525 | 400772060.4525 | 400772060.4525
RPI Indexation Factor | A2 | PIADt | CRC3 | 1.121 | 48493419.3148 | 1.121
Merger Adjustment | A3 | MGt | CRC3 | 0 | 0
Base Demand Revenue | A = A1*A2 – A3 | BRt | CRC3 |  | 449265479.7673 | 449.2655
Pass-Through Business Rates | B1 | RBt | CRC4 | 312951.1369 | 312951.1369 | 312951.1369
Pass-Through Licence Fees | B2 | LFt | CRC4 | 285868.5142 | 285868.5142 | 285868.5142
Pass-Through Transmission Exit | B3 | TBt | CRC4 | -2920466.2032 | -2920466.2032 | -2920466.2032
Pass-Through Price Control Reopener | B4 | UNCt | CRC4 | -96323.3798 | -96323.3798 | -96323.3798
Pass-Through Others | B5 | MPTt, HBt, IEDt | CRC4 | 261955.9412 | 261955.9412 | 261955.9412
Allowed Pass-Through Items | B=B1+B2+B3+B4+B5 | PTt | CRC3 |  | -2156013.9908
Losses Incentive #1 | C1 | UILt | CRC7 |  | 0
Losses Incentive #2 | C1 | PCOLt | CRC7 |  | 0
Losses Incentive #3 | C1 | –COLt | CRC7 |  | 0
Losses Incentive #4 | C1 | PPLt | CRC7 |  | 0
Quality of Service Incentive Adjustment | C2 | IQt | CRC8 | 23387444.2185 | 23387444.2185 | 23387444.2185
Transmission Connection Point Charges Incentive Adjustment | C3 | ITt | CRC9 | 0 | 0
Innovation Funding Incentive Adjustment | C4 | IFIt | CRC10 | 2246327.3988 | 2246327.3988 | 2246327.3988
Incentive Revenue for Distributed Generation | C5 | IGt | CRC11 | 0 | 0
Connection Guaranteed Standards Systems & Processes penalty | C6 | CGSRAt, CGSSPt, AUMt | CRC12 | 0 | 0
Low Carbon Network Fund #1 | C7 | LCN1t | CRC13 | 0 | 0
Low Carbon Network Fund #2 | C7 | LCN2t | CRC13 | 554076.0457 | 554076.0457 | 554076.0457
Low Carbon Network Fund #3 | C7 | LCN3t | CRC13 |  | 0
Incentive Revenue and Other Adjustments | C=C1+C2+C3+C4+C5+C6+C7 |  |  |  | 26187847.6631
Correction Factor | D | –Kt | CRC3 | -949216.9601 | -949216.9601 | -949216.9601
Tax Trigger Mechanism Adjustment | E | CTRAt | CRC3 |  | 0
Total Allowed Revenue | F=A+B+C+D+E | ARt |  |  | 472348096.4795 | 472348096.4795
Other 1. Excluded services - Top-up, standby, and enhanced system security | G1 (see note 1) | ES4 | CRC15 |  | 0
Other 2. Excluded services - Revenue protection services | G2 (see note 1) | ES5 | CRC15 |  | 0
Other 3. Excluded services - Miscellaneous | G3 (see note 1) | ES7 | CRC15 |  | 0
Other 4. | G4 |  |  |  | 0
Other 5. | G5 |  |  |  | 0
Total Other Revenue to be Recovered by Use of System Charges | G=G1+G2+G3+G4+G5 |  |  |  | 0
Total Revenue for Use of System Charges | H = F + G |  |  |  | 472348096.4795
1. Revenue raised outside CDCM - EDCM and Certain Interconnector Revenue | I1 |  |  | 4221342.8481 | -4221342.8481 | 5406206.1704
2. Voluntary under-recovery | I2 |  |  |  | 0
3. Revenue raised outside CDCM | I3 |  |  |  | 0
4. Revenue raised outside CDCM | I4 |  |  |  | 0
Total Revenue to be raised outside the CDCM | I=I1+I2+I3+I4 |  |  |  | -4221342.8481
Latest Forecast of CDCM Revenue | J = H – I |  |  |  | 468126753.6314 | 466941890.3091
Note 1: Revenues associated with excluded services should only be included insofar as they are charged as Use of System Charges.
1010. Financial and general assumptions
Sources: financial assumptions; calendar; network model.
These financial assumptions determine the annuity rate applied to convert the asset values of the network model into an annual charge.
| Rate of return | Annualisation period (years) | Annuity proportion for customer-contributed assets | Power factor | Days in the charging year
Financial and general assumptions | 4.31% | 40 | 0 | 0.95 | 365
1017. Diversity allowance between top and bottom of network level
Source: operational data analysis and/or network model.
The diversity figure against GSP is the diversity between GSP Group (the whole system) and individual GSPs.
The diversity figure against 132kV is the diversity between GSPs (the top of the 132kV network) and 132kV/EHV bulk supply points (the bottom of the 132kV network).
The diversity figure against EHV is the diversity between 132kV/EHV bulk supply points (the top of the EHV network) and EHV/HV primary substations (the bottom of the EHV network).
The diversity figure against HV is the diversity between EHV/HV primary substations (the top of the HV network) and HV/LV substations (the bottom of the HV network).
Diversity allowance between top and bottom of network level
GSPs | 5.649%
132kV | 2.557%
132kV/EHV
EHV | 2.663%
EHV/HV
HV | 34%
HV/LV
LV circuits
1018. Proportion of relevant load going through 132kV/HV direct transformation
132kV/HV
EHV/HV | 69.26%
1019. Network model GSP peak demand (MW)
Network model GSP peak demand (MW)
Network model GSP peak demand (MW) | 500
1020. Gross asset cost by network level (£)
Gross assets £
132kV | 49214736.7328
132kV/EHV | 11265935.4664
EHV | 11608711.1789
EHV/HV | 21937128.5914
132kV/HV | 23386150.2565
HV | 151859552.9725
HV/LV | 68520401.8111
LV circuits | 156129458.6407
1022. LV service model asset cost (£)
| LV service model 1 | LV service model 2 | LV service model 3 | LV service model 4 | LV service model 5 | LV service model 6 | LV service model 7 | LV service model 8
LV service model asset cost (£) | 5262.1609 | 591.9405 | 720.6833 | 534.4731 | 1214.9764 | 935.7907 | 0 | 489.424
1023. HV service model asset cost (£)
| HV service model 1 | HV service model 2 | HV service model 3 | HV service model 4 | HV service model 5
HV service model asset cost (£) | 9284.1299 | 4476.1927 | 0 | 0 | 0
1025. Matrix of applicability of LV service models to tariffs with fixed charges
| LV service model 1 | LV service model 2 | LV service model 3 | LV service model 4 | LV service model 5 | LV service model 6 | LV service model 7 | LV service model 8
Domestic Unrestricted | 5% | 0% | 0% | 0% | 0% | 0% | 0% | 0%
Domestic Two Rate | 5% | 0% | 0% | 0% | 0% | 0% | 0% | 0%
Small Non Domestic Unrestricted | 0% | 100% | 0% | 0% | 0% | 0% | 0% | 0%
Small Non Domestic Two Rate | 0% | 100% | 0% | 0% | 0% | 0% | 0% | 0%
LV Medium Non-Domestic | 0% | 0% | 100% | 0% | 0% | 0% | 0% | 0%
LV Sub Medium Non-Domestic | 0% | 0% | 0% | 100% | 0% | 0% | 0% | 0%
LV Network Domestic | 5%
LV Network Non-Domestic Non-CT |  | 100%
LV HH Metered | 0% | 0% | 0% | 0% | 100% | 0% | 0% | 0%
LV Sub HH Metered | 0% | 0% | 0% | 0% | 0% | 100% | 0% | 0%
LV Generation NHH or Aggregate HH | 0% | 0% | 0% | 0% | 0% | 0% | 100% | 0%
LV Sub Generation NHH | 0% | 0% | 0% | 0% | 0% | 0% | 100% | 0%
LV Generation Intermittent | 0% | 0% | 0% | 0% | 0% | 0% | 100% | 0%
LV Generation Non-Intermittent | 0% | 0% | 0% | 0% | 0% | 0% | 0% | 0%
LV Sub Generation Intermittent | 0% | 0% | 0% | 0% | 0% | 0% | 0% | 0%
LV Sub Generation Non-Intermittent | 0% | 0% | 0% | 0% | 0% | 0% | 0% | 0%
1026. Matrix of applicability of LV service models to unmetered tariffs
Source: service models
Proportion of service model involved in connecting load of 1 MWh/year
| LV service model 1 | LV service model 2 | LV service model 3 | LV service model 4 | LV service model 5 | LV service model 6 | LV service model 7 | LV service model 8
All LV unmetered tariffs | 0 | 0 | 0 | 0 | 0 | 0 | 0 | 0.488
1028. Matrix of applicability of HV service models to tariffs with fixed charges
| HV service model 1 | HV service model 2 | HV service model 3 | HV service model 4 | HV service model 5
HV Medium Non-Domestic | 100%
HV HH Metered | 100%
HV Generation Intermittent |  | 100%
HV Generation Non-Intermittent |  | 100%
1032. Loss adjustment factors to transmission
Source: losses model or loss adjustment factors at time of system peak.
| 132kV | 132kV/EHV | EHV | EHV/HV | HV | HV/LV | LV circuits
Loss adjustment factor | 1.002 | 1.007 | 1.016 | 1.023 | 1.051 | 1.07 | 1.087
1037. Embedded network (LDNO) discounts
Source: separate price control disaggregation model.
| No discount | LDNO LV: LV user | LDNO HV: LV user | LDNO HV: LV sub user | LDNO HV: HV user
LDNO discount |  | 33.06% | 51.42% | 25.83% | 15.08%
1041. Load profile data for demand users
Source: load data analysis.
| Coincidence factor | Load factor
Domestic Unrestricted | 0.89739 | 0.43411
Domestic Two Rate | 0.41598 | 0.3007
Domestic Off Peak (related MPAN) |  | 0.17962
Small Non Domestic Unrestricted | 0.69492 | 0.39798
Small Non Domestic Two Rate | 0.74846 | 0.52025
Small Non Domestic Off Peak (related MPAN) |  | 0.21121
LV Medium Non-Domestic | 0.83801 | 0.53574
LV Sub Medium Non-Domestic | 0.83801 | 0.53574
HV Medium Non-Domestic | 0.64044 | 0.43447
LV Network Domestic | 0.83273 | 0.41511
LV Network Non-Domestic Non-CT | 0.70542 | 0.42087
LV HH Metered | 0.79386 | 0.53736
LV Sub HH Metered | 0.80794 | 0.52702
HV HH Metered | 0.78893 | 0.66158
NHH UMS category A | 1 | 1
NHH UMS category B | 0.99301 | 0.4696
NHH UMS category C | 0.95213 | 0.25417
NHH UMS category D | 0 | 0.51587
LV UMS (Pseudo HH Metered) | 0.94398 | 0.4763
1053. Volume forecasts for the charging year
Source: forecast.
Please include MPAN counts for tariffs with no fixed charge (e.g. off-peak tariffs), but exclude MPANs on tariffs with a fixed
charge that are not subject to a fixed charge due to a site grouping arrangement.
| Rate 1 units (MWh) | Rate 2 units (MWh) | Rate 3 units (MWh) | MPANs | Import capacity (kVA) | Reactive power units (MVArh)
> Domestic Unrestricted
Domestic Unrestricted | 7006599.2032 | 0 | 0 | 1967400.2029 | 0 | 0
LDNO LV: Domestic Unrestricted | 41568.679 | 0 | 0 | 13963.7378 | 0 | 0
LDNO HV: Domestic Unrestricted | 74118.188 | 0 | 0 | 24598.0663 | 0 | 0
> Domestic Two Rate
Domestic Two Rate | 932948.8036 | 720595.7844 | 0 | 300314.6339 | 0 | 0
LDNO LV: Domestic Two Rate | 2626.7914 | 918.351 | 0 | 1003.1901 | 0 | 0
LDNO HV: Domestic Two Rate | 4076.7632 | 1583.8979 | 0 | 1260.0889 | 0 | 0
> Domestic Off Peak (related MPAN)
Domestic Off Peak (related MPAN) | 36106.4632 | 0 | 0 | 10493 | 0 | 0
LDNO LV: Domestic Off Peak (related MPAN) | 0 | 0 | 0 | 0 | 0 | 0
LDNO HV: Domestic Off Peak (related MPAN) | 0 | 0 | 0 | 0 | 0 | 0
> Small Non Domestic Unrestricted
Small Non Domestic Unrestricted | 1619655.6585 | 0 | 0 | 135679.9266 | 0 | 0
LDNO LV: Small Non Domestic Unrestricted | 2891.2735 | 0 | 0 | 8156.5389 | 0 | 0
LDNO HV: Small Non Domestic Unrestricted | 15215.3345 | 0 | 0 | 894.008 | 0 | 0
> Small Non Domestic Two Rate
Small Non Domestic Two Rate | 505281.7715 | 208404.4112 | 0 | 34491.6893 | 0 | 0
LDNO LV: Small Non Domestic Two Rate | 879.4098 | 325.9076 | 0 | 17.9829 | 0 | 0
LDNO HV: Small Non Domestic Two Rate | 3693.9573 | 1053.7316 | 0 | 77.0697 | 0 | 0
> Small Non Domestic Off Peak (related MPAN)
Small Non Domestic Off Peak (related MPAN) | 6654.8554 | 0 | 0 | 890 | 0 | 0
LDNO LV: Small Non Domestic Off Peak (related MPAN) | 0 | 0 | 0 | 0 | 0 | 0
LDNO HV: Small Non Domestic Off Peak (related MPAN) | 0 | 0 | 0 | 0 | 0 | 0
> LV Medium Non-Domestic
LV Medium Non-Domestic | 0 | 0 | 0 | 0 | 0 | 0
LDNO LV: LV Medium Non-Domestic | 0 | 0 | 0 | 0 | 0 | 0
LDNO HV: LV Medium Non-Domestic | 0 | 0 | 0 | 0 | 0 | 0
> LV Sub Medium Non-Domestic
LV Sub Medium Non-Domestic | 0 | 0 | 0 | 0 | 0 | 0
> HV Medium Non-Domestic
HV Medium Non-Domestic | 0 | 0 | 0 | 0 | 0 | 0
> LV Network Domestic
LV Network Domestic | 0 | 0 | 0 | 0 | 0 | 0
LDNO LV: LV Network Domestic | 0 | 0 | 0 | 0 | 0 | 0
LDNO HV: LV Network Domestic | 0 | 0 | 0 | 0 | 0 | 0
> LV Network Non-Domestic Non-CT
LV Network Non-Domestic Non-CT | 68262.2137 | 260187.8579 | 288797.3282 | 10460.8246 | 0 | 0
LDNO LV: LV Network Non-Domestic Non-CT | 75.8345 | 289.0502 | 368.1982 | 15.9977 | 0 | 0
LDNO HV: LV Network Non-Domestic Non-CT | 748.6972 | 2853.73 | 3130.6875 | 96.7482 | 0 | 0
> LV HH Metered
LV HH Metered | 298957.2866 | 1176221.7888 | 1263172.6301 | 13816.6222 | 1508041.0075 | 196222.564
LDNO LV: LV HH Metered | 251.4953 | 979.271 | 1323.8911 | 24.5128 | 1849.0653 | 67.9561
LDNO HV: LV HH Metered | 13537.5658 | 48005.549 | 54720.0565 | 314.5457 | 75425.5272 | 4123.9245
> LV Sub HH Metered
LV Sub HH Metered | 7018.5351 | 27672.1886 | 31150.1766 | 122.7964 | 50603.0755 | 4784.9905
LDNO HV: LV Sub HH Metered | 488.2067 | 2007.7503 | 2764.9009 | 5.6401 | 3384.0421 | 1576.3003
> HV HH Metered
HV HH Metered | 752034.6737 | 3018230.4257 | 3913761.9506 | 4028.1236 | 2952679.7359 | 1051532.8176
LDNO HV: HV HH Metered | 2780.0935 | 9141.0019 | 10193.0815 | 21.4323 | 22560.2806 | 833.0034
> NHH UMS category A
NHH UMS category A | 53670.2762 | 0 | 0 | 945.2983 | 0 | 0
LDNO LV: NHH UMS category A | 172.2804 | 0 | 0 | 0 | 0 | 0
LDNO HV: NHH UMS category A | 0 | 0 | 0 | 0 | 0 | 0
> NHH UMS category B
NHH UMS category B | 16146.8153 | 0 | 0 | 683.8975 | 0 | 0
LDNO LV: NHH UMS category B | 177.9635 | 0 | 0 | 0 | 0 | 0
LDNO HV: NHH UMS category B | 573.7086 | 0 | 0 | 0 | 0 | 0
> NHH UMS category C
NHH UMS category C | 770.3628 | 0 | 0 | 140.8322 | 0 | 0
LDNO LV: NHH UMS category C | 0 | 0 | 0 | 0 | 0 | 0
LDNO HV: NHH UMS category C | 28.8129 | 0 | 0 | 0 | 0 | 0
> NHH UMS category D
NHH UMS category D | 4817.2533 | 0 | 0 | 40.5273 | 0 | 0
LDNO LV: NHH UMS category D | 0 | 0 | 0 | 0 | 0 | 0
LDNO HV: NHH UMS category D | 0 | 0 | 0 | 0 | 0 | 0
> LV UMS (Pseudo HH Metered)
LV UMS (Pseudo HH Metered) | 12679.0915 | 30029.7131 | 206123.671 | 20.2636 | 0 | 0
LDNO LV: LV UMS (Pseudo HH Metered) | 0 | 0 | 0 | 0 | 0 | 0
LDNO HV: LV UMS (Pseudo HH Metered) | 0 | 0 | 0 | 0 | 0 | 0
> LV Generation NHH or Aggregate HH
LV Generation NHH or Aggregate HH | 1660.717 | 0 | 0 | 119.5554 | 0 | 0
LDNO LV: LV Generation NHH or Aggregate HH | 0 | 0 | 0 | 0 | 0 | 0
LDNO HV: LV Generation NHH or Aggregate HH | 0 | 0 | 0 | 0 | 0 | 0
> LV Sub Generation NHH
LV Sub Generation NHH | 0 | 0 | 0 | 0 | 0 | 0
LDNO HV: LV Sub Generation NHH | 0 | 0 | 0 | 0 | 0 | 0
> LV Generation Intermittent
LV Generation Intermittent | 24996.8588 | 0 | 0 | 167.1749 | 0 | 1833.7618
LDNO LV: LV Generation Intermittent | 0 | 0 | 0 | 0 | 0 | 0
LDNO HV: LV Generation Intermittent | 67.4491 | 0 | 0 | 0 | 0 | 40.2769
> LV Generation Non-Intermittent
LV Generation Non-Intermittent | 826.9223 | 3731.6614 | 5008.4114 | 86.1204 | 0 | 497.0918
LDNO LV: LV Generation Non-Intermittent | 0 | 0 | 0 | 0 | 0 | 0
LDNO HV: LV Generation Non-Intermittent | 0.32935 | 0 | 0 | 0 | 0 | 0.3824
> LV Sub Generation Intermittent
LV Sub Generation Intermittent | 1213.6794 | 0 | 0 | 5.0659 | 0 | 124.6496
LDNO HV: LV Sub Generation Intermittent | 0 | 0 | 0 | 0 | 0 | 0
> LV Sub Generation Non-Intermittent
LV Sub Generation Non-Intermittent | 1398.4642 | 3179.9868 | 6128.1571 | 4.0527 | 0 | 8.8798
LDNO HV: LV Sub Generation Non-Intermittent | 0 | 0 | 0 | 0 | 0 | 0
> HV Generation Intermittent
HV Generation Intermittent | 95543.8711 | 0 | 0 | 55.359 | 0 | 3144.858
LDNO HV: HV Generation Intermittent | 0 | 0 | 0 | 0 | 0 | 0
> HV Generation Non-Intermittent
HV Generation Non-Intermittent | 65104.7868 | 202236.7329 | 389530.186 | 115.7507 | 0 | 7784.0578
LDNO HV: HV Generation Non-Intermittent | 0 | 0 | 0 | 0 | 0 | 0
1055. Transmission exit charges (£/year)
Source: forecast.
Transmission exit
Transmission exit charges (£/year) | 11976273.1239
1059. Other expenditure
| Direct cost (£/year) | Indirect cost (£/year) | Indirect cost proportion | Network rates (£/year)
Other expenditure | 26093896.1072 | 108802306.5167 | 60% | 32558777.8025
1060. Customer contributions under current connection charging policy
Source: analysis of expenditure data and/or survey of capital expenditure schemes.
Customer contribution percentages by network level of supply and by asset network level.
These proportions should reflect the current connection charging method, not necessarily the method that was in place when the connection was built.
| Assets 132kV | Assets 132kV/EHV | Assets EHV | Assets EHV/HV | Assets 132kV/HV | Assets HV | Assets HV/LV | Assets LV circuits
LV network | 0% | 0% | 0% | 0% | 0% | 38.68% | 64.12% | 89.56%
LV substation | 0% | 0% | 0% | 0% | 0% | 38.68% | 64.12%
HV network | 0% | 0% | 0% | 25.76% | 25.76% | 51.53%
HV substation | 0% | 0% | 0% | 25.76%
1061. Average split of rate 1 units by distribution time band
| Red | Amber | Green
Domestic Unrestricted | 15.16% | 41.91% | 42.93%
Domestic Two Rate | 14.79% | 41.59% | 43.61%
Domestic Off Peak (related MPAN) | 0.2821% | 20.91% | 78.81%
Small Non Domestic Unrestricted | 13.17% | 58.42% | 28.42%
Small Non Domestic Two Rate | 13.1% | 53.62% | 33.28%
Small Non Domestic Off Peak (related MPAN) | 2.118% | 17.46% | 80.42%
LV Medium Non-Domestic | 13.68% | 52.64% | 33.68%
LV Sub Medium Non-Domestic | 13.25% | 54.19% | 32.56%
HV Medium Non-Domestic | 13.07% | 55.38% | 31.56%
1062. Average split of rate 2 units by distribution time band
| Red | Amber | Green
Domestic Two Rate | 0% | 0% | 100%
Small Non Domestic Two Rate | 0% | 0% | 100%
LV Medium Non-Domestic | 0% | 0% | 100%
LV Sub Medium Non-Domestic | 0% | 0% | 100%
HV Medium Non-Domestic | 0% | 0% | 100%
1064. Average split of rate 1 units by special distribution time band
| Black | Yellow | Green
NHH UMS category A | 2.934% | 37.24% | 59.83%
NHH UMS category B | 4.891% | 8.864% | 86.24%
NHH UMS category C | 8.937% | 15.12% | 75.95%
NHH UMS category D | 0.9866% | 63.53% | 35.49%
1066. Typical annual hours by special distribution time band
Source: definition of distribution time bands.
The figures in this table will be automatically adjusted to match the number of days in the charging period.
| Black | Yellow | Green
Annual hours | 258 | 3252 | 5250
1068. Typical annual hours by distribution time band
Source: definition of distribution time bands.
The figures in this table will be automatically adjusted to match the number of days in the charging period.
| Red | Amber | Green
Annual hours | 780 | 2730 | 5250
1069. Peaking probabilities by network level
Source: analysis of network operation data.
Red, amber and green peaking probabilities
| Red | Amber | Green | Black peaking probabilities
GSPs | 85.47% | 14.53% | 0% | 84.81%
132kV | 73.35% | 23.79% | 2.867% | 72.12%
132kV/EHV | 73.35% | 23.79% | 2.867% | 72.12%
EHV | 74.85% | 18.81% | 6.336% | 74.49%
EHV/HV | 74.85% | 18.81% | 6.336% | 74.49%
132kV/HV | 73.35% | 23.79% | 2.867% | 72.12%
HV | 74.85% | 18.81% | 6.336% | 74.49%
HV/LV | 74.85% | 18.81% | 6.336% | 74.49%
LV circuits | 74.85% | 18.81% | 6.336% | 74.49%
1092. Average kVAr by kVA, by network level
Source: analysis of operational data.
This is the average of MVAr/MVA or SQRT(1-PF^2) across relevant network elements.
| GSPs | 132kV | 132kV/EHV | EHV | EHV/HV | 132kV/HV | HV | HV/LV | LV circuits
Average kVAr by kVA, by network level | 0.28106 | 0.28106 | 0.28106 | 0.28106 | 0.28106 | 0.28106 | 0.28106 | 0.28106 | 0.28106
1201. Current tariff information
| Current revenues if known (£) | Current Unit rate 1 p/kWh | Current Unit rate 2 p/kWh | Current Unit rate 3 p/kWh | Current Fixed charge p/MPAN/day | Current Capacity charge p/kVA/day | Current Reactive power charge p/kVArh
Domestic Unrestricted |  | 2.365 | 0 | 0 | 3.91 | 0 | 0
Domestic Two Rate |  | 2.672 | 0.067 | 0 | 3.91 | 0 | 0
Domestic Off Peak (related MPAN) |  | 0.196 | 0 | 0 | 0 | 0 | 0
Small Non Domestic Unrestricted |  | 2.017 | 0 | 0 | 5.91 | 0 | 0
Small Non Domestic Two Rate |  | 2.381 | 0.063 | 0 | 5.91 | 0 | 0
Small Non Domestic Off Peak (related MPAN) |  | 0.368 | 0 | 0 | 0 | 0 | 0
LV Medium Non-Domestic |  | 2.236 | 0.058 | 0 | 35.66 | 0 | 0
LV Sub Medium Non-Domestic |  | 2.202 | 0.051 | 0 | 22.95 | 0 | 0
HV Medium Non-Domestic |  | 1.39 | 0.008 | 0 | 262.35 | 0 | 0
LV Network Domestic |  | 13.434 | 0.822 | 0.06 | 3.91 | 0 | 0
LV Network Non-Domestic Non-CT |  | 12.545 | 0.765 | 0.056 | 5.91 | 0 | 0
LV HH Metered |  | 11.233 | 0.672 | 0.04 | 7.39 | 3.45 | 0.406
LV Sub HH Metered |  | 9.98 | 0.575 | 0.019 | 5.69 | 4.33 | 0.345
HV HH Metered |  | 7.336 | 0.399 | 0.007 | 56.44 | 4.58 | 0.231
NHH UMS category A |  | 1.951 | 0 | 0 | 0 | 0 | 0
NHH UMS category B |  | 2.526 | 0 | 0 | 0 | 0 | 0
NHH UMS category C |  | 4.117 | 0 | 0 | 0 | 0 | 0
NHH UMS category D |  | 1.368 | 0 | 0 | 0 | 0 | 0
LV UMS (Pseudo HH Metered) |  | 38.951 | 1.216 | 0.595 | 0 | 0 | 0

## LAFs
Loss adjustment factors and network use matrices for WPD West Midlands in April 17 (Final)
This sheet calculates matrices of loss adjustment factors and of network use factors.
These matrices map out the extent to which each type of user uses each level of the network, and are used throughout the workbook.
2001. Loss adjustment factors to transmission
Data sources:
x1 = Network level for each tariff (to get loss factors applicable to capacity) (in Loss adjustment factors to transmission)
x2 = 1032. Loss adjustment factors to transmission
Kind: | Fixed data | [6 empty] | Sum-product calculation
Formula: | [7 empty] | =SUMPRODUCT(x1, x2)
Network level for each tariff (to get loss factors applicable to capacity)
| 132kV | 132kV/EHV | EHV | EHV/HV | HV | HV/LV | LV circuits | Loss adjustment factor
Domestic Unrestricted | 0 | 0 | 0 | 0 | 0 | 0 | 1 | 1.087
Domestic Two Rate | 0 | 0 | 0 | 0 | 0 | 0 | 1 | 1.087
Domestic Off Peak (related MPAN) | 0 | 0 | 0 | 0 | 0 | 0 | 1 | 1.087
Small Non Domestic Unrestricted | 0 | 0 | 0 | 0 | 0 | 0 | 1 | 1.087
Small Non Domestic Two Rate | 0 | 0 | 0 | 0 | 0 | 0 | 1 | 1.087
Small Non Domestic Off Peak (related MPAN) | 0 | 0 | 0 | 0 | 0 | 0 | 1 | 1.087
LV Medium Non-Domestic | 0 | 0 | 0 | 0 | 0 | 0 | 1 | 1.087
LV Sub Medium Non-Domestic | 0 | 0 | 0 | 0 | 0 | 1 | 0 | 1.07
HV Medium Non-Domestic | 0 | 0 | 0 | 0 | 1 | 0 | 0 | 1.051
LV Network Domestic | 0 | 0 | 0 | 0 | 0 | 0 | 1 | 1.087
LV Network Non-Domestic Non-CT | 0 | 0 | 0 | 0 | 0 | 0 | 1 | 1.087
LV HH Metered | 0 | 0 | 0 | 0 | 0 | 0 | 1 | 1.087
LV Sub HH Metered | 0 | 0 | 0 | 0 | 0 | 1 | 0 | 1.07
HV HH Metered | 0 | 0 | 0 | 0 | 1 | 0 | 0 | 1.051
NHH UMS category A | 0 | 0 | 0 | 0 | 0 | 0 | 1 | 1.087
NHH UMS category B | 0 | 0 | 0 | 0 | 0 | 0 | 1 | 1.087
NHH UMS category C | 0 | 0 | 0 | 0 | 0 | 0 | 1 | 1.087
NHH UMS category D | 0 | 0 | 0 | 0 | 0 | 0 | 1 | 1.087
LV UMS (Pseudo HH Metered) | 0 | 0 | 0 | 0 | 0 | 0 | 1 | 1.087
LV Generation NHH or Aggregate HH | 0 | 0 | 0 | 0 | 0 | 0 | 1 | 1.087
LV Sub Generation NHH | 0 | 0 | 0 | 0 | 0 | 1 | 0 | 1.07
LV Generation Intermittent | 0 | 0 | 0 | 0 | 0 | 0 | 1 | 1.087
LV Generation Non-Intermittent | 0 | 0 | 0 | 0 | 0 | 0 | 1 | 1.087
LV Sub Generation Intermittent | 0 | 0 | 0 | 0 | 0 | 1 | 0 | 1.07
LV Sub Generation Non-Intermittent | 0 | 0 | 0 | 0 | 0 | 1 | 0 | 1.07
HV Generation Intermittent | 0 | 0 | 0 | 0 | 1 | 0 | 0 | 1.051
HV Generation Non-Intermittent | 0 | 0 | 0 | 0 | 1 | 0 | 0 | 1.051
2002. Mapping of DRM network levels to core network levels
| 132kV | 132kV/EHV | EHV | EHV/HV | HV | HV/LV | LV circuits
132kV | 1 | 0 | 0 | 0 | 0 | 0 | 0
132kV/EHV | 0 | 1 | 0 | 0 | 0 | 0 | 0
EHV | 0 | 0 | 1 | 0 | 0 | 0 | 0
EHV/HV | 0 | 0 | 0 | 1 | 0 | 0 | 0
132kV/HV | 0 | 0 | 0 | 1 | 0 | 0 | 0
HV | 0 | 0 | 0 | 0 | 1 | 0 | 0
HV/LV | 0 | 0 | 0 | 0 | 0 | 1 | 0
LV circuits | 0 | 0 | 0 | 0 | 0 | 0 | 1
2003. Loss adjustment factor to transmission for each DRM network level
Data sources:
x1 = 2002. Mapping of DRM network levels to core network levels
x2 = 1032. Loss adjustment factors to transmission
Sum-product calculation =SUMPRODUCT(x1, x2)
Loss adjustment factor to transmission for each DRM network level
132kV | 1.002
132kV/EHV | 1.007
EHV | 1.016
EHV/HV | 1.023
132kV/HV | 1.023
HV | 1.051
HV/LV | 1.07
LV circuits | 1.087
2004. Loss adjustment factor to transmission for each network level
Data sources:
x1 = 2003. Loss adjustment factor to transmission for each DRM network level
x2 = 1 for GSP level
Combine tables = x1 or x2
| GSPs | 132kV | 132kV/EHV | EHV | EHV/HV | 132kV/HV | HV | HV/LV | LV circuits
Loss adjustment factor to transmission for each network level | 1 | 1.002 | 1.007 | 1.016 | 1.023 | 1.023 | 1.051 | 1.07 | 1.087
2005. Network use factors
These network use factors indicate to what extent each network level is used by each tariff. This table reflects the policy that
generators receive credits only in respect of network levels above the voltage of connection. Generators do not receive credits at the
voltage of connection. The factors in this table are before any adjustment for a 132kV/HV network level or for generation-dominated areas.
| GSPs | 132kV | 132kV/EHV | EHV | EHV/HV | HV | HV/LV | LV circuits
Domestic Unrestricted | 1 | 1 | 1 | 1 | 1 | 1 | 1 | 1
Domestic Two Rate | 1 | 1 | 1 | 1 | 1 | 1 | 1 | 1
Domestic Off Peak (related MPAN) | 1 | 1 | 1 | 1 | 1 | 1 | 1 | 1
Small Non Domestic Unrestricted | 1 | 1 | 1 | 1 | 1 | 1 | 1 | 1
Small Non Domestic Two Rate | 1 | 1 | 1 | 1 | 1 | 1 | 1 | 1
Small Non Domestic Off Peak (related MPAN) | 1 | 1 | 1 | 1 | 1 | 1 | 1 | 1
LV Medium Non-Domestic | 1 | 1 | 1 | 1 | 1 | 1 | 1 | 1
LV Sub Medium Non-Domestic | 1 | 1 | 1 | 1 | 1 | 1 | 1 | 0
HV Medium Non-Domestic | 1 | 1 | 1 | 1 | 1 | 1 | 0 | 0
LV Network Domestic | 1 | 1 | 1 | 1 | 1 | 1 | 1 | 1
LV Network Non-Domestic Non-CT | 1 | 1 | 1 | 1 | 1 | 1 | 1 | 1
LV HH Metered | 1 | 1 | 1 | 1 | 1 | 1 | 1 | 1
LV Sub HH Metered | 1 | 1 | 1 | 1 | 1 | 1 | 1 | 0
HV HH Metered | 1 | 1 | 1 | 1 | 1 | 1 | 0 | 0
NHH UMS category A | 1 | 1 | 1 | 1 | 1 | 1 | 1 | 1
NHH UMS category B | 1 | 1 | 1 | 1 | 1 | 1 | 1 | 1
NHH UMS category C | 1 | 1 | 1 | 1 | 1 | 1 | 1 | 1
NHH UMS category D | 1 | 1 | 1 | 1 | 1 | 1 | 1 | 1
LV UMS (Pseudo HH Metered) | 1 | 1 | 1 | 1 | 1 | 1 | 1 | 1
LV Generation NHH or Aggregate HH | 1 | 1 | 1 | 1 | 1 | 1 | 1 | 0
LV Sub Generation NHH | 1 | 1 | 1 | 1 | 1 | 1 | 0 | 0
LV Generation Intermittent | 1 | 1 | 1 | 1 | 1 | 1 | 1 | 0
LV Generation Non-Intermittent | 1 | 1 | 1 | 1 | 1 | 1 | 1 | 0
LV Sub Generation Intermittent | 1 | 1 | 1 | 1 | 1 | 1 | 0 | 0
LV Sub Generation Non-Intermittent | 1 | 1 | 1 | 1 | 1 | 1 | 0 | 0
HV Generation Intermittent | 1 | 1 | 1 | 1 | 1 | 0 | 0 | 0
HV Generation Non-Intermittent | 1 | 1 | 1 | 1 | 1 | 0 | 0 | 0
2006. Proportion going through 132kV/EHV
Data sources:
x1 = 1018. Proportion of relevant load going through 132kV/HV direct transformation
Calculation =1-x1
132kV/EHV
132kV/EHV | 30.74%
2007. Proportion going through EHV
Data sources:
x1 = 1018. Proportion of relevant load going through 132kV/HV direct transformation
Calculation =1-x1
EHV
EHV | 30.74%
2008. Proportion going through EHV/HV
Data sources:
x1 = 1018. Proportion of relevant load going through 132kV/HV direct transformation
Calculation =1-x1
EHV/HV
EHV/HV | 30.74%
2009. Rerouteing matrix for all network levels
Data sources:
x1 = 1018. Proportion of relevant load going through 132kV/HV direct transformation
x2 = 2006. Proportion going through 132kV/EHV
x3 = 2007. Proportion going through EHV
x4 = 2008. Proportion going through EHV/HV
x5 = Rerouteing matrix: default elements
x6 = Map GSP to GSP
Combine tables = x1 or x2 or x3 or x4 or x5 or x6
| GSPs | 132kV | 132kV/EHV | EHV | EHV/HV | HV | HV/LV | LV circuits
GSPs | 1
132kV |  | 100% | 0% | 0% | 0% | 0% | 0% | 0%
132kV/EHV |  | 0% | 30.74% | 0% | 0% | 0% | 0% | 0%
EHV |  | 0% | 0% | 30.74% | 0% | 0% | 0% | 0%
EHV/HV |  | 0% | 0% | 0% | 30.74% | 0% | 0% | 0%
132kV/HV |  | 0% | 0% | 0% | 69.26% | 0% | 0% | 0%
HV |  | 0% | 0% | 0% | 0% | 100% | 0% | 0%
HV/LV |  | 0% | 0% | 0% | 0% | 0% | 100% | 0%
LV circuits |  | 0% | 0% | 0% | 0% | 0% | 0% | 100%
2010. Network use factors: interim step in calculations before adjustments
Data sources:
x1 = 2005. Network use factors
x2 = 2009. Rerouteing matrix for all network levels
Sum-product calculation =SUMPRODUCT(x1, x2)
| GSPs | 132kV | 132kV/EHV | EHV | EHV/HV | 132kV/HV | HV | HV/LV | LV circuits
Domestic Unrestricted | 1 | 1 | 0.30743 | 0.30743 | 0.30743 | 0.69257 | 1 | 1 | 1
Domestic Two Rate | 1 | 1 | 0.30743 | 0.30743 | 0.30743 | 0.69257 | 1 | 1 | 1
Domestic Off Peak (related MPAN) | 1 | 1 | 0.30743 | 0.30743 | 0.30743 | 0.69257 | 1 | 1 | 1
Small Non Domestic Unrestricted | 1 | 1 | 0.30743 | 0.30743 | 0.30743 | 0.69257 | 1 | 1 | 1
Small Non Domestic Two Rate | 1 | 1 | 0.30743 | 0.30743 | 0.30743 | 0.69257 | 1 | 1 | 1
Small Non Domestic Off Peak (related MPAN) | 1 | 1 | 0.30743 | 0.30743 | 0.30743 | 0.69257 | 1 | 1 | 1
LV Medium Non-Domestic | 1 | 1 | 0.30743 | 0.30743 | 0.30743 | 0.69257 | 1 | 1 | 1
LV Sub Medium Non-Domestic | 1 | 1 | 0.30743 | 0.30743 | 0.30743 | 0.69257 | 1 | 1 | 0
HV Medium Non-Domestic | 1 | 1 | 0.30743 | 0.30743 | 0.30743 | 0.69257 | 1 | 0 | 0
LV Network Domestic | 1 | 1 | 0.30743 | 0.30743 | 0.30743 | 0.69257 | 1 | 1 | 1
LV Network Non-Domestic Non-CT | 1 | 1 | 0.30743 | 0.30743 | 0.30743 | 0.69257 | 1 | 1 | 1
LV HH Metered | 1 | 1 | 0.30743 | 0.30743 | 0.30743 | 0.69257 | 1 | 1 | 1
LV Sub HH Metered | 1 | 1 | 0.30743 | 0.30743 | 0.30743 | 0.69257 | 1 | 1 | 0
HV HH Metered | 1 | 1 | 0.30743 | 0.30743 | 0.30743 | 0.69257 | 1 | 0 | 0
NHH UMS category A | 1 | 1 | 0.30743 | 0.30743 | 0.30743 | 0.69257 | 1 | 1 | 1
NHH UMS category B | 1 | 1 | 0.30743 | 0.30743 | 0.30743 | 0.69257 | 1 | 1 | 1
NHH UMS category C | 1 | 1 | 0.30743 | 0.30743 | 0.30743 | 0.69257 | 1 | 1 | 1
NHH UMS category D | 1 | 1 | 0.30743 | 0.30743 | 0.30743 | 0.69257 | 1 | 1 | 1
LV UMS (Pseudo HH Metered) | 1 | 1 | 0.30743 | 0.30743 | 0.30743 | 0.69257 | 1 | 1 | 1
LV Generation NHH or Aggregate HH | 1 | 1 | 0.30743 | 0.30743 | 0.30743 | 0.69257 | 1 | 1 | 0
LV Sub Generation NHH | 1 | 1 | 0.30743 | 0.30743 | 0.30743 | 0.69257 | 1 | 0 | 0
LV Generation Intermittent | 1 | 1 | 0.30743 | 0.30743 | 0.30743 | 0.69257 | 1 | 1 | 0
LV Generation Non-Intermittent | 1 | 1 | 0.30743 | 0.30743 | 0.30743 | 0.69257 | 1 | 1 | 0
LV Sub Generation Intermittent | 1 | 1 | 0.30743 | 0.30743 | 0.30743 | 0.69257 | 1 | 0 | 0
LV Sub Generation Non-Intermittent | 1 | 1 | 0.30743 | 0.30743 | 0.30743 | 0.69257 | 1 | 0 | 0
HV Generation Intermittent | 1 | 1 | 0.30743 | 0.30743 | 0.30743 | 0.69257 | 0 | 0 | 0
HV Generation Non-Intermittent | 1 | 1 | 0.30743 | 0.30743 | 0.30743 | 0.69257 | 0 | 0 | 0
2011. Network use factors for all tariffs
Data sources:
x1 = Network use factors including 132kV/HV for generation dominated tariffs
x2 = Network use factors including 132kV/HV for HV Sub tariffs
x3 = 2010. Network use factors: interim step in calculations before adjustments
Combine tables = x1 or x2 or x3
| GSPs | 132kV | 132kV/EHV | EHV | EHV/HV | 132kV/HV | HV | HV/LV | LV circuits
Domestic Unrestricted | 1 | 1 | 0.30743 | 0.30743 | 0.30743 | 0.69257 | 1 | 1 | 1
Domestic Two Rate | 1 | 1 | 0.30743 | 0.30743 | 0.30743 | 0.69257 | 1 | 1 | 1
Domestic Off Peak (related MPAN) | 1 | 1 | 0.30743 | 0.30743 | 0.30743 | 0.69257 | 1 | 1 | 1
Small Non Domestic Unrestricted | 1 | 1 | 0.30743 | 0.30743 | 0.30743 | 0.69257 | 1 | 1 | 1
Small Non Domestic Two Rate | 1 | 1 | 0.30743 | 0.30743 | 0.30743 | 0.69257 | 1 | 1 | 1
Small Non Domestic Off Peak (related MPAN) | 1 | 1 | 0.30743 | 0.30743 | 0.30743 | 0.69257 | 1 | 1 | 1
LV Medium Non-Domestic | 1 | 1 | 0.30743 | 0.30743 | 0.30743 | 0.69257 | 1 | 1 | 1
LV Sub Medium Non-Domestic | 1 | 1 | 0.30743 | 0.30743 | 0.30743 | 0.69257 | 1 | 1 | 0
HV Medium Non-Domestic | 1 | 1 | 0.30743 | 0.30743 | 0.30743 | 0.69257 | 1 | 0 | 0
LV Network Domestic | 1 | 1 | 0.30743 | 0.30743 | 0.30743 | 0.69257 | 1 | 1 | 1
LV Network Non-Domestic Non-CT | 1 | 1 | 0.30743 | 0.30743 | 0.30743 | 0.69257 | 1 | 1 | 1
LV HH Metered | 1 | 1 | 0.30743 | 0.30743 | 0.30743 | 0.69257 | 1 | 1 | 1
LV Sub HH Metered | 1 | 1 | 0.30743 | 0.30743 | 0.30743 | 0.69257 | 1 | 1 | 0
HV HH Metered | 1 | 1 | 0.30743 | 0.30743 | 0.30743 | 0.69257 | 1 | 0 | 0
NHH UMS category A | 1 | 1 | 0.30743 | 0.30743 | 0.30743 | 0.69257 | 1 | 1 | 1
NHH UMS category B | 1 | 1 | 0.30743 | 0.30743 | 0.30743 | 0.69257 | 1 | 1 | 1
NHH UMS category C | 1 | 1 | 0.30743 | 0.30743 | 0.30743 | 0.69257 | 1 | 1 | 1
NHH UMS category D | 1 | 1 | 0.30743 | 0.30743 | 0.30743 | 0.69257 | 1 | 1 | 1
LV UMS (Pseudo HH Metered) | 1 | 1 | 0.30743 | 0.30743 | 0.30743 | 0.69257 | 1 | 1 | 1
LV Generation NHH or Aggregate HH | 1 | 1 | 0.30743 | 0.30743 | 0.30743 | 0.69257 | 1 | 1 | 0
LV Sub Generation NHH | 1 | 1 | 0.30743 | 0.30743 | 0.30743 | 0.69257 | 1 | 0 | 0
LV Generation Intermittent | 1 | 1 | 0.30743 | 0.30743 | 0.30743 | 0.69257 | 1 | 1 | 0
LV Generation Non-Intermittent | 1 | 1 | 0.30743 | 0.30743 | 0.30743 | 0.69257 | 1 | 1 | 0
LV Sub Generation Intermittent | 1 | 1 | 0.30743 | 0.30743 | 0.30743 | 0.69257 | 1 | 0 | 0
LV Sub Generation Non-Intermittent | 1 | 1 | 0.30743 | 0.30743 | 0.30743 | 0.69257 | 1 | 0 | 0
HV Generation Intermittent | 1 | 1 | 0.30743 | 0.30743 | 0.30743 | 0.69257 | 0 | 0 | 0
HV Generation Non-Intermittent | 1 | 1 | 0.30743 | 0.30743 | 0.30743 | 0.69257 | 0 | 0 | 0
2012. Loss adjustment factors between end user meter reading and each network level, scaled by network use
Data sources:
x1 = 2004. Loss adjustment factor to transmission for each network level
x2 = 2011. Network use factors for all tariffs
x3 = 2001. Loss adjustment factor to transmission (in Loss adjustment factors to transmission)
Calculation =IF(x1="",x2,x2*x3/x1)
| GSPs | 132kV | 132kV/EHV | EHV | EHV/HV | 132kV/HV | HV | HV/LV | LV circuits
Domestic Unrestricted | 1.087 | 1.0848 | 0.33186 | 0.32892 | 0.32667 | 0.73589 | 1.0343 | 1.0159 | 1
Domestic Two Rate | 1.087 | 1.0848 | 0.33186 | 0.32892 | 0.32667 | 0.73589 | 1.0343 | 1.0159 | 1
Domestic Off Peak (related MPAN) | 1.087 | 1.0848 | 0.33186 | 0.32892 | 0.32667 | 0.73589 | 1.0343 | 1.0159 | 1
Small Non Domestic Unrestricted | 1.087 | 1.0848 | 0.33186 | 0.32892 | 0.32667 | 0.73589 | 1.0343 | 1.0159 | 1
Small Non Domestic Two Rate | 1.087 | 1.0848 | 0.33186 | 0.32892 | 0.32667 | 0.73589 | 1.0343 | 1.0159 | 1
Small Non Domestic Off Peak (related MPAN) | 1.087 | 1.0848 | 0.33186 | 0.32892 | 0.32667 | 0.73589 | 1.0343 | 1.0159 | 1
LV Medium Non-Domestic | 1.087 | 1.0848 | 0.33186 | 0.32892 | 0.32667 | 0.73589 | 1.0343 | 1.0159 | 1
LV Sub Medium Non-Domestic | 1.07 | 1.0679 | 0.32667 | 0.32377 | 0.32156 | 0.72438 | 1.0181 | 1 | 0
HV Medium Non-Domestic | 1.051 | 1.0489 | 0.32087 | 0.31803 | 0.31585 | 0.71152 | 1 | 0 | 0
LV Network Domestic | 1.087 | 1.0848 | 0.33186 | 0.32892 | 0.32667 | 0.73589 | 1.0343 | 1.0159 | 1
LV Network Non-Domestic Non-CT | 1.087 | 1.0848 | 0.33186 | 0.32892 | 0.32667 | 0.73589 | 1.0343 | 1.0159 | 1
LV HH Metered | 1.087 | 1.0848 | 0.33186 | 0.32892 | 0.32667 | 0.73589 | 1.0343 | 1.0159 | 1
LV Sub HH Metered | 1.07 | 1.0679 | 0.32667 | 0.32377 | 0.32156 | 0.72438 | 1.0181 | 1 | 0
HV HH Metered | 1.051 | 1.0489 | 0.32087 | 0.31803 | 0.31585 | 0.71152 | 1 | 0 | 0
NHH UMS category A | 1.087 | 1.0848 | 0.33186 | 0.32892 | 0.32667 | 0.73589 | 1.0343 | 1.0159 | 1
NHH UMS category B | 1.087 | 1.0848 | 0.33186 | 0.32892 | 0.32667 | 0.73589 | 1.0343 | 1.0159 | 1
NHH UMS category C | 1.087 | 1.0848 | 0.33186 | 0.32892 | 0.32667 | 0.73589 | 1.0343 | 1.0159 | 1
NHH UMS category D | 1.087 | 1.0848 | 0.33186 | 0.32892 | 0.32667 | 0.73589 | 1.0343 | 1.0159 | 1
LV UMS (Pseudo HH Metered) | 1.087 | 1.0848 | 0.33186 | 0.32892 | 0.32667 | 0.73589 | 1.0343 | 1.0159 | 1
LV Generation NHH or Aggregate HH | 1.087 | 1.0848 | 0.33186 | 0.32892 | 0.32667 | 0.73589 | 1.0343 | 1.0159 | 0
LV Sub Generation NHH | 1.07 | 1.0679 | 0.32667 | 0.32377 | 0.32156 | 0.72438 | 1.0181 | 0 | 0
LV Generation Intermittent | 1.087 | 1.0848 | 0.33186 | 0.32892 | 0.32667 | 0.73589 | 1.0343 | 1.0159 | 0
LV Generation Non-Intermittent | 1.087 | 1.0848 | 0.33186 | 0.32892 | 0.32667 | 0.73589 | 1.0343 | 1.0159 | 0
LV Sub Generation Intermittent | 1.07 | 1.0679 | 0.32667 | 0.32377 | 0.32156 | 0.72438 | 1.0181 | 0 | 0
LV Sub Generation Non-Intermittent | 1.07 | 1.0679 | 0.32667 | 0.32377 | 0.32156 | 0.72438 | 1.0181 | 0 | 0
HV Generation Intermittent | 1.051 | 1.0489 | 0.32087 | 0.31803 | 0.31585 | 0.71152 | 0 | 0 | 0
HV Generation Non-Intermittent | 1.051 | 1.0489 | 0.32087 | 0.31803 | 0.31585 | 0.71152 | 0 | 0 | 0

## DRM
Network model for WPD West Midlands in April 17 (Final)
This sheet collects data from a network model and calculates aggregated annuitised unit costs from these data.
2101. Annuity rate
Data sources:
x1 = 1010. Rate of return (in Financial and general assumptions)
x2 = 1010. Annualisation period (years) (in Financial and general assumptions)
x3 = 1010. Days in the charging year (in Financial and general assumptions)
Calculation =PMT(x1,x2,-1)*IF(OR(x3>366,x3<365),x3/365.25,1)
Annuity rate
Annuity rate | 5.288%
2102. Loss adjustment factor to transmission for each core level
Data sources:
x1 = 1032. Loss adjustment factors to transmission
x2 = 1 for GSP level
Combine tables = x1 or x2
| GSPs | 132kV | 132kV/EHV | EHV | EHV/HV | HV | HV/LV | LV circuits
Loss adjustment factor to transmission for each core level | 1 | 1.002 | 1.007 | 1.016 | 1.023 | 1.051 | 1.07 | 1.087
2103. Loss adjustment factors
Data sources:
x1 = 2102. Loss adjustment factor to transmission for each core level
x2 = Loss adjustment factor to transmission for network level exit (in Loss adjustment factors)
Kind: | Copy cells | Special copy
Formula: | =x1 | = x2
| Loss adjustment factor to transmission for network level exit | Loss adjustment factor to transmission for network level entry
GSPs | 1
132kV | 1.002 | 1
132kV/EHV | 1.007 | 1.002
EHV | 1.016 | 1.007
EHV/HV | 1.023 | 1.016
HV | 1.051 | 1.023
HV/LV | 1.07 | 1.051
LV circuits | 1.087 | 1.07
2104. Diversity calculations
Data sources:
x1 = 1017. Diversity allowance between top and bottom of network level
x2 = Coincidence to system peak at level exit (in Diversity calculations)
Kind: | Special calculation | Special calculation | Special calculation
Formula: | =previous/(1+x1) | =previous/(1+x1) | =1/x2-1
| Coincidence to GSP peak at level exit | Coincidence to system peak at level exit | Diversity allowance between level exit and GSP Group
GSPs |  | 94.65% | 5.649%
132kV | 97.51% | 92.29% | 8.35%
132kV/EHV | 97.51% | 92.29% | 8.35%
EHV | 94.98% | 89.9% | 11.24%
EHV/HV | 94.98% | 89.9% | 11.24%
HV | 70.88% | 67.09% | 49.06%
HV/LV | 70.88% | 67.09% | 49.06%
LV circuits | 70.88% | 67.09%
2105. Network model total maximum demand at substation (MW)
Data sources:
x1 = 1019. Network model GSP peak demand (MW)
x2 = 2104. Coincidence to GSP peak at level exit (in Diversity calculations)
Calculation =x1/x2
Network model total maximum demand at substation (MW)
132kV | 512.7843
132kV/EHV | 512.7843
EHV | 526.4406
EHV/HV | 526.4406
HV | 705.4304
HV/LV | 705.4304
LV circuits | 705.4304
2106. Network model contribution to system maximum load measured at network level exit (MW)
Data sources:
x1 = 2105. Network model total maximum demand at substation (MW)
x2 = 2104. Coincidence to system peak at level exit (in Diversity calculations)
x3 = 2103. Loss adjustment factor to transmission for network level exit (in Loss adjustment factors)
Calculation =x1*x2/x3
Network model contribution to system maximum load measured at network level exit (MW)
132kV | 472.3204
132kV/EHV | 469.9752
EHV | 465.8121
EHV/HV | 462.6247
HV | 450.2998
HV/LV | 442.3038
LV circuits | 435.3864
2107. Rerouteing matrix for DRM network levels
Data sources:
x1 = 1018. Proportion of relevant load going through 132kV/HV direct transformation
x2 = 2006. Proportion going through 132kV/EHV
x3 = 2007. Proportion going through EHV
x4 = 2008. Proportion going through EHV/HV
x5 = Rerouteing matrix: default elements
Combine tables = x1 or x2 or x3 or x4 or x5
| 132kV | 132kV/EHV | EHV | EHV/HV | 132kV/HV | HV | HV/LV | LV circuits
132kV | 100% | 0% | 0% | 0% | 0% | 0% | 0% | 0%
132kV/EHV | 0% | 30.74% | 0% | 0% | 0% | 0% | 0% | 0%
EHV | 0% | 0% | 30.74% | 0% | 0% | 0% | 0% | 0%
EHV/HV | 0% | 0% | 0% | 30.74% | 69.26% | 0% | 0% | 0%
HV | 0% | 0% | 0% | 0% | 0% | 100% | 0% | 0%
HV/LV | 0% | 0% | 0% | 0% | 0% | 0% | 100% | 0%
LV circuits | 0% | 0% | 0% | 0% | 0% | 0% | 0% | 100%
2108. GSP simultaneous maximum load assumed through each network level (MW)
Data sources:
x1 = 2106. Network model contribution to system maximum load measured at network level exit (MW)
x2 = 2107. Rerouteing matrix for DRM network levels
Sum-product calculation =SUMPRODUCT(x1, x2)
GSP simultaneous maximum load assumed through each network level (MW)
132kV | 472.3204
132kV/EHV | 144.4865
EHV | 143.2066
EHV/HV | 142.2267
132kV/HV | 320.398
HV | 450.2998
HV/LV | 442.3038
LV circuits | 435.3864
2109. Network model annuity by simultaneous maximum load for each network level (£/kW/year)
Data sources:
x1 = 2108. GSP simultaneous maximum load assumed through each network level (MW)
x2 = 1020. Gross asset cost by network level (£)
x3 = 2101. Annuity rate
Calculation =IF(x1,0.001*x2*x3/x1,0)
Model £/kW SML
Assets 132kV | 5.5097
Assets 132kV/EHV | 4.123
Assets EHV | 4.2864
Assets EHV/HV | 8.1559
Assets 132kV/HV | 3.8596
Assets HV | 17.8325
Assets HV/LV | 8.1916
Assets LV circuits | 18.9619

## SM
Service models for WPD West Midlands in April 17 (Final)
This sheet collects and processes data from the service models.
2201. Asset £/customer from LV service models
Data sources:
x1 = 1025. Matrix of applicability of LV service models to tariffs with fixed charges
x2 = 1022. LV service model asset cost (£)
Sum-product calculation =SUMPRODUCT(x1, x2)
Assets LV customer
Domestic Unrestricted | 263.108
Domestic Two Rate | 263.108
Small Non Domestic Unrestricted | 591.9405
Small Non Domestic Two Rate | 591.9405
LV Medium Non-Domestic | 720.6833
LV Sub Medium Non-Domestic | 534.4731
LV Network Domestic | 263.108
LV Network Non-Domestic Non-CT | 591.9405
LV HH Metered | 1214.9764
LV Sub HH Metered | 935.7907
LV Generation NHH or Aggregate HH | 0
LV Sub Generation NHH | 0
LV Generation Intermittent | 0
LV Generation Non-Intermittent | 0
LV Sub Generation Intermittent | 0
LV Sub Generation Non-Intermittent | 0
2202. LV unmetered service model assets £/(MWh/year)
Data sources:
x1 = 1026. Matrix of applicability of LV service models to unmetered tariffs
x2 = 1022. LV service model asset cost (£)
Sum-product calculation =SUMPRODUCT(x1, x2)
Assets LV customer
LV unmetered service model assets £/(MWh/year) | 238.8389
2203. LV unmetered service model asset charge (p/kWh)
Data sources:
x1 = 1010. Annuity proportion for customer-contributed assets (in Financial and general assumptions)
x2 = 2202. LV unmetered service model assets £/(MWh/year)
x3 = 2101. Annuity rate
Calculation =0.1*x1*x2*x3
Assets LV customer
LV unmetered service model asset charge (p/kWh) | 0
2204. Asset £/customer from HV service models
Data sources:
x1 = 1028. Matrix of applicability of HV service models to tariffs with fixed charges
x2 = 1023. HV service model asset cost (£)
Sum-product calculation =SUMPRODUCT(x1, x2)
Assets HV customer
HV Medium Non-Domestic | 9284.1299
HV HH Metered | 9284.1299
HV Generation Intermittent | 4476.1927
HV Generation Non-Intermittent | 4476.1927
2205. Service model assets by tariff (£)
Data sources:
x1 = 2201. Asset £/customer from LV service models
x2 = 2204. Asset £/customer from HV service models
Combine tables = x1 or x2
| Assets LV customer | Assets HV customer
Domestic Unrestricted | 263.108
Domestic Two Rate | 263.108
Domestic Off Peak (related MPAN)
Small Non Domestic Unrestricted | 591.9405
Small Non Domestic Two Rate | 591.9405
Small Non Domestic Off Peak (related MPAN)
LV Medium Non-Domestic | 720.6833
LV Sub Medium Non-Domestic | 534.4731
HV Medium Non-Domestic |  | 9284.1299
LV Network Domestic | 263.108
LV Network Non-Domestic Non-CT | 591.9405
LV HH Metered | 1214.9764
LV Sub HH Metered | 935.7907
HV HH Metered |  | 9284.1299
NHH UMS category A
NHH UMS category B
NHH UMS category C
NHH UMS category D
LV UMS (Pseudo HH Metered)
LV Generation NHH or Aggregate HH | 0
LV Sub Generation NHH | 0
LV Generation Intermittent | 0
LV Generation Non-Intermittent | 0
LV Sub Generation Intermittent | 0
LV Sub Generation Non-Intermittent | 0
HV Generation Intermittent |  | 4476.1927
HV Generation Non-Intermittent |  | 4476.1927
2206. Replacement annuities for service models
Data sources:
x1 = 1010. Days in the charging year (in Financial and general assumptions)
x2 = 2205. Service model assets by tariff (£)
x3 = 2101. Annuity rate
x4 = 1010. Annuity proportion for customer-contributed assets (in Financial and general assumptions)
x5 = Service model p/MPAN/day charge (in Replacement annuities for service models)
Kind: | Calculation |  | Cell summation
Formula: | =100/x1*x2*x3*x4 |  | =SUM(x5)
Service model p/MPAN/day charge
| Assets LV customer | Assets HV customer | Service model p/MPAN/day
Domestic Unrestricted | 0 | 0 | 0
Domestic Two Rate | 0 | 0 | 0
Domestic Off Peak (related MPAN) | 0 | 0 | 0
Small Non Domestic Unrestricted | 0 | 0 | 0
Small Non Domestic Two Rate | 0 | 0 | 0
Small Non Domestic Off Peak (related MPAN) | 0 | 0 | 0
LV Medium Non-Domestic | 0 | 0 | 0
LV Sub Medium Non-Domestic | 0 | 0 | 0
HV Medium Non-Domestic | 0 | 0 | 0
LV Network Domestic | 0 | 0 | 0
LV Network Non-Domestic Non-CT | 0 | 0 | 0
LV HH Metered | 0 | 0 | 0
LV Sub HH Metered | 0 | 0 | 0
HV HH Metered | 0 | 0 | 0
NHH UMS category A | 0 | 0 | 0
NHH UMS category B | 0 | 0 | 0
NHH UMS category C | 0 | 0 | 0
NHH UMS category D | 0 | 0 | 0
LV UMS (Pseudo HH Metered) | 0 | 0 | 0
LV Generation NHH or Aggregate HH | 0 | 0 | 0
LV Sub Generation NHH | 0 | 0 | 0
LV Generation Intermittent | 0 | 0 | 0
LV Generation Non-Intermittent | 0 | 0 | 0
LV Sub Generation Intermittent | 0 | 0 | 0
LV Sub Generation Non-Intermittent | 0 | 0 | 0
HV Generation Intermittent | 0 | 0 | 0
HV Generation Non-Intermittent | 0 | 0 | 0

## Loads
Load characteristics for WPD West Midlands in April 17 (Final)
This sheet compiles information about the assumed characteristics of network users.
A load factor represents the average load of a user or user group, relative to the maximum load level of that user or
user group. Load factors are numbers between 0 and 1.
A coincidence factor represents the expectation value of the load of a user or user group at the time of system maximum load,
relative to the maximum load level of that user or user group. Coincidence factors are numbers between 0 and 1.
A load coefficient is the expectation value of the load of a user or user group at the time of system maximum load, relative to the average load level of that user or user group.
For demand users, the load coefficient is a demand coefficient and can be calculated as the ratio of the coincidence factor to the load factor.
2301. Demand coefficient (load at time of system maximum load divided by average load)
Data sources:
x1 = 1041. Coincidence factor to system maximum load for each type of demand user (in Load profile data for demand users)
x2 = 1041. Load factor for each type of demand user (in Load profile data for demand users)
Calculation =x1/x2
Demand coefficient
Domestic Unrestricted | 2.0672
Domestic Two Rate | 1.3834
Domestic Off Peak (related MPAN) | 0
Small Non Domestic Unrestricted | 1.7461
Small Non Domestic Two Rate | 1.4387
Small Non Domestic Off Peak (related MPAN) | 0
LV Medium Non-Domestic | 1.5642
LV Sub Medium Non-Domestic | 1.5642
HV Medium Non-Domestic | 1.4741
LV Network Domestic | 2.0061
LV Network Non-Domestic Non-CT | 1.6761
LV HH Metered | 1.4773
LV Sub HH Metered | 1.533
HV HH Metered | 1.1925
NHH UMS category A | 1
NHH UMS category B | 2.1146
NHH UMS category C | 3.746
NHH UMS category D | 0
LV UMS (Pseudo HH Metered) | 1.9819
2302. Load coefficient
Data sources:
x1 = 2301. Demand coefficient (load at time of system maximum load divided by average load)
x2 = Negative of generation coefficient; set to -1
Combine tables = x1 or x2
Load coefficient
Domestic Unrestricted | 2.0672
Domestic Two Rate | 1.3834
Domestic Off Peak (related MPAN) | 0
Small Non Domestic Unrestricted | 1.7461
Small Non Domestic Two Rate | 1.4387
Small Non Domestic Off Peak (related MPAN) | 0
LV Medium Non-Domestic | 1.5642
LV Sub Medium Non-Domestic | 1.5642
HV Medium Non-Domestic | 1.4741
LV Network Domestic | 2.0061
LV Network Non-Domestic Non-CT | 1.6761
LV HH Metered | 1.4773
LV Sub HH Metered | 1.533
HV HH Metered | 1.1925
NHH UMS category A | 1
NHH UMS category B | 2.1146
NHH UMS category C | 3.746
NHH UMS category D | 0
LV UMS (Pseudo HH Metered) | 1.9819
LV Generation NHH or Aggregate HH | -1
LV Sub Generation NHH | -1
LV Generation Intermittent | -1
LV Generation Non-Intermittent | -1
LV Sub Generation Intermittent | -1
LV Sub Generation Non-Intermittent | -1
HV Generation Intermittent | -1
HV Generation Non-Intermittent | -1
2303. Discount map
| No discount | LDNO LV: LV user | LDNO HV: LV user | LDNO HV: LV sub user | LDNO HV: HV user
> Domestic Unrestricted
Domestic Unrestricted | 1 | 0 | 0 | 0 | 0
LDNO LV: Domestic Unrestricted | 0 | 1 | 0 | 0 | 0
LDNO HV: Domestic Unrestricted | 0 | 0 | 1 | 0 | 0
> Domestic Two Rate
Domestic Two Rate | 1 | 0 | 0 | 0 | 0
LDNO LV: Domestic Two Rate | 0 | 1 | 0 | 0 | 0
LDNO HV: Domestic Two Rate | 0 | 0 | 1 | 0 | 0
> Domestic Off Peak (related MPAN)
Domestic Off Peak (related MPAN) | 1 | 0 | 0 | 0 | 0
LDNO LV: Domestic Off Peak (related MPAN) | 0 | 1 | 0 | 0 | 0
LDNO HV: Domestic Off Peak (related MPAN) | 0 | 0 | 1 | 0 | 0
> Small Non Domestic Unrestricted
Small Non Domestic Unrestricted | 1 | 0 | 0 | 0 | 0
LDNO LV: Small Non Domestic Unrestricted | 0 | 1 | 0 | 0 | 0
LDNO HV: Small Non Domestic Unrestricted | 0 | 0 | 1 | 0 | 0
> Small Non Domestic Two Rate
Small Non Domestic Two Rate | 1 | 0 | 0 | 0 | 0
LDNO LV: Small Non Domestic Two Rate | 0 | 1 | 0 | 0 | 0
LDNO HV: Small Non Domestic Two Rate | 0 | 0 | 1 | 0 | 0
> Small Non Domestic Off Peak (related MPAN)
Small Non Domestic Off Peak (related MPAN) | 1 | 0 | 0 | 0 | 0
LDNO LV: Small Non Domestic Off Peak (related MPAN) | 0 | 1 | 0 | 0 | 0
LDNO HV: Small Non Domestic Off Peak (related MPAN) | 0 | 0 | 1 | 0 | 0
> LV Medium Non-Domestic
LV Medium Non-Domestic | 1 | 0 | 0 | 0 | 0
LDNO LV: LV Medium Non-Domestic | 0 | 1 | 0 | 0 | 0
LDNO HV: LV Medium Non-Domestic | 0 | 0 | 1 | 0 | 0
> LV Sub Medium Non-Domestic
LV Sub Medium Non-Domestic | 1 | 0 | 0 | 0 | 0
> HV Medium Non-Domestic
HV Medium Non-Domestic | 1 | 0 | 0 | 0 | 0
> LV Network Domestic
LV Network Domestic | 1 | 0 | 0 | 0 | 0
LDNO LV: LV Network Domestic | 0 | 1 | 0 | 0 | 0
LDNO HV: LV Network Domestic | 0 | 0 | 1 | 0 | 0
> LV Network Non-Domestic Non-CT
LV Network Non-Domestic Non-CT | 1 | 0 | 0 | 0 | 0
LDNO LV: LV Network Non-Domestic Non-CT | 0 | 1 | 0 | 0 | 0
LDNO HV: LV Network Non-Domestic Non-CT | 0 | 0 | 1 | 0 | 0
> LV HH Metered
LV HH Metered | 1 | 0 | 0 | 0 | 0
LDNO LV: LV HH Metered | 0 | 1 | 0 | 0 | 0
LDNO HV: LV HH Metered | 0 | 0 | 1 | 0 | 0
> LV Sub HH Metered
LV Sub HH Metered | 1 | 0 | 0 | 0 | 0
LDNO HV: LV Sub HH Metered | 0 | 0 | 0 | 1 | 0
> HV HH Metered
HV HH Metered | 1 | 0 | 0 | 0 | 0
LDNO HV: HV HH Metered | 0 | 0 | 0 | 0 | 1
> NHH UMS category A
NHH UMS category A | 1 | 0 | 0 | 0 | 0
LDNO LV: NHH UMS category A | 0 | 1 | 0 | 0 | 0
LDNO HV: NHH UMS category A | 0 | 0 | 1 | 0 | 0
> NHH UMS category B
NHH UMS category B | 1 | 0 | 0 | 0 | 0
LDNO LV: NHH UMS category B | 0 | 1 | 0 | 0 | 0
LDNO HV: NHH UMS category B | 0 | 0 | 1 | 0 | 0
> NHH UMS category C
NHH UMS category C | 1 | 0 | 0 | 0 | 0
LDNO LV: NHH UMS category C | 0 | 1 | 0 | 0 | 0
LDNO HV: NHH UMS category C | 0 | 0 | 1 | 0 | 0
> NHH UMS category D
NHH UMS category D | 1 | 0 | 0 | 0 | 0
LDNO LV: NHH UMS category D | 0 | 1 | 0 | 0 | 0
LDNO HV: NHH UMS category D | 0 | 0 | 1 | 0 | 0
> LV UMS (Pseudo HH Metered)
LV UMS (Pseudo HH Metered) | 1 | 0 | 0 | 0 | 0
LDNO LV: LV UMS (Pseudo HH Metered) | 0 | 1 | 0 | 0 | 0
LDNO HV: LV UMS (Pseudo HH Metered) | 0 | 0 | 1 | 0 | 0
> LV Generation NHH or Aggregate HH
LV Generation NHH or Aggregate HH | 1 | 0 | 0 | 0 | 0
LDNO LV: LV Generation NHH or Aggregate HH | 1 | 0 | 0 | 0 | 0
LDNO HV: LV Generation NHH or Aggregate HH | 1 | 0 | 0 | 0 | 0
> LV Sub Generation NHH
LV Sub Generation NHH | 1 | 0 | 0 | 0 | 0
LDNO HV: LV Sub Generation NHH | 1 | 0 | 0 | 0 | 0
> LV Generation Intermittent
LV Generation Intermittent | 1 | 0 | 0 | 0 | 0
LDNO LV: LV Generation Intermittent | 1 | 0 | 0 | 0 | 0
LDNO HV: LV Generation Intermittent | 1 | 0 | 0 | 0 | 0
> LV Generation Non-Intermittent
LV Generation Non-Intermittent | 1 | 0 | 0 | 0 | 0
LDNO LV: LV Generation Non-Intermittent | 1 | 0 | 0 | 0 | 0
LDNO HV: LV Generation Non-Intermittent | 1 | 0 | 0 | 0 | 0
> LV Sub Generation Intermittent
LV Sub Generation Intermittent | 1 | 0 | 0 | 0 | 0
LDNO HV: LV Sub Generation Intermittent | 1 | 0 | 0 | 0 | 0
> LV Sub Generation Non-Intermittent
LV Sub Generation Non-Intermittent | 1 | 0 | 0 | 0 | 0
LDNO HV: LV Sub Generation Non-Intermittent | 1 | 0 | 0 | 0 | 0
> HV Generation Intermittent
HV Generation Intermittent | 1 | 0 | 0 | 0 | 0
LDNO HV: HV Generation Intermittent | 1 | 0 | 0 | 0 | 0
> HV Generation Non-Intermittent
HV Generation Non-Intermittent | 1 | 0 | 0 | 0 | 0
LDNO HV: HV Generation Non-Intermittent | 1 | 0 | 0 | 0 | 0
2304. LDNO discounts and volumes adjusted for discount
Data sources:
x1 = 2303. Discount map
x2 = 1037. Embedded network (LDNO) discounts
x3 = 100 per cent discount for generators on LDNO networks
x4 = Discount for each tariff (except for fixed charges) (in LDNO discounts and volumes adjusted for discount)
x5 = 1053. Rate 1 units (MWh) by tariff (in Volume forecasts for the charging year)
x6 = 1053. Rate 2 units (MWh) by tariff (in Volume forecasts for the charging year)
x7 = 1053. Rate 3 units (MWh) by tariff (in Volume forecasts for the charging year)
x8 = 1053. MPANs by tariff (in Volume forecasts for the charging year)
x9 = Discount for each tariff for fixed charges only (in LDNO discounts and volumes adjusted for discount)
x10 = 1053. Import capacity (kVA) by tariff (in Volume forecasts for the charging year)
x11 = 1053. Reactive power units (MVArh) by tariff (in Volume forecasts for the charging year)
Kind: | Sum-product calculation | Combine tables | Calculation | Calculation | Calculation | Calculation | Calculation | Calculation
Formula: | =SUMPRODUCT(x1, x2) | = x3 or x4 | =x5*(1-x4) | =x6*(1-x4) | =x7*(1-x4) | =x8*(1-x9) | =x10*(1-x4) | =x11*(1-x4)
| Discount for each tariff (except for fixed charges) | Discount for each tariff for fixed charges only | Rate 1 units (MWh) | Rate 2 units (MWh) | Rate 3 units (MWh) | MPANs | Import capacity (kVA) | Reactive power units (MVArh)
> Domestic Unrestricted
Domestic Unrestricted | 0% | 0% | 7006599.2032 | 0 | 0 | 1967400.2029 | 0 | 0
LDNO LV: Domestic Unrestricted | 33.06% | 33.06% | 27824.3054 | 0 | 0 | 9346.732 | 0 | 0
LDNO HV: Domestic Unrestricted | 51.42% | 51.42% | 36008.8317 | 0 | 0 | 11950.476 | 0 | 0
> Domestic Two Rate
Domestic Two Rate | 0% | 0% | 932948.8036 | 720595.7844 | 0 | 300314.6339 | 0 | 0
LDNO LV: Domestic Two Rate | 33.06% | 33.06% | 1758.2624 | 614.7051 | 0 | 671.4928 | 0 | 0
LDNO HV: Domestic Two Rate | 51.42% | 51.42% | 1980.6134 | 769.505 | 0 | 612.1889 | 0 | 0
> Domestic Off Peak (related MPAN)
Domestic Off Peak (related MPAN) | 0% | 0% | 36106.4632 | 0 | 0 | 10493 | 0 | 0
LDNO LV: Domestic Off Peak (related MPAN) | 33.06% | 33.06% | 0 | 0 | 0 | 0 | 0 | 0
LDNO HV: Domestic Off Peak (related MPAN) | 51.42% | 51.42% | 0 | 0 | 0 | 0 | 0 | 0
> Small Non Domestic Unrestricted
Small Non Domestic Unrestricted | 0% | 0% | 1619655.6585 | 0 | 0 | 135679.9266 | 0 | 0
LDNO LV: Small Non Domestic Unrestricted | 33.06% | 33.06% | 1935.2955 | 0 | 0 | 5459.6402 | 0 | 0
LDNO HV: Small Non Domestic Unrestricted | 51.42% | 51.42% | 7392.0644 | 0 | 0 | 434.3358 | 0 | 0
> Small Non Domestic Two Rate
Small Non Domestic Two Rate | 0% | 0% | 505281.7715 | 208404.4112 | 0 | 34491.6893 | 0 | 0
LDNO LV: Small Non Domestic Two Rate | 33.06% | 33.06% | 588.6395 | 218.1487 | 0 | 12.037 | 0 | 0
LDNO HV: Small Non Domestic Two Rate | 51.42% | 51.42% | 1794.6349 | 511.9343 | 0 | 37.4427 | 0 | 0
> Small Non Domestic Off Peak (related MPAN)
Small Non Domestic Off Peak (related MPAN) | 0% | 0% | 6654.8554 | 0 | 0 | 890 | 0 | 0
LDNO LV: Small Non Domestic Off Peak (related MPAN) | 33.06% | 33.06% | 0 | 0 | 0 | 0 | 0 | 0
LDNO HV: Small Non Domestic Off Peak (related MPAN) | 51.42% | 51.42% | 0 | 0 | 0 | 0 | 0 | 0
> LV Medium Non-Domestic
LV Medium Non-Domestic | 0% | 0% | 0 | 0 | 0 | 0 | 0 | 0
LDNO LV: LV Medium Non-Domestic | 33.06% | 33.06% | 0 | 0 | 0 | 0 | 0 | 0
LDNO HV: LV Medium Non-Domestic | 51.42% | 51.42% | 0 | 0 | 0 | 0 | 0 | 0
> LV Sub Medium Non-Domestic
LV Sub Medium Non-Domestic | 0% | 0% | 0 | 0 | 0 | 0 | 0 | 0
> HV Medium Non-Domestic
HV Medium Non-Domestic | 0% | 0% | 0 | 0 | 0 | 0 | 0 | 0
> LV Network Domestic
LV Network Domestic | 0% | 0% | 0 | 0 | 0 | 0 | 0 | 0
LDNO LV: LV Network Domestic | 33.06% | 33.06% | 0 | 0 | 0 | 0 | 0 | 0
LDNO HV: LV Network Domestic | 51.42% | 51.42% | 0 | 0 | 0 | 0 | 0 | 0
> LV Network Non-Domestic Non-CT
LV Network Non-Domestic Non-CT | 0% | 0% | 68262.2137 | 260187.8579 | 288797.3282 | 10460.8246 | 0 | 0
LDNO LV: LV Network Non-Domestic Non-CT | 33.06% | 33.06% | 50.7604 | 193.4779 | 246.4562 | 10.7082 | 0 | 0
LDNO HV: LV Network Non-Domestic Non-CT | 51.42% | 51.42% | 363.7395 | 1386.4274 | 1520.9816 | 47.0032 | 0 | 0
> LV HH Metered
LV HH Metered | 0% | 0% | 298957.2866 | 1176221.7888 | 1263172.6301 | 13816.6222 | 1508041.0075 | 196222.564
LDNO LV: LV HH Metered | 33.06% | 33.06% | 168.3403 | 655.4824 | 886.1564 | 16.4078 | 1237.6856 | 45.4869
LDNO HV: LV HH Metered | 51.42% | 51.42% | 6576.9542 | 23322.531 | 26584.6395 | 152.8157 | 36643.9762 | 2003.5258
> LV Sub HH Metered
LV Sub HH Metered | 0% | 0% | 7018.5351 | 27672.1886 | 31150.1766 | 122.7964 | 50603.0755 | 4784.9905
LDNO HV: LV Sub HH Metered | 25.83% | 25.83% | 362.0851 | 1489.0752 | 2050.6261 | 4.183 | 2509.8205 | 1169.0844
> HV HH Metered
HV HH Metered | 0% | 0% | 752034.6737 | 3018230.4257 | 3913761.9506 | 4028.1236 | 2952679.7359 | 1051532.8176
LDNO HV: HV HH Metered | 15.08% | 15.08% | 2360.8968 | 7762.675 | 8656.1167 | 18.2006 | 19158.5264 | 707.3989
> NHH UMS category A
NHH UMS category A | 0% | 0% | 53670.2762 | 0 | 0 | 945.2983 | 0 | 0
LDNO LV: NHH UMS category A | 33.06% | 33.06% | 115.3171 | 0 | 0 | 0 | 0 | 0
LDNO HV: NHH UMS category A | 51.42% | 51.42% | 0 | 0 | 0 | 0 | 0 | 0
> NHH UMS category B
NHH UMS category B | 0% | 0% | 16146.8153 | 0 | 0 | 683.8975 | 0 | 0
LDNO LV: NHH UMS category B | 33.06% | 33.06% | 119.1212 | 0 | 0 | 0 | 0 | 0
LDNO HV: NHH UMS category B | 51.42% | 51.42% | 278.7248 | 0 | 0 | 0 | 0 | 0
> NHH UMS category C
NHH UMS category C | 0% | 0% | 770.3628 | 0 | 0 | 140.8322 | 0 | 0
LDNO LV: NHH UMS category C | 33.06% | 33.06% | 0 | 0 | 0 | 0 | 0 | 0
LDNO HV: NHH UMS category C | 51.42% | 51.42% | 13.9982 | 0 | 0 | 0 | 0 | 0
> NHH UMS category D
NHH UMS category D | 0% | 0% | 4817.2533 | 0 | 0 | 40.5273 | 0 | 0
LDNO LV: NHH UMS category D | 33.06% | 33.06% | 0 | 0 | 0 | 0 | 0 | 0
LDNO HV: NHH UMS category D | 51.42% | 51.42% | 0 | 0 | 0 | 0 | 0 | 0
> LV UMS (Pseudo HH Metered)
LV UMS (Pseudo HH Metered) | 0% | 0% | 12679.0915 | 30029.7131 | 206123.671 | 20.2636 | 0 | 0
LDNO LV: LV UMS (Pseudo HH Metered) | 33.06% | 33.06% | 0 | 0 | 0 | 0 | 0 | 0
LDNO HV: LV UMS (Pseudo HH Metered) | 51.42% | 51.42% | 0 | 0 | 0 | 0 | 0 | 0
> LV Generation NHH or Aggregate HH
LV Generation NHH or Aggregate HH | 0% | 0% | 1660.717 | 0 | 0 | 119.5554 | 0 | 0
LDNO LV: LV Generation NHH or Aggregate HH | 0% | 100% | 0 | 0 | 0 | 0 | 0 | 0
LDNO HV: LV Generation NHH or Aggregate HH | 0% | 100% | 0 | 0 | 0 | 0 | 0 | 0
> LV Sub Generation NHH
LV Sub Generation NHH | 0% | 0% | 0 | 0 | 0 | 0 | 0 | 0
LDNO HV: LV Sub Generation NHH | 0% | 100% | 0 | 0 | 0 | 0 | 0 | 0
> LV Generation Intermittent
LV Generation Intermittent | 0% | 0% | 24996.8588 | 0 | 0 | 167.1749 | 0 | 1833.7618
LDNO LV: LV Generation Intermittent | 0% | 100% | 0 | 0 | 0 | 0 | 0 | 0
LDNO HV: LV Generation Intermittent | 0% | 100% | 67.4491 | 0 | 0 | 0 | 0 | 40.2769
> LV Generation Non-Intermittent
LV Generation Non-Intermittent | 0% | 0% | 826.9223 | 3731.6614 | 5008.4114 | 86.1204 | 0 | 497.0918
LDNO LV: LV Generation Non-Intermittent | 0% | 100% | 0 | 0 | 0 | 0 | 0 | 0
LDNO HV: LV Generation Non-Intermittent | 0% | 100% | 0.32935 | 0 | 0 | 0 | 0 | 0.3824
> LV Sub Generation Intermittent
LV Sub Generation Intermittent | 0% | 0% | 1213.6794 | 0 | 0 | 5.0659 | 0 | 124.6496
LDNO HV: LV Sub Generation Intermittent | 0% | 100% | 0 | 0 | 0 | 0 | 0 | 0
> LV Sub Generation Non-Intermittent
LV Sub Generation Non-Intermittent | 0% | 0% | 1398.4642 | 3179.9868 | 6128.1571 | 4.0527 | 0 | 8.8798
LDNO HV: LV Sub Generation Non-Intermittent | 0% | 100% | 0 | 0 | 0 | 0 | 0 | 0
> HV Generation Intermittent
HV Generation Intermittent | 0% | 0% | 95543.8711 | 0 | 0 | 55.359 | 0 | 3144.858
LDNO HV: HV Generation Intermittent | 0% | 100% | 0 | 0 | 0 | 0 | 0 | 0
> HV Generation Non-Intermittent
HV Generation Non-Intermittent | 0% | 0% | 65104.7868 | 202236.7329 | 389530.186 | 115.7507 | 0 | 7784.0578
LDNO HV: HV Generation Non-Intermittent | 0% | 100% | 0 | 0 | 0 | 0 | 0 | 0
2305. Equivalent volume for each end user
Data sources:
x1 = 2304. Rate 1 units (MWh) (in LDNO discounts and volumes adjusted for discount)
x2 = 2304. Rate 2 units (MWh) (in LDNO discounts and volumes adjusted for discount)
x3 = 2304. Rate 3 units (MWh) (in LDNO discounts and volumes adjusted for discount)
x4 = 2304. MPANs (in LDNO discounts and volumes adjusted for discount)
x5 = 2304. Import capacity (kVA) (in LDNO discounts and volumes adjusted for discount)
x6 = 2304. Reactive power units (MVArh) (in LDNO discounts and volumes adjusted for discount)
Kind: | Cell summation | Cell summation | Cell summation | Cell summation | Cell summation | Cell summation
Formula: | =SUM(x1) | =SUM(x2) | =SUM(x3) | =SUM(x4) | =SUM(x5) | =SUM(x6)
| Rate 1 units (MWh) | Rate 2 units (MWh) | Rate 3 units (MWh) | MPANs | Import capacity (kVA) | Reactive power units (MVArh)
Domestic Unrestricted | 7070432.3403 | 0 | 0 | 1988697.411 | 0 | 0
Domestic Two Rate | 936687.6794 | 721979.9945 | 0 | 301598.3155 | 0 | 0
Domestic Off Peak (related MPAN) | 36106.4632 | 0 | 0 | 10493 | 0 | 0
Small Non Domestic Unrestricted | 1628983.0184 | 0 | 0 | 141573.9026 | 0 | 0
Small Non Domestic Two Rate | 507665.0459 | 209134.4942 | 0 | 34541.1691 | 0 | 0
Small Non Domestic Off Peak (related MPAN) | 6654.8554 | 0 | 0 | 890 | 0 | 0
LV Medium Non-Domestic | 0 | 0 | 0 | 0 | 0 | 0
LV Sub Medium Non-Domestic | 0 | 0 | 0 | 0 | 0 | 0
HV Medium Non-Domestic | 0 | 0 | 0 | 0 | 0 | 0
LV Network Domestic | 0 | 0 | 0 | 0 | 0 | 0
LV Network Non-Domestic Non-CT | 68676.7135 | 261767.7632 | 290564.766 | 10518.536 | 0 | 0
LV HH Metered | 305702.5811 | 1200199.8021 | 1290643.426 | 13985.8457 | 1545922.6693 | 198271.5767
LV Sub HH Metered | 7380.6202 | 29161.2638 | 33200.8027 | 126.9794 | 53112.896 | 5954.0749
HV HH Metered | 754395.5705 | 3025993.1007 | 3922418.0673 | 4046.3242 | 2971838.2623 | 1052240.2165
NHH UMS category A | 53785.5933 | 0 | 0 | 945.2983 | 0 | 0
NHH UMS category B | 16544.6613 | 0 | 0 | 683.8975 | 0 | 0
NHH UMS category C | 784.361 | 0 | 0 | 140.8322 | 0 | 0
NHH UMS category D | 4817.2533 | 0 | 0 | 40.5273 | 0 | 0
LV UMS (Pseudo HH Metered) | 12679.0915 | 30029.7131 | 206123.671 | 20.2636 | 0 | 0
LV Generation NHH or Aggregate HH | 1660.717 | 0 | 0 | 119.5554 | 0 | 0
LV Sub Generation NHH | 0 | 0 | 0 | 0 | 0 | 0
LV Generation Intermittent | 25064.3079 | 0 | 0 | 167.1749 | 0 | 1874.0387
LV Generation Non-Intermittent | 827.2516 | 3731.6614 | 5008.4114 | 86.1204 | 0 | 497.4742
LV Sub Generation Intermittent | 1213.6794 | 0 | 0 | 5.0659 | 0 | 124.6496
LV Sub Generation Non-Intermittent | 1398.4642 | 3179.9868 | 6128.1571 | 4.0527 | 0 | 8.8798
HV Generation Intermittent | 95543.8711 | 0 | 0 | 55.359 | 0 | 3144.858
HV Generation Non-Intermittent | 65104.7868 | 202236.7329 | 389530.186 | 115.7507 | 0 | 7784.0578

## Multi
Load characteristics for multiple unit rates for WPD West Midlands in April 17 (Final)
2401. Adjust annual hours by distribution time band to match days in year
Data sources:
x1 = 1068. Typical annual hours by distribution time band
x2 = 1010. Days in the charging year (in Financial and general assumptions)
x3 = Total hours in the year according to time band hours input data (in Adjust annual hours by distribution time band to match days in year)
Kind: | Cell summation | Calculation
Formula: | =SUM(x1) | =x1*24*x2/x3
Annual hours by distribution time band (reconciled to days in year)
| Hours aggregate | Red | Amber | Green
Adjust annual hours by distribution time band to match days in year | 8760 | 780 | 2730 | 5250
2402. Normalisation of split of rate 1 units by time band
Data sources:
x1 = 1061. Average split of rate 1 units by distribution time band
x2 = Total split (in Normalisation of split of rate 1 units by time band)
x3 = 2401. Annual hours by distribution time band (reconciled to days in year) (in Adjust annual hours by distribution time band to match days in year)
x4 = 1010. Days in the charging year (in Financial and general assumptions)
Kind: | Cell summation | Calculation
Formula: | =SUM(x1) | =IF(x2,x1/x2,x3/x4/24)
Normalised split of rate 1 units by distribution time band
| Total split | Red | Amber | Green
Domestic Unrestricted | 100% | 15.16% | 41.91% | 42.93%
Domestic Two Rate | 100% | 14.79% | 41.59% | 43.61%
Domestic Off Peak (related MPAN) | 100% | 0.2821% | 20.91% | 78.81%
Small Non Domestic Unrestricted | 100% | 13.17% | 58.42% | 28.42%
Small Non Domestic Two Rate | 100% | 13.1% | 53.62% | 33.28%
Small Non Domestic Off Peak (related MPAN) | 100% | 2.118% | 17.46% | 80.42%
LV Medium Non-Domestic | 100% | 13.68% | 52.64% | 33.68%
LV Sub Medium Non-Domestic | 100% | 13.25% | 54.19% | 32.56%
HV Medium Non-Domestic | 100% | 13.07% | 55.38% | 31.56%
2403. Split of rate 1 units between distribution time bands
Data sources:
x1 = 2402. Normalised split of rate 1 units by distribution time band (in Normalisation of split of rate 1 units by time band)
x2 = Split of rate 1 units between distribution time bands (default)
Combine tables = x1 or x2
| Red | Amber | Green
Domestic Unrestricted | 15.16% | 41.91% | 42.93%
Domestic Two Rate | 14.79% | 41.59% | 43.61%
Domestic Off Peak (related MPAN) | 0.2821% | 20.91% | 78.81%
Small Non Domestic Unrestricted | 13.17% | 58.42% | 28.42%
Small Non Domestic Two Rate | 13.1% | 53.62% | 33.28%
Small Non Domestic Off Peak (related MPAN) | 2.118% | 17.46% | 80.42%
LV Medium Non-Domestic | 13.68% | 52.64% | 33.68%
LV Sub Medium Non-Domestic | 13.25% | 54.19% | 32.56%
HV Medium Non-Domestic | 13.07% | 55.38% | 31.56%
LV Network Domestic | 100% | 0% | 0%
LV Network Non-Domestic Non-CT | 100% | 0% | 0%
LV HH Metered | 100% | 0% | 0%
LV Sub HH Metered | 100% | 0% | 0%
HV HH Metered | 100% | 0% | 0%
LV Generation Non-Intermittent | 100% | 0% | 0%
LV Sub Generation Non-Intermittent | 100% | 0% | 0%
HV Generation Non-Intermittent | 100% | 0% | 0%
2404. Normalisation of split of rate 2 units by time band
Data sources:
x1 = 1062. Average split of rate 2 units by distribution time band
x2 = Total split (in Normalisation of split of rate 2 units by time band)
x3 = 2401. Annual hours by distribution time band (reconciled to days in year) (in Adjust annual hours by distribution time band to match days in year)
x4 = 1010. Days in the charging year (in Financial and general assumptions)
Kind: | Cell summation | Calculation
Formula: | =SUM(x1) | =IF(x2,x1/x2,x3/x4/24)
Normalised split of rate 2 units by distribution time band
| Total split | Red | Amber | Green
Domestic Two Rate | 100% | 0% | 0% | 100%
Small Non Domestic Two Rate | 100% | 0% | 0% | 100%
LV Medium Non-Domestic | 100% | 0% | 0% | 100%
LV Sub Medium Non-Domestic | 100% | 0% | 0% | 100%
HV Medium Non-Domestic | 100% | 0% | 0% | 100%
2405. Split of rate 2 units between distribution time bands
Data sources:
x1 = 2404. Normalised split of rate 2 units by distribution time band (in Normalisation of split of rate 2 units by time band)
x2 = Split of rate 2 units between distribution time bands (default)
Combine tables = x1 or x2
| Red | Amber | Green
Domestic Two Rate | 0% | 0% | 100%
Small Non Domestic Two Rate | 0% | 0% | 100%
LV Medium Non-Domestic | 0% | 0% | 100%
LV Sub Medium Non-Domestic | 0% | 0% | 100%
HV Medium Non-Domestic | 0% | 0% | 100%
LV Network Domestic | 0% | 100% | 0%
LV Network Non-Domestic Non-CT | 0% | 100% | 0%
LV HH Metered | 0% | 100% | 0%
LV Sub HH Metered | 0% | 100% | 0%
HV HH Metered | 0% | 100% | 0%
LV Generation Non-Intermittent | 0% | 100% | 0%
LV Sub Generation Non-Intermittent | 0% | 100% | 0%
HV Generation Non-Intermittent | 0% | 100% | 0%
2406. Split of rate 3 units between distribution time bands (default)
| Red | Amber | Green
LV Network Domestic | 0% | 0% | 100%
LV Network Non-Domestic Non-CT | 0% | 0% | 100%
LV HH Metered | 0% | 0% | 100%
LV Sub HH Metered | 0% | 0% | 100%
HV HH Metered | 0% | 0% | 100%
LV Generation Non-Intermittent | 0% | 0% | 100%
LV Sub Generation Non-Intermittent | 0% | 0% | 100%
HV Generation Non-Intermittent | 0% | 0% | 100%
2407. All units (MWh)
Data sources:
x1 = 2305. Rate 1 units (MWh) (in Equivalent volume for each end user)
x2 = 2305. Rate 2 units (MWh) (in Equivalent volume for each end user)
x3 = 2305. Rate 3 units (MWh) (in Equivalent volume for each end user)
Calculation =x1+x2+x3
All units (MWh)
Domestic Unrestricted | 7070432.3403
Domestic Two Rate | 1658667.6739
Domestic Off Peak (related MPAN) | 36106.4632
Small Non Domestic Unrestricted | 1628983.0184
Small Non Domestic Two Rate | 716799.54
Small Non Domestic Off Peak (related MPAN) | 6654.8554
LV Medium Non-Domestic | 0
LV Sub Medium Non-Domestic | 0
HV Medium Non-Domestic | 0
LV Network Domestic | 0
LV Network Non-Domestic Non-CT | 621009.2427
LV HH Metered | 2796545.8093
LV Sub HH Metered | 69742.6867
HV HH Metered | 7702806.7384
NHH UMS category A | 53785.5933
NHH UMS category B | 16544.6613
NHH UMS category C | 784.361
NHH UMS category D | 4817.2533
LV UMS (Pseudo HH Metered) | 248832.4756
LV Generation NHH or Aggregate HH | 1660.717
LV Sub Generation NHH | 0
LV Generation Intermittent | 25064.3079
LV Generation Non-Intermittent | 9567.3244
LV Sub Generation Intermittent | 1213.6794
LV Sub Generation Non-Intermittent | 10706.6082
HV Generation Intermittent | 95543.8711
HV Generation Non-Intermittent | 656871.7056
2408. Calculation of implied load coefficients for one-rate users
Data sources:
x1 = 2407. All units (MWh)
x2 = 2305. Rate 1 units (MWh) (in Equivalent volume for each end user)
x3 = 2403. Split of rate 1 units between distribution time bands
x4 = 2401. Annual hours by distribution time band (reconciled to days in year) (in Adjust annual hours by distribution time band to match days in year)
x5 = Use of distribution time bands by units in demand forecast for one-rate tariffs (in Calculation of implied load coefficients for one-rate users)
x6 = 1010. Days in the charging year (in Financial and general assumptions)
Kind: | Calculation |  |  | Calculation
Formula: | =IF(x1>0,(x2*x3)/x1,0) |  |  | =IF(x4>0,x5*x6*24/x4,0)
Use of distribution time bands by units in demand forecast for one-rate tariffs
| Red | Amber | Green | Peak band load coefficient for one-rate tariffs
Domestic Unrestricted | 15.16% | 41.91% | 42.93% | 1.703
Small Non Domestic Unrestricted | 13.17% | 58.42% | 28.42% | 1.4787
2409. Calculation of implied load coefficients for two-rate users
Data sources:
x1 = 2407. All units (MWh)
x2 = 2305. Rate 1 units (MWh) (in Equivalent volume for each end user)
x3 = 2403. Split of rate 1 units between distribution time bands
x4 = 2305. Rate 2 units (MWh) (in Equivalent volume for each end user)
x5 = 2405. Split of rate 2 units between distribution time bands
x6 = 2401. Annual hours by distribution time band (reconciled to days in year) (in Adjust annual hours by distribution time band to match days in year)
x7 = Use of distribution time bands by units in demand forecast for two-rate tariffs (in Calculation of implied load coefficients for two-rate users)
x8 = 1010. Days in the charging year (in Financial and general assumptions)
Kind: | Calculation |  |  | Calculation
Formula: | =IF(x1>0,(x2*x3+x4*x5)/x1,0) |  |  | =IF(x6>0,x7*x8*24/x6,0)
Use of distribution time bands by units in demand forecast for two-rate tariffs
| Red | Amber | Green | Peak band load coefficient for two-rate tariffs
Domestic Two Rate | 8.355% | 23.49% | 68.16% | 0.9383
Small Non Domestic Two Rate | 9.276% | 37.98% | 52.74% | 1.0418
LV Medium Non-Domestic | 0% | 0% | 0% | 0
LV Sub Medium Non-Domestic | 0% | 0% | 0% | 0
HV Medium Non-Domestic | 0% | 0% | 0% | 0
2410. Calculation of implied load coefficients for three-rate users
Data sources:
x1 = 2407. All units (MWh)
x2 = 2305. Rate 1 units (MWh) (in Equivalent volume for each end user)
x3 = 2403. Split of rate 1 units between distribution time bands
x4 = 2305. Rate 2 units (MWh) (in Equivalent volume for each end user)
x5 = 2405. Split of rate 2 units between distribution time bands
x6 = 2305. Rate 3 units (MWh) (in Equivalent volume for each end user)
x7 = 2406. Split of rate 3 units between distribution time bands (default)
x8 = 2401. Annual hours by distribution time band (reconciled to days in year) (in Adjust annual hours by distribution time band to match days in year)
x9 = Use of distribution time bands by units in demand forecast for three-rate tariffs (in Calculation of implied load coefficients for three-rate users)
x10 = 1010. Days in the charging year (in Financial and general assumptions)
Kind: | Calculation |  |  | Calculation
Formula: | =IF(x1>0,(x2*x3+x4*x5+x6*x7)/x1,0) |  |  | =IF(x8>0,x9*x10*24/x8,0)
Use of distribution time bands by units in demand forecast for three-rate tariffs
| Red | Amber | Green | Peak band load coefficient for three-rate tariffs
LV Network Domestic | 0% | 0% | 0% | 0
LV Network Non-Domestic Non-CT | 11.06% | 42.15% | 46.79% | 1.242
LV HH Metered | 10.93% | 42.92% | 46.15% | 1.2277
LV Sub HH Metered | 10.58% | 41.81% | 47.6% | 1.1885
HV HH Metered | 9.794% | 39.28% | 50.92% | 1.0999
2411. Calculation of adjusted time band load coefficients
Data sources:
x1 = 2408. Peak band load coefficient for one-rate tariffs (in Calculation of implied load coefficients for one-rate users)
x2 = 2409. Peak band load coefficient for two-rate tariffs (in Calculation of implied load coefficients for two-rate users)
x3 = 2410. Peak band load coefficient for three-rate tariffs (in Calculation of implied load coefficients for three-rate users)
x4 = Peak band load coefficient (in Calculation of adjusted time band load coefficients)
x5 = 2302. Load coefficient
Kind: | Combine tables | Calculation
Formula: | = x1 or x2 or x3 | =IF(x4<>0,x5/x4,IF(x5<0,-1,1))
| Peak band load coefficient | Load coefficient correction factor (kW at peak in band / band average kW)
Domestic Unrestricted | 1.703 | 1.2138
Domestic Two Rate | 0.9383 | 1.4743
Domestic Off Peak (related MPAN) |  | 1
Small Non Domestic Unrestricted | 1.4787 | 1.1809
Small Non Domestic Two Rate | 1.0418 | 1.381
Small Non Domestic Off Peak (related MPAN) |  | 1
LV Medium Non-Domestic | 0 | 1
LV Sub Medium Non-Domestic | 0 | 1
HV Medium Non-Domestic | 0 | 1
LV Network Domestic | 0 | 1
LV Network Non-Domestic Non-CT | 1.242 | 1.3495
LV HH Metered | 1.2277 | 1.2033
LV Sub HH Metered | 1.1885 | 1.2899
HV HH Metered | 1.0999 | 1.0842
LV Generation Non-Intermittent |  | -1
LV Sub Generation Non-Intermittent |  | -1
HV Generation Non-Intermittent |  | -1
2412. Normalisation of peaking probabilities
Data sources:
x1 = 1069. Red, amber and green peaking probabilities (in Peaking probabilities by network level)
x2 = Total probability (should be 100%) (in Normalisation of peaking probabilities)
x3 = 1068. Typical annual hours by distribution time band
x4 = 2401. Total hours in the year according to time band hours input data (in Adjust annual hours by distribution time band to match days in year)
Kind: | Cell summation | Calculation
Formula: | =SUM(x1) | =IF(x2,x1/x2,x3/x4)
Normalised peaking probabilities
| Total probability (should be 100%) | Red | Amber | Green
GSPs | 100% | 85.47% | 14.53% | 0%
132kV | 100% | 73.35% | 23.79% | 2.867%
132kV/EHV | 100% | 73.35% | 23.79% | 2.867%
EHV | 100% | 74.85% | 18.81% | 6.336%
EHV/HV | 100% | 74.85% | 18.81% | 6.336%
132kV/HV | 100% | 73.35% | 23.79% | 2.867%
HV | 100% | 74.85% | 18.81% | 6.336%
HV/LV | 100% | 74.85% | 18.81% | 6.336%
LV circuits | 100% | 74.85% | 18.81% | 6.336%
2413. Peaking probabilities by network level (reshaped)
Data sources:
x1 = 2412. Normalised peaking probabilities (in Normalisation of peaking probabilities)
Reshape table = x1
| GSPs | Red | Amber | Green | 132kV | Red | Amber | Green | 132kV/EHV | Red | Amber | Green | EHV | Red | Amber | Green | EHV/HV | Red | Amber | Green | 132kV/HV | Red | Amber | Green | HV | Red | Amber | Green | HV/LV | Red | Amber | Green | LV circuits | Red | Amber | Green
Probability of peak within timeband |  | 85.47% | 14.53% | 0% |  | 73.35% | 23.79% | 2.867% |  | 73.35% | 23.79% | 2.867% |  | 74.85% | 18.81% | 6.336% |  | 74.85% | 18.81% | 6.336% |  | 73.35% | 23.79% | 2.867% |  | 74.85% | 18.81% | 6.336% |  | 74.85% | 18.81% | 6.336% |  | 74.85% | 18.81% | 6.336%
2414. Pseudo load coefficient by time band and network level
Data sources:
x1 = 2401. Annual hours by distribution time band (reconciled to days in year) (in Adjust annual hours by distribution time band to match days in year)
x2 = 2411. Load coefficient correction factor (kW at peak in band / band average kW) (in Calculation of adjusted time band load coefficients)
x3 = 2413. Peaking probabilities by network level (reshaped)
x4 = 1010. Days in the charging year (in Financial and general assumptions)
Calculation =IF(x1>0,x2*x3*24*x4/x1,0)
| GSPs | Red | Amber | Green | 132kV | Red | Amber | Green | 132kV/EHV | Red | Amber | Green | EHV | Red | Amber | Green | EHV/HV | Red | Amber | Green | 132kV/HV | Red | Amber | Green | HV | Red | Amber | Green | HV/LV | Red | Amber | Green | LV circuits | Red | Amber | Green
Domestic Unrestricted |  | 11.6518 | 0.56591 | 0 |  | 9.9991 | 0.92642 | 0.058072 |  | 9.9991 | 0.92642 | 0.058072 |  | 10.2038 | 0.73283 | 0.12833 |  | 10.2038 | 0.73283 | 0.12833 |  | 9.9991 | 0.92642 | 0.058072 |  | 10.2038 | 0.73283 | 0.12833 |  | 10.2038 | 0.73283 | 0.12833 |  | 10.2038 | 0.73283 | 0.12833
Domestic Two Rate |  | 14.1521 | 0.68735 | 0 |  | 12.1448 | 1.1252 | 0.070533 |  | 12.1448 | 1.1252 | 0.070533 |  | 12.3934 | 0.89009 | 0.15586 |  | 12.3934 | 0.89009 | 0.15586 |  | 12.1448 | 1.1252 | 0.070533 |  | 12.3934 | 0.89009 | 0.15586 |  | 12.3934 | 0.89009 | 0.15586 |  | 12.3934 | 0.89009 | 0.15586
Domestic Off Peak (related MPAN) |  | 9.599 | 0.46621 | 0 |  | 8.2375 | 0.76321 | 0.047841 |  | 8.2375 | 0.76321 | 0.047841 |  | 8.4062 | 0.60373 | 0.10572 |  | 8.4062 | 0.60373 | 0.10572 |  | 8.2375 | 0.76321 | 0.047841 |  | 8.4062 | 0.60373 | 0.10572 |  | 8.4062 | 0.60373 | 0.10572 |  | 8.4062 | 0.60373 | 0.10572
Small Non Domestic Unrestricted |  | 11.3352 | 0.55053 | 0 |  | 9.7274 | 0.90125 | 0.056494 |  | 9.7274 | 0.90125 | 0.056494 |  | 9.9265 | 0.71292 | 0.12484 |  | 9.9265 | 0.71292 | 0.12484 |  | 9.7274 | 0.90125 | 0.056494 |  | 9.9265 | 0.71292 | 0.12484 |  | 9.9265 | 0.71292 | 0.12484 |  | 9.9265 | 0.71292 | 0.12484
Small Non Domestic Two Rate |  | 13.2562 | 0.64384 | 0 |  | 11.376 | 1.054 | 0.066068 |  | 11.376 | 1.054 | 0.066068 |  | 11.6089 | 0.83375 | 0.146 |  | 11.6089 | 0.83375 | 0.146 |  | 11.376 | 1.054 | 0.066068 |  | 11.6089 | 0.83375 | 0.146 |  | 11.6089 | 0.83375 | 0.146 |  | 11.6089 | 0.83375 | 0.146
Small Non Domestic Off Peak (related MPAN) |  | 9.599 | 0.46621 | 0 |  | 8.2375 | 0.76321 | 0.047841 |  | 8.2375 | 0.76321 | 0.047841 |  | 8.4062 | 0.60373 | 0.10572 |  | 8.4062 | 0.60373 | 0.10572 |  | 8.2375 | 0.76321 | 0.047841 |  | 8.4062 | 0.60373 | 0.10572 |  | 8.4062 | 0.60373 | 0.10572 |  | 8.4062 | 0.60373 | 0.10572
LV Medium Non-Domestic |  | 9.599 | 0.46621 | 0 |  | 8.2375 | 0.76321 | 0.047841 |  | 8.2375 | 0.76321 | 0.047841 |  | 8.4062 | 0.60373 | 0.10572 |  | 8.4062 | 0.60373 | 0.10572 |  | 8.2375 | 0.76321 | 0.047841 |  | 8.4062 | 0.60373 | 0.10572 |  | 8.4062 | 0.60373 | 0.10572 |  | 8.4062 | 0.60373 | 0.10572
LV Sub Medium Non-Domestic |  | 9.599 | 0.46621 | 0 |  | 8.2375 | 0.76321 | 0.047841 |  | 8.2375 | 0.76321 | 0.047841 |  | 8.4062 | 0.60373 | 0.10572 |  | 8.4062 | 0.60373 | 0.10572 |  | 8.2375 | 0.76321 | 0.047841 |  | 8.4062 | 0.60373 | 0.10572 |  | 8.4062 | 0.60373 | 0.10572 |  | 8.4062 | 0.60373 | 0.10572
HV Medium Non-Domestic |  | 9.599 | 0.46621 | 0 |  | 8.2375 | 0.76321 | 0.047841 |  | 8.2375 | 0.76321 | 0.047841 |  | 8.4062 | 0.60373 | 0.10572 |  | 8.4062 | 0.60373 | 0.10572 |  | 8.2375 | 0.76321 | 0.047841 |  | 8.4062 | 0.60373 | 0.10572 |  | 8.4062 | 0.60373 | 0.10572 |  | 8.4062 | 0.60373 | 0.10572
LV Network Domestic |  | 9.599 | 0.46621 | 0 |  | 8.2375 | 0.76321 | 0.047841 |  | 8.2375 | 0.76321 | 0.047841 |  | 8.4062 | 0.60373 | 0.10572 |  | 8.4062 | 0.60373 | 0.10572 |  | 8.2375 | 0.76321 | 0.047841 |  | 8.4062 | 0.60373 | 0.10572 |  | 8.4062 | 0.60373 | 0.10572 |  | 8.4062 | 0.60373 | 0.10572
LV Network Non-Domestic Non-CT |  | 12.9542 | 0.62917 | 0 |  | 11.1168 | 1.03 | 0.064563 |  | 11.1168 | 1.03 | 0.064563 |  | 11.3444 | 0.81475 | 0.14267 |  | 11.3444 | 0.81475 | 0.14267 |  | 11.1168 | 1.03 | 0.064563 |  | 11.3444 | 0.81475 | 0.14267 |  | 11.3444 | 0.81475 | 0.14267 |  | 11.3444 | 0.81475 | 0.14267
LV HH Metered |  | 11.5508 | 0.56101 | 0 |  | 9.9125 | 0.9184 | 0.057569 |  | 9.9125 | 0.9184 | 0.057569 |  | 10.1154 | 0.72649 | 0.12722 |  | 10.1154 | 0.72649 | 0.12722 |  | 9.9125 | 0.9184 | 0.057569 |  | 10.1154 | 0.72649 | 0.12722 |  | 10.1154 | 0.72649 | 0.12722 |  | 10.1154 | 0.72649 | 0.12722
LV Sub HH Metered |  | 12.3814 | 0.60135 | 0 |  | 10.6253 | 0.98444 | 0.061708 |  | 10.6253 | 0.98444 | 0.061708 |  | 10.8428 | 0.77873 | 0.13636 |  | 10.8428 | 0.77873 | 0.13636 |  | 10.6253 | 0.98444 | 0.061708 |  | 10.8428 | 0.77873 | 0.13636 |  | 10.8428 | 0.77873 | 0.13636 |  | 10.8428 | 0.77873 | 0.13636
HV HH Metered |  | 10.4069 | 0.50545 | 0 |  | 8.9308 | 0.82744 | 0.051867 |  | 8.9308 | 0.82744 | 0.051867 |  | 9.1136 | 0.65454 | 0.11462 |  | 9.1136 | 0.65454 | 0.11462 |  | 8.9308 | 0.82744 | 0.051867 |  | 9.1136 | 0.65454 | 0.11462 |  | 9.1136 | 0.65454 | 0.11462 |  | 9.1136 | 0.65454 | 0.11462
LV Generation Non-Intermittent |  | -9.599 | -0.46621 | 0 |  | -8.2375 | -0.76321 | -0.047841 |  | -8.2375 | -0.76321 | -0.047841 |  | -8.4062 | -0.60373 | -0.10572 |  | -8.4062 | -0.60373 | -0.10572 |  | -8.2375 | -0.76321 | -0.047841 |  | -8.4062 | -0.60373 | -0.10572 |  | -8.4062 | -0.60373 | -0.10572 |  | -8.4062 | -0.60373 | -0.10572
LV Sub Generation Non-Intermittent |  | -9.599 | -0.46621 | 0 |  | -8.2375 | -0.76321 | -0.047841 |  | -8.2375 | -0.76321 | -0.047841 |  | -8.4062 | -0.60373 | -0.10572 |  | -8.4062 | -0.60373 | -0.10572 |  | -8.2375 | -0.76321 | -0.047841 |  | -8.4062 | -0.60373 | -0.10572 |  | -8.4062 | -0.60373 | -0.10572 |  | -8.4062 | -0.60373 | -0.10572
HV Generation Non-Intermittent |  | -9.599 | -0.46621 | 0 |  | -8.2375 | -0.76321 | -0.047841 |  | -8.2375 | -0.76321 | -0.047841 |  | -8.4062 | -0.60373 | -0.10572 |  | -8.4062 | -0.60373 | -0.10572 |  | -8.2375 | -0.76321 | -0.047841 |  | -8.4062 | -0.60373 | -0.10572 |  | -8.4062 | -0.60373 | -0.10572 |  | -8.4062 | -0.60373 | -0.10572
2415. Single rate non half hourly pseudo timeband load coefficients
Data sources:
x1 = 2414. Pseudo load coefficient by time band and network level
Copy cells = x1
| GSPs | Red | Amber | Green | 132kV | Red | Amber | Green | 132kV/EHV | Red | Amber | Green | EHV | Red | Amber | Green | EHV/HV | Red | Amber | Green | 132kV/HV | Red | Amber | Green | HV | Red | Amber | Green | HV/LV | Red | Amber | Green | LV circuits | Red | Amber | Green
Domestic Unrestricted |  | 11.6518 | 0.56591 | 0 |  | 9.9991 | 0.92642 | 0.058072 |  | 9.9991 | 0.92642 | 0.058072 |  | 10.2038 | 0.73283 | 0.12833 |  | 10.2038 | 0.73283 | 0.12833 |  | 9.9991 | 0.92642 | 0.058072 |  | 10.2038 | 0.73283 | 0.12833 |  | 10.2038 | 0.73283 | 0.12833 |  | 10.2038 | 0.73283 | 0.12833
Small Non Domestic Unrestricted |  | 11.3352 | 0.55053 | 0 |  | 9.7274 | 0.90125 | 0.056494 |  | 9.7274 | 0.90125 | 0.056494 |  | 9.9265 | 0.71292 | 0.12484 |  | 9.9265 | 0.71292 | 0.12484 |  | 9.7274 | 0.90125 | 0.056494 |  | 9.9265 | 0.71292 | 0.12484 |  | 9.9265 | 0.71292 | 0.12484 |  | 9.9265 | 0.71292 | 0.12484
2416. Single rate non half hourly units (MWh)
Data sources:
x1 = 2407. All units (MWh)
Copy cells = x1
Single rate non half hourly units (MWh)
Domestic Unrestricted | 7070432.3403
Small Non Domestic Unrestricted | 1628983.0184
2417. Single rate non half hourly timeband use
Data sources:
x1 = 2403. Split of rate 1 units between distribution time bands
Copy cells = x1
| Red | Amber | Green
Domestic Unrestricted | 15.16% | 41.91% | 42.93%
Small Non Domestic Unrestricted | 13.17% | 58.42% | 28.42%
2418. Single rate non half hourly tariff pseudo load coefficient
Data sources:
x1 = 2415. Single rate non half hourly pseudo timeband load coefficients
x2 = 2417. Single rate non half hourly timeband use
Sum-product calculation =SUMPRODUCT(x1, x2)
| GSPs | 132kV | 132kV/EHV | EHV | EHV/HV | 132kV/HV | HV | HV/LV | LV circuits
Domestic Unrestricted | 2.004 | 1.9294 | 1.9294 | 1.9095 | 1.9095 | 1.9294 | 1.9095 | 1.9095 | 1.9095
Small Non Domestic Unrestricted | 1.8141 | 1.8233 | 1.8233 | 1.7589 | 1.7589 | 1.8233 | 1.7589 | 1.7589 | 1.7589
2419. Multi rate non half hourly units (MWh)
Data sources:
x1 = 2407. All units (MWh)
Copy cells = x1
Multi rate non half hourly units (MWh)
Domestic Two Rate | 1658667.6739
Small Non Domestic Two Rate | 716799.54
2420. Multi rate non half hourly pseudo timeband load coefficients
Data sources:
x1 = 2414. Pseudo load coefficient by time band and network level
Copy cells = x1
| GSPs | Red | Amber | Green | 132kV | Red | Amber | Green | 132kV/EHV | Red | Amber | Green | EHV | Red | Amber | Green | EHV/HV | Red | Amber | Green | 132kV/HV | Red | Amber | Green | HV | Red | Amber | Green | HV/LV | Red | Amber | Green | LV circuits | Red | Amber | Green
Domestic Two Rate |  | 14.1521 | 0.68735 | 0 |  | 12.1448 | 1.1252 | 0.070533 |  | 12.1448 | 1.1252 | 0.070533 |  | 12.3934 | 0.89009 | 0.15586 |  | 12.3934 | 0.89009 | 0.15586 |  | 12.1448 | 1.1252 | 0.070533 |  | 12.3934 | 0.89009 | 0.15586 |  | 12.3934 | 0.89009 | 0.15586 |  | 12.3934 | 0.89009 | 0.15586
Small Non Domestic Two Rate |  | 13.2562 | 0.64384 | 0 |  | 11.376 | 1.054 | 0.066068 |  | 11.376 | 1.054 | 0.066068 |  | 11.6089 | 0.83375 | 0.146 |  | 11.6089 | 0.83375 | 0.146 |  | 11.376 | 1.054 | 0.066068 |  | 11.6089 | 0.83375 | 0.146 |  | 11.6089 | 0.83375 | 0.146 |  | 11.6089 | 0.83375 | 0.146
2421. Multi rate non half hourly timeband use
Data sources:
x1 = 2409. Use of distribution time bands by units in demand forecast for two-rate tariffs (in Calculation of implied load coefficients for two-rate users)
Copy cells = x1
| Red | Amber | Green
Domestic Two Rate | 8.355% | 23.49% | 68.16%
Small Non Domestic Two Rate | 9.276% | 37.98% | 52.74%
2422. Multi rate non half hourly tariff pseudo load coefficient
Data sources:
x1 = 2420. Multi rate non half hourly pseudo timeband load coefficients
x2 = 2421. Multi rate non half hourly timeband use
Sum-product calculation =SUMPRODUCT(x1, x2)
| GSPs | 132kV | 132kV/EHV | EHV | EHV/HV | 132kV/HV | HV | HV/LV | LV circuits
Domestic Two Rate | 1.3438 | 1.327 | 1.327 | 1.3507 | 1.3507 | 1.327 | 1.3507 | 1.3507 | 1.3507
Small Non Domestic Two Rate | 1.4742 | 1.4904 | 1.4904 | 1.4705 | 1.4705 | 1.4904 | 1.4705 | 1.4705 | 1.4705
2423. Off-peak non half hourly units (MWh)
Data sources:
x1 = 2407. All units (MWh)
Copy cells = x1
Off-peak non half hourly units (MWh)
Domestic Off Peak (related MPAN) | 36106.4632
Small Non Domestic Off Peak (related MPAN) | 6654.8554
2424. Off-peak non half hourly pseudo timeband load coefficients
Data sources:
x1 = 2414. Pseudo load coefficient by time band and network level
Copy cells = x1
| GSPs | Red | Amber | Green | 132kV | Red | Amber | Green | 132kV/EHV | Red | Amber | Green | EHV | Red | Amber | Green | EHV/HV | Red | Amber | Green | 132kV/HV | Red | Amber | Green | HV | Red | Amber | Green | HV/LV | Red | Amber | Green | LV circuits | Red | Amber | Green
Domestic Off Peak (related MPAN) |  | 9.599 | 0.46621 | 0 |  | 8.2375 | 0.76321 | 0.047841 |  | 8.2375 | 0.76321 | 0.047841 |  | 8.4062 | 0.60373 | 0.10572 |  | 8.4062 | 0.60373 | 0.10572 |  | 8.2375 | 0.76321 | 0.047841 |  | 8.4062 | 0.60373 | 0.10572 |  | 8.4062 | 0.60373 | 0.10572 |  | 8.4062 | 0.60373 | 0.10572
Small Non Domestic Off Peak (related MPAN) |  | 9.599 | 0.46621 | 0 |  | 8.2375 | 0.76321 | 0.047841 |  | 8.2375 | 0.76321 | 0.047841 |  | 8.4062 | 0.60373 | 0.10572 |  | 8.4062 | 0.60373 | 0.10572 |  | 8.2375 | 0.76321 | 0.047841 |  | 8.4062 | 0.60373 | 0.10572 |  | 8.4062 | 0.60373 | 0.10572 |  | 8.4062 | 0.60373 | 0.10572
2425. Off-peak non half hourly timeband use
Data sources:
x1 = 2403. Split of rate 1 units between distribution time bands
Copy cells = x1
| Red | Amber | Green
Domestic Off Peak (related MPAN) | 0.2821% | 20.91% | 78.81%
Small Non Domestic Off Peak (related MPAN) | 2.118% | 17.46% | 80.42%
2426. Off-peak non half hourly tariff pseudo load coefficient
Data sources:
x1 = 2424. Off-peak non half hourly pseudo timeband load coefficients
x2 = 2425. Off-peak non half hourly timeband use
Sum-product calculation =SUMPRODUCT(x1, x2)
| GSPs | 132kV | 132kV/EHV | EHV | EHV/HV | 132kV/HV | HV | HV/LV | LV circuits
Domestic Off Peak (related MPAN) | 0.12455 | 0.22051 | 0.22051 | 0.23325 | 0.23325 | 0.22051 | 0.23325 | 0.23325 | 0.23325
Small Non Domestic Off Peak (related MPAN) | 0.28473 | 0.34622 | 0.34622 | 0.36849 | 0.36849 | 0.34622 | 0.36849 | 0.36849 | 0.36849
2427. Aggregated half hourly units (MWh)
Data sources:
x1 = 2407. All units (MWh)
Copy cells = x1
Aggregated half hourly units (MWh)
LV Network Domestic | 0
LV Network Non-Domestic Non-CT | 621009.2427
2428. Aggregated half hourly pseudo timeband load coefficients
Data sources:
x1 = 2414. Pseudo load coefficient by time band and network level
Copy cells = x1
| GSPs | Red | Amber | Green | 132kV | Red | Amber | Green | 132kV/EHV | Red | Amber | Green | EHV | Red | Amber | Green | EHV/HV | Red | Amber | Green | 132kV/HV | Red | Amber | Green | HV | Red | Amber | Green | HV/LV | Red | Amber | Green | LV circuits | Red | Amber | Green
LV Network Domestic |  | 9.599 | 0.46621 | 0 |  | 8.2375 | 0.76321 | 0.047841 |  | 8.2375 | 0.76321 | 0.047841 |  | 8.4062 | 0.60373 | 0.10572 |  | 8.4062 | 0.60373 | 0.10572 |  | 8.2375 | 0.76321 | 0.047841 |  | 8.4062 | 0.60373 | 0.10572 |  | 8.4062 | 0.60373 | 0.10572 |  | 8.4062 | 0.60373 | 0.10572
LV Network Non-Domestic Non-CT |  | 12.9542 | 0.62917 | 0 |  | 11.1168 | 1.03 | 0.064563 |  | 11.1168 | 1.03 | 0.064563 |  | 11.3444 | 0.81475 | 0.14267 |  | 11.3444 | 0.81475 | 0.14267 |  | 11.1168 | 1.03 | 0.064563 |  | 11.3444 | 0.81475 | 0.14267 |  | 11.3444 | 0.81475 | 0.14267 |  | 11.3444 | 0.81475 | 0.14267
2429. Aggregated half hourly timeband use
Data sources:
x1 = 2410. Use of distribution time bands by units in demand forecast for three-rate tariffs (in Calculation of implied load coefficients for three-rate users)
Copy cells = x1
| Red | Amber | Green
LV Network Domestic | 0% | 0% | 0%
LV Network Non-Domestic Non-CT | 11.06% | 42.15% | 46.79%
2430. Aggregated half hourly tariff pseudo load coefficient
Data sources:
x1 = 2428. Aggregated half hourly pseudo timeband load coefficients
x2 = 2429. Aggregated half hourly timeband use
Sum-product calculation =SUMPRODUCT(x1, x2)
| GSPs | 132kV | 132kV/EHV | EHV | EHV/HV | 132kV/HV | HV | HV/LV | LV circuits
LV Network Domestic | 0 | 0 | 0 | 0 | 0 | 0 | 0 | 0 | 0
LV Network Non-Domestic Non-CT | 1.6978 | 1.6938 | 1.6938 | 1.6647 | 1.6647 | 1.6938 | 1.6647 | 1.6647 | 1.6647
2431. Average non half hourly tariff pseudo load coefficient
Data sources:
x1 = 2416. Single rate non half hourly units (MWh)
x2 = 2418. Single rate non half hourly tariff pseudo load coefficient
x3 = 2419. Multi rate non half hourly units (MWh)
x4 = 2422. Multi rate non half hourly tariff pseudo load coefficient
x5 = 2423. Off-peak non half hourly units (MWh)
x6 = 2426. Off-peak non half hourly tariff pseudo load coefficient
Calculation =(x1*x2+x3*x4+x5*x6)/(x1+x3+x5)
| GSPs | 132kV | 132kV/EHV | EHV | EHV/HV | 132kV/HV | HV | HV/LV | LV circuits
Domestic equalisation group | 1.8713 | 1.8084 | 1.8084 | 1.7968 | 1.7968 | 1.8084 | 1.7968 | 1.7968 | 1.7968
Non-domestic equalisation group | 1.7062 | 1.7177 | 1.7177 | 1.6671 | 1.6671 | 1.7177 | 1.6671 | 1.6671 | 1.6671
2432. Average non half hourly timeband use
Data sources:
x1 = 2416. Single rate non half hourly units (MWh)
x2 = 2417. Single rate non half hourly timeband use
x3 = 2419. Multi rate non half hourly units (MWh)
x4 = 2421. Multi rate non half hourly timeband use
x5 = 2423. Off-peak non half hourly units (MWh)
x6 = 2425. Off-peak non half hourly timeband use
Calculation =(x1*x2+x3*x4+x5*x6)/(x1+x3+x5)
| Red | Amber | Green
LV Network Domestic | 13.81% | 38.34% | 47.85%
LV Network Non-Domestic Non-CT | 11.95% | 52.07% | 35.98%
2433. Aggregated half hourly tariff pseudo load coefficient using average non half hourly unit mix
Data sources:
x1 = 2428. Aggregated half hourly pseudo timeband load coefficients
x2 = 2432. Average non half hourly timeband use
Sum-product calculation =SUMPRODUCT(x1, x2)
| GSPs | 132kV | 132kV/EHV | EHV | EHV/HV | 132kV/HV | HV | HV/LV | LV circuits
LV Network Domestic | 1.5047 | 1.4534 | 1.4534 | 1.4433 | 1.4433 | 1.4534 | 1.4433 | 1.4433 | 1.4433
LV Network Non-Domestic Non-CT | 1.8756 | 1.888 | 1.888 | 1.8312 | 1.8312 | 1.888 | 1.8312 | 1.8312 | 1.8312
2434. Relative correction factor for aggregated half hourly tariff
Data sources:
x1 = 2431. Average non half hourly tariff pseudo load coefficient
x2 = 2433. Aggregated half hourly tariff pseudo load coefficient using average non half hourly unit mix
Calculation =x1/x2
| GSPs | 132kV | 132kV/EHV | EHV | EHV/HV | 132kV/HV | HV | HV/LV | LV circuits
Domestic equalisation group | 1.2436 | 1.2442 | 1.2442 | 1.245 | 1.245 | 1.2442 | 1.245 | 1.245 | 1.245
Non-domestic equalisation group | 0.90965 | 0.90978 | 0.90978 | 0.91038 | 0.91038 | 0.90978 | 0.91038 | 0.91038 | 0.91038
2435. Correction factor for non half hourly tariffs
Data sources:
x1 = 2416. Single rate non half hourly units (MWh)
x2 = 2418. Single rate non half hourly tariff pseudo load coefficient
x3 = 2419. Multi rate non half hourly units (MWh)
x4 = 2422. Multi rate non half hourly tariff pseudo load coefficient
x5 = 2423. Off-peak non half hourly units (MWh)
x6 = 2426. Off-peak non half hourly tariff pseudo load coefficient
x7 = 2427. Aggregated half hourly units (MWh)
x8 = 2430. Aggregated half hourly tariff pseudo load coefficient
x9 = 2434. Relative correction factor for aggregated half hourly tariff
Calculation =(x1*x2+x3*x4+x5*x6+x7*x8)/(x1*x2+x3*x4+x5*x6+x7*x8*x9)
| GSPs | 132kV | 132kV/EHV | EHV | EHV/HV | 132kV/HV | HV | HV/LV | LV circuits
Domestic equalisation group | 1 | 1 | 1 | 1 | 1 | 1 | 1 | 1 | 1
Non-domestic equalisation group | 1.0192 | 1.019 | 1.019 | 1.0191 | 1.0191 | 1.019 | 1.0191 | 1.0191 | 1.0191
2436. Single rate non half hourly corrected pseudo timeband load coefficient
Data sources:
x1 = 2415. Single rate non half hourly pseudo timeband load coefficients
x2 = 2435. Correction factor for non half hourly tariffs
Calculation =x1*x2
| GSPs | Red | Amber | Green | 132kV | Red | Amber | Green | 132kV/EHV | Red | Amber | Green | EHV | Red | Amber | Green | EHV/HV | Red | Amber | Green | 132kV/HV | Red | Amber | Green | HV | Red | Amber | Green | HV/LV | Red | Amber | Green | LV circuits | Red | Amber | Green
Domestic Unrestricted |  | 11.6518 | 0.56591 | 0 |  | 9.9991 | 0.92642 | 0.058072 |  | 9.9991 | 0.92642 | 0.058072 |  | 10.2038 | 0.73283 | 0.12833 |  | 10.2038 | 0.73283 | 0.12833 |  | 9.9991 | 0.92642 | 0.058072 |  | 10.2038 | 0.73283 | 0.12833 |  | 10.2038 | 0.73283 | 0.12833 |  | 10.2038 | 0.73283 | 0.12833
Small Non Domestic Unrestricted |  | 11.5523 | 0.56108 | 0 |  | 9.9121 | 0.91836 | 0.057566 |  | 9.9121 | 0.91836 | 0.057566 |  | 10.1157 | 0.7265 | 0.12722 |  | 10.1157 | 0.7265 | 0.12722 |  | 9.9121 | 0.91836 | 0.057566 |  | 10.1157 | 0.7265 | 0.12722 |  | 10.1157 | 0.7265 | 0.12722 |  | 10.1157 | 0.7265 | 0.12722
2437. Multi rate non half hourly corrected pseudo timeband load coefficient
Data sources:
x1 = 2420. Multi rate non half hourly pseudo timeband load coefficients
x2 = 2435. Correction factor for non half hourly tariffs
Calculation =x1*x2
| GSPs | Red | Amber | Green | 132kV | Red | Amber | Green | 132kV/EHV | Red | Amber | Green | EHV | Red | Amber | Green | EHV/HV | Red | Amber | Green | 132kV/HV | Red | Amber | Green | HV | Red | Amber | Green | HV/LV | Red | Amber | Green | LV circuits | Red | Amber | Green
Domestic Two Rate |  | 14.1521 | 0.68735 | 0 |  | 12.1448 | 1.1252 | 0.070533 |  | 12.1448 | 1.1252 | 0.070533 |  | 12.3934 | 0.89009 | 0.15586 |  | 12.3934 | 0.89009 | 0.15586 |  | 12.1448 | 1.1252 | 0.070533 |  | 12.3934 | 0.89009 | 0.15586 |  | 12.3934 | 0.89009 | 0.15586 |  | 12.3934 | 0.89009 | 0.15586
Small Non Domestic Two Rate |  | 13.5102 | 0.65617 | 0 |  | 11.592 | 1.074 | 0.067323 |  | 11.592 | 1.074 | 0.067323 |  | 11.8301 | 0.84963 | 0.14878 |  | 11.8301 | 0.84963 | 0.14878 |  | 11.592 | 1.074 | 0.067323 |  | 11.8301 | 0.84963 | 0.14878 |  | 11.8301 | 0.84963 | 0.14878 |  | 11.8301 | 0.84963 | 0.14878
2438. Off-peak non half hourly corrected pseudo timeband load coefficient
Data sources:
x1 = 2424. Off-peak non half hourly pseudo timeband load coefficients
x2 = 2435. Correction factor for non half hourly tariffs
Calculation =x1*x2
| GSPs | Red | Amber | Green | 132kV | Red | Amber | Green | 132kV/EHV | Red | Amber | Green | EHV | Red | Amber | Green | EHV/HV | Red | Amber | Green | 132kV/HV | Red | Amber | Green | HV | Red | Amber | Green | HV/LV | Red | Amber | Green | LV circuits | Red | Amber | Green
Domestic Off Peak (related MPAN) |  | 9.599 | 0.46621 | 0 |  | 8.2375 | 0.76321 | 0.047841 |  | 8.2375 | 0.76321 | 0.047841 |  | 8.4062 | 0.60373 | 0.10572 |  | 8.4062 | 0.60373 | 0.10572 |  | 8.2375 | 0.76321 | 0.047841 |  | 8.4062 | 0.60373 | 0.10572 |  | 8.4062 | 0.60373 | 0.10572 |  | 8.4062 | 0.60373 | 0.10572
Small Non Domestic Off Peak (related MPAN) |  | 9.7829 | 0.47514 | 0 |  | 8.3939 | 0.7777 | 0.048749 |  | 8.3939 | 0.7777 | 0.048749 |  | 8.5663 | 0.61523 | 0.10773 |  | 8.5663 | 0.61523 | 0.10773 |  | 8.3939 | 0.7777 | 0.048749 |  | 8.5663 | 0.61523 | 0.10773 |  | 8.5663 | 0.61523 | 0.10773 |  | 8.5663 | 0.61523 | 0.10773
2439. Aggregated half hourly corrected pseudo timeband load coefficient
Data sources:
x1 = 2428. Aggregated half hourly pseudo timeband load coefficients
x2 = 2435. Correction factor for non half hourly tariffs
x3 = 2434. Relative correction factor for aggregated half hourly tariff
Calculation =x1*x2*x3
| GSPs | Red | Amber | Green | 132kV | Red | Amber | Green | 132kV/EHV | Red | Amber | Green | EHV | Red | Amber | Green | EHV/HV | Red | Amber | Green | 132kV/HV | Red | Amber | Green | HV | Red | Amber | Green | HV/LV | Red | Amber | Green | LV circuits | Red | Amber | Green
LV Network Domestic |  | 11.9377 | 0.5798 | 0 |  | 10.2495 | 0.94962 | 0.059526 |  | 10.2495 | 0.94962 | 0.059526 |  | 10.4656 | 0.75164 | 0.13162 |  | 10.4656 | 0.75164 | 0.13162 |  | 10.2495 | 0.94962 | 0.059526 |  | 10.4656 | 0.75164 | 0.13162 |  | 10.4656 | 0.75164 | 0.13162 |  | 10.4656 | 0.75164 | 0.13162
LV Network Non-Domestic Non-CT |  | 12.0095 | 0.58328 | 0 |  | 10.3059 | 0.95485 | 0.059854 |  | 10.3059 | 0.95485 | 0.059854 |  | 10.5244 | 0.75586 | 0.13236 |  | 10.5244 | 0.75586 | 0.13236 |  | 10.3059 | 0.95485 | 0.059854 |  | 10.5244 | 0.75586 | 0.13236 |  | 10.5244 | 0.75586 | 0.13236 |  | 10.5244 | 0.75586 | 0.13236
2440. Pseudo load coefficient by time band and network level (equalised)
Data sources:
x1 = 2436. Single rate non half hourly corrected pseudo timeband load coefficient
x2 = 2437. Multi rate non half hourly corrected pseudo timeband load coefficient
x3 = 2438. Off-peak non half hourly corrected pseudo timeband load coefficient
x4 = 2439. Aggregated half hourly corrected pseudo timeband load coefficient
x5 = 2414. Pseudo load coefficient by time band and network level
Combine tables = x1 or x2 or x3 or x4 or x5
| GSPs | Red | Amber | Green | 132kV | Red | Amber | Green | 132kV/EHV | Red | Amber | Green | EHV | Red | Amber | Green | EHV/HV | Red | Amber | Green | 132kV/HV | Red | Amber | Green | HV | Red | Amber | Green | HV/LV | Red | Amber | Green | LV circuits | Red | Amber | Green
Domestic Unrestricted |  | 11.6518 | 0.56591 | 0 |  | 9.9991 | 0.92642 | 0.058072 |  | 9.9991 | 0.92642 | 0.058072 |  | 10.2038 | 0.73283 | 0.12833 |  | 10.2038 | 0.73283 | 0.12833 |  | 9.9991 | 0.92642 | 0.058072 |  | 10.2038 | 0.73283 | 0.12833 |  | 10.2038 | 0.73283 | 0.12833 |  | 10.2038 | 0.73283 | 0.12833
Domestic Two Rate |  | 14.1521 | 0.68735 | 0 |  | 12.1448 | 1.1252 | 0.070533 |  | 12.1448 | 1.1252 | 0.070533 |  | 12.3934 | 0.89009 | 0.15586 |  | 12.3934 | 0.89009 | 0.15586 |  | 12.1448 | 1.1252 | 0.070533 |  | 12.3934 | 0.89009 | 0.15586 |  | 12.3934 | 0.89009 | 0.15586 |  | 12.3934 | 0.89009 | 0.15586
Domestic Off Peak (related MPAN) |  | 9.599 | 0.46621 | 0 |  | 8.2375 | 0.76321 | 0.047841 |  | 8.2375 | 0.76321 | 0.047841 |  | 8.4062 | 0.60373 | 0.10572 |  | 8.4062 | 0.60373 | 0.10572 |  | 8.2375 | 0.76321 | 0.047841 |  | 8.4062 | 0.60373 | 0.10572 |  | 8.4062 | 0.60373 | 0.10572 |  | 8.4062 | 0.60373 | 0.10572
Small Non Domestic Unrestricted |  | 11.5523 | 0.56108 | 0 |  | 9.9121 | 0.91836 | 0.057566 |  | 9.9121 | 0.91836 | 0.057566 |  | 10.1157 | 0.7265 | 0.12722 |  | 10.1157 | 0.7265 | 0.12722 |  | 9.9121 | 0.91836 | 0.057566 |  | 10.1157 | 0.7265 | 0.12722 |  | 10.1157 | 0.7265 | 0.12722 |  | 10.1157 | 0.7265 | 0.12722
Small Non Domestic Two Rate |  | 13.5102 | 0.65617 | 0 |  | 11.592 | 1.074 | 0.067323 |  | 11.592 | 1.074 | 0.067323 |  | 11.8301 | 0.84963 | 0.14878 |  | 11.8301 | 0.84963 | 0.14878 |  | 11.592 | 1.074 | 0.067323 |  | 11.8301 | 0.84963 | 0.14878 |  | 11.8301 | 0.84963 | 0.14878 |  | 11.8301 | 0.84963 | 0.14878
Small Non Domestic Off Peak (related MPAN) |  | 9.7829 | 0.47514 | 0 |  | 8.3939 | 0.7777 | 0.048749 |  | 8.3939 | 0.7777 | 0.048749 |  | 8.5663 | 0.61523 | 0.10773 |  | 8.5663 | 0.61523 | 0.10773 |  | 8.3939 | 0.7777 | 0.048749 |  | 8.5663 | 0.61523 | 0.10773 |  | 8.5663 | 0.61523 | 0.10773 |  | 8.5663 | 0.61523 | 0.10773
LV Medium Non-Domestic |  | 9.599 | 0.46621 | 0 |  | 8.2375 | 0.76321 | 0.047841 |  | 8.2375 | 0.76321 | 0.047841 |  | 8.4062 | 0.60373 | 0.10572 |  | 8.4062 | 0.60373 | 0.10572 |  | 8.2375 | 0.76321 | 0.047841 |  | 8.4062 | 0.60373 | 0.10572 |  | 8.4062 | 0.60373 | 0.10572 |  | 8.4062 | 0.60373 | 0.10572
LV Sub Medium Non-Domestic |  | 9.599 | 0.46621 | 0 |  | 8.2375 | 0.76321 | 0.047841 |  | 8.2375 | 0.76321 | 0.047841 |  | 8.4062 | 0.60373 | 0.10572 |  | 8.4062 | 0.60373 | 0.10572 |  | 8.2375 | 0.76321 | 0.047841 |  | 8.4062 | 0.60373 | 0.10572 |  | 8.4062 | 0.60373 | 0.10572 |  | 8.4062 | 0.60373 | 0.10572
HV Medium Non-Domestic |  | 9.599 | 0.46621 | 0 |  | 8.2375 | 0.76321 | 0.047841 |  | 8.2375 | 0.76321 | 0.047841 |  | 8.4062 | 0.60373 | 0.10572 |  | 8.4062 | 0.60373 | 0.10572 |  | 8.2375 | 0.76321 | 0.047841 |  | 8.4062 | 0.60373 | 0.10572 |  | 8.4062 | 0.60373 | 0.10572 |  | 8.4062 | 0.60373 | 0.10572
LV Network Domestic |  | 11.9377 | 0.5798 | 0 |  | 10.2495 | 0.94962 | 0.059526 |  | 10.2495 | 0.94962 | 0.059526 |  | 10.4656 | 0.75164 | 0.13162 |  | 10.4656 | 0.75164 | 0.13162 |  | 10.2495 | 0.94962 | 0.059526 |  | 10.4656 | 0.75164 | 0.13162 |  | 10.4656 | 0.75164 | 0.13162 |  | 10.4656 | 0.75164 | 0.13162
LV Network Non-Domestic Non-CT |  | 12.0095 | 0.58328 | 0 |  | 10.3059 | 0.95485 | 0.059854 |  | 10.3059 | 0.95485 | 0.059854 |  | 10.5244 | 0.75586 | 0.13236 |  | 10.5244 | 0.75586 | 0.13236 |  | 10.3059 | 0.95485 | 0.059854 |  | 10.5244 | 0.75586 | 0.13236 |  | 10.5244 | 0.75586 | 0.13236 |  | 10.5244 | 0.75586 | 0.13236
LV HH Metered |  | 11.5508 | 0.56101 | 0 |  | 9.9125 | 0.9184 | 0.057569 |  | 9.9125 | 0.9184 | 0.057569 |  | 10.1154 | 0.72649 | 0.12722 |  | 10.1154 | 0.72649 | 0.12722 |  | 9.9125 | 0.9184 | 0.057569 |  | 10.1154 | 0.72649 | 0.12722 |  | 10.1154 | 0.72649 | 0.12722 |  | 10.1154 | 0.72649 | 0.12722
LV Sub HH Metered |  | 12.3814 | 0.60135 | 0 |  | 10.6253 | 0.98444 | 0.061708 |  | 10.6253 | 0.98444 | 0.061708 |  | 10.8428 | 0.77873 | 0.13636 |  | 10.8428 | 0.77873 | 0.13636 |  | 10.6253 | 0.98444 | 0.061708 |  | 10.8428 | 0.77873 | 0.13636 |  | 10.8428 | 0.77873 | 0.13636 |  | 10.8428 | 0.77873 | 0.13636
HV HH Metered |  | 10.4069 | 0.50545 | 0 |  | 8.9308 | 0.82744 | 0.051867 |  | 8.9308 | 0.82744 | 0.051867 |  | 9.1136 | 0.65454 | 0.11462 |  | 9.1136 | 0.65454 | 0.11462 |  | 8.9308 | 0.82744 | 0.051867 |  | 9.1136 | 0.65454 | 0.11462 |  | 9.1136 | 0.65454 | 0.11462 |  | 9.1136 | 0.65454 | 0.11462
LV Generation Non-Intermittent |  | -9.599 | -0.46621 | 0 |  | -8.2375 | -0.76321 | -0.047841 |  | -8.2375 | -0.76321 | -0.047841 |  | -8.4062 | -0.60373 | -0.10572 |  | -8.4062 | -0.60373 | -0.10572 |  | -8.2375 | -0.76321 | -0.047841 |  | -8.4062 | -0.60373 | -0.10572 |  | -8.4062 | -0.60373 | -0.10572 |  | -8.4062 | -0.60373 | -0.10572
LV Sub Generation Non-Intermittent |  | -9.599 | -0.46621 | 0 |  | -8.2375 | -0.76321 | -0.047841 |  | -8.2375 | -0.76321 | -0.047841 |  | -8.4062 | -0.60373 | -0.10572 |  | -8.4062 | -0.60373 | -0.10572 |  | -8.2375 | -0.76321 | -0.047841 |  | -8.4062 | -0.60373 | -0.10572 |  | -8.4062 | -0.60373 | -0.10572 |  | -8.4062 | -0.60373 | -0.10572
HV Generation Non-Intermittent |  | -9.599 | -0.46621 | 0 |  | -8.2375 | -0.76321 | -0.047841 |  | -8.2375 | -0.76321 | -0.047841 |  | -8.4062 | -0.60373 | -0.10572 |  | -8.4062 | -0.60373 | -0.10572 |  | -8.2375 | -0.76321 | -0.047841 |  | -8.4062 | -0.60373 | -0.10572 |  | -8.4062 | -0.60373 | -0.10572 |  | -8.4062 | -0.60373 | -0.10572
2441. Unit rate 1 pseudo load coefficient by network level
Data sources:
x1 = 2440. Pseudo load coefficient by time band and network level (equalised)
x2 = 2403. Split of rate 1 units between distribution time bands
Sum-product calculation =SUMPRODUCT(x1, x2)
| GSPs | 132kV | 132kV/EHV | EHV | EHV/HV | 132kV/HV | HV | HV/LV | LV circuits
Domestic Unrestricted | 2.004 | 1.9294 | 1.9294 | 1.9095 | 1.9095 | 1.9294 | 1.9095 | 1.9095 | 1.9095
Domestic Two Rate | 2.3796 | 2.2955 | 2.2955 | 2.2717 | 2.2717 | 2.2955 | 2.2717 | 2.2717 | 2.2717
Domestic Off Peak (related MPAN) | 0.12455 | 0.22051 | 0.22051 | 0.23325 | 0.23325 | 0.22051 | 0.23325 | 0.23325 | 0.23325
Small Non Domestic Unrestricted | 1.8488 | 1.8579 | 1.8579 | 1.7924 | 1.7924 | 1.8579 | 1.7924 | 1.7924 | 1.7924
Small Non Domestic Two Rate | 2.1213 | 2.1166 | 2.1166 | 2.0545 | 2.0545 | 2.1166 | 2.0545 | 2.0545 | 2.0545
Small Non Domestic Off Peak (related MPAN) | 0.29018 | 0.3528 | 0.3528 | 0.37551 | 0.37551 | 0.3528 | 0.37551 | 0.37551 | 0.37551
LV Medium Non-Domestic | 1.5582 | 1.5444 | 1.5444 | 1.503 | 1.503 | 1.5444 | 1.503 | 1.503 | 1.503
LV Sub Medium Non-Domestic | 1.5242 | 1.5204 | 1.5204 | 1.4751 | 1.4751 | 1.5204 | 1.4751 | 1.4751 | 1.4751
HV Medium Non-Domestic | 1.5125 | 1.5142 | 1.5142 | 1.4661 | 1.4661 | 1.5142 | 1.4661 | 1.4661 | 1.4661
LV Network Domestic | 11.9377 | 10.2495 | 10.2495 | 10.4656 | 10.4656 | 10.2495 | 10.4656 | 10.4656 | 10.4656
LV Network Non-Domestic Non-CT | 12.0095 | 10.3059 | 10.3059 | 10.5244 | 10.5244 | 10.3059 | 10.5244 | 10.5244 | 10.5244
LV HH Metered | 11.5508 | 9.9125 | 9.9125 | 10.1154 | 10.1154 | 9.9125 | 10.1154 | 10.1154 | 10.1154
LV Sub HH Metered | 12.3814 | 10.6253 | 10.6253 | 10.8428 | 10.8428 | 10.6253 | 10.8428 | 10.8428 | 10.8428
HV HH Metered | 10.4069 | 8.9308 | 8.9308 | 9.1136 | 9.1136 | 8.9308 | 9.1136 | 9.1136 | 9.1136
LV Generation Non-Intermittent | -9.599 | -8.2375 | -8.2375 | -8.4062 | -8.4062 | -8.2375 | -8.4062 | -8.4062 | -8.4062
LV Sub Generation Non-Intermittent | -9.599 | -8.2375 | -8.2375 | -8.4062 | -8.4062 | -8.2375 | -8.4062 | -8.4062 | -8.4062
HV Generation Non-Intermittent | -9.599 | -8.2375 | -8.2375 | -8.4062 | -8.4062 | -8.2375 | -8.4062 | -8.4062 | -8.4062
2442. Unit rate 2 pseudo load coefficient by network level
Data sources:
x1 = 2440. Pseudo load coefficient by time band and network level (equalised)
x2 = 2405. Split of rate 2 units between distribution time bands
Sum-product calculation =SUMPRODUCT(x1, x2)
| GSPs | 132kV | 132kV/EHV | EHV | EHV/HV | 132kV/HV | HV | HV/LV | LV circuits
Domestic Two Rate | 0 | 0.070533 | 0.070533 | 0.15586 | 0.15586 | 0.070533 | 0.15586 | 0.15586 | 0.15586
Small Non Domestic Two Rate | 0 | 0.067323 | 0.067323 | 0.14878 | 0.14878 | 0.067323 | 0.14878 | 0.14878 | 0.14878
LV Medium Non-Domestic | 0 | 0.047841 | 0.047841 | 0.10572 | 0.10572 | 0.047841 | 0.10572 | 0.10572 | 0.10572
LV Sub Medium Non-Domestic | 0 | 0.047841 | 0.047841 | 0.10572 | 0.10572 | 0.047841 | 0.10572 | 0.10572 | 0.10572
HV Medium Non-Domestic | 0 | 0.047841 | 0.047841 | 0.10572 | 0.10572 | 0.047841 | 0.10572 | 0.10572 | 0.10572
LV Network Domestic | 0.5798 | 0.94962 | 0.94962 | 0.75164 | 0.75164 | 0.94962 | 0.75164 | 0.75164 | 0.75164
LV Network Non-Domestic Non-CT | 0.58328 | 0.95485 | 0.95485 | 0.75586 | 0.75586 | 0.95485 | 0.75586 | 0.75586 | 0.75586
LV HH Metered | 0.56101 | 0.9184 | 0.9184 | 0.72649 | 0.72649 | 0.9184 | 0.72649 | 0.72649 | 0.72649
LV Sub HH Metered | 0.60135 | 0.98444 | 0.98444 | 0.77873 | 0.77873 | 0.98444 | 0.77873 | 0.77873 | 0.77873
HV HH Metered | 0.50545 | 0.82744 | 0.82744 | 0.65454 | 0.65454 | 0.82744 | 0.65454 | 0.65454 | 0.65454
LV Generation Non-Intermittent | -0.46621 | -0.76321 | -0.76321 | -0.60373 | -0.60373 | -0.76321 | -0.60373 | -0.60373 | -0.60373
LV Sub Generation Non-Intermittent | -0.46621 | -0.76321 | -0.76321 | -0.60373 | -0.60373 | -0.76321 | -0.60373 | -0.60373 | -0.60373
HV Generation Non-Intermittent | -0.46621 | -0.76321 | -0.76321 | -0.60373 | -0.60373 | -0.76321 | -0.60373 | -0.60373 | -0.60373
2443. Unit rate 3 pseudo load coefficient by network level
Data sources:
x1 = 2440. Pseudo load coefficient by time band and network level (equalised)
x2 = 2406. Split of rate 3 units between distribution time bands (default)
Sum-product calculation =SUMPRODUCT(x1, x2)
| GSPs | 132kV | 132kV/EHV | EHV | EHV/HV | 132kV/HV | HV | HV/LV | LV circuits
LV Network Domestic | 0 | 0.059526 | 0.059526 | 0.13162 | 0.13162 | 0.059526 | 0.13162 | 0.13162 | 0.13162
LV Network Non-Domestic Non-CT | 0 | 0.059854 | 0.059854 | 0.13236 | 0.13236 | 0.059854 | 0.13236 | 0.13236 | 0.13236
LV HH Metered | 0 | 0.057569 | 0.057569 | 0.12722 | 0.12722 | 0.057569 | 0.12722 | 0.12722 | 0.12722
LV Sub HH Metered | 0 | 0.061708 | 0.061708 | 0.13636 | 0.13636 | 0.061708 | 0.13636 | 0.13636 | 0.13636
HV HH Metered | 0 | 0.051867 | 0.051867 | 0.11462 | 0.11462 | 0.051867 | 0.11462 | 0.11462 | 0.11462
LV Generation Non-Intermittent | 0 | -0.047841 | -0.047841 | -0.10572 | -0.10572 | -0.047841 | -0.10572 | -0.10572 | -0.10572
LV Sub Generation Non-Intermittent | 0 | -0.047841 | -0.047841 | -0.10572 | -0.10572 | -0.047841 | -0.10572 | -0.10572 | -0.10572
HV Generation Non-Intermittent | 0 | -0.047841 | -0.047841 | -0.10572 | -0.10572 | -0.047841 | -0.10572 | -0.10572 | -0.10572
2444. Adjust annual hours by special distribution time band to match days in year
Data sources:
x1 = 1066. Typical annual hours by special distribution time band
x2 = 1010. Days in the charging year (in Financial and general assumptions)
x3 = Total hours in the year according to special time band hours input data (in Adjust annual hours by special distribution time band to match days in year)
Kind: | Cell summation | Calculation
Formula: | =SUM(x1) | =x1*24*x2/x3
Annual hours by special distribution time band (reconciled to days in year)
| Hours aggregate | Black | Yellow | Green
Adjust annual hours by special distribution time band to match days in year | 8760 | 258 | 3252 | 5250
2445. Normalisation of split of rate 1 units by special time band
Data sources:
x1 = 1064. Average split of rate 1 units by special distribution time band
x2 = Total split (in Normalisation of split of rate 1 units by special time band)
x3 = 2444. Annual hours by special distribution time band (reconciled to days in year) (in Adjust annual hours by special distribution time band to match days in year)
x4 = 1010. Days in the charging year (in Financial and general assumptions)
Kind: | Cell summation | Calculation
Formula: | =SUM(x1) | =IF(x2,x1/x2,x3/x4/24)
Normalised split of rate 1 units by special distribution time band
| Total split | Black | Yellow | Green
NHH UMS category A | 100% | 2.934% | 37.24% | 59.83%
NHH UMS category B | 100% | 4.891% | 8.864% | 86.24%
NHH UMS category C | 100% | 8.937% | 15.12% | 75.95%
NHH UMS category D | 100% | 0.9866% | 63.53% | 35.49%
2446. Split of rate 1 units between special distribution time bands
Data sources:
x1 = 2445. Normalised split of rate 1 units by special distribution time band (in Normalisation of split of rate 1 units by special time band)
x2 = Split of rate 1 units between special distribution time bands (default)
Combine tables = x1 or x2
| Black | Yellow | Green
NHH UMS category A | 2.934% | 37.24% | 59.83%
NHH UMS category B | 4.891% | 8.864% | 86.24%
NHH UMS category C | 8.937% | 15.12% | 75.95%
NHH UMS category D | 0.9866% | 63.53% | 35.49%
LV UMS (Pseudo HH Metered) | 100% | 0% | 0%
2447. Split of rate 2 units between special distribution time bands (default)
| Black | Yellow | Green
LV UMS (Pseudo HH Metered) | 0% | 100% | 0%
2448. Split of rate 3 units between special distribution time bands (default)
| Black | Yellow | Green
LV UMS (Pseudo HH Metered) | 0% | 0% | 100%
2449. Calculation of implied special load coefficients for one-rate users
Data sources:
x1 = 2407. All units (MWh)
x2 = 2305. Rate 1 units (MWh) (in Equivalent volume for each end user)
x3 = 2446. Split of rate 1 units between special distribution time bands
x4 = 2444. Annual hours by special distribution time band (reconciled to days in year) (in Adjust annual hours by special distribution time band to match days in year)
x5 = Use of special distribution time bands by units in demand forecast for one-rate tariffs (in Calculation of implied special load coefficients for one-rate users)
x6 = 1010. Days in the charging year (in Financial and general assumptions)
Kind: | Calculation |  |  | Calculation
Formula: | =IF(x1>0,(x2*x3)/x1,0) |  |  | =IF(x4>0,x5*x6*24/x4,0)
Use of special distribution time bands by units in demand forecast for one-rate tariffs
| Black | Yellow | Green | Peak band special load coefficient for one-rate tariffs
NHH UMS category A | 2.934% | 37.24% | 59.83% | 0.99612
NHH UMS category B | 4.891% | 8.864% | 86.24% | 1.6608
NHH UMS category C | 8.937% | 15.12% | 75.95% | 3.0346
NHH UMS category D | 0.9866% | 63.53% | 35.49% | 0.33499
2450. Calculation of implied special load coefficients for three-rate users
Data sources:
x1 = 2407. All units (MWh)
x2 = 2305. Rate 1 units (MWh) (in Equivalent volume for each end user)
x3 = 2446. Split of rate 1 units between special distribution time bands
x4 = 2305. Rate 2 units (MWh) (in Equivalent volume for each end user)
x5 = 2447. Split of rate 2 units between special distribution time bands (default)
x6 = 2305. Rate 3 units (MWh) (in Equivalent volume for each end user)
x7 = 2448. Split of rate 3 units between special distribution time bands (default)
x8 = 2444. Annual hours by special distribution time band (reconciled to days in year) (in Adjust annual hours by special distribution time band to match days in year)
x9 = Use of special distribution time bands by units in demand forecast for three-rate tariffs (in Calculation of implied special load coefficients for three-rate users)
x10 = 1010. Days in the charging year (in Financial and general assumptions)
Kind: | Calculation |  |  | Calculation
Formula: | =IF(x1>0,(x2*x3+x4*x5+x6*x7)/x1,0) |  |  | =IF(x8>0,x9*x10*24/x8,0)
Use of special distribution time bands by units in demand forecast for three-rate tariffs
| Black | Yellow | Green | Peak band special load coefficient for three-rate tariffs
LV UMS (Pseudo HH Metered) | 5.095% | 12.07% | 82.84% | 1.7301
2451. Estimated contributions to peak demand
Data sources:
x1 = 2449. Peak band special load coefficient for one-rate tariffs (in Calculation of implied special load coefficients for one-rate users)
x2 = 2450. Peak band special load coefficient for three-rate tariffs (in Calculation of implied special load coefficients for three-rate users)
x3 = Peak band special load coefficient (in Estimated contributions to peak demand)
x4 = 2407. All units (MWh)
x5 = 1010. Days in the charging year (in Financial and general assumptions)
x6 = 2302. Load coefficient
Kind: | Combine tables | Calculation | Calculation
Formula: | = x1 or x2 | =x3*x4/24/x5*1000 | =x6*x4/24/x5*1000
| Peak band special load coefficient | Contribution to peak band kW | Contribution to system-peak-time kW
NHH UMS category A | 0.99612 | 6116.1098 | 6139.9079
NHH UMS category B | 1.6608 | 3136.6595 | 3993.7456
NHH UMS category C | 3.0346 | 271.7104 | 335.4172
NHH UMS category D | 0.33499 | 184.2173 | 0
LV UMS (Pseudo HH Metered) | 1.7301 | 49143.7655 | 56296.8738
2452. Load coefficient correction factor for the group
Data sources:
x1 = 2451. Contribution to peak band kW (in Estimated contributions to peak demand)
x2 = 2451. Contribution to system-peak-time kW (in Estimated contributions to peak demand)
Calculation =IF(SUM(x1),SUM(x2)/SUM(x1),0)
Load coefficient correction factor for the group
Load coefficient correction factor for the group | 1.1345
2453. Calculation of special peaking probabilities
Data sources:
x1 = 2412. Normalised peaking probabilities (in Normalisation of peaking probabilities)
x2 = Amber peaking probabilities (in Calculation of special peaking probabilities)
x3 = 1010. Days in the charging year (in Financial and general assumptions)
x4 = 2401. Annual hours by distribution time band (reconciled to days in year) (in Adjust annual hours by distribution time band to match days in year)
x5 = 1069. Black peaking probabilities (in Peaking probabilities by network level)
x6 = Red peaking probabilities (in Calculation of special peaking probabilities)
x7 = Amber peaking rates (in Calculation of special peaking probabilities)
x8 = 2444. Annual hours by special distribution time band (reconciled to days in year) (in Adjust annual hours by special distribution time band to match days in year)
x9 = Yellow peaking probabilities (in Calculation of special peaking probabilities)
x10 = Green peaking probabilities (in Calculation of special peaking probabilities)
Kind: | Copy cells | Copy cells | Copy cells | Calculation | Calculation | Calculation
Formula: | =x1 | =x1 | =x1 | =x2*24*x3/x4 | =IF(x5,MAX(0,x2+x6-x5),x7*x8/x3/24) | =1-x9-x10
| Red peaking probabilities | Amber peaking probabilities | Green peaking probabilities | Amber peaking rates | Yellow peaking probabilities | Black peaking probabilities
GSPs | 85.47% | 14.53% | 0% | 0.46621 | 15.19% | 84.81%
132kV | 73.35% | 23.79% | 2.867% | 0.76321 | 25.02% | 72.12%
132kV/EHV | 73.35% | 23.79% | 2.867% | 0.76321 | 25.02% | 72.12%
EHV | 74.85% | 18.81% | 6.336% | 0.60373 | 19.18% | 74.49%
EHV/HV | 74.85% | 18.81% | 6.336% | 0.60373 | 19.18% | 74.49%
132kV/HV | 73.35% | 23.79% | 2.867% | 0.76321 | 25.02% | 72.12%
HV | 74.85% | 18.81% | 6.336% | 0.60373 | 19.18% | 74.49%
HV/LV | 74.85% | 18.81% | 6.336% | 0.60373 | 19.18% | 74.49%
LV circuits | 74.85% | 18.81% | 6.336% | 0.60373 | 19.18% | 74.49%
2454. Special peaking probabilities by network level
Data sources:
x1 = 2453. Green peaking probabilities (in Calculation of special peaking probabilities)
x2 = 2453. Yellow peaking probabilities (in Calculation of special peaking probabilities)
x3 = 2453. Black peaking probabilities (in Calculation of special peaking probabilities)
Combine tables = x1 or x2 or x3
| Black | Yellow | Green
GSPs | 84.81% | 15.19% | 0%
132kV | 72.12% | 25.02% | 2.867%
132kV/EHV | 72.12% | 25.02% | 2.867%
EHV | 74.49% | 19.18% | 6.336%
EHV/HV | 74.49% | 19.18% | 6.336%
132kV/HV | 72.12% | 25.02% | 2.867%
HV | 74.49% | 19.18% | 6.336%
HV/LV | 74.49% | 19.18% | 6.336%
LV circuits | 74.49% | 19.18% | 6.336%
2455. Special peaking probabilities by network level (reshaped)
Data sources:
x1 = 2454. Special peaking probabilities by network level
Reshape table = x1
| GSPs | Black | Yellow | Green | 132kV | Black | Yellow | Green | 132kV/EHV | Black | Yellow | Green | EHV | Black | Yellow | Green | EHV/HV | Black | Yellow | Green | 132kV/HV | Black | Yellow | Green | HV | Black | Yellow | Green | HV/LV | Black | Yellow | Green | LV circuits | Black | Yellow | Green
Probability of peak within timeband |  | 84.81% | 15.19% | 0% |  | 72.12% | 25.02% | 2.867% |  | 72.12% | 25.02% | 2.867% |  | 74.49% | 19.18% | 6.336% |  | 74.49% | 19.18% | 6.336% |  | 72.12% | 25.02% | 2.867% |  | 74.49% | 19.18% | 6.336% |  | 74.49% | 19.18% | 6.336% |  | 74.49% | 19.18% | 6.336%
2456. Pseudo load coefficient by special time band and network level
Data sources:
x1 = 2444. Annual hours by special distribution time band (reconciled to days in year) (in Adjust annual hours by special distribution time band to match days in year)
x2 = 2452. Load coefficient correction factor for the group
x3 = 2455. Special peaking probabilities by network level (reshaped)
x4 = 1010. Days in the charging year (in Financial and general assumptions)
Calculation =IF(x1>0,x2*x3*24*x4/x1,0)
| GSPs | Black | Yellow | Green | 132kV | Black | Yellow | Green | 132kV/EHV | Black | Yellow | Green | EHV | Black | Yellow | Green | EHV/HV | Black | Yellow | Green | 132kV/HV | Black | Yellow | Green | HV | Black | Yellow | Green | HV/LV | Black | Yellow | Green | LV circuits | Black | Yellow | Green
Pseudo load coefficient by special time band and network level |  | 32.668 | 0.46419 | 0 |  | 27.778 | 0.76452 | 0.054274 |  | 27.778 | 0.76452 | 0.054274 |  | 28.6916 | 0.58604 | 0.11993 |  | 28.6916 | 0.58604 | 0.11993 |  | 27.778 | 0.76452 | 0.054274 |  | 28.6916 | 0.58604 | 0.11993 |  | 28.6916 | 0.58604 | 0.11993 |  | 28.6916 | 0.58604 | 0.11993
2457. Unit rate 1 pseudo load coefficient by network level (special)
Data sources:
x1 = 2456. Pseudo load coefficient by special time band and network level
x2 = 2446. Split of rate 1 units between special distribution time bands
Sum-product calculation =SUMPRODUCT(x1, x2)
| GSPs | 132kV | 132kV/EHV | EHV | EHV/HV | 132kV/HV | HV | HV/LV | LV circuits
NHH UMS category A | 1.1313 | 1.1321 | 1.1321 | 1.1317 | 1.1317 | 1.1321 | 1.1317 | 1.1317 | 1.1317
NHH UMS category B | 1.6391 | 1.4733 | 1.4733 | 1.5588 | 1.5588 | 1.4733 | 1.5588 | 1.5588 | 1.5588
NHH UMS category C | 2.9898 | 2.6394 | 2.6394 | 2.744 | 2.744 | 2.6394 | 2.744 | 2.744 | 2.744
NHH UMS category D | 0.6172 | 0.779 | 0.779 | 0.69793 | 0.69793 | 0.779 | 0.69793 | 0.69793 | 0.69793
LV UMS (Pseudo HH Metered) | 32.668 | 27.778 | 27.778 | 28.6916 | 28.6916 | 27.778 | 28.6916 | 28.6916 | 28.6916
2458. Unit rate 2 pseudo load coefficient by network level (special)
Data sources:
x1 = 2456. Pseudo load coefficient by special time band and network level
x2 = 2447. Split of rate 2 units between special distribution time bands (default)
Sum-product calculation =SUMPRODUCT(x1, x2)
| GSPs | 132kV | 132kV/EHV | EHV | EHV/HV | 132kV/HV | HV | HV/LV | LV circuits
LV UMS (Pseudo HH Metered) | 0.46419 | 0.76452 | 0.76452 | 0.58604 | 0.58604 | 0.76452 | 0.58604 | 0.58604 | 0.58604
2459. Unit rate 3 pseudo load coefficient by network level (special)
Data sources:
x1 = 2456. Pseudo load coefficient by special time band and network level
x2 = 2448. Split of rate 3 units between special distribution time bands (default)
Sum-product calculation =SUMPRODUCT(x1, x2)
| GSPs | 132kV | 132kV/EHV | EHV | EHV/HV | 132kV/HV | HV | HV/LV | LV circuits
LV UMS (Pseudo HH Metered) | 0 | 0.054274 | 0.054274 | 0.11993 | 0.11993 | 0.054274 | 0.11993 | 0.11993 | 0.11993
2460. Unit rate 1 pseudo load coefficient by network level (combined)
Data sources:
x1 = 2441. Unit rate 1 pseudo load coefficient by network level
x2 = 2457. Unit rate 1 pseudo load coefficient by network level (special)
Combine tables = x1 or x2
| GSPs | 132kV | 132kV/EHV | EHV | EHV/HV | 132kV/HV | HV | HV/LV | LV circuits
Domestic Unrestricted | 2.004 | 1.9294 | 1.9294 | 1.9095 | 1.9095 | 1.9294 | 1.9095 | 1.9095 | 1.9095
Domestic Two Rate | 2.3796 | 2.2955 | 2.2955 | 2.2717 | 2.2717 | 2.2955 | 2.2717 | 2.2717 | 2.2717
Domestic Off Peak (related MPAN) | 0.12455 | 0.22051 | 0.22051 | 0.23325 | 0.23325 | 0.22051 | 0.23325 | 0.23325 | 0.23325
Small Non Domestic Unrestricted | 1.8488 | 1.8579 | 1.8579 | 1.7924 | 1.7924 | 1.8579 | 1.7924 | 1.7924 | 1.7924
Small Non Domestic Two Rate | 2.1213 | 2.1166 | 2.1166 | 2.0545 | 2.0545 | 2.1166 | 2.0545 | 2.0545 | 2.0545
Small Non Domestic Off Peak (related MPAN) | 0.29018 | 0.3528 | 0.3528 | 0.37551 | 0.37551 | 0.3528 | 0.37551 | 0.37551 | 0.37551
LV Medium Non-Domestic | 1.5582 | 1.5444 | 1.5444 | 1.503 | 1.503 | 1.5444 | 1.503 | 1.503 | 1.503
LV Sub Medium Non-Domestic | 1.5242 | 1.5204 | 1.5204 | 1.4751 | 1.4751 | 1.5204 | 1.4751 | 1.4751 | 1.4751
HV Medium Non-Domestic | 1.5125 | 1.5142 | 1.5142 | 1.4661 | 1.4661 | 1.5142 | 1.4661 | 1.4661 | 1.4661
LV Network Domestic | 11.9377 | 10.2495 | 10.2495 | 10.4656 | 10.4656 | 10.2495 | 10.4656 | 10.4656 | 10.4656
LV Network Non-Domestic Non-CT | 12.0095 | 10.3059 | 10.3059 | 10.5244 | 10.5244 | 10.3059 | 10.5244 | 10.5244 | 10.5244
LV HH Metered | 11.5508 | 9.9125 | 9.9125 | 10.1154 | 10.1154 | 9.9125 | 10.1154 | 10.1154 | 10.1154
LV Sub HH Metered | 12.3814 | 10.6253 | 10.6253 | 10.8428 | 10.8428 | 10.6253 | 10.8428 | 10.8428 | 10.8428
HV HH Metered | 10.4069 | 8.9308 | 8.9308 | 9.1136 | 9.1136 | 8.9308 | 9.1136 | 9.1136 | 9.1136
NHH UMS category A | 1.1313 | 1.1321 | 1.1321 | 1.1317 | 1.1317 | 1.1321 | 1.1317 | 1.1317 | 1.1317
NHH UMS category B | 1.6391 | 1.4733 | 1.4733 | 1.5588 | 1.5588 | 1.4733 | 1.5588 | 1.5588 | 1.5588
NHH UMS category C | 2.9898 | 2.6394 | 2.6394 | 2.744 | 2.744 | 2.6394 | 2.744 | 2.744 | 2.744
NHH UMS category D | 0.6172 | 0.779 | 0.779 | 0.69793 | 0.69793 | 0.779 | 0.69793 | 0.69793 | 0.69793
LV UMS (Pseudo HH Metered) | 32.668 | 27.778 | 27.778 | 28.6916 | 28.6916 | 27.778 | 28.6916 | 28.6916 | 28.6916
LV Generation Non-Intermittent | -9.599 | -8.2375 | -8.2375 | -8.4062 | -8.4062 | -8.2375 | -8.4062 | -8.4062 | -8.4062
LV Sub Generation Non-Intermittent | -9.599 | -8.2375 | -8.2375 | -8.4062 | -8.4062 | -8.2375 | -8.4062 | -8.4062 | -8.4062
HV Generation Non-Intermittent | -9.599 | -8.2375 | -8.2375 | -8.4062 | -8.4062 | -8.2375 | -8.4062 | -8.4062 | -8.4062
2461. Unit rate 2 pseudo load coefficient by network level (combined)
Data sources:
x1 = 2442. Unit rate 2 pseudo load coefficient by network level
x2 = 2458. Unit rate 2 pseudo load coefficient by network level (special)
Combine tables = x1 or x2
| GSPs | 132kV | 132kV/EHV | EHV | EHV/HV | 132kV/HV | HV | HV/LV | LV circuits
Domestic Two Rate | 0 | 0.070533 | 0.070533 | 0.15586 | 0.15586 | 0.070533 | 0.15586 | 0.15586 | 0.15586
Small Non Domestic Two Rate | 0 | 0.067323 | 0.067323 | 0.14878 | 0.14878 | 0.067323 | 0.14878 | 0.14878 | 0.14878
LV Medium Non-Domestic | 0 | 0.047841 | 0.047841 | 0.10572 | 0.10572 | 0.047841 | 0.10572 | 0.10572 | 0.10572
LV Sub Medium Non-Domestic | 0 | 0.047841 | 0.047841 | 0.10572 | 0.10572 | 0.047841 | 0.10572 | 0.10572 | 0.10572
HV Medium Non-Domestic | 0 | 0.047841 | 0.047841 | 0.10572 | 0.10572 | 0.047841 | 0.10572 | 0.10572 | 0.10572
LV Network Domestic | 0.5798 | 0.94962 | 0.94962 | 0.75164 | 0.75164 | 0.94962 | 0.75164 | 0.75164 | 0.75164
LV Network Non-Domestic Non-CT | 0.58328 | 0.95485 | 0.95485 | 0.75586 | 0.75586 | 0.95485 | 0.75586 | 0.75586 | 0.75586
LV HH Metered | 0.56101 | 0.9184 | 0.9184 | 0.72649 | 0.72649 | 0.9184 | 0.72649 | 0.72649 | 0.72649
LV Sub HH Metered | 0.60135 | 0.98444 | 0.98444 | 0.77873 | 0.77873 | 0.98444 | 0.77873 | 0.77873 | 0.77873
HV HH Metered | 0.50545 | 0.82744 | 0.82744 | 0.65454 | 0.65454 | 0.82744 | 0.65454 | 0.65454 | 0.65454
LV UMS (Pseudo HH Metered) | 0.46419 | 0.76452 | 0.76452 | 0.58604 | 0.58604 | 0.76452 | 0.58604 | 0.58604 | 0.58604
LV Generation Non-Intermittent | -0.46621 | -0.76321 | -0.76321 | -0.60373 | -0.60373 | -0.76321 | -0.60373 | -0.60373 | -0.60373
LV Sub Generation Non-Intermittent | -0.46621 | -0.76321 | -0.76321 | -0.60373 | -0.60373 | -0.76321 | -0.60373 | -0.60373 | -0.60373
HV Generation Non-Intermittent | -0.46621 | -0.76321 | -0.76321 | -0.60373 | -0.60373 | -0.76321 | -0.60373 | -0.60373 | -0.60373
2462. Unit rate 3 pseudo load coefficient by network level (combined)
Data sources:
x1 = 2443. Unit rate 3 pseudo load coefficient by network level
x2 = 2459. Unit rate 3 pseudo load coefficient by network level (special)
Combine tables = x1 or x2
| GSPs | 132kV | 132kV/EHV | EHV | EHV/HV | 132kV/HV | HV | HV/LV | LV circuits
LV Network Domestic | 0 | 0.059526 | 0.059526 | 0.13162 | 0.13162 | 0.059526 | 0.13162 | 0.13162 | 0.13162
LV Network Non-Domestic Non-CT | 0 | 0.059854 | 0.059854 | 0.13236 | 0.13236 | 0.059854 | 0.13236 | 0.13236 | 0.13236
LV HH Metered | 0 | 0.057569 | 0.057569 | 0.12722 | 0.12722 | 0.057569 | 0.12722 | 0.12722 | 0.12722
LV Sub HH Metered | 0 | 0.061708 | 0.061708 | 0.13636 | 0.13636 | 0.061708 | 0.13636 | 0.13636 | 0.13636
HV HH Metered | 0 | 0.051867 | 0.051867 | 0.11462 | 0.11462 | 0.051867 | 0.11462 | 0.11462 | 0.11462
LV UMS (Pseudo HH Metered) | 0 | 0.054274 | 0.054274 | 0.11993 | 0.11993 | 0.054274 | 0.11993 | 0.11993 | 0.11993
LV Generation Non-Intermittent | 0 | -0.047841 | -0.047841 | -0.10572 | -0.10572 | -0.047841 | -0.10572 | -0.10572 | -0.10572
LV Sub Generation Non-Intermittent | 0 | -0.047841 | -0.047841 | -0.10572 | -0.10572 | -0.047841 | -0.10572 | -0.10572 | -0.10572
HV Generation Non-Intermittent | 0 | -0.047841 | -0.047841 | -0.10572 | -0.10572 | -0.047841 | -0.10572 | -0.10572 | -0.10572

## SMD
Forecast simultaneous maximum load for WPD West Midlands in April 17 (Final)
2501. Contributions of users on one-rate multi tariffs to system simultaneous maximum load by network level (kW)
Data sources:
x1 = 2305. Rate 1 units (MWh) (in Equivalent volume for each end user)
x2 = 2460. Unit rate 1 pseudo load coefficient by network level (combined)
x3 = 2012. Loss adjustment factors between end user meter reading and each network level, scaled by network use
x4 = 1010. Days in the charging year (in Financial and general assumptions)
Calculation =(x1*x2)*x3/(24*x4)*1000
| GSPs | 132kV | 132kV/EHV | EHV | EHV/HV | 132kV/HV | HV | HV/LV | LV circuits
Domestic Unrestricted | 1758210.9372 | 1689391.4722 | 516798.1711 | 506928.2481 | 503459.5309 | 1145996.5755 | 1593988.0638 | 1565683.6029 | 1541197.2908
Domestic Off Peak (related MPAN) | 558.0355 | 985.9783 | 301.6185 | 316.2278 | 314.064 | 668.8372 | 994.3485 | 976.6918 | 961.417
Small Non Domestic Unrestricted | 373708.8403 | 374802.364 | 114654.9982 | 109633.9694 | 108883.7858 | 254246.7111 | 344733.6762 | 338612.2371 | 333316.5536
Small Non Domestic Off Peak (related MPAN) | 239.6245 | 290.7505 | 88.9429 | 93.8311 | 93.189 | 197.2302 | 295.0429 | 289.8038 | 285.2715
NHH UMS category A | 7550.1445 | 7540.7047 | 2306.761 | 2285.5688 | 2269.9295 | 5115.2275 | 7186.7555 | 7059.1402 | 6948.7397
NHH UMS category B | 3364.9334 | 3018.6039 | 923.4147 | 968.3447 | 961.7186 | 2047.6662 | 3044.8684 | 2990.8007 | 2944.0264
NHH UMS category C | 290.9971 | 256.379 | 78.4284 | 80.8122 | 80.2592 | 173.9144 | 254.1064 | 249.5942 | 245.6907
NHH UMS category D | 368.9333 | 464.7235 | 142.1626 | 126.2399 | 125.3761 | 315.2446 | 396.9496 | 389.9009 | 383.8031
2502. Contributions of users on two-rate multi tariffs to system simultaneous maximum load by network level (kW)
Data sources:
x1 = 2305. Rate 1 units (MWh) (in Equivalent volume for each end user)
x2 = 2460. Unit rate 1 pseudo load coefficient by network level (combined)
x3 = 2305. Rate 2 units (MWh) (in Equivalent volume for each end user)
x4 = 2461. Unit rate 2 pseudo load coefficient by network level (combined)
x5 = 2012. Loss adjustment factors between end user meter reading and each network level, scaled by network use
x6 = 1010. Days in the charging year (in Financial and general assumptions)
Calculation =(x1*x2+x3*x4)*x5/(24*x6)*1000
| GSPs | 132kV | 132kV/EHV | EHV | EHV/HV | 132kV/HV | HV | HV/LV | LV circuits
Domestic Two Rate | 276583.0043 | 272583.259 | 83385.3681 | 84122.943 | 83547.3217 | 184906.5101 | 264516.66 | 259819.6352 | 255756.2187
Small Non Domestic Two Rate | 133632.7114 | 134810.1638 | 41239.492 | 40331.3643 | 40055.3922 | 91448.3047 | 126818.1712 | 124566.2598 | 122618.1214
LV Medium Non-Domestic | 0 | 0 | 0 | 0 | 0 | 0 | 0 | 0 | 0
LV Sub Medium Non-Domestic | 0 | 0 | 0 | 0 | 0 | 0 | 0 | 0 | 0
HV Medium Non-Domestic | 0 | 0 | 0 | 0 | 0 | 0 | 0 | 0 | 0
2503. Contributions of users on three-rate multi tariffs to system simultaneous maximum load by network level (kW)
Data sources:
x1 = 2305. Rate 1 units (MWh) (in Equivalent volume for each end user)
x2 = 2460. Unit rate 1 pseudo load coefficient by network level (combined)
x3 = 2305. Rate 2 units (MWh) (in Equivalent volume for each end user)
x4 = 2461. Unit rate 2 pseudo load coefficient by network level (combined)
x5 = 2305. Rate 3 units (MWh) (in Equivalent volume for each end user)
x6 = 2462. Unit rate 3 pseudo load coefficient by network level (combined)
x7 = 2012. Loss adjustment factors between end user meter reading and each network level, scaled by network use
x8 = 1010. Days in the charging year (in Financial and general assumptions)
Calculation =(x1*x2+x3*x4+x5*x6)*x7/(24*x8)*1000
| GSPs | 132kV | 132kV/EHV | EHV | EHV/HV | 132kV/HV | HV | HV/LV | LV circuits
LV Network Domestic | 0 | 0 | 0 | 0 | 0 | 0 | 0 | 0 | 0
LV Network Non-Domestic Non-CT | 121289.4817 | 120757.418 | 36940.6463 | 36012.0748 | 35765.6579 | 81915.6423 | 113236.5727 | 111225.8298 | 109486.3274
LV HH Metered | 521716.0497 | 520971.0715 | 159369.1583 | 155013.2455 | 153952.5488 | 353400.0696 | 487424.53 | 478769.328 | 471281.6752
LV Sub HH Metered | 13304.0089 | 13308.9783 | 4071.3214 | 3964.4816 | 3937.3542 | 9028.1286 | 12465.9386 | 12244.5808 | 0
HV HH Metered | 1125434.7355 | 1130880.8706 | 345945.3746 | 337828.6351 | 335517.0023 | 767131.613 | 1062270.2799 | 0 | 0
LV UMS (Pseudo HH Metered) | 53126.5232 | 47844.7202 | 14636.0771 | 15248.2756 | 15143.9374 | 32455.4057 | 47946.7644 | 47095.3732 | 46358.8311
LV Generation Non-Intermittent | -1201.2288 | -1226.2741 | -375.1269 | -365.5799 | -363.0784 | -831.8415 | -1149.5315 | -1129.1193 | 0
LV Sub Generation Non-Intermittent | -1820.7644 | -1735.8963 | -531.0244 | -529.4012 | -525.7787 | -1177.5431 | -1664.652 | 0 | 0
HV Generation Non-Intermittent | -86290.9173 | -84928.3954 | -25980.2657 | -25796.2452 | -25619.7313 | -57611.0699 | 0 | 0 | 0
2504. Estimated contributions of users on each tariff to system simultaneous maximum load by network level (kW)
Data sources:
x1 = 2407. All units (MWh)
x2 = 2302. Load coefficient
x3 = 2012. Loss adjustment factors between end user meter reading and each network level, scaled by network use
x4 = 1010. Days in the charging year (in Financial and general assumptions)
Calculation =x1*x2*x3/(24*x4)*1000
| GSPs | 132kV | 132kV/EHV | EHV | EHV/HV | 132kV/HV | HV | HV/LV | LV circuits
Domestic Unrestricted | 1813640.4885 | 1810020.4476 | 553699.5258 | 548794.7072 | 545039.5137 | 1227825.089 | 1725633.1956 | 1694991.1108 | 1668482.5102
Domestic Two Rate | 284722.8873 | 284154.5782 | 86925.1258 | 86155.1198 | 85565.5931 | 192755.8999 | 270906.6483 | 266096.1564 | 261934.5789
Domestic Off Peak (related MPAN) | 0 | 0 | 0 | 0 | 0 | 0 | 0 | 0 | 0
Small Non Domestic Unrestricted | 352957.1031 | 352252.5979 | 107756.847 | 106802.308 | 106071.5004 | 238950.1057 | 335829.7841 | 329866.4515 | 324707.5465
Small Non Domestic Two Rate | 127963.5411 | 127708.1248 | 39066.9223 | 38720.857 | 38455.9049 | 86630.6455 | 121754.0828 | 119592.0945 | 117721.7489
Small Non Domestic Off Peak (related MPAN) | 0 | 0 | 0 | 0 | 0 | 0 | 0 | 0 | 0
LV Medium Non-Domestic | 0 | 0 | 0 | 0 | 0 | 0 | 0 | 0 | 0
LV Sub Medium Non-Domestic | 0 | 0 | 0 | 0 | 0 | 0 | 0 | 0 | 0
HV Medium Non-Domestic | 0 | 0 | 0 | 0 | 0 | 0 | 0 | 0 | 0
LV Network Domestic | 0 | 0 | 0 | 0 | 0 | 0 | 0 | 0 | 0
LV Network Non-Domestic Non-CT | 129159.8063 | 128902.0023 | 39432.1388 | 39082.8384 | 38815.4094 | 87440.5108 | 122892.299 | 120710.0993 | 118822.2689
LV HH Metered | 512649.4968 | 511626.2443 | 156510.502 | 155124.0901 | 154062.6349 | 347061.0179 | 487773.0702 | 479111.6793 | 471618.6723
LV Sub HH Metered | 13059.4785 | 13033.4117 | 3987.0234 | 3951.7053 | 3924.6653 | 8841.1984 | 12425.7645 | 12205.1201 | 0
HV HH Metered | 1102050.5144 | 1099850.8128 | 336453.0353 | 333472.6442 | 331190.8177 | 746082.4124 | 1048573.2773 | 0 | 0
NHH UMS category A | 6674.0799 | 6660.7584 | 2037.5785 | 2019.5291 | 2005.7102 | 4518.3171 | 6350.2187 | 6237.4579 | 6139.9079
NHH UMS category B | 4341.2015 | 4332.5364 | 1325.3571 | 1313.6167 | 1304.6281 | 2938.9706 | 4130.5438 | 4057.1977 | 3993.7456
NHH UMS category C | 364.5985 | 363.8708 | 111.3109 | 110.3249 | 109.57 | 246.8313 | 346.9063 | 340.7463 | 335.4172
NHH UMS category D | 0 | 0 | 0 | 0 | 0 | 0 | 0 | 0 | 0
LV UMS (Pseudo HH Metered) | 61194.7018 | 61072.5567 | 18682.5766 | 18517.0813 | 18390.376 | 41428.4918 | 58225.2158 | 57191.3101 | 56296.8738
LV Generation NHH or Aggregate HH | -206.073 | -205.6617 | -62.9135 | -62.3562 | -61.9295 | -139.5103 | -196.0733 | -192.5916 | 0
LV Sub Generation NHH | 0 | 0 | 0 | 0 | 0 | 0 | 0 | 0 | 0
LV Generation Intermittent | -3110.1487 | -3103.9408 | -949.52 | -941.1089 | -934.6692 | -2105.5543 | -2959.2281 | -2906.681 | 0
LV Generation Non-Intermittent | -1187.1783 | -1184.8087 | -362.4423 | -359.2317 | -356.7736 | -803.7135 | -1129.5702 | -1109.5124 | 0
LV Sub Generation Intermittent | -148.2462 | -147.9503 | -45.2592 | -44.8583 | -44.5513 | -100.3619 | -141.0526 | 0 | 0
LV Sub Generation Non-Intermittent | -1307.7706 | -1305.1603 | -399.2588 | -395.7221 | -393.0143 | -885.3539 | -1244.3108 | 0 | 0
HV Generation Intermittent | -11463.0832 | -11440.2028 | -3499.6482 | -3468.6474 | -3444.9128 | -7760.4471 | 0 | 0 | 0
HV Generation Non-Intermittent | -78809.6076 | -78652.303 | -24060.3596 | -23847.2265 | -23684.049 | -53353.6906 | 0 | 0 | 0
2505. Contributions of users on each tariff to system simultaneous maximum load by network level (kW)
Data sources:
x1 = 2501. Contributions of users on one-rate multi tariffs to system simultaneous maximum load by network level (kW)
x2 = 2502. Contributions of users on two-rate multi tariffs to system simultaneous maximum load by network level (kW)
x3 = 2503. Contributions of users on three-rate multi tariffs to system simultaneous maximum load by network level (kW)
x4 = 2504. Estimated contributions of users on each tariff to system simultaneous maximum load by network level (kW)
Combine tables = x1 or x2 or x3 or x4
| GSPs | 132kV | 132kV/EHV | EHV | EHV/HV | 132kV/HV | HV | HV/LV | LV circuits
Domestic Unrestricted | 1758210.9372 | 1689391.4722 | 516798.1711 | 506928.2481 | 503459.5309 | 1145996.5755 | 1593988.0638 | 1565683.6029 | 1541197.2908
Domestic Two Rate | 276583.0043 | 272583.259 | 83385.3681 | 84122.943 | 83547.3217 | 184906.5101 | 264516.66 | 259819.6352 | 255756.2187
Domestic Off Peak (related MPAN) | 558.0355 | 985.9783 | 301.6185 | 316.2278 | 314.064 | 668.8372 | 994.3485 | 976.6918 | 961.417
Small Non Domestic Unrestricted | 373708.8403 | 374802.364 | 114654.9982 | 109633.9694 | 108883.7858 | 254246.7111 | 344733.6762 | 338612.2371 | 333316.5536
Small Non Domestic Two Rate | 133632.7114 | 134810.1638 | 41239.492 | 40331.3643 | 40055.3922 | 91448.3047 | 126818.1712 | 124566.2598 | 122618.1214
Small Non Domestic Off Peak (related MPAN) | 239.6245 | 290.7505 | 88.9429 | 93.8311 | 93.189 | 197.2302 | 295.0429 | 289.8038 | 285.2715
LV Medium Non-Domestic | 0 | 0 | 0 | 0 | 0 | 0 | 0 | 0 | 0
LV Sub Medium Non-Domestic | 0 | 0 | 0 | 0 | 0 | 0 | 0 | 0 | 0
HV Medium Non-Domestic | 0 | 0 | 0 | 0 | 0 | 0 | 0 | 0 | 0
LV Network Domestic | 0 | 0 | 0 | 0 | 0 | 0 | 0 | 0 | 0
LV Network Non-Domestic Non-CT | 121289.4817 | 120757.418 | 36940.6463 | 36012.0748 | 35765.6579 | 81915.6423 | 113236.5727 | 111225.8298 | 109486.3274
LV HH Metered | 521716.0497 | 520971.0715 | 159369.1583 | 155013.2455 | 153952.5488 | 353400.0696 | 487424.53 | 478769.328 | 471281.6752
LV Sub HH Metered | 13304.0089 | 13308.9783 | 4071.3214 | 3964.4816 | 3937.3542 | 9028.1286 | 12465.9386 | 12244.5808 | 0
HV HH Metered | 1125434.7355 | 1130880.8706 | 345945.3746 | 337828.6351 | 335517.0023 | 767131.613 | 1062270.2799 | 0 | 0
NHH UMS category A | 7550.1445 | 7540.7047 | 2306.761 | 2285.5688 | 2269.9295 | 5115.2275 | 7186.7555 | 7059.1402 | 6948.7397
NHH UMS category B | 3364.9334 | 3018.6039 | 923.4147 | 968.3447 | 961.7186 | 2047.6662 | 3044.8684 | 2990.8007 | 2944.0264
NHH UMS category C | 290.9971 | 256.379 | 78.4284 | 80.8122 | 80.2592 | 173.9144 | 254.1064 | 249.5942 | 245.6907
NHH UMS category D | 368.9333 | 464.7235 | 142.1626 | 126.2399 | 125.3761 | 315.2446 | 396.9496 | 389.9009 | 383.8031
LV UMS (Pseudo HH Metered) | 53126.5232 | 47844.7202 | 14636.0771 | 15248.2756 | 15143.9374 | 32455.4057 | 47946.7644 | 47095.3732 | 46358.8311
LV Generation NHH or Aggregate HH | -206.073 | -205.6617 | -62.9135 | -62.3562 | -61.9295 | -139.5103 | -196.0733 | -192.5916 | 0
LV Sub Generation NHH | 0 | 0 | 0 | 0 | 0 | 0 | 0 | 0 | 0
LV Generation Intermittent | -3110.1487 | -3103.9408 | -949.52 | -941.1089 | -934.6692 | -2105.5543 | -2959.2281 | -2906.681 | 0
LV Generation Non-Intermittent | -1201.2288 | -1226.2741 | -375.1269 | -365.5799 | -363.0784 | -831.8415 | -1149.5315 | -1129.1193 | 0
LV Sub Generation Intermittent | -148.2462 | -147.9503 | -45.2592 | -44.8583 | -44.5513 | -100.3619 | -141.0526 | 0 | 0
LV Sub Generation Non-Intermittent | -1820.7644 | -1735.8963 | -531.0244 | -529.4012 | -525.7787 | -1177.5431 | -1664.652 | 0 | 0
HV Generation Intermittent | -11463.0832 | -11440.2028 | -3499.6482 | -3468.6474 | -3444.9128 | -7760.4471 | 0 | 0 | 0
HV Generation Non-Intermittent | -86290.9173 | -84928.3954 | -25980.2657 | -25796.2452 | -25619.7313 | -57611.0699 | 0 | 0 | 0
2506. Forecast system simultaneous maximum load (kW) from forecast units
Data sources:
x1 = 2505. Contributions of users on each tariff to system simultaneous maximum load by network level (kW)
Cell summation =SUM(x1)
| GSPs | 132kV | 132kV/EHV | EHV | EHV/HV | 132kV/HV | HV | HV/LV | LV circuits
Forecast system simultaneous maximum load (kW) from forecast units | 4285138.499 | 4215119.1361 | 1289438.1773 | 1261746.065 | 1253112.4165 | 2859320.7525 | 4059462.1907 | 2945744.3867 | 2891783.9666

## AMD
Forecast aggregate maximum load for WPD West Midlands in April 17 (Final)
2601. Pre-processing of data for standing charge factors
Data sources:
x1 = Standing charges factors (in Pre-processing of data for standing charge factors)
x2 = 1018. Proportion of relevant load going through 132kV/HV direct transformation
x3 = Standing charges factors for 132kV/HV (in Pre-processing of data for standing charge factors)
Kind: | Fixed data | [7 empty] | Fixed data | Calculation
Formula: | [9 empty] | =x1+0.2*x2*x3
Standing charges factors
| GSPs | 132kV | 132kV/EHV | EHV | EHV/HV | HV | HV/LV | LV circuits | Standing charges factors for 132kV/HV | Adjusted standing charges factors for 132kV
Domestic Unrestricted | 0 | 0 | 0 | 0 | 0 | 0 | 0 | 1 | 0 | 0
Domestic Two Rate | 0 | 0 | 0 | 0 | 0 | 0 | 0 | 1 | 0 | 0
Domestic Off Peak (related MPAN) | 0 | 0 | 0 | 0 | 0 | 0 | 0 | 1 | 0 | 0
Small Non Domestic Unrestricted | 0 | 0 | 0 | 0 | 0 | 0 | 0 | 1 | 0 | 0
Small Non Domestic Two Rate | 0 | 0 | 0 | 0 | 0 | 0 | 0 | 1 | 0 | 0
Small Non Domestic Off Peak (related MPAN) | 0 | 0 | 0 | 0 | 0 | 0 | 0 | 1 | 0 | 0
LV Medium Non-Domestic | 0 | 0 | 0 | 0 | 0 | 0 | 0 | 1 | 0 | 0
LV Sub Medium Non-Domestic | 0 | 0 | 0 | 0 | 0 | 0 | 1 | 0 | 0 | 0
HV Medium Non-Domestic | 0 | 0 | 0 | 0.2 | 1 | 1 | 0 | 0 | 1 | 0.13851
LV Network Domestic | 0 | 0 | 0 | 0 | 0 | 0 | 0 | 1 | 0 | 0
LV Network Non-Domestic Non-CT | 0 | 0 | 0 | 0 | 0 | 0 | 0 | 1 | 0 | 0
LV HH Metered | 0 | 0 | 0 | 0 | 0 | 0.2 | 1 | 1 | 0 | 0
LV Sub HH Metered | 0 | 0 | 0 | 0 | 0 | 1 | 1 | 0 | 0 | 0
HV HH Metered | 0 | 0 | 0 | 0.2 | 1 | 1 | 0 | 0 | 1 | 0.13851
NHH UMS category A | 0 | 0 | 0 | 0 | 0 | 0 | 0 | 0 | 0 | 0
NHH UMS category B | 0 | 0 | 0 | 0 | 0 | 0 | 0 | 0 | 0 | 0
NHH UMS category C | 0 | 0 | 0 | 0 | 0 | 0 | 0 | 0 | 0 | 0
NHH UMS category D | 0 | 0 | 0 | 0 | 0 | 0 | 0 | 0 | 0 | 0
LV UMS (Pseudo HH Metered) | 0 | 0 | 0 | 0 | 0 | 0 | 0 | 0 | 0 | 0
2602. Standing charges factors adapted to use 132kV/HV
Data sources:
x1 = 2601. Standing charges factors for 132kV/HV (in Pre-processing of data for standing charge factors)
x2 = 2601. Adjusted standing charges factors for 132kV (in Pre-processing of data for standing charge factors)
x3 = 2601. Standing charges factors (in Pre-processing of data for standing charge factors)
Combine tables = x1 or x2 or x3
| GSPs | 132kV | 132kV/EHV | EHV | EHV/HV | 132kV/HV | HV | HV/LV | LV circuits
Domestic Unrestricted | 0 | 0 | 0 | 0 | 0 | 0 | 0 | 0 | 1
Domestic Two Rate | 0 | 0 | 0 | 0 | 0 | 0 | 0 | 0 | 1
Domestic Off Peak (related MPAN) | 0 | 0 | 0 | 0 | 0 | 0 | 0 | 0 | 1
Small Non Domestic Unrestricted | 0 | 0 | 0 | 0 | 0 | 0 | 0 | 0 | 1
Small Non Domestic Two Rate | 0 | 0 | 0 | 0 | 0 | 0 | 0 | 0 | 1
Small Non Domestic Off Peak (related MPAN) | 0 | 0 | 0 | 0 | 0 | 0 | 0 | 0 | 1
LV Medium Non-Domestic | 0 | 0 | 0 | 0 | 0 | 0 | 0 | 0 | 1
LV Sub Medium Non-Domestic | 0 | 0 | 0 | 0 | 0 | 0 | 0 | 1 | 0
HV Medium Non-Domestic | 0 | 0.13851 | 0 | 0.2 | 1 | 1 | 1 | 0 | 0
LV Network Domestic | 0 | 0 | 0 | 0 | 0 | 0 | 0 | 0 | 1
LV Network Non-Domestic Non-CT | 0 | 0 | 0 | 0 | 0 | 0 | 0 | 0 | 1
LV HH Metered | 0 | 0 | 0 | 0 | 0 | 0 | 0.2 | 1 | 1
LV Sub HH Metered | 0 | 0 | 0 | 0 | 0 | 0 | 1 | 1 | 0
HV HH Metered | 0 | 0.13851 | 0 | 0.2 | 1 | 1 | 1 | 0 | 0
NHH UMS category A | 0 | 0 | 0 | 0 | 0 | 0 | 0 | 0 | 0
NHH UMS category B | 0 | 0 | 0 | 0 | 0 | 0 | 0 | 0 | 0
NHH UMS category C | 0 | 0 | 0 | 0 | 0 | 0 | 0 | 0 | 0
NHH UMS category D | 0 | 0 | 0 | 0 | 0 | 0 | 0 | 0 | 0
LV UMS (Pseudo HH Metered) | 0 | 0 | 0 | 0 | 0 | 0 | 0 | 0 | 0
2603. Capacity-based contributions to chargeable aggregate maximum load by network level (kW)
Data sources:
x1 = 2305. Import capacity (kVA) (in Equivalent volume for each end user)
x2 = 1010. Power factor for all flows in the network model (in Financial and general assumptions)
x3 = 2602. Standing charges factors adapted to use 132kV/HV
x4 = 2012. Loss adjustment factors between end user meter reading and each network level, scaled by network use
Calculation =x1*x2*x3*x4
| GSPs | 132kV | 132kV/EHV | EHV | EHV/HV | 132kV/HV | HV | HV/LV | LV circuits
LV HH Metered | 0 | 0 | 0 | 0 | 0 | 0 | 303786.3072 | 1491959.8546 | 1468626.5358
LV Sub HH Metered | 0 | 0 | 0 | 0 | 0 | 0 | 51369.4185 | 50457.2512 | 0
HV HH Metered | 0 | 410180.2069 | 0 | 179572.6528 | 891719.5271 | 2008800.4269 | 2823246.3491 | 0 | 0
2604. Unit-based contributions to chargeable aggregate maximum load (kW)
Data sources:
x1 = 2407. All units (MWh)
x2 = 1041. Load factor for each type of demand user (in Load profile data for demand users)
x3 = 2602. Standing charges factors adapted to use 132kV/HV
x4 = 2012. Loss adjustment factors between end user meter reading and each network level, scaled by network use
x5 = 1010. Days in the charging year (in Financial and general assumptions)
Calculation =x1/x2*x3*x4/(24*x5)*1000
| GSPs | 132kV | 132kV/EHV | EHV | EHV/HV | 132kV/HV | HV | HV/LV | LV circuits
Domestic Unrestricted | 0 | 0 | 0 | 0 | 0 | 0 | 0 | 0 | 1859265.0483
Domestic Two Rate | 0 | 0 | 0 | 0 | 0 | 0 | 0 | 0 | 629688.019
Small Non Domestic Unrestricted | 0 | 0 | 0 | 0 | 0 | 0 | 0 | 0 | 467257.502
Small Non Domestic Two Rate | 0 | 0 | 0 | 0 | 0 | 0 | 0 | 0 | 157284.3513
LV Medium Non-Domestic | 0 | 0 | 0 | 0 | 0 | 0 | 0 | 0 | 0
LV Sub Medium Non-Domestic | 0 | 0 | 0 | 0 | 0 | 0 | 0 | 0 | 0
HV Medium Non-Domestic | 0 | 0 | 0 | 0 | 0 | 0 | 0 | 0 | 0
LV Network Domestic | 0 | 0 | 0 | 0 | 0 | 0 | 0 | 0 | 0
LV Network Non-Domestic Non-CT | 0 | 0 | 0 | 0 | 0 | 0 | 0 | 0 | 168441.2674
2605. Contributions to aggregate maximum load by network level (kW)
Data sources:
x1 = 2603. Capacity-based contributions to chargeable aggregate maximum load by network level (kW)
x2 = 2604. Unit-based contributions to chargeable aggregate maximum load (kW)
Combine tables = x1 or x2
| GSPs | 132kV | 132kV/EHV | EHV | EHV/HV | 132kV/HV | HV | HV/LV | LV circuits
Domestic Unrestricted | 0 | 0 | 0 | 0 | 0 | 0 | 0 | 0 | 1859265.0483
Domestic Two Rate | 0 | 0 | 0 | 0 | 0 | 0 | 0 | 0 | 629688.019
Small Non Domestic Unrestricted | 0 | 0 | 0 | 0 | 0 | 0 | 0 | 0 | 467257.502
Small Non Domestic Two Rate | 0 | 0 | 0 | 0 | 0 | 0 | 0 | 0 | 157284.3513
LV Medium Non-Domestic | 0 | 0 | 0 | 0 | 0 | 0 | 0 | 0 | 0
LV Sub Medium Non-Domestic | 0 | 0 | 0 | 0 | 0 | 0 | 0 | 0 | 0
HV Medium Non-Domestic | 0 | 0 | 0 | 0 | 0 | 0 | 0 | 0 | 0
LV Network Domestic | 0 | 0 | 0 | 0 | 0 | 0 | 0 | 0 | 0
LV Network Non-Domestic Non-CT | 0 | 0 | 0 | 0 | 0 | 0 | 0 | 0 | 168441.2674
LV HH Metered | 0 | 0 | 0 | 0 | 0 | 0 | 303786.3072 | 1491959.8546 | 1468626.5358
LV Sub HH Metered | 0 | 0 | 0 | 0 | 0 | 0 | 51369.4185 | 50457.2512 | 0
HV HH Metered | 0 | 410180.2069 | 0 | 179572.6528 | 891719.5271 | 2008800.4269 | 2823246.3491 | 0 | 0
2606. Forecast chargeable aggregate maximum load (kW)
Data sources:
x1 = 2605. Contributions to aggregate maximum load by network level (kW)
Cell summation =SUM(x1)
| GSPs | 132kV | 132kV/EHV | EHV | EHV/HV | 132kV/HV | HV | HV/LV | LV circuits
Forecast chargeable aggregate maximum load (kW) | 0 | 410180.2069 | 0 | 179572.6528 | 891719.5271 | 2008800.4269 | 3178402.0748 | 1542417.1059 | 4750562.7239
2607. Forecast simultaneous load subject to standing charge factors (kW)
Data sources:
x1 = 2505. Contributions of users on each tariff to system simultaneous maximum load by network level (kW)
x2 = 2602. Standing charges factors adapted to use 132kV/HV
Calculation =x1*x2
| GSPs | 132kV | 132kV/EHV | EHV | EHV/HV | 132kV/HV | HV | HV/LV | LV circuits
Domestic Unrestricted | 0 | 0 | 0 | 0 | 0 | 0 | 0 | 0 | 1541197.2908
Domestic Two Rate | 0 | 0 | 0 | 0 | 0 | 0 | 0 | 0 | 255756.2187
Domestic Off Peak (related MPAN) | 0 | 0 | 0 | 0 | 0 | 0 | 0 | 0 | 961.417
Small Non Domestic Unrestricted | 0 | 0 | 0 | 0 | 0 | 0 | 0 | 0 | 333316.5536
Small Non Domestic Two Rate | 0 | 0 | 0 | 0 | 0 | 0 | 0 | 0 | 122618.1214
Small Non Domestic Off Peak (related MPAN) | 0 | 0 | 0 | 0 | 0 | 0 | 0 | 0 | 285.2715
LV Medium Non-Domestic | 0 | 0 | 0 | 0 | 0 | 0 | 0 | 0 | 0
LV Sub Medium Non-Domestic | 0 | 0 | 0 | 0 | 0 | 0 | 0 | 0 | 0
HV Medium Non-Domestic | 0 | 0 | 0 | 0 | 0 | 0 | 0 | 0 | 0
LV Network Domestic | 0 | 0 | 0 | 0 | 0 | 0 | 0 | 0 | 0
LV Network Non-Domestic Non-CT | 0 | 0 | 0 | 0 | 0 | 0 | 0 | 0 | 109486.3274
LV HH Metered | 0 | 0 | 0 | 0 | 0 | 0 | 97484.906 | 478769.328 | 471281.6752
LV Sub HH Metered | 0 | 0 | 0 | 0 | 0 | 0 | 12465.9386 | 12244.5808 | 0
HV HH Metered | 0 | 156641.8443 | 0 | 67565.727 | 335517.0023 | 767131.613 | 1062270.2799 | 0 | 0
NHH UMS category A | 0 | 0 | 0 | 0 | 0 | 0 | 0 | 0 | 0
NHH UMS category B | 0 | 0 | 0 | 0 | 0 | 0 | 0 | 0 | 0
NHH UMS category C | 0 | 0 | 0 | 0 | 0 | 0 | 0 | 0 | 0
NHH UMS category D | 0 | 0 | 0 | 0 | 0 | 0 | 0 | 0 | 0
LV UMS (Pseudo HH Metered) | 0 | 0 | 0 | 0 | 0 | 0 | 0 | 0 | 0
2608. Forecast simultaneous load replaced by standing charge (kW)
Data sources:
x1 = 2607. Forecast simultaneous load subject to standing charge factors (kW)
Cell summation =SUM(x1)
| GSPs | 132kV | 132kV/EHV | EHV | EHV/HV | 132kV/HV | HV | HV/LV | LV circuits
Forecast simultaneous load replaced by standing charge (kW) | 0 | 156641.8443 | 0 | 67565.727 | 335517.0023 | 767131.613 | 1172221.1245 | 491013.9088 | 2834902.8755
2609. Calculated LV diversity allowance
Data sources:
x1 = 2606. Forecast chargeable aggregate maximum load (kW)
x2 = 2608. Forecast simultaneous load replaced by standing charge (kW)
Calculation =x1/x2-1
LV circuits
Calculated LV diversity allowance | 67.57%
2610. Network level mapping for diversity allowances
| GSPs | 132kV | 132kV/EHV | EHV | EHV/HV | 132kV/HV | HV | HV/LV | LV circuits
GSPs | 100% | 0% | 0% | 0% | 0% | 0% | 0% | 0% | 0%
132kV | 0% | 100% | 0% | 0% | 0% | 0% | 0% | 0% | 0%
132kV/EHV | 0% | 0% | 100% | 0% | 0% | 100% | 0% | 0% | 0%
EHV | 0% | 0% | 0% | 100% | 0% | 0% | 0% | 0% | 0%
EHV/HV | 0% | 0% | 0% | 0% | 100% | 0% | 0% | 0% | 0%
HV | 0% | 0% | 0% | 0% | 0% | 0% | 100% | 0% | 0%
HV/LV | 0% | 0% | 0% | 0% | 0% | 0% | 0% | 100% | 0%
LV circuits | 0% | 0% | 0% | 0% | 0% | 0% | 0% | 0% | 100%
2611. Diversity allowances including 132kV/HV
Data sources:
x1 = 2104. Diversity allowance between level exit and GSP Group (in Diversity calculations)
x2 = 2610. Network level mapping for diversity allowances
Sum-product calculation =SUMPRODUCT(x1, x2)
Diversity allowances including 132kV/HV
GSPs | 5.649%
132kV | 8.35%
132kV/EHV | 8.35%
EHV | 11.24%
EHV/HV | 11.24%
132kV/HV | 8.35%
HV | 49.06%
HV/LV | 49.06%
LV circuits | 0%
2612. Diversity allowances (including calculated LV value)
Data sources:
x1 = 2609. Calculated LV diversity allowance
x2 = 2611. Diversity allowances including 132kV/HV
Combine tables = x1 or x2
| GSPs | 132kV | 132kV/EHV | EHV | EHV/HV | 132kV/HV | HV | HV/LV | LV circuits
Diversity allowances (including calculated LV value) | 5.649% | 8.35% | 8.35% | 11.24% | 11.24% | 8.35% | 49.06% | 49.06% | 67.57%
2613. Forecast simultaneous maximum load (kW) adjusted for standing charges
Data sources:
x1 = 2506. Forecast system simultaneous maximum load (kW) from forecast units
x2 = 2608. Forecast simultaneous load replaced by standing charge (kW)
x3 = 2606. Forecast chargeable aggregate maximum load (kW)
x4 = 2612. Diversity allowances (including calculated LV value)
Calculation =x1-x2+x3/(1+x4)
| GSPs | 132kV | 132kV/EHV | EHV | EHV/HV | 132kV/HV | HV | HV/LV | LV circuits
Forecast simultaneous maximum load (kW) adjusted for standing charges | 4285138.499 | 4437045.719 | 1289438.1773 | 1355614.4329 | 1719242.728 | 3946175.279 | 5019594.0676 | 3489520.1828 | 2891783.9666

## Otex
Other expenditure for WPD West Midlands in April 17 (Final)
2701. Operating expenditure coded by network level (£/year)
Data sources:
x1 = 1055. Transmission exit charges (£/year)
x2 = Zero for levels other than transmission exit
Combine tables = x1 or x2
| Transmission exit | Operating 132kV | Operating 132kV/EHV | Operating EHV | Operating EHV/HV | Operating 132kV/HV | Operating HV | Operating HV/LV | Operating LV circuits | Operating LV customer | Operating HV customer
Operating expenditure coded by network level (£/year) | 11976273.1239 | 0 | 0 | 0 | 0 | 0 | 0 | 0 | 0 | 0 | 0
2702. Network model assets (£) scaled by load forecast
Data sources:
x1 = 2108. GSP simultaneous maximum load assumed through each network level (MW)
x2 = 2613. Forecast simultaneous maximum load (kW) adjusted for standing charges
x3 = 1020. Gross asset cost by network level (£)
Calculation =IF(x1,x2*x3/x1/1000,0)
| Assets 132kV | Assets 132kV/EHV | Assets EHV | Assets EHV/HV | Assets 132kV/HV | Assets HV | Assets HV/LV | Assets LV circuits
Network model assets (£) scaled by load forecast | 462330287.9537 | 100540349.1136 | 109889711.4041 | 265176934.2954 | 288035064.5585 | 1692812996.6801 | 540586190.7619 | 1036992935.0451
2703. Annual consumption by tariff for unmetered users (MWh)
Data sources:
x1 = 2407. All units (MWh)
Copy cells = x1
Annual consumption by tariff for unmetered users (MWh)
NHH UMS category A | 53785.5933
NHH UMS category B | 16544.6613
NHH UMS category C | 784.361
NHH UMS category D | 4817.2533
LV UMS (Pseudo HH Metered) | 248832.4756
2704. Total unmetered units
Data sources:
x1 = 2703. Annual consumption by tariff for unmetered users (MWh)
Cell summation =SUM(x1)
Total unmetered units
Total unmetered units | 324764.3444
2705. Service model asset data
Data sources:
x1 = 2205. Service model assets by tariff (£)
x2 = 2305. MPANs (in Equivalent volume for each end user)
x3 = 2202. LV unmetered service model assets £/(MWh/year)
x4 = 2704. Total unmetered units
x5 = Service model assets (£) scaled by annual MWh (in Service model asset data)
x6 = Service model assets (£) scaled by user count (in Service model asset data)
x7 = Service model assets (£) scaled by annual MWh (in Service model asset data)
Kind: | Sum-product calculation |  | Calculation | Copy cells |  | Calculation
Formula: | =SUMPRODUCT(x1, x2) |  | =x3*x4 | = x5 |  | =x6+x7
| Service model assets (£) scaled by user count |  |  | Service model assets (£) scaled by annual MWh |  | Service model assets (£)
| Assets LV customer | Assets HV customer | Service model assets (£) scaled by annual MWh | Assets LV customer | Assets HV customer | Assets LV customer | Assets HV customer
Service model asset data | 730182519.6875 | 38332519.9669 | 77566364.8047 | 77566364.8047 |  | 807748884.4922 | 38332519.9669
2706. Data for allocation of operating expenditure
Data sources:
x1 = 2702. Network model assets (£) scaled by load forecast
x2 = 2705. Service model assets (£) (in Service model asset data)
x3 = Model assets (£) scaled by demand forecast (in Data for allocation of operating expenditure)
Kind: | Combine tables | [10 empty] | Cell summation
Formula: | = x1 or x2 | [10 empty] | =SUM(x3)
Model assets (£) scaled by demand forecast
| GSPs | Assets 132kV | Assets 132kV/EHV | Assets EHV | Assets EHV/HV | Assets 132kV/HV | Assets HV | Assets HV/LV | Assets LV circuits | Assets LV customer | Assets HV customer | Denominator for allocation of operating expenditure
Data for allocation of operating expenditure |  | 462330287.9537 | 100540349.1136 | 109889711.4041 | 265176934.2954 | 288035064.5585 | 1692812996.6801 | 540586190.7619 | 1036992935.0451 | 807748884.4922 | 38332519.9669 | 5342445874.2715
2707. Amount of expenditure to be allocated according to asset values (£/year)
Data sources:
x1 = 1059. Direct cost (£/year) (in Other expenditure)
x2 = 1059. Network rates (£/year) (in Other expenditure)
x3 = 1059. Indirect cost (£/year) (in Other expenditure)
x4 = 1059. Indirect cost proportion (in Other expenditure)
Calculation =x1+x2+x3*x4
Amount of expenditure to be allocated according to asset values (£/year)
Other expenditure | 123934057.8197
2708. Total operating expenditure by network level (£/year)
Data sources:
x1 = 2701. Operating expenditure coded by network level (£/year)
x2 = 2707. Amount of expenditure to be allocated according to asset values (£/year)
x3 = 2706. Denominator for allocation of operating expenditure (in Data for allocation of operating expenditure)
x4 = 2706. Model assets (£) scaled by demand forecast (in Data for allocation of operating expenditure)
Calculation =x1+x2/x3*x4
| Transmission exit | Operating 132kV | Operating 132kV/EHV | Operating EHV | Operating EHV/HV | Operating 132kV/HV | Operating HV | Operating HV/LV | Operating LV circuits | Operating LV customer | Operating HV customer
Total operating expenditure by network level (£/year) | 11976273.1239 | 10725137.8839 | 2332334.9892 | 2549221.4928 | 6151574.4438 | 6681837.3429 | 39269875.399 | 12540518.2943 | 24056161.8021 | 18738158.3848 | 889237.7869
2709. Operating expenditure percentage by network level
Data sources:
x1 = 2706. Model assets (£) scaled by demand forecast (in Data for allocation of operating expenditure)
x2 = 2708. Total operating expenditure by network level (£/year)
Calculation =IF(x1="","",IF(x1>0,x2/x1,0))
| Transmission exit | Operating 132kV | Operating 132kV/EHV | Operating EHV | Operating EHV/HV | Operating 132kV/HV | Operating HV | Operating HV/LV | Operating LV circuits | Operating LV customer | Operating HV customer
Operating expenditure percentage by network level |  | 2.32% | 2.32% | 2.32% | 2.32% | 2.32% | 2.32% | 2.32% | 2.32% | 2.32% | 2.32%
2710. Unit operating expenditure based on simultaneous maximum load (£/kW/year)
Data sources:
x1 = 2613. Forecast simultaneous maximum load (kW) adjusted for standing charges
x2 = 2708. Total operating expenditure by network level (£/year)
Calculation =IF(x1>0,x2/x1,0)
| Transmission exit | Operating 132kV | Operating 132kV/EHV | Operating EHV | Operating EHV/HV | Operating 132kV/HV | Operating HV | Operating HV/LV | Operating LV circuits
Unit operating expenditure based on simultaneous maximum load (£/kW/year) | 2.7948 | 2.4172 | 1.8088 | 1.8805 | 3.5781 | 1.6932 | 7.8233 | 3.5938 | 8.3188
2711. Operating expenditure for customer assets p/MPAN/day
Data sources:
x1 = 1010. Days in the charging year (in Financial and general assumptions)
x2 = 2709. Operating expenditure percentage by network level
x3 = 2205. Service model assets by tariff (£)
x4 = Operating expenditure p/MPAN/day by level (in Operating expenditure for customer assets p/MPAN/day)
Kind: | Calculation |  | Cell summation
Formula: | =100/x1*x2*x3 |  | =SUM(x4)
Operating expenditure p/MPAN/day by level
| Operating LV customer | Operating HV customer | Operating expenditure for customer assets p/MPAN/day total
Domestic Unrestricted | 1.6722 | 0 | 1.6722
Domestic Two Rate | 1.6722 | 0 | 1.6722
Domestic Off Peak (related MPAN) | 0 | 0 | 0
Small Non Domestic Unrestricted | 3.7621 | 0 | 3.7621
Small Non Domestic Two Rate | 3.7621 | 0 | 3.7621
Small Non Domestic Off Peak (related MPAN) | 0 | 0 | 0
LV Medium Non-Domestic | 4.5804 | 0 | 4.5804
LV Sub Medium Non-Domestic | 3.3969 | 0 | 3.3969
HV Medium Non-Domestic | 0 | 59.0064 | 59.0064
LV Network Domestic | 1.6722 | 0 | 1.6722
LV Network Non-Domestic Non-CT | 3.7621 | 0 | 3.7621
LV HH Metered | 7.7219 | 0 | 7.7219
LV Sub HH Metered | 5.9475 | 0 | 5.9475
HV HH Metered | 0 | 59.0064 | 59.0064
NHH UMS category A | 0 | 0 | 0
NHH UMS category B | 0 | 0 | 0
NHH UMS category C | 0 | 0 | 0
NHH UMS category D | 0 | 0 | 0
LV UMS (Pseudo HH Metered) | 0 | 0 | 0
LV Generation NHH or Aggregate HH | 0 | 0 | 0
LV Sub Generation NHH | 0 | 0 | 0
LV Generation Intermittent | 0 | 0 | 0
LV Generation Non-Intermittent | 0 | 0 | 0
LV Sub Generation Intermittent | 0 | 0 | 0
LV Sub Generation Non-Intermittent | 0 | 0 | 0
HV Generation Intermittent | 0 | 28.449 | 28.449
HV Generation Non-Intermittent | 0 | 28.449 | 28.449
2712. Operating expenditure for unmetered customer assets (p/kWh)
Data sources:
x1 = 2709. Operating expenditure percentage by network level
x2 = 2202. LV unmetered service model assets £/(MWh/year)
Calculation =0.1*x1*x2
Operating LV customer
NHH UMS category A | 0.55406
NHH UMS category B | 0.55406
NHH UMS category C | 0.55406
NHH UMS category D | 0.55406
LV UMS (Pseudo HH Metered) | 0.55406

## Contrib
Customer contributions for WPD West Midlands in April 17 (Final)
This sheet calculates factors used to take account of the costs deemed to be covered by connection charges.
2801. Network level of supply (for customer contributions) by tariff
| LV network | LV substation | HV network | HV substation
Domestic Unrestricted | 100% | 0% | 0% | 0%
Domestic Two Rate | 100% | 0% | 0% | 0%
Domestic Off Peak (related MPAN) | 100% | 0% | 0% | 0%
Small Non Domestic Unrestricted | 100% | 0% | 0% | 0%
Small Non Domestic Two Rate | 100% | 0% | 0% | 0%
Small Non Domestic Off Peak (related MPAN) | 100% | 0% | 0% | 0%
LV Medium Non-Domestic | 100% | 0% | 0% | 0%
LV Sub Medium Non-Domestic | 0% | 100% | 0% | 0%
HV Medium Non-Domestic | 0% | 0% | 100% | 0%
LV Network Domestic | 100% | 0% | 0% | 0%
LV Network Non-Domestic Non-CT | 100% | 0% | 0% | 0%
LV HH Metered | 100% | 0% | 0% | 0%
LV Sub HH Metered | 0% | 100% | 0% | 0%
HV HH Metered | 0% | 0% | 100% | 0%
NHH UMS category A | 100% | 0% | 0% | 0%
NHH UMS category B | 100% | 0% | 0% | 0%
NHH UMS category C | 100% | 0% | 0% | 0%
NHH UMS category D | 100% | 0% | 0% | 0%
LV UMS (Pseudo HH Metered) | 100% | 0% | 0% | 0%
LV Generation NHH or Aggregate HH | 100% | 0% | 0% | 0%
LV Sub Generation NHH | 0% | 100% | 0% | 0%
LV Generation Intermittent | 100% | 0% | 0% | 0%
LV Generation Non-Intermittent | 100% | 0% | 0% | 0%
LV Sub Generation Intermittent | 0% | 100% | 0% | 0%
LV Sub Generation Non-Intermittent | 0% | 100% | 0% | 0%
HV Generation Intermittent | 0% | 0% | 100% | 0%
HV Generation Non-Intermittent | 0% | 0% | 100% | 0%
2802. Contribution proportion of asset annuities, by customer type and network level of assets
Data sources:
x1 = 1060. Customer contributions under current connection charging policy
x2 = 1010. Annuity proportion for customer-contributed assets (in Financial and general assumptions)
Calculation =x1*(1-x2)
| LV network | LV substation | HV network | HV substation
Assets 132kV | 0% | 0% | 0% | 0%
Assets 132kV/EHV | 0% | 0% | 0% | 0%
Assets EHV | 0% | 0% | 0% | 0%
Assets EHV/HV | 0% | 0% | 25.76% | 25.76%
Assets 132kV/HV | 0% | 0% | 25.76% | 0%
Assets HV | 38.68% | 38.68% | 51.53% | 0%
Assets HV/LV | 64.12% | 64.12% | 0% | 0%
Assets LV circuits | 89.56% | 0% | 0% | 0%
2803. Proportion of assets annuities deemed to be covered by customer contributions
Data sources:
x1 = 2801. Network level of supply (for customer contributions) by tariff
x2 = 2802. Contribution proportion of asset annuities, by customer type and network level of assets
Sum-product calculation =SUMPRODUCT(x1, x2)
| Assets 132kV | Assets 132kV/EHV | Assets EHV | Assets EHV/HV | Assets 132kV/HV | Assets HV | Assets HV/LV | Assets LV circuits
Domestic Unrestricted | 0% | 0% | 0% | 0% | 0% | 38.68% | 64.12% | 89.56%
Domestic Two Rate | 0% | 0% | 0% | 0% | 0% | 38.68% | 64.12% | 89.56%
Domestic Off Peak (related MPAN) | 0% | 0% | 0% | 0% | 0% | 38.68% | 64.12% | 89.56%
Small Non Domestic Unrestricted | 0% | 0% | 0% | 0% | 0% | 38.68% | 64.12% | 89.56%
Small Non Domestic Two Rate | 0% | 0% | 0% | 0% | 0% | 38.68% | 64.12% | 89.56%
Small Non Domestic Off Peak (related MPAN) | 0% | 0% | 0% | 0% | 0% | 38.68% | 64.12% | 89.56%
LV Medium Non-Domestic | 0% | 0% | 0% | 0% | 0% | 38.68% | 64.12% | 89.56%
LV Sub Medium Non-Domestic | 0% | 0% | 0% | 0% | 0% | 38.68% | 64.12% | 0%
HV Medium Non-Domestic | 0% | 0% | 0% | 25.76% | 25.76% | 51.53% | 0% | 0%
LV Network Domestic | 0% | 0% | 0% | 0% | 0% | 38.68% | 64.12% | 89.56%
LV Network Non-Domestic Non-CT | 0% | 0% | 0% | 0% | 0% | 38.68% | 64.12% | 89.56%
LV HH Metered | 0% | 0% | 0% | 0% | 0% | 38.68% | 64.12% | 89.56%
LV Sub HH Metered | 0% | 0% | 0% | 0% | 0% | 38.68% | 64.12% | 0%
HV HH Metered | 0% | 0% | 0% | 25.76% | 25.76% | 51.53% | 0% | 0%
NHH UMS category A | 0% | 0% | 0% | 0% | 0% | 38.68% | 64.12% | 89.56%
NHH UMS category B | 0% | 0% | 0% | 0% | 0% | 38.68% | 64.12% | 89.56%
NHH UMS category C | 0% | 0% | 0% | 0% | 0% | 38.68% | 64.12% | 89.56%
NHH UMS category D | 0% | 0% | 0% | 0% | 0% | 38.68% | 64.12% | 89.56%
LV UMS (Pseudo HH Metered) | 0% | 0% | 0% | 0% | 0% | 38.68% | 64.12% | 89.56%
LV Generation NHH or Aggregate HH | 0% | 0% | 0% | 0% | 0% | 38.68% | 64.12% | 89.56%
LV Sub Generation NHH | 0% | 0% | 0% | 0% | 0% | 38.68% | 64.12% | 0%
LV Generation Intermittent | 0% | 0% | 0% | 0% | 0% | 38.68% | 64.12% | 89.56%
LV Generation Non-Intermittent | 0% | 0% | 0% | 0% | 0% | 38.68% | 64.12% | 89.56%
LV Sub Generation Intermittent | 0% | 0% | 0% | 0% | 0% | 38.68% | 64.12% | 0%
LV Sub Generation Non-Intermittent | 0% | 0% | 0% | 0% | 0% | 38.68% | 64.12% | 0%
HV Generation Intermittent | 0% | 0% | 0% | 25.76% | 25.76% | 51.53% | 0% | 0%
HV Generation Non-Intermittent | 0% | 0% | 0% | 25.76% | 25.76% | 51.53% | 0% | 0%
2804. Proportion of annual charge covered by contributions (for all charging levels)
Data sources:
x1 = Zero for operating expenditure
x2 = Zero for GSPs level
x3 = 2803. Proportion of assets annuities deemed to be covered by customer contributions
Combine tables = x1 or x2 or x3
| GSPs | Assets 132kV | Assets 132kV/EHV | Assets EHV | Assets EHV/HV | Assets 132kV/HV | Assets HV | Assets HV/LV | Assets LV circuits | Transmission exit | Operating 132kV | Operating 132kV/EHV | Operating EHV | Operating EHV/HV | Operating 132kV/HV | Operating HV | Operating HV/LV | Operating LV circuits
Domestic Unrestricted | 0% | 0% | 0% | 0% | 0% | 0% | 38.68% | 64.12% | 89.56% | 0% | 0% | 0% | 0% | 0% | 0% | 0% | 0% | 0%
Domestic Two Rate | 0% | 0% | 0% | 0% | 0% | 0% | 38.68% | 64.12% | 89.56% | 0% | 0% | 0% | 0% | 0% | 0% | 0% | 0% | 0%
Domestic Off Peak (related MPAN) | 0% | 0% | 0% | 0% | 0% | 0% | 38.68% | 64.12% | 89.56% | 0% | 0% | 0% | 0% | 0% | 0% | 0% | 0% | 0%
Small Non Domestic Unrestricted | 0% | 0% | 0% | 0% | 0% | 0% | 38.68% | 64.12% | 89.56% | 0% | 0% | 0% | 0% | 0% | 0% | 0% | 0% | 0%
Small Non Domestic Two Rate | 0% | 0% | 0% | 0% | 0% | 0% | 38.68% | 64.12% | 89.56% | 0% | 0% | 0% | 0% | 0% | 0% | 0% | 0% | 0%
Small Non Domestic Off Peak (related MPAN) | 0% | 0% | 0% | 0% | 0% | 0% | 38.68% | 64.12% | 89.56% | 0% | 0% | 0% | 0% | 0% | 0% | 0% | 0% | 0%
LV Medium Non-Domestic | 0% | 0% | 0% | 0% | 0% | 0% | 38.68% | 64.12% | 89.56% | 0% | 0% | 0% | 0% | 0% | 0% | 0% | 0% | 0%
LV Sub Medium Non-Domestic | 0% | 0% | 0% | 0% | 0% | 0% | 38.68% | 64.12% | 0% | 0% | 0% | 0% | 0% | 0% | 0% | 0% | 0% | 0%
HV Medium Non-Domestic | 0% | 0% | 0% | 0% | 25.76% | 25.76% | 51.53% | 0% | 0% | 0% | 0% | 0% | 0% | 0% | 0% | 0% | 0% | 0%
LV Network Domestic | 0% | 0% | 0% | 0% | 0% | 0% | 38.68% | 64.12% | 89.56% | 0% | 0% | 0% | 0% | 0% | 0% | 0% | 0% | 0%
LV Network Non-Domestic Non-CT | 0% | 0% | 0% | 0% | 0% | 0% | 38.68% | 64.12% | 89.56% | 0% | 0% | 0% | 0% | 0% | 0% | 0% | 0% | 0%
LV HH Metered | 0% | 0% | 0% | 0% | 0% | 0% | 38.68% | 64.12% | 89.56% | 0% | 0% | 0% | 0% | 0% | 0% | 0% | 0% | 0%
LV Sub HH Metered | 0% | 0% | 0% | 0% | 0% | 0% | 38.68% | 64.12% | 0% | 0% | 0% | 0% | 0% | 0% | 0% | 0% | 0% | 0%
HV HH Metered | 0% | 0% | 0% | 0% | 25.76% | 25.76% | 51.53% | 0% | 0% | 0% | 0% | 0% | 0% | 0% | 0% | 0% | 0% | 0%
NHH UMS category A | 0% | 0% | 0% | 0% | 0% | 0% | 38.68% | 64.12% | 89.56% | 0% | 0% | 0% | 0% | 0% | 0% | 0% | 0% | 0%
NHH UMS category B | 0% | 0% | 0% | 0% | 0% | 0% | 38.68% | 64.12% | 89.56% | 0% | 0% | 0% | 0% | 0% | 0% | 0% | 0% | 0%
NHH UMS category C | 0% | 0% | 0% | 0% | 0% | 0% | 38.68% | 64.12% | 89.56% | 0% | 0% | 0% | 0% | 0% | 0% | 0% | 0% | 0%
NHH UMS category D | 0% | 0% | 0% | 0% | 0% | 0% | 38.68% | 64.12% | 89.56% | 0% | 0% | 0% | 0% | 0% | 0% | 0% | 0% | 0%
LV UMS (Pseudo HH Metered) | 0% | 0% | 0% | 0% | 0% | 0% | 38.68% | 64.12% | 89.56% | 0% | 0% | 0% | 0% | 0% | 0% | 0% | 0% | 0%
LV Generation NHH or Aggregate HH | 0% | 0% | 0% | 0% | 0% | 0% | 38.68% | 64.12% | 89.56% | 0% | 0% | 0% | 0% | 0% | 0% | 0% | 0% | 0%
LV Sub Generation NHH | 0% | 0% | 0% | 0% | 0% | 0% | 38.68% | 64.12% | 0% | 0% | 0% | 0% | 0% | 0% | 0% | 0% | 0% | 0%
LV Generation Intermittent | 0% | 0% | 0% | 0% | 0% | 0% | 38.68% | 64.12% | 89.56% | 0% | 0% | 0% | 0% | 0% | 0% | 0% | 0% | 0%
LV Generation Non-Intermittent | 0% | 0% | 0% | 0% | 0% | 0% | 38.68% | 64.12% | 89.56% | 0% | 0% | 0% | 0% | 0% | 0% | 0% | 0% | 0%
LV Sub Generation Intermittent | 0% | 0% | 0% | 0% | 0% | 0% | 38.68% | 64.12% | 0% | 0% | 0% | 0% | 0% | 0% | 0% | 0% | 0% | 0%
LV Sub Generation Non-Intermittent | 0% | 0% | 0% | 0% | 0% | 0% | 38.68% | 64.12% | 0% | 0% | 0% | 0% | 0% | 0% | 0% | 0% | 0% | 0%
HV Generation Intermittent | 0% | 0% | 0% | 0% | 25.76% | 25.76% | 51.53% | 0% | 0% | 0% | 0% | 0% | 0% | 0% | 0% | 0% | 0% | 0%
HV Generation Non-Intermittent | 0% | 0% | 0% | 0% | 25.76% | 25.76% | 51.53% | 0% | 0% | 0% | 0% | 0% | 0% | 0% | 0% | 0% | 0% | 0%

## Yard
Yardsticks for WPD West Midlands in April 17 (Final)
This sheet calculates average p/kWh and p/kW/day charges that would apply if no costs were recovered through capacity or fixed charges.
2901. Unit cost at each level, £/kW/year (relative to system simultaneous maximum load)
Data sources:
x1 = 2109. Network model annuity by simultaneous maximum load for each network level (£/kW/year)
x2 = 2710. Unit operating expenditure based on simultaneous maximum load (£/kW/year)
Combine tables = x1 or x2
| GSPs | Assets 132kV | Assets 132kV/EHV | Assets EHV | Assets EHV/HV | Assets 132kV/HV | Assets HV | Assets HV/LV | Assets LV circuits | Transmission exit | Operating 132kV | Operating 132kV/EHV | Operating EHV | Operating EHV/HV | Operating 132kV/HV | Operating HV | Operating HV/LV | Operating LV circuits
Unit cost at each level, £/kW/year (relative to system simultaneous maximum load) |  | 5.5097 | 4.123 | 4.2864 | 8.1559 | 3.8596 | 17.8325 | 8.1916 | 18.9619 | 2.7948 | 2.4172 | 1.8088 | 1.8805 | 3.5781 | 1.6932 | 7.8233 | 3.5938 | 8.3188
2902. Pay-as-you-go yardstick unit costs by charging level (p/kWh)
Data sources:
x1 = 2901. Unit cost at each level, £/kW/year (relative to system simultaneous maximum load)
x2 = 2302. Load coefficient
x3 = 2012. Loss adjustment factors between end user meter reading and each network level, scaled by network use
x4 = 2804. Proportion of annual charge covered by contributions (for all charging levels)
x5 = 1010. Days in the charging year (in Financial and general assumptions)
Calculation =x1*x2*x3*(1-x4)/(24*x5)*100
| GSPs | Assets 132kV | Assets 132kV/EHV | Assets EHV | Assets EHV/HV | Assets 132kV/HV | Assets HV | Assets HV/LV | Assets LV circuits | Transmission exit | Operating 132kV | Operating 132kV/EHV | Operating EHV | Operating EHV/HV | Operating 132kV/HV | Operating HV | Operating HV/LV | Operating LV circuits
Domestic Unrestricted | 0 | 0.14105 | 0.032288 | 0.03327 | 0.062871 | 0.067024 | 0.26686 | 0.070451 | 0.046694 | 0.071691 | 0.061879 | 0.014165 | 0.014596 | 0.027582 | 0.029404 | 0.19094 | 0.086153 | 0.19631
Domestic Two Rate | 0 | 0.09439 | 0.021607 | 0.022265 | 0.042074 | 0.044853 | 0.17858 | 0.047146 | 0.031248 | 0.047976 | 0.04141 | 0.0094793 | 0.0097677 | 0.018458 | 0.019677 | 0.12778 | 0.057654 | 0.13137
Domestic Off Peak (related MPAN) | 0 | 0 | 0 | 0 | 0 | 0 | 0 | 0 | 0 | 0 | 0 | 0 | 0 | 0 | 0 | 0 | 0 | 0
Small Non Domestic Unrestricted | 0 | 0.11914 | 0.027273 | 0.028103 | 0.053107 | 0.056615 | 0.22541 | 0.05951 | 0.039442 | 0.060557 | 0.052269 | 0.011965 | 0.012329 | 0.023299 | 0.024838 | 0.16128 | 0.072773 | 0.16582
Small Non Domestic Two Rate | 0 | 0.098164 | 0.022471 | 0.023155 | 0.043756 | 0.046646 | 0.18572 | 0.049031 | 0.032497 | 0.049894 | 0.043066 | 0.0098583 | 0.010158 | 0.019196 | 0.020464 | 0.13289 | 0.059959 | 0.13662
Small Non Domestic Off Peak (related MPAN) | 0 | 0 | 0 | 0 | 0 | 0 | 0 | 0 | 0 | 0 | 0 | 0 | 0 | 0 | 0 | 0 | 0 | 0
LV Medium Non-Domestic | 0 | 0.10673 | 0.024432 | 0.025175 | 0.047573 | 0.050716 | 0.20193 | 0.053309 | 0.035333 | 0.054247 | 0.046823 | 0.010718 | 0.011045 | 0.020871 | 0.02225 | 0.14448 | 0.06519 | 0.14854
LV Sub Medium Non-Domestic | 0 | 0.10506 | 0.02405 | 0.024781 | 0.046829 | 0.049923 | 0.19877 | 0.052475 | 0 | 0.053398 | 0.046091 | 0.010551 | 0.010872 | 0.020545 | 0.021902 | 0.14222 | 0.064171 | 0
HV Medium Non-Domestic | 0 | 0.097248 | 0.022262 | 0.022939 | 0.03218 | 0.034305 | 0.14545 | 0 | 0 | 0.049428 | 0.042664 | 0.0097664 | 0.010064 | 0.019017 | 0.020273 | 0.13165 | 0 | 0
LV Network Domestic | 0 | 0.13688 | 0.031333 | 0.032287 | 0.061012 | 0.065042 | 0.25897 | 0.068368 | 0.045314 | 0.069571 | 0.06005 | 0.013746 | 0.014164 | 0.026767 | 0.028535 | 0.18529 | 0.083606 | 0.1905
LV Network Non-Domestic Non-CT | 0 | 0.11436 | 0.02618 | 0.026976 | 0.050977 | 0.054345 | 0.21637 | 0.057123 | 0.037861 | 0.058128 | 0.050173 | 0.011485 | 0.011835 | 0.022364 | 0.023842 | 0.15482 | 0.069855 | 0.15917
LV HH Metered | 0 | 0.1008 | 0.023075 | 0.023777 | 0.044931 | 0.047899 | 0.19071 | 0.050348 | 0.03337 | 0.051234 | 0.044222 | 0.010123 | 0.010431 | 0.019712 | 0.021014 | 0.13645 | 0.061569 | 0.14029
LV Sub HH Metered | 0 | 0.10297 | 0.02357 | 0.024287 | 0.045896 | 0.048928 | 0.19481 | 0.051429 | 0 | 0.052334 | 0.045172 | 0.01034 | 0.010655 | 0.020135 | 0.021465 | 0.13938 | 0.062892 | 0
HV HH Metered | 0 | 0.078671 | 0.018009 | 0.018557 | 0.026032 | 0.027752 | 0.11767 | 0 | 0 | 0.039986 | 0.034514 | 0.0079007 | 0.0081411 | 0.015384 | 0.016401 | 0.1065 | 0 | 0
NHH UMS category A | 0 | 0.068232 | 0.015619 | 0.016094 | 0.030414 | 0.032423 | 0.12909 | 0.034081 | 0.022588 | 0.03468 | 0.029934 | 0.0068523 | 0.0070608 | 0.013343 | 0.014224 | 0.092366 | 0.041677 | 0.094963
NHH UMS category B | 0 | 0.14428 | 0.033028 | 0.034033 | 0.064313 | 0.068561 | 0.27298 | 0.072067 | 0.047765 | 0.073335 | 0.063298 | 0.01449 | 0.014931 | 0.028215 | 0.030079 | 0.19532 | 0.088129 | 0.20081
NHH UMS category C | 0 | 0.2556 | 0.058511 | 0.060291 | 0.11393 | 0.12146 | 0.48359 | 0.12767 | 0.084617 | 0.12991 | 0.11213 | 0.025669 | 0.02645 | 0.049983 | 0.053285 | 0.34601 | 0.15612 | 0.35574
NHH UMS category D | 0 | 0 | 0 | 0 | 0 | 0 | 0 | 0 | 0 | 0 | 0 | 0 | 0 | 0 | 0 | 0 | 0 | 0
LV UMS (Pseudo HH Metered) | 0 | 0.13523 | 0.030956 | 0.031898 | 0.060277 | 0.064259 | 0.25585 | 0.067544 | 0.044768 | 0.068733 | 0.059326 | 0.013581 | 0.013994 | 0.026444 | 0.028191 | 0.18306 | 0.082599 | 0.18821
LV Generation NHH or Aggregate HH | 0 | -0.068232 | -0.015619 | -0.016094 | -0.030414 | -0.032423 | -0.12909 | -0.034081 | 0 | -0.03468 | -0.029934 | -0.0068523 | -0.0070608 | -0.013343 | -0.014224 | -0.092366 | -0.041677 | 0
LV Sub Generation NHH | 0 | -0.067165 | -0.015375 | -0.015843 | -0.029938 | -0.031916 | -0.12707 | 0 | 0 | -0.034138 | -0.029466 | -0.0067452 | -0.0069504 | -0.013134 | -0.014002 | -0.090922 | 0 | 0
LV Generation Intermittent | 0 | -0.068232 | -0.015619 | -0.016094 | -0.030414 | -0.032423 | -0.12909 | -0.034081 | 0 | -0.03468 | -0.029934 | -0.0068523 | -0.0070608 | -0.013343 | -0.014224 | -0.092366 | -0.041677 | 0
LV Generation Non-Intermittent | 0 | -0.068232 | -0.015619 | -0.016094 | -0.030414 | -0.032423 | -0.12909 | -0.034081 | 0 | -0.03468 | -0.029934 | -0.0068523 | -0.0070608 | -0.013343 | -0.014224 | -0.092366 | -0.041677 | 0
LV Sub Generation Intermittent | 0 | -0.067165 | -0.015375 | -0.015843 | -0.029938 | -0.031916 | -0.12707 | 0 | 0 | -0.034138 | -0.029466 | -0.0067452 | -0.0069504 | -0.013134 | -0.014002 | -0.090922 | 0 | 0
LV Sub Generation Non-Intermittent | 0 | -0.067165 | -0.015375 | -0.015843 | -0.029938 | -0.031916 | -0.12707 | 0 | 0 | -0.034138 | -0.029466 | -0.0067452 | -0.0069504 | -0.013134 | -0.014002 | -0.090922 | 0 | 0
HV Generation Intermittent | 0 | -0.065972 | -0.015102 | -0.015561 | -0.02183 | -0.023272 | 0 | 0 | 0 | -0.033532 | -0.028943 | -0.0066254 | -0.006827 | -0.012901 | -0.013753 | 0 | 0 | 0
HV Generation Non-Intermittent | 0 | -0.065972 | -0.015102 | -0.015561 | -0.02183 | -0.023272 | 0 | 0 | 0 | -0.033532 | -0.028943 | -0.0066254 | -0.006827 | -0.012901 | -0.013753 | 0 | 0 | 0
2903. Contributions to pay-as-you-go unit rate 1 (p/kWh)
Data sources:
x1 = 2460. Unit rate 1 pseudo load coefficient by network level (combined)
x2 = 2901. Unit cost at each level, £/kW/year (relative to system simultaneous maximum load)
x3 = 2012. Loss adjustment factors between end user meter reading and each network level, scaled by network use
x4 = 2804. Proportion of annual charge covered by contributions (for all charging levels)
x5 = 1010. Days in the charging year (in Financial and general assumptions)
Calculation =x1*x2*x3*(1-x4)*100/(24*x5)
| GSPs | Assets 132kV | Assets 132kV/EHV | Assets EHV | Assets EHV/HV | Assets 132kV/HV | Assets HV | Assets HV/LV | Assets LV circuits | Transmission exit | Operating 132kV | Operating 132kV/EHV | Operating EHV | Operating EHV/HV | Operating 132kV/HV | Operating HV | Operating HV/LV | Operating LV circuits
Domestic Unrestricted | 0 | 0.13165 | 0.030136 | 0.030732 | 0.058075 | 0.062557 | 0.2465 | 0.065076 | 0.043132 | 0.0695 | 0.057755 | 0.013221 | 0.013483 | 0.025478 | 0.027445 | 0.17637 | 0.079581 | 0.18133
Domestic Two Rate | 0 | 0.15663 | 0.035854 | 0.036562 | 0.069092 | 0.074427 | 0.29326 | 0.077422 | 0.051314 | 0.082525 | 0.068714 | 0.01573 | 0.01604 | 0.030311 | 0.032652 | 0.20983 | 0.094677 | 0.21573
Domestic Off Peak (related MPAN) | 0 | 0.015046 | 0.0034442 | 0.0037541 | 0.0070942 | 0.0071495 | 0.030112 | 0.0079495 | 0.0052688 | 0.0043195 | 0.0066007 | 0.001511 | 0.001647 | 0.0031123 | 0.0031366 | 0.021545 | 0.0097213 | 0.022151
Small Non Domestic Unrestricted | 0 | 0.12677 | 0.029019 | 0.028848 | 0.054515 | 0.060239 | 0.23139 | 0.061087 | 0.040488 | 0.064117 | 0.055615 | 0.012731 | 0.012656 | 0.023916 | 0.026428 | 0.16556 | 0.074703 | 0.17022
Small Non Domestic Two Rate | 0 | 0.14442 | 0.033059 | 0.033067 | 0.062487 | 0.068626 | 0.26523 | 0.07002 | 0.046409 | 0.073569 | 0.063358 | 0.014503 | 0.014507 | 0.027414 | 0.030107 | 0.18977 | 0.085626 | 0.19511
Small Non Domestic Off Peak (related MPAN) | 0 | 0.024072 | 0.0055104 | 0.0060437 | 0.011421 | 0.011439 | 0.048476 | 0.012798 | 0.0084822 | 0.010064 | 0.010561 | 0.0024175 | 0.0026514 | 0.0050104 | 0.0050183 | 0.034685 | 0.01565 | 0.03566
LV Medium Non-Domestic | 0 | 0.10538 | 0.024123 | 0.024191 | 0.045713 | 0.050075 | 0.19403 | 0.051224 | 0.033951 | 0.054038 | 0.046231 | 0.010583 | 0.010613 | 0.020055 | 0.021968 | 0.13883 | 0.062641 | 0.14273
LV Sub Medium Non-Domestic | 0 | 0.10212 | 0.023376 | 0.02337 | 0.044163 | 0.048524 | 0.18745 | 0.049487 | 0 | 0.052033 | 0.044799 | 0.010255 | 0.010253 | 0.019375 | 0.021288 | 0.13412 | 0.060517 | 0
HV Medium Non-Domestic | 0 | 0.099893 | 0.022867 | 0.022815 | 0.032006 | 0.035238 | 0.14467 | 0 | 0 | 0.050717 | 0.043824 | 0.010032 | 0.010009 | 0.018915 | 0.020825 | 0.13094 | 0 | 0
LV Network Domestic | 0 | 0.69934 | 0.16009 | 0.16844 | 0.3183 | 0.33232 | 1.351 | 0.35667 | 0.2364 | 0.414 | 0.30681 | 0.070233 | 0.073896 | 0.13964 | 0.14579 | 0.96667 | 0.43617 | 0.99385
LV Network Non-Domestic Non-CT | 0 | 0.70319 | 0.16097 | 0.16938 | 0.32009 | 0.33415 | 1.3586 | 0.35868 | 0.23773 | 0.41649 | 0.3085 | 0.07062 | 0.074311 | 0.14043 | 0.14659 | 0.9721 | 0.43862 | 0.99943
LV HH Metered | 0 | 0.67635 | 0.15483 | 0.1628 | 0.30765 | 0.32139 | 1.3058 | 0.34474 | 0.22849 | 0.40059 | 0.29672 | 0.067924 | 0.071423 | 0.13497 | 0.141 | 0.93432 | 0.42158 | 0.96059
LV Sub HH Metered | 0 | 0.71365 | 0.16336 | 0.17178 | 0.32461 | 0.33911 | 1.3778 | 0.36375 | 0 | 0.42268 | 0.31308 | 0.071669 | 0.075362 | 0.14241 | 0.14877 | 0.98585 | 0.44482 | 0
HV HH Metered | 0 | 0.58919 | 0.13487 | 0.14182 | 0.19895 | 0.20784 | 0.89927 | 0 | 0 | 0.34896 | 0.25848 | 0.05917 | 0.062219 | 0.11758 | 0.12283 | 0.81391 | 0 | 0
NHH UMS category A | 0 | 0.077246 | 0.017683 | 0.018215 | 0.03442 | 0.036706 | 0.1461 | 0.03857 | 0.025564 | 0.039233 | 0.033889 | 0.0077576 | 0.007991 | 0.015101 | 0.016103 | 0.10453 | 0.047167 | 0.10747
NHH UMS category B | 0 | 0.10053 | 0.023012 | 0.025088 | 0.047409 | 0.047769 | 0.20123 | 0.053125 | 0.03521 | 0.056843 | 0.044102 | 0.010096 | 0.011006 | 0.020799 | 0.020957 | 0.14398 | 0.064965 | 0.14803
NHH UMS category C | 0 | 0.18009 | 0.041226 | 0.044163 | 0.083454 | 0.085578 | 0.35422 | 0.093516 | 0.061981 | 0.10369 | 0.079009 | 0.018086 | 0.019375 | 0.036612 | 0.037544 | 0.25345 | 0.11436 | 0.26058
NHH UMS category D | 0 | 0.053153 | 0.012167 | 0.011233 | 0.021227 | 0.025257 | 0.090098 | 0.023786 | 0.015765 | 0.021405 | 0.023319 | 0.005338 | 0.004928 | 0.0093125 | 0.011081 | 0.064465 | 0.029087 | 0.066278
LV UMS (Pseudo HH Metered) | 0 | 1.8954 | 0.43387 | 0.46178 | 0.87262 | 0.90064 | 3.7039 | 0.97783 | 0.64809 | 1.1329 | 0.83151 | 0.19034 | 0.20259 | 0.38283 | 0.39512 | 2.6501 | 1.1958 | 2.7247
LV Generation Non-Intermittent | 0 | -0.56206 | -0.12866 | -0.13529 | -0.25566 | -0.26708 | -1.0852 | -0.28649 | 0 | -0.3329 | -0.24658 | -0.056446 | -0.059354 | -0.11216 | -0.11717 | -0.77645 | -0.35034 | 0
LV Sub Generation Non-Intermittent | 0 | -0.55327 | -0.12665 | -0.13318 | -0.25167 | -0.26291 | -1.0682 | 0 | 0 | -0.32769 | -0.24273 | -0.055564 | -0.058426 | -0.11041 | -0.11534 | -0.7643 | 0 | 0
HV Generation Non-Intermittent | 0 | -0.54345 | -0.1244 | -0.13081 | -0.18351 | -0.19171 | 0 | 0 | 0 | -0.32187 | -0.23842 | -0.054577 | -0.057389 | -0.10845 | -0.11329 | 0 | 0 | 0
2904. Contributions to pay-as-you-go unit rate 2 (p/kWh)
Data sources:
x1 = 2461. Unit rate 2 pseudo load coefficient by network level (combined)
x2 = 2901. Unit cost at each level, £/kW/year (relative to system simultaneous maximum load)
x3 = 2012. Loss adjustment factors between end user meter reading and each network level, scaled by network use
x4 = 2804. Proportion of annual charge covered by contributions (for all charging levels)
x5 = 1010. Days in the charging year (in Financial and general assumptions)
Calculation =x1*x2*x3*(1-x4)*100/(24*x5)
| GSPs | Assets 132kV | Assets 132kV/EHV | Assets EHV | Assets EHV/HV | Assets 132kV/HV | Assets HV | Assets HV/LV | Assets LV circuits | Transmission exit | Operating 132kV | Operating 132kV/EHV | Operating EHV | Operating EHV/HV | Operating 132kV/HV | Operating HV | Operating HV/LV | Operating LV circuits
Domestic Two Rate | 0 | 0.0048126 | 0.0011017 | 0.0025086 | 0.0047404 | 0.0022869 | 0.020121 | 0.0053119 | 0.0035207 | 0 | 0.0021114 | 0.00048332 | 0.0011005 | 0.0020797 | 0.0010033 | 0.014397 | 0.0064959 | 0.014801
Small Non Domestic Two Rate | 0 | 0.0045936 | 0.0010515 | 0.0023945 | 0.004525 | 0.0021828 | 0.019206 | 0.0050705 | 0.0033607 | 0 | 0.0020153 | 0.00046132 | 0.0010505 | 0.0019852 | 0.00095762 | 0.013742 | 0.0062006 | 0.014129
LV Medium Non-Domestic | 0 | 0.0032643 | 0.00074724 | 0.0017015 | 0.0032153 | 0.0015511 | 0.013648 | 0.003603 | 0.002388 | 0 | 0.0014321 | 0.00032782 | 0.00074646 | 0.0014106 | 0.0006805 | 0.0097649 | 0.004406 | 0.010039
LV Sub Medium Non-Domestic | 0 | 0.0032132 | 0.00073555 | 0.0016749 | 0.003165 | 0.0015269 | 0.013434 | 0.0035466 | 0 | 0 | 0.0014097 | 0.0003227 | 0.00073479 | 0.0013885 | 0.00066986 | 0.0096121 | 0.0043371 | 0
HV Medium Non-Domestic | 0 | 0.0031562 | 0.00072249 | 0.0016451 | 0.0023079 | 0.0011134 | 0.010432 | 0 | 0 | 0 | 0.0013847 | 0.00031697 | 0.00072174 | 0.0013639 | 0.00065797 | 0.0094415 | 0 | 0
LV Network Domestic | 0 | 0.064794 | 0.014832 | 0.012097 | 0.02286 | 0.030789 | 0.097031 | 0.025616 | 0.016978 | 0.020107 | 0.028426 | 0.0065071 | 0.0053072 | 0.010029 | 0.013508 | 0.069426 | 0.031326 | 0.071378
LV Network Non-Domestic Non-CT | 0 | 0.065151 | 0.014914 | 0.012165 | 0.022989 | 0.030959 | 0.097576 | 0.02576 | 0.017074 | 0.020228 | 0.028583 | 0.0065429 | 0.005337 | 0.010085 | 0.013582 | 0.069816 | 0.031502 | 0.071779
LV HH Metered | 0 | 0.062664 | 0.014345 | 0.011692 | 0.022095 | 0.029777 | 0.093784 | 0.024759 | 0.01641 | 0.019456 | 0.027491 | 0.0062932 | 0.0051296 | 0.0096935 | 0.013064 | 0.067103 | 0.030277 | 0.06899
LV Sub HH Metered | 0 | 0.06612 | 0.015136 | 0.012337 | 0.023314 | 0.031419 | 0.098956 | 0.026124 | 0 | 0.020529 | 0.029007 | 0.0066402 | 0.0054125 | 0.010228 | 0.013784 | 0.070803 | 0.031947 | 0
HV HH Metered | 0 | 0.054588 | 0.012496 | 0.010186 | 0.014289 | 0.019257 | 0.064585 | 0 | 0 | 0.016949 | 0.023949 | 0.0054822 | 0.0044685 | 0.0084442 | 0.01138 | 0.058455 | 0 | 0
LV UMS (Pseudo HH Metered) | 0 | 0.052165 | 0.011941 | 0.009432 | 0.017824 | 0.024788 | 0.075654 | 0.019973 | 0.013238 | 0.016098 | 0.022885 | 0.0052388 | 0.0041379 | 0.0078195 | 0.010875 | 0.054131 | 0.024424 | 0.055653
LV Generation Non-Intermittent | 0 | -0.052075 | -0.011921 | -0.0097167 | -0.018362 | -0.024746 | -0.077937 | -0.020575 | 0 | -0.016168 | -0.022846 | -0.0052298 | -0.0042628 | -0.0080555 | -0.010856 | -0.055764 | -0.025161 | 0
LV Sub Generation Non-Intermittent | 0 | -0.051261 | -0.011734 | -0.0095647 | -0.018075 | -0.024359 | -0.076718 | 0 | 0 | -0.015915 | -0.022489 | -0.005148 | -0.0041961 | -0.0079295 | -0.010686 | -0.054892 | 0 | 0
HV Generation Non-Intermittent | 0 | -0.050351 | -0.011526 | -0.0093949 | -0.01318 | -0.017762 | 0 | 0 | 0 | -0.015633 | -0.022089 | -0.0050566 | -0.0041216 | -0.0077887 | -0.010497 | 0 | 0 | 0
2905. Contributions to pay-as-you-go unit rate 3 (p/kWh)
Data sources:
x1 = 2462. Unit rate 3 pseudo load coefficient by network level (combined)
x2 = 2901. Unit cost at each level, £/kW/year (relative to system simultaneous maximum load)
x3 = 2012. Loss adjustment factors between end user meter reading and each network level, scaled by network use
x4 = 2804. Proportion of annual charge covered by contributions (for all charging levels)
x5 = 1010. Days in the charging year (in Financial and general assumptions)
Calculation =x1*x2*x3*(1-x4)*100/(24*x5)
| GSPs | Assets 132kV | Assets 132kV/EHV | Assets EHV | Assets EHV/HV | Assets 132kV/HV | Assets HV | Assets HV/LV | Assets LV circuits | Transmission exit | Operating 132kV | Operating 132kV/EHV | Operating EHV | Operating EHV/HV | Operating 132kV/HV | Operating HV | Operating HV/LV | Operating LV circuits
LV Network Domestic | 0 | 0.0040616 | 0.00092975 | 0.0021183 | 0.0040031 | 0.00193 | 0.016991 | 0.0044857 | 0.0029731 | 0 | 0.0017818 | 0.00040789 | 0.00092934 | 0.0017562 | 0.00084671 | 0.012157 | 0.0054854 | 0.012499
LV Network Non-Domestic Non-CT | 0 | 0.0040839 | 0.00093487 | 0.0021302 | 0.0040256 | 0.0019406 | 0.017087 | 0.0045109 | 0.0029898 | 0 | 0.0017917 | 0.00041014 | 0.00093456 | 0.0017661 | 0.00085137 | 0.012225 | 0.0055163 | 0.012569
LV HH Metered | 0 | 0.003928 | 0.00089918 | 0.0020475 | 0.0038691 | 0.0018665 | 0.016423 | 0.0043356 | 0.0028736 | 0 | 0.0017233 | 0.00039448 | 0.00089824 | 0.0016974 | 0.00081887 | 0.01175 | 0.0053019 | 0.012081
LV Sub HH Metered | 0 | 0.0041446 | 0.00094877 | 0.0021604 | 0.0040825 | 0.0019695 | 0.017328 | 0.0045746 | 0 | 0 | 0.0018183 | 0.00041623 | 0.00094778 | 0.001791 | 0.00086403 | 0.012398 | 0.0055942 | 0
HV HH Metered | 0 | 0.0034218 | 0.0007833 | 0.0017836 | 0.0025021 | 0.0012071 | 0.01131 | 0 | 0 | 0 | 0.0015012 | 0.00034364 | 0.00078248 | 0.0014787 | 0.00071334 | 0.010236 | 0 | 0
LV UMS (Pseudo HH Metered) | 0 | 0.0037032 | 0.00084772 | 0.0019303 | 0.0036477 | 0.0017597 | 0.015483 | 0.0040874 | 0.0027091 | 0 | 0.0016246 | 0.0003719 | 0.00084683 | 0.0016003 | 0.00077201 | 0.011078 | 0.0049984 | 0.011389
LV Generation Non-Intermittent | 0 | -0.0032643 | -0.00074724 | -0.0017015 | -0.0032153 | -0.0015511 | -0.013648 | -0.003603 | 0 | 0 | -0.0014321 | -0.00032782 | -0.00074646 | -0.0014106 | -0.0006805 | -0.0097649 | -0.004406 | 0
LV Sub Generation Non-Intermittent | 0 | -0.0032132 | -0.00073555 | -0.0016749 | -0.003165 | -0.0015269 | -0.013434 | 0 | 0 | 0 | -0.0014097 | -0.0003227 | -0.00073479 | -0.0013885 | -0.00066986 | -0.0096121 | 0 | 0
HV Generation Non-Intermittent | 0 | -0.0031562 | -0.00072249 | -0.0016451 | -0.0023079 | -0.0011134 | 0 | 0 | 0 | 0 | -0.0013847 | -0.00031697 | -0.00072174 | -0.0013639 | -0.00065797 | 0 | 0 | 0

## Standing
Allocation to standing charges for WPD West Midlands in April 17 (Final)
This sheet reallocates some costs from unit charges to fixed or capacity charges, for demand users only.
3001. Costs based on aggregate maximum load (£/kW/year)
Data sources:
x1 = 2901. Unit cost at each level, £/kW/year (relative to system simultaneous maximum load)
x2 = 2612. Diversity allowances (including calculated LV value)
Calculation =x1/(1+x2)
| GSPs | Assets 132kV | Assets 132kV/EHV | Assets EHV | Assets EHV/HV | Assets 132kV/HV | Assets HV | Assets HV/LV | Assets LV circuits | Transmission exit | Operating 132kV | Operating 132kV/EHV | Operating EHV | Operating EHV/HV | Operating 132kV/HV | Operating HV | Operating HV/LV | Operating LV circuits
Costs based on aggregate maximum load (£/kW/year) | 0 | 5.0851 | 3.8052 | 3.8534 | 7.3321 | 3.5621 | 11.9636 | 5.4957 | 11.3155 | 2.6454 | 2.2309 | 1.6694 | 1.6905 | 3.2167 | 1.5627 | 5.2486 | 2.411 | 4.9642
3002. Capacity elements p/kVA/day
This calculation uses aggregate maximum load and no coincidence factor.
Data sources:
x1 = 2602. Standing charges factors adapted to use 132kV/HV
x2 = 2012. Loss adjustment factors between end user meter reading and each network level, scaled by network use
x3 = 3001. Costs based on aggregate maximum load (£/kW/year)
x4 = 1010. Power factor for all flows in the network model (in Financial and general assumptions)
x5 = 1010. Days in the charging year (in Financial and general assumptions)
x6 = 2804. Proportion of annual charge covered by contributions (for all charging levels)
Calculation =100*x1*x2*x3*x4/x5*(1-x6)
| GSPs | Assets 132kV | Assets 132kV/EHV | Assets EHV | Assets EHV/HV | Assets 132kV/HV | Assets HV | Assets HV/LV | Assets LV circuits | Transmission exit | Operating 132kV | Operating 132kV/EHV | Operating EHV | Operating EHV/HV | Operating 132kV/HV | Operating HV | Operating HV/LV | Operating LV circuits
Domestic Unrestricted | 0 | 0 | 0 | 0 | 0 | 0 | 0 | 0 | 0.30733 | 0 | 0 | 0 | 0 | 0 | 0 | 0 | 0 | 1.2921
Domestic Two Rate | 0 | 0 | 0 | 0 | 0 | 0 | 0 | 0 | 0.30733 | 0 | 0 | 0 | 0 | 0 | 0 | 0 | 0 | 1.2921
Domestic Off Peak (related MPAN) | 0 | 0 | 0 | 0 | 0 | 0 | 0 | 0 | 0.30733 | 0 | 0 | 0 | 0 | 0 | 0 | 0 | 0 | 1.2921
Small Non Domestic Unrestricted | 0 | 0 | 0 | 0 | 0 | 0 | 0 | 0 | 0.30733 | 0 | 0 | 0 | 0 | 0 | 0 | 0 | 0 | 1.2921
Small Non Domestic Two Rate | 0 | 0 | 0 | 0 | 0 | 0 | 0 | 0 | 0.30733 | 0 | 0 | 0 | 0 | 0 | 0 | 0 | 0 | 1.2921
Small Non Domestic Off Peak (related MPAN) | 0 | 0 | 0 | 0 | 0 | 0 | 0 | 0 | 0.30733 | 0 | 0 | 0 | 0 | 0 | 0 | 0 | 0 | 1.2921
LV Medium Non-Domestic | 0 | 0 | 0 | 0 | 0 | 0 | 0 | 0 | 0.30733 | 0 | 0 | 0 | 0 | 0 | 0 | 0 | 0 | 1.2921
LV Sub Medium Non-Domestic | 0 | 0 | 0 | 0 | 0 | 0 | 0 | 0.51315 | 0 | 0 | 0 | 0 | 0 | 0 | 0 | 0 | 0.62752 | 0
HV Medium Non-Domestic | 0 | 0.19229 | 0 | 0.063793 | 0.44746 | 0.48972 | 1.5093 | 0 | 0 | 0 | 0.08436 | 0 | 0.027987 | 0.26443 | 0.28941 | 1.3661 | 0 | 0
LV Network Domestic | 0 | 0 | 0 | 0 | 0 | 0 | 0 | 0 | 0.30733 | 0 | 0 | 0 | 0 | 0 | 0 | 0 | 0 | 1.2921
LV Network Non-Domestic Non-CT | 0 | 0 | 0 | 0 | 0 | 0 | 0 | 0 | 0.30733 | 0 | 0 | 0 | 0 | 0 | 0 | 0 | 0 | 1.2921
LV HH Metered | 0 | 0 | 0 | 0 | 0 | 0 | 0.39493 | 0.52131 | 0.30733 | 0 | 0 | 0 | 0 | 0 | 0 | 0.28257 | 0.63749 | 1.2921
LV Sub HH Metered | 0 | 0 | 0 | 0 | 0 | 0 | 1.9438 | 0.51315 | 0 | 0 | 0 | 0 | 0 | 0 | 0 | 1.3908 | 0.62752 | 0
HV HH Metered | 0 | 0.19229 | 0 | 0.063793 | 0.44746 | 0.48972 | 1.5093 | 0 | 0 | 0 | 0.08436 | 0 | 0.027987 | 0.26443 | 0.28941 | 1.3661 | 0 | 0
NHH UMS category A | 0 | 0 | 0 | 0 | 0 | 0 | 0 | 0 | 0 | 0 | 0 | 0 | 0 | 0 | 0 | 0 | 0 | 0
NHH UMS category B | 0 | 0 | 0 | 0 | 0 | 0 | 0 | 0 | 0 | 0 | 0 | 0 | 0 | 0 | 0 | 0 | 0 | 0
NHH UMS category C | 0 | 0 | 0 | 0 | 0 | 0 | 0 | 0 | 0 | 0 | 0 | 0 | 0 | 0 | 0 | 0 | 0 | 0
NHH UMS category D | 0 | 0 | 0 | 0 | 0 | 0 | 0 | 0 | 0 | 0 | 0 | 0 | 0 | 0 | 0 | 0 | 0 | 0
LV UMS (Pseudo HH Metered) | 0 | 0 | 0 | 0 | 0 | 0 | 0 | 0 | 0 | 0 | 0 | 0 | 0 | 0 | 0 | 0 | 0 | 0
3003. Yardstick components p/kWh (taking account of standing charges)
Data sources:
x1 = 2602. Standing charges factors adapted to use 132kV/HV
x2 = 2902. Pay-as-you-go yardstick unit costs by charging level (p/kWh)
Calculation =(1-x1)*x2
| GSPs | Assets 132kV | Assets 132kV/EHV | Assets EHV | Assets EHV/HV | Assets 132kV/HV | Assets HV | Assets HV/LV | Assets LV circuits | Transmission exit | Operating 132kV | Operating 132kV/EHV | Operating EHV | Operating EHV/HV | Operating 132kV/HV | Operating HV | Operating HV/LV | Operating LV circuits
Domestic Unrestricted | 0 | 0.14105 | 0.032288 | 0.03327 | 0.062871 | 0.067024 | 0.26686 | 0.070451 | 0 | 0.071691 | 0.061879 | 0.014165 | 0.014596 | 0.027582 | 0.029404 | 0.19094 | 0.086153 | 0
Domestic Two Rate | 0 | 0.09439 | 0.021607 | 0.022265 | 0.042074 | 0.044853 | 0.17858 | 0.047146 | 0 | 0.047976 | 0.04141 | 0.0094793 | 0.0097677 | 0.018458 | 0.019677 | 0.12778 | 0.057654 | 0
Domestic Off Peak (related MPAN) | 0 | 0 | 0 | 0 | 0 | 0 | 0 | 0 | 0 | 0 | 0 | 0 | 0 | 0 | 0 | 0 | 0 | 0
Small Non Domestic Unrestricted | 0 | 0.11914 | 0.027273 | 0.028103 | 0.053107 | 0.056615 | 0.22541 | 0.05951 | 0 | 0.060557 | 0.052269 | 0.011965 | 0.012329 | 0.023299 | 0.024838 | 0.16128 | 0.072773 | 0
Small Non Domestic Two Rate | 0 | 0.098164 | 0.022471 | 0.023155 | 0.043756 | 0.046646 | 0.18572 | 0.049031 | 0 | 0.049894 | 0.043066 | 0.0098583 | 0.010158 | 0.019196 | 0.020464 | 0.13289 | 0.059959 | 0
Small Non Domestic Off Peak (related MPAN) | 0 | 0 | 0 | 0 | 0 | 0 | 0 | 0 | 0 | 0 | 0 | 0 | 0 | 0 | 0 | 0 | 0 | 0
LV Medium Non-Domestic | 0 | 0.10673 | 0.024432 | 0.025175 | 0.047573 | 0.050716 | 0.20193 | 0.053309 | 0 | 0.054247 | 0.046823 | 0.010718 | 0.011045 | 0.020871 | 0.02225 | 0.14448 | 0.06519 | 0
LV Sub Medium Non-Domestic | 0 | 0.10506 | 0.02405 | 0.024781 | 0.046829 | 0.049923 | 0.19877 | 0 | 0 | 0.053398 | 0.046091 | 0.010551 | 0.010872 | 0.020545 | 0.021902 | 0.14222 | 0 | 0
HV Medium Non-Domestic | 0 | 0.083778 | 0.022262 | 0.018351 | 0 | 0 | 0 | 0 | 0 | 0.049428 | 0.036754 | 0.0097664 | 0.0080508 | 0 | 0 | 0 | 0 | 0
LV Network Domestic | 0 | 0.13688 | 0.031333 | 0.032287 | 0.061012 | 0.065042 | 0.25897 | 0.068368 | 0 | 0.069571 | 0.06005 | 0.013746 | 0.014164 | 0.026767 | 0.028535 | 0.18529 | 0.083606 | 0
LV Network Non-Domestic Non-CT | 0 | 0.11436 | 0.02618 | 0.026976 | 0.050977 | 0.054345 | 0.21637 | 0.057123 | 0 | 0.058128 | 0.050173 | 0.011485 | 0.011835 | 0.022364 | 0.023842 | 0.15482 | 0.069855 | 0
LV HH Metered | 0 | 0.1008 | 0.023075 | 0.023777 | 0.044931 | 0.047899 | 0.15257 | 0 | 0 | 0.051234 | 0.044222 | 0.010123 | 0.010431 | 0.019712 | 0.021014 | 0.10916 | 0 | 0
LV Sub HH Metered | 0 | 0.10297 | 0.02357 | 0.024287 | 0.045896 | 0.048928 | 0 | 0 | 0 | 0.052334 | 0.045172 | 0.01034 | 0.010655 | 0.020135 | 0.021465 | 0 | 0 | 0
HV HH Metered | 0 | 0.067774 | 0.018009 | 0.014845 | 0 | 0 | 0 | 0 | 0 | 0.039986 | 0.029733 | 0.0079007 | 0.0065129 | 0 | 0 | 0 | 0 | 0
NHH UMS category A | 0 | 0.068232 | 0.015619 | 0.016094 | 0.030414 | 0.032423 | 0.12909 | 0.034081 | 0.022588 | 0.03468 | 0.029934 | 0.0068523 | 0.0070608 | 0.013343 | 0.014224 | 0.092366 | 0.041677 | 0.094963
NHH UMS category B | 0 | 0.14428 | 0.033028 | 0.034033 | 0.064313 | 0.068561 | 0.27298 | 0.072067 | 0.047765 | 0.073335 | 0.063298 | 0.01449 | 0.014931 | 0.028215 | 0.030079 | 0.19532 | 0.088129 | 0.20081
NHH UMS category C | 0 | 0.2556 | 0.058511 | 0.060291 | 0.11393 | 0.12146 | 0.48359 | 0.12767 | 0.084617 | 0.12991 | 0.11213 | 0.025669 | 0.02645 | 0.049983 | 0.053285 | 0.34601 | 0.15612 | 0.35574
NHH UMS category D | 0 | 0 | 0 | 0 | 0 | 0 | 0 | 0 | 0 | 0 | 0 | 0 | 0 | 0 | 0 | 0 | 0 | 0
LV UMS (Pseudo HH Metered) | 0 | 0.13523 | 0.030956 | 0.031898 | 0.060277 | 0.064259 | 0.25585 | 0.067544 | 0.044768 | 0.068733 | 0.059326 | 0.013581 | 0.013994 | 0.026444 | 0.028191 | 0.18306 | 0.082599 | 0.18821
3004. Contributions to unit rate 1 p/kWh by network level (taking account of standing charges)
Data sources:
x1 = 2602. Standing charges factors adapted to use 132kV/HV
x2 = 2903. Contributions to pay-as-you-go unit rate 1 (p/kWh)
Calculation =(1-x1)*x2
| GSPs | Assets 132kV | Assets 132kV/EHV | Assets EHV | Assets EHV/HV | Assets 132kV/HV | Assets HV | Assets HV/LV | Assets LV circuits | Transmission exit | Operating 132kV | Operating 132kV/EHV | Operating EHV | Operating EHV/HV | Operating 132kV/HV | Operating HV | Operating HV/LV | Operating LV circuits
Domestic Unrestricted | 0 | 0.13165 | 0.030136 | 0.030732 | 0.058075 | 0.062557 | 0.2465 | 0.065076 | 0 | 0.0695 | 0.057755 | 0.013221 | 0.013483 | 0.025478 | 0.027445 | 0.17637 | 0.079581 | 0
Domestic Two Rate | 0 | 0.15663 | 0.035854 | 0.036562 | 0.069092 | 0.074427 | 0.29326 | 0.077422 | 0 | 0.082525 | 0.068714 | 0.01573 | 0.01604 | 0.030311 | 0.032652 | 0.20983 | 0.094677 | 0
Domestic Off Peak (related MPAN) | 0 | 0.015046 | 0.0034442 | 0.0037541 | 0.0070942 | 0.0071495 | 0.030112 | 0.0079495 | 0 | 0.0043195 | 0.0066007 | 0.001511 | 0.001647 | 0.0031123 | 0.0031366 | 0.021545 | 0.0097213 | 0
Small Non Domestic Unrestricted | 0 | 0.12677 | 0.029019 | 0.028848 | 0.054515 | 0.060239 | 0.23139 | 0.061087 | 0 | 0.064117 | 0.055615 | 0.012731 | 0.012656 | 0.023916 | 0.026428 | 0.16556 | 0.074703 | 0
Small Non Domestic Two Rate | 0 | 0.14442 | 0.033059 | 0.033067 | 0.062487 | 0.068626 | 0.26523 | 0.07002 | 0 | 0.073569 | 0.063358 | 0.014503 | 0.014507 | 0.027414 | 0.030107 | 0.18977 | 0.085626 | 0
Small Non Domestic Off Peak (related MPAN) | 0 | 0.024072 | 0.0055104 | 0.0060437 | 0.011421 | 0.011439 | 0.048476 | 0.012798 | 0 | 0.010064 | 0.010561 | 0.0024175 | 0.0026514 | 0.0050104 | 0.0050183 | 0.034685 | 0.01565 | 0
LV Medium Non-Domestic | 0 | 0.10538 | 0.024123 | 0.024191 | 0.045713 | 0.050075 | 0.19403 | 0.051224 | 0 | 0.054038 | 0.046231 | 0.010583 | 0.010613 | 0.020055 | 0.021968 | 0.13883 | 0.062641 | 0
LV Sub Medium Non-Domestic | 0 | 0.10212 | 0.023376 | 0.02337 | 0.044163 | 0.048524 | 0.18745 | 0 | 0 | 0.052033 | 0.044799 | 0.010255 | 0.010253 | 0.019375 | 0.021288 | 0.13412 | 0 | 0
HV Medium Non-Domestic | 0 | 0.086056 | 0.022867 | 0.018252 | 0 | 0 | 0 | 0 | 0 | 0.050717 | 0.037754 | 0.010032 | 0.0080075 | 0 | 0 | 0 | 0 | 0
LV Network Domestic | 0 | 0.69934 | 0.16009 | 0.16844 | 0.3183 | 0.33232 | 1.351 | 0.35667 | 0 | 0.414 | 0.30681 | 0.070233 | 0.073896 | 0.13964 | 0.14579 | 0.96667 | 0.43617 | 0
LV Network Non-Domestic Non-CT | 0 | 0.70319 | 0.16097 | 0.16938 | 0.32009 | 0.33415 | 1.3586 | 0.35868 | 0 | 0.41649 | 0.3085 | 0.07062 | 0.074311 | 0.14043 | 0.14659 | 0.9721 | 0.43862 | 0
LV HH Metered | 0 | 0.67635 | 0.15483 | 0.1628 | 0.30765 | 0.32139 | 1.0447 | 0 | 0 | 0.40059 | 0.29672 | 0.067924 | 0.071423 | 0.13497 | 0.141 | 0.74746 | 0 | 0
LV Sub HH Metered | 0 | 0.71365 | 0.16336 | 0.17178 | 0.32461 | 0.33911 | 0 | 0 | 0 | 0.42268 | 0.31308 | 0.071669 | 0.075362 | 0.14241 | 0.14877 | 0 | 0 | 0
HV HH Metered | 0 | 0.50758 | 0.13487 | 0.11346 | 0 | 0 | 0 | 0 | 0 | 0.34896 | 0.22268 | 0.05917 | 0.049775 | 0 | 0 | 0 | 0 | 0
NHH UMS category A | 0 | 0.077246 | 0.017683 | 0.018215 | 0.03442 | 0.036706 | 0.1461 | 0.03857 | 0.025564 | 0.039233 | 0.033889 | 0.0077576 | 0.007991 | 0.015101 | 0.016103 | 0.10453 | 0.047167 | 0.10747
NHH UMS category B | 0 | 0.10053 | 0.023012 | 0.025088 | 0.047409 | 0.047769 | 0.20123 | 0.053125 | 0.03521 | 0.056843 | 0.044102 | 0.010096 | 0.011006 | 0.020799 | 0.020957 | 0.14398 | 0.064965 | 0.14803
NHH UMS category C | 0 | 0.18009 | 0.041226 | 0.044163 | 0.083454 | 0.085578 | 0.35422 | 0.093516 | 0.061981 | 0.10369 | 0.079009 | 0.018086 | 0.019375 | 0.036612 | 0.037544 | 0.25345 | 0.11436 | 0.26058
NHH UMS category D | 0 | 0.053153 | 0.012167 | 0.011233 | 0.021227 | 0.025257 | 0.090098 | 0.023786 | 0.015765 | 0.021405 | 0.023319 | 0.005338 | 0.004928 | 0.0093125 | 0.011081 | 0.064465 | 0.029087 | 0.066278
LV UMS (Pseudo HH Metered) | 0 | 1.8954 | 0.43387 | 0.46178 | 0.87262 | 0.90064 | 3.7039 | 0.97783 | 0.64809 | 1.1329 | 0.83151 | 0.19034 | 0.20259 | 0.38283 | 0.39512 | 2.6501 | 1.1958 | 2.7247
3005. Contributions to unit rate 2 p/kWh by network level (taking account of standing charges)
Data sources:
x1 = 2602. Standing charges factors adapted to use 132kV/HV
x2 = 2904. Contributions to pay-as-you-go unit rate 2 (p/kWh)
Calculation =(1-x1)*x2
| GSPs | Assets 132kV | Assets 132kV/EHV | Assets EHV | Assets EHV/HV | Assets 132kV/HV | Assets HV | Assets HV/LV | Assets LV circuits | Transmission exit | Operating 132kV | Operating 132kV/EHV | Operating EHV | Operating EHV/HV | Operating 132kV/HV | Operating HV | Operating HV/LV | Operating LV circuits
Domestic Two Rate | 0 | 0.0048126 | 0.0011017 | 0.0025086 | 0.0047404 | 0.0022869 | 0.020121 | 0.0053119 | 0 | 0 | 0.0021114 | 0.00048332 | 0.0011005 | 0.0020797 | 0.0010033 | 0.014397 | 0.0064959 | 0
Small Non Domestic Two Rate | 0 | 0.0045936 | 0.0010515 | 0.0023945 | 0.004525 | 0.0021828 | 0.019206 | 0.0050705 | 0 | 0 | 0.0020153 | 0.00046132 | 0.0010505 | 0.0019852 | 0.00095762 | 0.013742 | 0.0062006 | 0
LV Medium Non-Domestic | 0 | 0.0032643 | 0.00074724 | 0.0017015 | 0.0032153 | 0.0015511 | 0.013648 | 0.003603 | 0 | 0 | 0.0014321 | 0.00032782 | 0.00074646 | 0.0014106 | 0.0006805 | 0.0097649 | 0.004406 | 0
LV Sub Medium Non-Domestic | 0 | 0.0032132 | 0.00073555 | 0.0016749 | 0.003165 | 0.0015269 | 0.013434 | 0 | 0 | 0 | 0.0014097 | 0.0003227 | 0.00073479 | 0.0013885 | 0.00066986 | 0.0096121 | 0 | 0
HV Medium Non-Domestic | 0 | 0.002719 | 0.00072249 | 0.0013161 | 0 | 0 | 0 | 0 | 0 | 0 | 0.0011929 | 0.00031697 | 0.00057739 | 0 | 0 | 0 | 0 | 0
LV Network Domestic | 0 | 0.064794 | 0.014832 | 0.012097 | 0.02286 | 0.030789 | 0.097031 | 0.025616 | 0 | 0.020107 | 0.028426 | 0.0065071 | 0.0053072 | 0.010029 | 0.013508 | 0.069426 | 0.031326 | 0
LV Network Non-Domestic Non-CT | 0 | 0.065151 | 0.014914 | 0.012165 | 0.022989 | 0.030959 | 0.097576 | 0.02576 | 0 | 0.020228 | 0.028583 | 0.0065429 | 0.005337 | 0.010085 | 0.013582 | 0.069816 | 0.031502 | 0
LV HH Metered | 0 | 0.062664 | 0.014345 | 0.011692 | 0.022095 | 0.029777 | 0.075027 | 0 | 0 | 0.019456 | 0.027491 | 0.0062932 | 0.0051296 | 0.0096935 | 0.013064 | 0.053682 | 0 | 0
LV Sub HH Metered | 0 | 0.06612 | 0.015136 | 0.012337 | 0.023314 | 0.031419 | 0 | 0 | 0 | 0.020529 | 0.029007 | 0.0066402 | 0.0054125 | 0.010228 | 0.013784 | 0 | 0 | 0
HV HH Metered | 0 | 0.047027 | 0.012496 | 0.0081485 | 0 | 0 | 0 | 0 | 0 | 0.016949 | 0.020631 | 0.0054822 | 0.0035748 | 0 | 0 | 0 | 0 | 0
LV UMS (Pseudo HH Metered) | 0 | 0.052165 | 0.011941 | 0.009432 | 0.017824 | 0.024788 | 0.075654 | 0.019973 | 0.013238 | 0.016098 | 0.022885 | 0.0052388 | 0.0041379 | 0.0078195 | 0.010875 | 0.054131 | 0.024424 | 0.055653
3006. Contributions to unit rate 3 p/kWh by network level (taking account of standing charges)
Data sources:
x1 = 2602. Standing charges factors adapted to use 132kV/HV
x2 = 2905. Contributions to pay-as-you-go unit rate 3 (p/kWh)
Calculation =(1-x1)*x2
| GSPs | Assets 132kV | Assets 132kV/EHV | Assets EHV | Assets EHV/HV | Assets 132kV/HV | Assets HV | Assets HV/LV | Assets LV circuits | Transmission exit | Operating 132kV | Operating 132kV/EHV | Operating EHV | Operating EHV/HV | Operating 132kV/HV | Operating HV | Operating HV/LV | Operating LV circuits
LV Network Domestic | 0 | 0.0040616 | 0.00092975 | 0.0021183 | 0.0040031 | 0.00193 | 0.016991 | 0.0044857 | 0 | 0 | 0.0017818 | 0.00040789 | 0.00092934 | 0.0017562 | 0.00084671 | 0.012157 | 0.0054854 | 0
LV Network Non-Domestic Non-CT | 0 | 0.0040839 | 0.00093487 | 0.0021302 | 0.0040256 | 0.0019406 | 0.017087 | 0.0045109 | 0 | 0 | 0.0017917 | 0.00041014 | 0.00093456 | 0.0017661 | 0.00085137 | 0.012225 | 0.0055163 | 0
LV HH Metered | 0 | 0.003928 | 0.00089918 | 0.0020475 | 0.0038691 | 0.0018665 | 0.013138 | 0 | 0 | 0 | 0.0017233 | 0.00039448 | 0.00089824 | 0.0016974 | 0.00081887 | 0.0094003 | 0 | 0
LV Sub HH Metered | 0 | 0.0041446 | 0.00094877 | 0.0021604 | 0.0040825 | 0.0019695 | 0 | 0 | 0 | 0 | 0.0018183 | 0.00041623 | 0.00094778 | 0.001791 | 0.00086403 | 0 | 0 | 0
HV HH Metered | 0 | 0.0029478 | 0.0007833 | 0.0014269 | 0 | 0 | 0 | 0 | 0 | 0 | 0.0012933 | 0.00034364 | 0.00062599 | 0 | 0 | 0 | 0 | 0
LV UMS (Pseudo HH Metered) | 0 | 0.0037032 | 0.00084772 | 0.0019303 | 0.0036477 | 0.0017597 | 0.015483 | 0.0040874 | 0.0027091 | 0 | 0.0016246 | 0.0003719 | 0.00084683 | 0.0016003 | 0.00077201 | 0.011078 | 0.0049984 | 0.011389

## AggCap
Standing charges as fixed charges for WPD West Midlands in April 17 (Final)
This sheet allocates standing charges to fixed charges for non half hourly settled demand users.
3101. Mapping of tariffs to tariff groups
| LV domestic and small non-domestic tariffs | LV medium non-domestic tariffs | LV substation aggregated tariffs | HV network aggregated tariffs
Domestic Unrestricted | 1 | 0 | 0 | 0
Domestic Two Rate | 1 | 0 | 0 | 0
Small Non Domestic Unrestricted | 1 | 0 | 0 | 0
Small Non Domestic Two Rate | 1 | 0 | 0 | 0
LV Medium Non-Domestic | 0 | 1 | 0 | 0
LV Sub Medium Non-Domestic | 0 | 0 | 1 | 0
HV Medium Non-Domestic | 0 | 0 | 0 | 1
LV Network Domestic | 1 | 0 | 0 | 0
LV Network Non-Domestic Non-CT | 1 | 0 | 0 | 0
3102. Capacity use for tariffs charged for capacity on an exit point basis
Data sources:
x1 = 2407. All units (MWh)
x2 = 1041. Load factor for each type of demand user (in Load profile data for demand users)
x3 = 1010. Days in the charging year (in Financial and general assumptions)
x4 = 2305. MPANs (in Equivalent volume for each end user)
Kind: | Calculation | Copy cells
Formula: | =x1/x2/(24*x3)*1000 | = x4
| Unit-based contributions to aggregate maximum load (kW) | MPANs
Domestic Unrestricted | 1859265.0483 | 1988697.411
Domestic Two Rate | 629688.019 | 301598.3155
Small Non Domestic Unrestricted | 467257.502 | 141573.9026
Small Non Domestic Two Rate | 157284.3513 | 34541.1691
LV Medium Non-Domestic | 0 | 0
LV Sub Medium Non-Domestic | 0 | 0
HV Medium Non-Domestic | 0 | 0
LV Network Domestic | 0 | 0
LV Network Non-Domestic Non-CT | 168441.2674 | 10518.536
3103. Aggregate capacity (kW)
Data sources:
x1 = 3101. Mapping of tariffs to tariff groups
x2 = 3102. Unit-based contributions to aggregate maximum load (kW) (in Capacity use for tariffs charged for capacity on an exit point basis)
Sum-product calculation =SUMPRODUCT(x1, x2)
| LV domestic and small non-domestic tariffs | LV medium non-domestic tariffs | LV substation aggregated tariffs | HV network aggregated tariffs
Aggregate capacity (kW) | 3281936.1881 | 0 | 0 | 0
3104. Aggregate number of users charged for capacity on an exit point basis
Data sources:
x1 = 3101. Mapping of tariffs to tariff groups
x2 = 3102. MPANs (in Equivalent volume for each end user) (in Capacity use for tariffs charged for capacity on an exit point basis)
Sum-product calculation =SUMPRODUCT(x1, x2)
| LV domestic and small non-domestic tariffs | LV medium non-domestic tariffs | LV substation aggregated tariffs | HV network aggregated tariffs
Aggregate number of users charged for capacity on an exit point basis | 2476929.3342 | 0 | 0 | 0
3105. Average maximum kVA by exit point
Data sources:
x1 = 3104. Aggregate number of users charged for capacity on an exit point basis
x2 = 3103. Aggregate capacity (kW)
x3 = 1010. Power factor for all flows in the network model (in Financial and general assumptions)
Calculation =IF(x1,x2/x1/x3,0)
| LV domestic and small non-domestic tariffs | LV medium non-domestic tariffs | LV substation aggregated tariffs | HV network aggregated tariffs
Average maximum kVA by exit point | 1.3947 | 0 | 0 | 0
3106. Deemed average maximum kVA for each tariff
Data sources:
x1 = 3101. Mapping of tariffs to tariff groups
x2 = 3105. Average maximum kVA by exit point
Sum-product calculation =SUMPRODUCT(x1, x2)
Deemed average maximum kVA for each tariff
Domestic Unrestricted | 1.3947
Domestic Two Rate | 1.3947
Small Non Domestic Unrestricted | 1.3947
Small Non Domestic Two Rate | 1.3947
LV Medium Non-Domestic | 0
LV Sub Medium Non-Domestic | 0
HV Medium Non-Domestic | 0
LV Network Domestic | 1.3947
LV Network Non-Domestic Non-CT | 1.3947
3107. Capacity-driven fixed charge elements from standing charges factors p/MPAN/day
Data sources:
x1 = 3002. Capacity elements p/kVA/day
x2 = 3106. Deemed average maximum kVA for each tariff
Calculation =x1*x2
| GSPs | Assets 132kV | Assets 132kV/EHV | Assets EHV | Assets EHV/HV | Assets 132kV/HV | Assets HV | Assets HV/LV | Assets LV circuits | Transmission exit | Operating 132kV | Operating 132kV/EHV | Operating EHV | Operating EHV/HV | Operating 132kV/HV | Operating HV | Operating HV/LV | Operating LV circuits
Domestic Unrestricted | 0 | 0 | 0 | 0 | 0 | 0 | 0 | 0 | 0.42865 | 0 | 0 | 0 | 0 | 0 | 0 | 0 | 0 | 1.8021
Domestic Two Rate | 0 | 0 | 0 | 0 | 0 | 0 | 0 | 0 | 0.42865 | 0 | 0 | 0 | 0 | 0 | 0 | 0 | 0 | 1.8021
Small Non Domestic Unrestricted | 0 | 0 | 0 | 0 | 0 | 0 | 0 | 0 | 0.42865 | 0 | 0 | 0 | 0 | 0 | 0 | 0 | 0 | 1.8021
Small Non Domestic Two Rate | 0 | 0 | 0 | 0 | 0 | 0 | 0 | 0 | 0.42865 | 0 | 0 | 0 | 0 | 0 | 0 | 0 | 0 | 1.8021
LV Medium Non-Domestic | 0 | 0 | 0 | 0 | 0 | 0 | 0 | 0 | 0 | 0 | 0 | 0 | 0 | 0 | 0 | 0 | 0 | 0
LV Sub Medium Non-Domestic | 0 | 0 | 0 | 0 | 0 | 0 | 0 | 0 | 0 | 0 | 0 | 0 | 0 | 0 | 0 | 0 | 0 | 0
HV Medium Non-Domestic | 0 | 0 | 0 | 0 | 0 | 0 | 0 | 0 | 0 | 0 | 0 | 0 | 0 | 0 | 0 | 0 | 0 | 0
LV Network Domestic | 0 | 0 | 0 | 0 | 0 | 0 | 0 | 0 | 0.42865 | 0 | 0 | 0 | 0 | 0 | 0 | 0 | 0 | 1.8021
LV Network Non-Domestic Non-CT | 0 | 0 | 0 | 0 | 0 | 0 | 0 | 0 | 0.42865 | 0 | 0 | 0 | 0 | 0 | 0 | 0 | 0 | 1.8021

## Reactive
Reactive power unit charges for WPD West Midlands in April 17 (Final)
3201. Network use factors for generator reactive unit charges
These factors differ from the network use factors for active power charges/credits in the case of generators, who do not qualify
for active power credits at the voltage of connection but are charged reactive unit charges for costs caused at that voltage.
| GSPs | 132kV | 132kV/EHV | EHV | EHV/HV | 132kV/HV | HV | HV/LV | LV circuits
LV Generation Intermittent | 1 | 1 | 1 | 1 | 1 | 1 | 1 | 1 | 1
LV Generation Non-Intermittent | 1 | 1 | 1 | 1 | 1 | 1 | 1 | 1 | 1
LV Sub Generation Intermittent | 1 | 1 | 1 | 1 | 1 | 1 | 1 | 1 | 0
LV Sub Generation Non-Intermittent | 1 | 1 | 1 | 1 | 1 | 1 | 1 | 1 | 0
HV Generation Intermittent | 1 | 1 | 1 | 1 | 1 | 1 | 1 | 0 | 0
HV Generation Non-Intermittent | 1 | 1 | 1 | 1 | 1 | 1 | 1 | 0 | 0
3202. Standard components p/kWh for reactive power (absolute value)
Data sources:
x1 = 3003. Yardstick components p/kWh (taking account of standing charges)
Calculation =ABS(x1)
| GSPs | Assets 132kV | Assets 132kV/EHV | Assets EHV | Assets EHV/HV | Assets 132kV/HV | Assets HV | Assets HV/LV | Assets LV circuits | Transmission exit | Operating 132kV | Operating 132kV/EHV | Operating EHV | Operating EHV/HV | Operating 132kV/HV | Operating HV | Operating HV/LV | Operating LV circuits
LV HH Metered | 0 | 0.1008 | 0.023075 | 0.023777 | 0.044931 | 0.047899 | 0.15257 | 0 | 0 | 0.051234 | 0.044222 | 0.010123 | 0.010431 | 0.019712 | 0.021014 | 0.10916 | 0 | 0
LV Sub HH Metered | 0 | 0.10297 | 0.02357 | 0.024287 | 0.045896 | 0.048928 | 0 | 0 | 0 | 0.052334 | 0.045172 | 0.01034 | 0.010655 | 0.020135 | 0.021465 | 0 | 0 | 0
HV HH Metered | 0 | 0.067774 | 0.018009 | 0.014845 | 0 | 0 | 0 | 0 | 0 | 0.039986 | 0.029733 | 0.0079007 | 0.0065129 | 0 | 0 | 0 | 0 | 0
3203. Standard reactive p/kVArh
Data sources:
x1 = 3202. Standard components p/kWh for reactive power (absolute value)
x2 = 1092. Average kVAr by kVA, by network level
x3 = 1010. Power factor for all flows in the network model (in Financial and general assumptions)
Calculation =x1*x2*x3
| GSPs | Assets 132kV | Assets 132kV/EHV | Assets EHV | Assets EHV/HV | Assets 132kV/HV | Assets HV | Assets HV/LV | Assets LV circuits | Transmission exit | Operating 132kV | Operating 132kV/EHV | Operating EHV | Operating EHV/HV | Operating 132kV/HV | Operating HV | Operating HV/LV | Operating LV circuits
LV HH Metered | 0 | 0.026915 | 0.0061611 | 0.0063486 | 0.011997 | 0.012789 | 0.040737 | 0 | 0 | 0.01368 | 0.011808 | 0.0027029 | 0.0027852 | 0.0052632 | 0.0056109 | 0.029148 | 0 | 0
LV Sub HH Metered | 0 | 0.027493 | 0.0062934 | 0.0064849 | 0.012255 | 0.013064 | 0 | 0 | 0 | 0.013974 | 0.012061 | 0.002761 | 0.002845 | 0.0053762 | 0.0057314 | 0 | 0 | 0
HV HH Metered | 0 | 0.018096 | 0.0048085 | 0.0039639 | 0 | 0 | 0 | 0 | 0 | 0.010677 | 0.007939 | 0.0021096 | 0.001739 | 0 | 0 | 0 | 0 | 0
3204. Absolute value of load coefficient (kW peak / average kW)
Data sources:
x1 = 2302. Load coefficient
Calculation =ABS(x1)
Absolute load coefficient
LV Generation Intermittent | 1
LV Generation Non-Intermittent | 1
LV Sub Generation Intermittent | 1
LV Sub Generation Non-Intermittent | 1
HV Generation Intermittent | 1
HV Generation Non-Intermittent | 1
3205. Pay-as-you-go components p/kWh for reactive power (absolute value)
Data sources:
x1 = 2901. Unit cost at each level, £/kW/year (relative to system simultaneous maximum load)
x2 = 3204. Absolute value of load coefficient (kW peak / average kW)
x3 = 2001. Loss adjustment factor to transmission (in Loss adjustment factors to transmission)
x4 = 2004. Loss adjustment factor to transmission for each network level
x5 = 2804. Proportion of annual charge covered by contributions (for all charging levels)
x6 = 3201. Network use factors for generator reactive unit charges
x7 = 1010. Days in the charging year (in Financial and general assumptions)
Calculation =x1*x2*x3/x4*(1-x5)*x6/(24*x7)*100
| GSPs | Assets 132kV | Assets 132kV/EHV | Assets EHV | Assets EHV/HV | Assets 132kV/HV | Assets HV | Assets HV/LV | Assets LV circuits | Transmission exit | Operating 132kV | Operating 132kV/EHV | Operating EHV | Operating EHV/HV | Operating 132kV/HV | Operating HV | Operating HV/LV | Operating LV circuits
LV Generation Intermittent | 0 | 0.068232 | 0.050805 | 0.052351 | 0.098928 | 0.046816 | 0.12909 | 0.034081 | 0.022588 | 0.03468 | 0.029934 | 0.022289 | 0.022967 | 0.043401 | 0.020539 | 0.092366 | 0.041677 | 0.094963
LV Generation Non-Intermittent | 0 | 0.068232 | 0.050805 | 0.052351 | 0.098928 | 0.046816 | 0.12909 | 0.034081 | 0.022588 | 0.03468 | 0.029934 | 0.022289 | 0.022967 | 0.043401 | 0.020539 | 0.092366 | 0.041677 | 0.094963
LV Sub Generation Intermittent | 0 | 0.067165 | 0.050011 | 0.051532 | 0.097381 | 0.046083 | 0.12707 | 0.033548 | 0 | 0.034138 | 0.029466 | 0.02194 | 0.022608 | 0.042722 | 0.020217 | 0.090922 | 0.041025 | 0
LV Sub Generation Non-Intermittent | 0 | 0.067165 | 0.050011 | 0.051532 | 0.097381 | 0.046083 | 0.12707 | 0.033548 | 0 | 0.034138 | 0.029466 | 0.02194 | 0.022608 | 0.042722 | 0.020217 | 0.090922 | 0.041025 | 0
HV Generation Intermittent | 0 | 0.065972 | 0.049123 | 0.050617 | 0.071008 | 0.033603 | 0.098673 | 0 | 0 | 0.033532 | 0.028943 | 0.021551 | 0.022206 | 0.041964 | 0.019858 | 0.089307 | 0 | 0
HV Generation Non-Intermittent | 0 | 0.065972 | 0.049123 | 0.050617 | 0.071008 | 0.033603 | 0.098673 | 0 | 0 | 0.033532 | 0.028943 | 0.021551 | 0.022206 | 0.041964 | 0.019858 | 0.089307 | 0 | 0
3206. Pay-as-you-go reactive p/kVArh
Data sources:
x1 = 3205. Pay-as-you-go components p/kWh for reactive power (absolute value)
x2 = 1092. Average kVAr by kVA, by network level
x3 = 1010. Power factor for all flows in the network model (in Financial and general assumptions)
Calculation =x1*x2*x3
| GSPs | Assets 132kV | Assets 132kV/EHV | Assets EHV | Assets EHV/HV | Assets 132kV/HV | Assets HV | Assets HV/LV | Assets LV circuits | Transmission exit | Operating 132kV | Operating 132kV/EHV | Operating EHV | Operating EHV/HV | Operating 132kV/HV | Operating HV | Operating HV/LV | Operating LV circuits
LV Generation Intermittent | 0 | 0.018219 | 0.013565 | 0.013978 | 0.026415 | 0.0125 | 0.034469 | 0.0090998 | 0.0060313 | 0.0092599 | 0.0079927 | 0.0059513 | 0.0061324 | 0.011588 | 0.005484 | 0.024663 | 0.011128 | 0.025356
LV Generation Non-Intermittent | 0 | 0.018219 | 0.013565 | 0.013978 | 0.026415 | 0.0125 | 0.034469 | 0.0090998 | 0.0060313 | 0.0092599 | 0.0079927 | 0.0059513 | 0.0061324 | 0.011588 | 0.005484 | 0.024663 | 0.011128 | 0.025356
LV Sub Generation Intermittent | 0 | 0.017934 | 0.013353 | 0.01376 | 0.026002 | 0.012305 | 0.03393 | 0.0089575 | 0 | 0.0091151 | 0.0078677 | 0.0058582 | 0.0060365 | 0.011407 | 0.0053982 | 0.024277 | 0.010954 | 0
LV Sub Generation Non-Intermittent | 0 | 0.017934 | 0.013353 | 0.01376 | 0.026002 | 0.012305 | 0.03393 | 0.0089575 | 0 | 0.0091151 | 0.0078677 | 0.0058582 | 0.0060365 | 0.011407 | 0.0053982 | 0.024277 | 0.010954 | 0
HV Generation Intermittent | 0 | 0.017615 | 0.013116 | 0.013515 | 0.01896 | 0.0089723 | 0.026347 | 0 | 0 | 0.0089533 | 0.007728 | 0.0057542 | 0.0059293 | 0.011205 | 0.0053024 | 0.023846 | 0 | 0
HV Generation Non-Intermittent | 0 | 0.017615 | 0.013116 | 0.013515 | 0.01896 | 0.0089723 | 0.026347 | 0 | 0 | 0.0089533 | 0.007728 | 0.0057542 | 0.0059293 | 0.011205 | 0.0053024 | 0.023846 | 0 | 0

## Aggreg
Aggregation for WPD West Midlands in April 17 (Final)
This sheet aggregates elements of tariffs excluding revenue matching and final adjustments and rounding.
3301. Unit rate 1 p/kWh (elements)
Data sources:
x1 = 3004. Unit rate 1 total p/kWh (taking account of standing charges) — for Tariffs with Unit rate 1 p/kWh from Standard 1 kWh
x2 = 2903. Pay-as-you-go unit rate 1 (p/kWh) — for Tariffs with Unit rate 1 p/kWh from PAYG 1 kWh
x3 = 2903. Pay-as-you-go unit rate 1 (p/kWh) — for Tariffs with Unit rate 1 p/kWh from PAYG 1 kWh & customer
x4 = 2902. Pay-as-you-go yardstick unit rate (p/kWh) — for Tariffs with Unit rate 1 p/kWh from PAYG yardstick kWh
x5 = 2203. LV unmetered service model asset charge (p/kWh) — for Tariffs with Unit rate 1 p/kWh from PAYG 1 kWh & customer
x6 = 2712. Operating expenditure for unmetered customer assets (p/kWh) — for Tariffs with Unit rate 1 p/kWh from PAYG 1 kWh & customer
Combine tables = x1 or x2 or x3 or x4 or x5 or x6
| GSPs | Assets 132kV | Assets 132kV/EHV | Assets EHV | Assets EHV/HV | Assets 132kV/HV | Assets HV | Assets HV/LV | Assets LV circuits | Assets LV customer | Assets HV customer | Transmission exit | Operating 132kV | Operating 132kV/EHV | Operating EHV | Operating EHV/HV | Operating 132kV/HV | Operating HV | Operating HV/LV | Operating LV circuits | Operating LV customer | Operating HV customer
Domestic Unrestricted | 0 | 0.13165 | 0.030136 | 0.030732 | 0.058075 | 0.062557 | 0.2465 | 0.065076 | 0 |  |  | 0.0695 | 0.057755 | 0.013221 | 0.013483 | 0.025478 | 0.027445 | 0.17637 | 0.079581 | 0
Domestic Two Rate | 0 | 0.15663 | 0.035854 | 0.036562 | 0.069092 | 0.074427 | 0.29326 | 0.077422 | 0 |  |  | 0.082525 | 0.068714 | 0.01573 | 0.01604 | 0.030311 | 0.032652 | 0.20983 | 0.094677 | 0
Domestic Off Peak (related MPAN) | 0 | 0.015046 | 0.0034442 | 0.0037541 | 0.0070942 | 0.0071495 | 0.030112 | 0.0079495 | 0 |  |  | 0.0043195 | 0.0066007 | 0.001511 | 0.001647 | 0.0031123 | 0.0031366 | 0.021545 | 0.0097213 | 0
Small Non Domestic Unrestricted | 0 | 0.12677 | 0.029019 | 0.028848 | 0.054515 | 0.060239 | 0.23139 | 0.061087 | 0 |  |  | 0.064117 | 0.055615 | 0.012731 | 0.012656 | 0.023916 | 0.026428 | 0.16556 | 0.074703 | 0
Small Non Domestic Two Rate | 0 | 0.14442 | 0.033059 | 0.033067 | 0.062487 | 0.068626 | 0.26523 | 0.07002 | 0 |  |  | 0.073569 | 0.063358 | 0.014503 | 0.014507 | 0.027414 | 0.030107 | 0.18977 | 0.085626 | 0
Small Non Domestic Off Peak (related MPAN) | 0 | 0.024072 | 0.0055104 | 0.0060437 | 0.011421 | 0.011439 | 0.048476 | 0.012798 | 0 |  |  | 0.010064 | 0.010561 | 0.0024175 | 0.0026514 | 0.0050104 | 0.0050183 | 0.034685 | 0.01565 | 0
LV Medium Non-Domestic | 0 | 0.10538 | 0.024123 | 0.024191 | 0.045713 | 0.050075 | 0.19403 | 0.051224 | 0 |  |  | 0.054038 | 0.046231 | 0.010583 | 0.010613 | 0.020055 | 0.021968 | 0.13883 | 0.062641 | 0
LV Sub Medium Non-Domestic | 0 | 0.10212 | 0.023376 | 0.02337 | 0.044163 | 0.048524 | 0.18745 | 0 | 0 |  |  | 0.052033 | 0.044799 | 0.010255 | 0.010253 | 0.019375 | 0.021288 | 0.13412 | 0 | 0
HV Medium Non-Domestic | 0 | 0.086056 | 0.022867 | 0.018252 | 0 | 0 | 0 | 0 | 0 |  |  | 0.050717 | 0.037754 | 0.010032 | 0.0080075 | 0 | 0 | 0 | 0 | 0
LV Network Domestic | 0 | 0.69934 | 0.16009 | 0.16844 | 0.3183 | 0.33232 | 1.351 | 0.35667 | 0 |  |  | 0.414 | 0.30681 | 0.070233 | 0.073896 | 0.13964 | 0.14579 | 0.96667 | 0.43617 | 0
LV Network Non-Domestic Non-CT | 0 | 0.70319 | 0.16097 | 0.16938 | 0.32009 | 0.33415 | 1.3586 | 0.35868 | 0 |  |  | 0.41649 | 0.3085 | 0.07062 | 0.074311 | 0.14043 | 0.14659 | 0.9721 | 0.43862 | 0
LV HH Metered | 0 | 0.67635 | 0.15483 | 0.1628 | 0.30765 | 0.32139 | 1.0447 | 0 | 0 |  |  | 0.40059 | 0.29672 | 0.067924 | 0.071423 | 0.13497 | 0.141 | 0.74746 | 0 | 0
LV Sub HH Metered | 0 | 0.71365 | 0.16336 | 0.17178 | 0.32461 | 0.33911 | 0 | 0 | 0 |  |  | 0.42268 | 0.31308 | 0.071669 | 0.075362 | 0.14241 | 0.14877 | 0 | 0 | 0
HV HH Metered | 0 | 0.50758 | 0.13487 | 0.11346 | 0 | 0 | 0 | 0 | 0 |  |  | 0.34896 | 0.22268 | 0.05917 | 0.049775 | 0 | 0 | 0 | 0 | 0
NHH UMS category A | 0 | 0.077246 | 0.017683 | 0.018215 | 0.03442 | 0.036706 | 0.1461 | 0.03857 | 0.025564 |  |  | 0.039233 | 0.033889 | 0.0077576 | 0.007991 | 0.015101 | 0.016103 | 0.10453 | 0.047167 | 0.10747 | 0.55406
NHH UMS category B | 0 | 0.10053 | 0.023012 | 0.025088 | 0.047409 | 0.047769 | 0.20123 | 0.053125 | 0.03521 |  |  | 0.056843 | 0.044102 | 0.010096 | 0.011006 | 0.020799 | 0.020957 | 0.14398 | 0.064965 | 0.14803 | 0.55406
NHH UMS category C | 0 | 0.18009 | 0.041226 | 0.044163 | 0.083454 | 0.085578 | 0.35422 | 0.093516 | 0.061981 |  |  | 0.10369 | 0.079009 | 0.018086 | 0.019375 | 0.036612 | 0.037544 | 0.25345 | 0.11436 | 0.26058 | 0.55406
NHH UMS category D | 0 | 0.053153 | 0.012167 | 0.011233 | 0.021227 | 0.025257 | 0.090098 | 0.023786 | 0.015765 |  |  | 0.021405 | 0.023319 | 0.005338 | 0.004928 | 0.0093125 | 0.011081 | 0.064465 | 0.029087 | 0.066278 | 0.55406
LV UMS (Pseudo HH Metered) | 0 | 1.8954 | 0.43387 | 0.46178 | 0.87262 | 0.90064 | 3.7039 | 0.97783 | 0.64809 |  |  | 1.1329 | 0.83151 | 0.19034 | 0.20259 | 0.38283 | 0.39512 | 2.6501 | 1.1958 | 2.7247 | 0.55406
LV Generation NHH or Aggregate HH | 0 | -0.068232 | -0.015619 | -0.016094 | -0.030414 | -0.032423 | -0.12909 | -0.034081 | 0 |  |  | -0.03468 | -0.029934 | -0.0068523 | -0.0070608 | -0.013343 | -0.014224 | -0.092366 | -0.041677 | 0
LV Sub Generation NHH | 0 | -0.067165 | -0.015375 | -0.015843 | -0.029938 | -0.031916 | -0.12707 | 0 | 0 |  |  | -0.034138 | -0.029466 | -0.0067452 | -0.0069504 | -0.013134 | -0.014002 | -0.090922 | 0 | 0
LV Generation Intermittent | 0 | -0.068232 | -0.015619 | -0.016094 | -0.030414 | -0.032423 | -0.12909 | -0.034081 | 0 |  |  | -0.03468 | -0.029934 | -0.0068523 | -0.0070608 | -0.013343 | -0.014224 | -0.092366 | -0.041677 | 0
LV Generation Non-Intermittent | 0 | -0.56206 | -0.12866 | -0.13529 | -0.25566 | -0.26708 | -1.0852 | -0.28649 | 0 |  |  | -0.3329 | -0.24658 | -0.056446 | -0.059354 | -0.11216 | -0.11717 | -0.77645 | -0.35034 | 0
LV Sub Generation Intermittent | 0 | -0.067165 | -0.015375 | -0.015843 | -0.029938 | -0.031916 | -0.12707 | 0 | 0 |  |  | -0.034138 | -0.029466 | -0.0067452 | -0.0069504 | -0.013134 | -0.014002 | -0.090922 | 0 | 0
LV Sub Generation Non-Intermittent | 0 | -0.55327 | -0.12665 | -0.13318 | -0.25167 | -0.26291 | -1.0682 | 0 | 0 |  |  | -0.32769 | -0.24273 | -0.055564 | -0.058426 | -0.11041 | -0.11534 | -0.7643 | 0 | 0
HV Generation Intermittent | 0 | -0.065972 | -0.015102 | -0.015561 | -0.02183 | -0.023272 | 0 | 0 | 0 |  |  | -0.033532 | -0.028943 | -0.0066254 | -0.006827 | -0.012901 | -0.013753 | 0 | 0 | 0
HV Generation Non-Intermittent | 0 | -0.54345 | -0.1244 | -0.13081 | -0.18351 | -0.19171 | 0 | 0 | 0 |  |  | -0.32187 | -0.23842 | -0.054577 | -0.057389 | -0.10845 | -0.11329 | 0 | 0 | 0
3302. Unit rate 2 p/kWh (elements)
Data sources:
x1 = 3005. Unit rate 2 total p/kWh (taking account of standing charges) — for Tariffs with Unit rate 2 p/kWh from Standard 2 kWh
x2 = 2904. Pay-as-you-go unit rate 2 (p/kWh) — for Tariffs with Unit rate 2 p/kWh from PAYG 2 kWh
x3 = 2904. Pay-as-you-go unit rate 2 (p/kWh) — for Tariffs with Unit rate 2 p/kWh from PAYG 2 kWh & customer
x4 = 2203. LV unmetered service model asset charge (p/kWh) — for Tariffs with Unit rate 2 p/kWh from PAYG 2 kWh & customer
x5 = 2712. Operating expenditure for unmetered customer assets (p/kWh) — for Tariffs with Unit rate 2 p/kWh from PAYG 2 kWh & customer
Combine tables = x1 or x2 or x3 or x4 or x5
| GSPs | Assets 132kV | Assets 132kV/EHV | Assets EHV | Assets EHV/HV | Assets 132kV/HV | Assets HV | Assets HV/LV | Assets LV circuits | Assets LV customer | Assets HV customer | Transmission exit | Operating 132kV | Operating 132kV/EHV | Operating EHV | Operating EHV/HV | Operating 132kV/HV | Operating HV | Operating HV/LV | Operating LV circuits | Operating LV customer | Operating HV customer
Domestic Unrestricted
Domestic Two Rate | 0 | 0.0048126 | 0.0011017 | 0.0025086 | 0.0047404 | 0.0022869 | 0.020121 | 0.0053119 | 0 |  |  | 0 | 0.0021114 | 0.00048332 | 0.0011005 | 0.0020797 | 0.0010033 | 0.014397 | 0.0064959 | 0
Domestic Off Peak (related MPAN)
Small Non Domestic Unrestricted
Small Non Domestic Two Rate | 0 | 0.0045936 | 0.0010515 | 0.0023945 | 0.004525 | 0.0021828 | 0.019206 | 0.0050705 | 0 |  |  | 0 | 0.0020153 | 0.00046132 | 0.0010505 | 0.0019852 | 0.00095762 | 0.013742 | 0.0062006 | 0
Small Non Domestic Off Peak (related MPAN)
LV Medium Non-Domestic | 0 | 0.0032643 | 0.00074724 | 0.0017015 | 0.0032153 | 0.0015511 | 0.013648 | 0.003603 | 0 |  |  | 0 | 0.0014321 | 0.00032782 | 0.00074646 | 0.0014106 | 0.0006805 | 0.0097649 | 0.004406 | 0
LV Sub Medium Non-Domestic | 0 | 0.0032132 | 0.00073555 | 0.0016749 | 0.003165 | 0.0015269 | 0.013434 | 0 | 0 |  |  | 0 | 0.0014097 | 0.0003227 | 0.00073479 | 0.0013885 | 0.00066986 | 0.0096121 | 0 | 0
HV Medium Non-Domestic | 0 | 0.002719 | 0.00072249 | 0.0013161 | 0 | 0 | 0 | 0 | 0 |  |  | 0 | 0.0011929 | 0.00031697 | 0.00057739 | 0 | 0 | 0 | 0 | 0
LV Network Domestic | 0 | 0.064794 | 0.014832 | 0.012097 | 0.02286 | 0.030789 | 0.097031 | 0.025616 | 0 |  |  | 0.020107 | 0.028426 | 0.0065071 | 0.0053072 | 0.010029 | 0.013508 | 0.069426 | 0.031326 | 0
LV Network Non-Domestic Non-CT | 0 | 0.065151 | 0.014914 | 0.012165 | 0.022989 | 0.030959 | 0.097576 | 0.02576 | 0 |  |  | 0.020228 | 0.028583 | 0.0065429 | 0.005337 | 0.010085 | 0.013582 | 0.069816 | 0.031502 | 0
LV HH Metered | 0 | 0.062664 | 0.014345 | 0.011692 | 0.022095 | 0.029777 | 0.075027 | 0 | 0 |  |  | 0.019456 | 0.027491 | 0.0062932 | 0.0051296 | 0.0096935 | 0.013064 | 0.053682 | 0 | 0
LV Sub HH Metered | 0 | 0.06612 | 0.015136 | 0.012337 | 0.023314 | 0.031419 | 0 | 0 | 0 |  |  | 0.020529 | 0.029007 | 0.0066402 | 0.0054125 | 0.010228 | 0.013784 | 0 | 0 | 0
HV HH Metered | 0 | 0.047027 | 0.012496 | 0.0081485 | 0 | 0 | 0 | 0 | 0 |  |  | 0.016949 | 0.020631 | 0.0054822 | 0.0035748 | 0 | 0 | 0 | 0 | 0
NHH UMS category A
NHH UMS category B
NHH UMS category C
NHH UMS category D
LV UMS (Pseudo HH Metered) | 0 | 0.052165 | 0.011941 | 0.009432 | 0.017824 | 0.024788 | 0.075654 | 0.019973 | 0.013238 |  |  | 0.016098 | 0.022885 | 0.0052388 | 0.0041379 | 0.0078195 | 0.010875 | 0.054131 | 0.024424 | 0.055653 | 0.55406
LV Generation NHH or Aggregate HH
LV Sub Generation NHH
LV Generation Intermittent
LV Generation Non-Intermittent | 0 | -0.052075 | -0.011921 | -0.0097167 | -0.018362 | -0.024746 | -0.077937 | -0.020575 | 0 |  |  | -0.016168 | -0.022846 | -0.0052298 | -0.0042628 | -0.0080555 | -0.010856 | -0.055764 | -0.025161 | 0
LV Sub Generation Intermittent
LV Sub Generation Non-Intermittent | 0 | -0.051261 | -0.011734 | -0.0095647 | -0.018075 | -0.024359 | -0.076718 | 0 | 0 |  |  | -0.015915 | -0.022489 | -0.005148 | -0.0041961 | -0.0079295 | -0.010686 | -0.054892 | 0 | 0
HV Generation Intermittent
HV Generation Non-Intermittent | 0 | -0.050351 | -0.011526 | -0.0093949 | -0.01318 | -0.017762 | 0 | 0 | 0 |  |  | -0.015633 | -0.022089 | -0.0050566 | -0.0041216 | -0.0077887 | -0.010497 | 0 | 0 | 0
3303. Unit rate 3 p/kWh (elements)
Data sources:
x1 = 3006. Unit rate 3 total p/kWh (taking account of standing charges) — for Tariffs with Unit rate 3 p/kWh from Standard 3 kWh
x2 = 2905. Pay-as-you-go unit rate 3 (p/kWh) — for Tariffs with Unit rate 3 p/kWh from PAYG 3 kWh
x3 = 2905. Pay-as-you-go unit rate 3 (p/kWh) — for Tariffs with Unit rate 3 p/kWh from PAYG 3 kWh & customer
x4 = 2203. LV unmetered service model asset charge (p/kWh) — for Tariffs with Unit rate 3 p/kWh from PAYG 3 kWh & customer
x5 = 2712. Operating expenditure for unmetered customer assets (p/kWh) — for Tariffs with Unit rate 3 p/kWh from PAYG 3 kWh & customer
Combine tables = x1 or x2 or x3 or x4 or x5
| GSPs | Assets 132kV | Assets 132kV/EHV | Assets EHV | Assets EHV/HV | Assets 132kV/HV | Assets HV | Assets HV/LV | Assets LV circuits | Assets LV customer | Assets HV customer | Transmission exit | Operating 132kV | Operating 132kV/EHV | Operating EHV | Operating EHV/HV | Operating 132kV/HV | Operating HV | Operating HV/LV | Operating LV circuits | Operating LV customer | Operating HV customer
Domestic Unrestricted
Domestic Two Rate
Domestic Off Peak (related MPAN)
Small Non Domestic Unrestricted
Small Non Domestic Two Rate
Small Non Domestic Off Peak (related MPAN)
LV Medium Non-Domestic
LV Sub Medium Non-Domestic
HV Medium Non-Domestic
LV Network Domestic | 0 | 0.0040616 | 0.00092975 | 0.0021183 | 0.0040031 | 0.00193 | 0.016991 | 0.0044857 | 0 |  |  | 0 | 0.0017818 | 0.00040789 | 0.00092934 | 0.0017562 | 0.00084671 | 0.012157 | 0.0054854 | 0
LV Network Non-Domestic Non-CT | 0 | 0.0040839 | 0.00093487 | 0.0021302 | 0.0040256 | 0.0019406 | 0.017087 | 0.0045109 | 0 |  |  | 0 | 0.0017917 | 0.00041014 | 0.00093456 | 0.0017661 | 0.00085137 | 0.012225 | 0.0055163 | 0
LV HH Metered | 0 | 0.003928 | 0.00089918 | 0.0020475 | 0.0038691 | 0.0018665 | 0.013138 | 0 | 0 |  |  | 0 | 0.0017233 | 0.00039448 | 0.00089824 | 0.0016974 | 0.00081887 | 0.0094003 | 0 | 0
LV Sub HH Metered | 0 | 0.0041446 | 0.00094877 | 0.0021604 | 0.0040825 | 0.0019695 | 0 | 0 | 0 |  |  | 0 | 0.0018183 | 0.00041623 | 0.00094778 | 0.001791 | 0.00086403 | 0 | 0 | 0
HV HH Metered | 0 | 0.0029478 | 0.0007833 | 0.0014269 | 0 | 0 | 0 | 0 | 0 |  |  | 0 | 0.0012933 | 0.00034364 | 0.00062599 | 0 | 0 | 0 | 0 | 0
NHH UMS category A
NHH UMS category B
NHH UMS category C
NHH UMS category D
LV UMS (Pseudo HH Metered) | 0 | 0.0037032 | 0.00084772 | 0.0019303 | 0.0036477 | 0.0017597 | 0.015483 | 0.0040874 | 0.0027091 |  |  | 0 | 0.0016246 | 0.0003719 | 0.00084683 | 0.0016003 | 0.00077201 | 0.011078 | 0.0049984 | 0.011389 | 0.55406
LV Generation NHH or Aggregate HH
LV Sub Generation NHH
LV Generation Intermittent
LV Generation Non-Intermittent | 0 | -0.0032643 | -0.00074724 | -0.0017015 | -0.0032153 | -0.0015511 | -0.013648 | -0.003603 | 0 |  |  | 0 | -0.0014321 | -0.00032782 | -0.00074646 | -0.0014106 | -0.0006805 | -0.0097649 | -0.004406 | 0
LV Sub Generation Intermittent
LV Sub Generation Non-Intermittent | 0 | -0.0032132 | -0.00073555 | -0.0016749 | -0.003165 | -0.0015269 | -0.013434 | 0 | 0 |  |  | 0 | -0.0014097 | -0.0003227 | -0.00073479 | -0.0013885 | -0.00066986 | -0.0096121 | 0 | 0
HV Generation Intermittent
HV Generation Non-Intermittent | 0 | -0.0031562 | -0.00072249 | -0.0016451 | -0.0023079 | -0.0011134 | 0 | 0 | 0 |  |  | 0 | -0.0013847 | -0.00031697 | -0.00072174 | -0.0013639 | -0.00065797 | 0 | 0 | 0
3304. Fixed charge p/MPAN/day (elements)
Data sources:
x1 = 3107. Fixed charge from standing charges factors p/MPAN/day — for Tariffs with Fixed charge p/MPAN/day from Fixed from network & customer
x2 = 2206. Service model p/MPAN/day (in Replacement annuities for service models) — for Tariffs with Fixed charge p/MPAN/day from Customer
x3 = 2206. Service model p/MPAN/day (in Replacement annuities for service models) — for Tariffs with Fixed charge p/MPAN/day from Fixed from network & customer
x4 = 2711. Operating expenditure for customer assets p/MPAN/day total (in Operating expenditure for customer assets p/MPAN/day) — for Tariffs with Fixed charge p/MPAN/day from Customer
x5 = 2711. Operating expenditure for customer assets p/MPAN/day total (in Operating expenditure for customer assets p/MPAN/day) — for Tariffs with Fixed charge p/MPAN/day from Fixed from network & customer
Combine tables = x1 or x2 or x3 or x4 or x5
| GSPs | Assets 132kV | Assets 132kV/EHV | Assets EHV | Assets EHV/HV | Assets 132kV/HV | Assets HV | Assets HV/LV | Assets LV circuits | Assets LV customer | Assets HV customer | Transmission exit | Operating 132kV | Operating 132kV/EHV | Operating EHV | Operating EHV/HV | Operating 132kV/HV | Operating HV | Operating HV/LV | Operating LV circuits | Operating LV customer | Operating HV customer
Domestic Unrestricted | 0 | 0 | 0 | 0 | 0 | 0 | 0 | 0 | 0.42865 | 0 | 0 | 0 | 0 | 0 | 0 | 0 | 0 | 0 | 0 | 1.8021 | 1.6722 | 0
Domestic Two Rate | 0 | 0 | 0 | 0 | 0 | 0 | 0 | 0 | 0.42865 | 0 | 0 | 0 | 0 | 0 | 0 | 0 | 0 | 0 | 0 | 1.8021 | 1.6722 | 0
Domestic Off Peak (related MPAN)
Small Non Domestic Unrestricted | 0 | 0 | 0 | 0 | 0 | 0 | 0 | 0 | 0.42865 | 0 | 0 | 0 | 0 | 0 | 0 | 0 | 0 | 0 | 0 | 1.8021 | 3.7621 | 0
Small Non Domestic Two Rate | 0 | 0 | 0 | 0 | 0 | 0 | 0 | 0 | 0.42865 | 0 | 0 | 0 | 0 | 0 | 0 | 0 | 0 | 0 | 0 | 1.8021 | 3.7621 | 0
Small Non Domestic Off Peak (related MPAN)
LV Medium Non-Domestic | 0 | 0 | 0 | 0 | 0 | 0 | 0 | 0 | 0 | 0 | 0 | 0 | 0 | 0 | 0 | 0 | 0 | 0 | 0 | 0 | 4.5804 | 0
LV Sub Medium Non-Domestic | 0 | 0 | 0 | 0 | 0 | 0 | 0 | 0 | 0 | 0 | 0 | 0 | 0 | 0 | 0 | 0 | 0 | 0 | 0 | 0 | 3.3969 | 0
HV Medium Non-Domestic | 0 | 0 | 0 | 0 | 0 | 0 | 0 | 0 | 0 | 0 | 0 | 0 | 0 | 0 | 0 | 0 | 0 | 0 | 0 | 0 | 0 | 59.0064
LV Network Domestic | 0 | 0 | 0 | 0 | 0 | 0 | 0 | 0 | 0.42865 | 0 | 0 | 0 | 0 | 0 | 0 | 0 | 0 | 0 | 0 | 1.8021 | 1.6722 | 0
LV Network Non-Domestic Non-CT | 0 | 0 | 0 | 0 | 0 | 0 | 0 | 0 | 0.42865 | 0 | 0 | 0 | 0 | 0 | 0 | 0 | 0 | 0 | 0 | 1.8021 | 3.7621 | 0
LV HH Metered | [9 empty] | 0 | 0 | [9 empty] | 7.7219 | 0
LV Sub HH Metered | [9 empty] | 0 | 0 | [9 empty] | 5.9475 | 0
HV HH Metered | [9 empty] | 0 | 0 | [9 empty] | 0 | 59.0064
NHH UMS category A
NHH UMS category B
NHH UMS category C
NHH UMS category D
LV UMS (Pseudo HH Metered)
LV Generation NHH or Aggregate HH | [9 empty] | 0 | 0 | [9 empty] | 0 | 0
LV Sub Generation NHH | [9 empty] | 0 | 0 | [9 empty] | 0 | 0
LV Generation Intermittent | [9 empty] | 0 | 0 | [9 empty] | 0 | 0
LV Generation Non-Intermittent | [9 empty] | 0 | 0 | [9 empty] | 0 | 0
LV Sub Generation Intermittent | [9 empty] | 0 | 0 | [9 empty] | 0 | 0
LV Sub Generation Non-Intermittent | [9 empty] | 0 | 0 | [9 empty] | 0 | 0
HV Generation Intermittent | [9 empty] | 0 | 0 | [9 empty] | 0 | 28.449
HV Generation Non-Intermittent | [9 empty] | 0 | 0 | [9 empty] | 0 | 28.449
3305. Capacity charge p/kVA/day (elements)
Data sources:
x1 = 3002. Capacity charge p/kVA/day — for Tariffs with Capacity charge p/kVA/day from Capacity
Copy cells = x1
| GSPs | Assets 132kV | Assets 132kV/EHV | Assets EHV | Assets EHV/HV | Assets 132kV/HV | Assets HV | Assets HV/LV | Assets LV circuits | Assets LV customer | Assets HV customer | Transmission exit | Operating 132kV | Operating 132kV/EHV | Operating EHV | Operating EHV/HV | Operating 132kV/HV | Operating HV | Operating HV/LV | Operating LV circuits | Operating LV customer | Operating HV customer
Domestic Unrestricted
Domestic Two Rate
Domestic Off Peak (related MPAN)
Small Non Domestic Unrestricted
Small Non Domestic Two Rate
Small Non Domestic Off Peak (related MPAN)
LV Medium Non-Domestic
LV Sub Medium Non-Domestic
HV Medium Non-Domestic
LV Network Domestic
LV Network Non-Domestic Non-CT
LV HH Metered | 0 | 0 | 0 | 0 | 0 | 0 | 0.39493 | 0.52131 | 0.30733 |  |  | 0 | 0 | 0 | 0 | 0 | 0 | 0.28257 | 0.63749 | 1.2921
LV Sub HH Metered | 0 | 0 | 0 | 0 | 0 | 0 | 1.9438 | 0.51315 | 0 |  |  | 0 | 0 | 0 | 0 | 0 | 0 | 1.3908 | 0.62752 | 0
HV HH Metered | 0 | 0.19229 | 0 | 0.063793 | 0.44746 | 0.48972 | 1.5093 | 0 | 0 |  |  | 0 | 0.08436 | 0 | 0.027987 | 0.26443 | 0.28941 | 1.3661 | 0 | 0
NHH UMS category A
NHH UMS category B
NHH UMS category C
NHH UMS category D
LV UMS (Pseudo HH Metered)
LV Generation NHH or Aggregate HH
LV Sub Generation NHH
LV Generation Intermittent
LV Generation Non-Intermittent
LV Sub Generation Intermittent
LV Sub Generation Non-Intermittent
HV Generation Intermittent
HV Generation Non-Intermittent
3306. Reactive power charge p/kVArh (elements)
Data sources:
x1 = 3206. Pay-as-you-go reactive p/kVArh
x2 = 3203. Standard reactive p/kVArh
Combine tables = x1 or x2
| GSPs | Assets 132kV | Assets 132kV/EHV | Assets EHV | Assets EHV/HV | Assets 132kV/HV | Assets HV | Assets HV/LV | Assets LV circuits | Assets LV customer | Assets HV customer | Transmission exit | Operating 132kV | Operating 132kV/EHV | Operating EHV | Operating EHV/HV | Operating 132kV/HV | Operating HV | Operating HV/LV | Operating LV circuits | Operating LV customer | Operating HV customer
Domestic Unrestricted
Domestic Two Rate
Domestic Off Peak (related MPAN)
Small Non Domestic Unrestricted
Small Non Domestic Two Rate
Small Non Domestic Off Peak (related MPAN)
LV Medium Non-Domestic
LV Sub Medium Non-Domestic
HV Medium Non-Domestic
LV Network Domestic
LV Network Non-Domestic Non-CT
LV HH Metered | 0 | 0.026915 | 0.0061611 | 0.0063486 | 0.011997 | 0.012789 | 0.040737 | 0 | 0 |  |  | 0.01368 | 0.011808 | 0.0027029 | 0.0027852 | 0.0052632 | 0.0056109 | 0.029148 | 0 | 0
LV Sub HH Metered | 0 | 0.027493 | 0.0062934 | 0.0064849 | 0.012255 | 0.013064 | 0 | 0 | 0 |  |  | 0.013974 | 0.012061 | 0.002761 | 0.002845 | 0.0053762 | 0.0057314 | 0 | 0 | 0
HV HH Metered | 0 | 0.018096 | 0.0048085 | 0.0039639 | 0 | 0 | 0 | 0 | 0 |  |  | 0.010677 | 0.007939 | 0.0021096 | 0.001739 | 0 | 0 | 0 | 0 | 0
NHH UMS category A
NHH UMS category B
NHH UMS category C
NHH UMS category D
LV UMS (Pseudo HH Metered)
LV Generation NHH or Aggregate HH
LV Sub Generation NHH
LV Generation Intermittent | 0 | 0.018219 | 0.013565 | 0.013978 | 0.026415 | 0.0125 | 0.034469 | 0.0090998 | 0.0060313 |  |  | 0.0092599 | 0.0079927 | 0.0059513 | 0.0061324 | 0.011588 | 0.005484 | 0.024663 | 0.011128 | 0.025356
LV Generation Non-Intermittent | 0 | 0.018219 | 0.013565 | 0.013978 | 0.026415 | 0.0125 | 0.034469 | 0.0090998 | 0.0060313 |  |  | 0.0092599 | 0.0079927 | 0.0059513 | 0.0061324 | 0.011588 | 0.005484 | 0.024663 | 0.011128 | 0.025356
LV Sub Generation Intermittent | 0 | 0.017934 | 0.013353 | 0.01376 | 0.026002 | 0.012305 | 0.03393 | 0.0089575 | 0 |  |  | 0.0091151 | 0.0078677 | 0.0058582 | 0.0060365 | 0.011407 | 0.0053982 | 0.024277 | 0.010954 | 0
LV Sub Generation Non-Intermittent | 0 | 0.017934 | 0.013353 | 0.01376 | 0.026002 | 0.012305 | 0.03393 | 0.0089575 | 0 |  |  | 0.0091151 | 0.0078677 | 0.0058582 | 0.0060365 | 0.011407 | 0.0053982 | 0.024277 | 0.010954 | 0
HV Generation Intermittent | 0 | 0.017615 | 0.013116 | 0.013515 | 0.01896 | 0.0089723 | 0.026347 | 0 | 0 |  |  | 0.0089533 | 0.007728 | 0.0057542 | 0.0059293 | 0.011205 | 0.0053024 | 0.023846 | 0 | 0
HV Generation Non-Intermittent | 0 | 0.017615 | 0.013116 | 0.013515 | 0.01896 | 0.0089723 | 0.026347 | 0 | 0 |  |  | 0.0089533 | 0.007728 | 0.0057542 | 0.0059293 | 0.011205 | 0.0053024 | 0.023846 | 0 | 0
3307. Summary of charges before revenue matching
Data sources:
x1 = 3301. Unit rate 1 p/kWh (elements)
x2 = 3302. Unit rate 2 p/kWh (elements)
x3 = 3303. Unit rate 3 p/kWh (elements)
x4 = 3304. Fixed charge p/MPAN/day (elements)
x5 = 3305. Capacity charge p/kVA/day (elements)
x6 = 3306. Reactive power charge p/kVArh (elements)
Kind: | Cell summation | Cell summation | Cell summation | Cell summation | Cell summation | Cell summation
Formula: | =SUM(x1) | =SUM(x2) | =SUM(x3) | =SUM(x4) | =SUM(x5) | =SUM(x6)
| Unit rate 1 p/kWh (total) | Unit rate 2 p/kWh (total) | Unit rate 3 p/kWh (total) | Fixed charge p/MPAN/day (total) | Capacity charge p/kVA/day (total) | Reactive power charge p/kVArh
Domestic Unrestricted | 1.0876 | 0 | 0 | 3.903 | 0 | 0
Domestic Two Rate | 1.2937 | 0.068554 | 0 | 3.903 | 0 | 0
Domestic Off Peak (related MPAN) | 0.12614 | 0 | 0 | 0 | 0 | 0
Small Non Domestic Unrestricted | 1.0276 | 0 | 0 | 5.9929 | 0 | 0
Small Non Domestic Two Rate | 1.1758 | 0.065437 | 0 | 5.9929 | 0 | 0
Small Non Domestic Off Peak (related MPAN) | 0.20582 | 0 | 0 | 0 | 0 | 0
LV Medium Non-Domestic | 0.8597 | 0.046498 | 0 | 4.5804 | 0 | 0
LV Sub Medium Non-Domestic | 0.72112 | 0.037887 | 0 | 3.3969 | 0 | 0
HV Medium Non-Domestic | 0.23369 | 0.0068448 | 0 | 59.0064 | 0 | 0
LV Network Domestic | 5.9394 | 0.45266 | 0.057884 | 3.903 | 0 | 0
LV Network Non-Domestic Non-CT | 5.9728 | 0.45519 | 0.058208 | 5.9929 | 0 | 0
LV HH Metered | 4.5278 | 0.35041 | 0.040681 | 7.7219 | 3.4357 | 0.17595
LV Sub HH Metered | 2.8865 | 0.23393 | 0.019143 | 5.9475 | 4.4752 | 0.10834
HV HH Metered | 1.4365 | 0.11431 | 0.0074209 | 59.0064 | 4.7348 | 0.049333
NHH UMS category A | 1.3278 | 0 | 0 | 0 | 0 | 0
NHH UMS category B | 1.6082 | 0 | 0 | 0 | 0 | 0
NHH UMS category C | 2.421 | 0 | 0 | 0 | 0 | 0
NHH UMS category D | 1.042 | 0 | 0 | 0 | 0 | 0
LV UMS (Pseudo HH Metered) | 20.154 | 0.98033 | 0.62091 | 0 | 0 | 0
LV Generation NHH or Aggregate HH | -0.56609 | 0 | 0 | 0 | 0 | 0
LV Sub Generation NHH | -0.48267 | 0 | 0 | 0 | 0 | 0
LV Generation Intermittent | -0.56609 | 0 | 0 | 0 | 0 | 0.24183
LV Generation Non-Intermittent | -4.7718 | -0.36368 | -0.046498 | 0 | 0 | 0.24183
LV Sub Generation Intermittent | -0.48267 | 0 | 0 | 0 | 0 | 0.20715
LV Sub Generation Non-Intermittent | -4.0703 | -0.31297 | -0.037887 | 0 | 0 | 0.20715
HV Generation Intermittent | -0.24432 | 0 | 0 | 28.449 | 0 | 0.16724
HV Generation Non-Intermittent | -2.0679 | -0.1674 | -0.01339 | 28.449 | 0 | 0.16724

## Revenue
Revenue shortfall or surplus for WPD West Midlands in April 17 (Final)
3401. Net revenues by tariff before matching (£)
Data sources:
x1 = 1010. Days in the charging year (in Financial and general assumptions)
x2 = 3307. Fixed charge p/MPAN/day (total) (in Summary of charges before revenue matching)
x3 = 2305. MPANs (in Equivalent volume for each end user)
x4 = 3307. Capacity charge p/kVA/day (total) (in Summary of charges before revenue matching)
x5 = 2305. Import capacity (kVA) (in Equivalent volume for each end user)
x6 = 3307. Unit rate 1 p/kWh (total) (in Summary of charges before revenue matching)
x7 = 2305. Rate 1 units (MWh) (in Equivalent volume for each end user)
x8 = 3307. Unit rate 2 p/kWh (total) (in Summary of charges before revenue matching)
x9 = 2305. Rate 2 units (MWh) (in Equivalent volume for each end user)
x10 = 3307. Unit rate 3 p/kWh (total) (in Summary of charges before revenue matching)
x11 = 2305. Rate 3 units (MWh) (in Equivalent volume for each end user)
x12 = 3307. Reactive power charge p/kVArh (in Summary of charges before revenue matching)
x13 = 2305. Reactive power units (MVArh) (in Equivalent volume for each end user)
Calculation =0.01*x1*(x2*x3+x4*x5)+10*(x6*x7+x8*x9+x10*x11+x12*x13)
Net revenues
Domestic Unrestricted | 105225802.441
Domestic Two Rate | 16909660.4483
Domestic Off Peak (related MPAN) | 45545.4084
Small Non Domestic Unrestricted | 19836191.6447
Small Non Domestic Two Rate | 6861317.2081
Small Non Domestic Off Peak (related MPAN) | 13696.7329
LV Medium Non-Domestic | 0
LV Sub Medium Non-Domestic | 0
HV Medium Non-Domestic | 0
LV Network Domestic | 0
LV Network Non-Domestic Non-CT | 5692646.0494
LV HH Metered | 38701542.6852
LV Sub HH Metered | 1164390.3876
HV HH Metered | 67337129.0033
NHH UMS category A | 714170.19
NHH UMS category B | 266071.3529
NHH UMS category C | 18989.3062
NHH UMS category D | 50193.7559
LV UMS (Pseudo HH Metered) | 4129575.5656
LV Generation NHH or Aggregate HH | -9401.2137
LV Sub Generation NHH | 0
LV Generation Intermittent | -137355.419
LV Generation Non-Intermittent | -54171.9877
LV Sub Generation Intermittent | -5599.8254
LV Sub Generation Non-Intermittent | -69177.9142
HV Generation Intermittent | -222424.1967
HV Generation Non-Intermittent | -1711946.6913
3402. Target CDCM revenue
Data sources:
x1 = 1001. Value (in CDCM target revenue)
x2 = Target CDCM revenue (£/year) (in Target CDCM revenue)
x3 = 1001. Revenue elements and subtotals (£/year) (in CDCM target revenue)
Kind: | Special calculation | Calculation
Formula: | = derived from x1 | =x2-x3
| Target CDCM revenue (£/year) | Check (should be zero)
Latest Forecast of CDCM Revenue | 468126753.6314 | 0
3403. Revenue surplus or shortfall
Data sources:
x1 = 3401. Net revenues by tariff before matching (£)
x2 = 3402. Target CDCM revenue (£/year) (in Target CDCM revenue)
x3 = Total net revenues before matching (£) (in Revenue surplus or shortfall)
Kind: | Cell summation | Calculation
Formula: | =SUM(x1) | =x2-x3
| Total net revenues before matching (£) | Revenue shortfall (surplus) £
Revenue surplus or shortfall | 264756844.9316 | 203369908.6998

## Scaler
Revenue matching for WPD West Midlands in April 17 (Final)
This sheet modifies tariffs so that the total expected net revenues matches the target.
3501. Factor to scale to £1/kW at transmission exit level
Data sources:
x1 = 2901. Unit cost at each level, £/kW/year (relative to system simultaneous maximum load)
Calculation =IF(x1,1/x1,0)
Transmission exit
Factor to scale to £1/kW at transmission exit level | 0.3578
3502. Applicability factor for £1/kW scaler
Data sources:
x1 = 3501. Factor to scale to £1/kW at transmission exit level
x2 = Zero for other levels
Combine tables = x1 or x2
| GSPs | Assets 132kV | Assets 132kV/EHV | Assets EHV | Assets EHV/HV | Assets 132kV/HV | Assets HV | Assets HV/LV | Assets LV circuits | Assets LV customer | Assets HV customer | Transmission exit | Operating 132kV | Operating 132kV/EHV | Operating EHV | Operating EHV/HV | Operating 132kV/HV | Operating HV | Operating HV/LV | Operating LV circuits | Operating LV customer | Operating HV customer
Applicability factor for £1/kW scaler | 0 | 0 | 0 | 0 | 0 | 0 | 0 | 0 | 0 | 0 | 0 | 0.3578 | 0 | 0 | 0 | 0 | 0 | 0 | 0 | 0 | 0 | 0
3503. Scalable elements of tariff components
Data sources:
x1 = 3301. Unit rate 1 p/kWh (elements)
x2 = 3502. Applicability factor for £1/kW scaler
x3 = 3302. Unit rate 2 p/kWh (elements)
x4 = 3303. Unit rate 3 p/kWh (elements)
x5 = 3304. Fixed charge p/MPAN/day (elements)
x6 = 3305. Capacity charge p/kVA/day (elements)
x7 = 3306. Reactive power charge p/kVArh (elements)
Kind: | Sum-product calculation | Sum-product calculation | Sum-product calculation | Sum-product calculation | Sum-product calculation | Sum-product calculation
Formula: | =SUMPRODUCT(x1, x2) | =SUMPRODUCT(x3, x2) | =SUMPRODUCT(x4, x2) | =SUMPRODUCT(x5, x2) | =SUMPRODUCT(x6, x2) | =SUMPRODUCT(x7, x2)
| Unit rate 1 p/kWh scalable part | Unit rate 2 p/kWh scalable part | Unit rate 3 p/kWh scalable part | Fixed charge p/MPAN/day scalable part | Capacity charge p/kVA/day scalable part | Reactive power charge p/kVArh scalable part
Domestic Unrestricted | 0.024867 | 0 | 0 | 0 | 0 | 0
Domestic Two Rate | 0.029528 | 0 | 0 | 0 | 0 | 0
Domestic Off Peak (related MPAN) | 0.0015455 | 0 | 0 | 0 | 0 | 0
Small Non Domestic Unrestricted | 0.022941 | 0 | 0 | 0 | 0 | 0
Small Non Domestic Two Rate | 0.026323 | 0 | 0 | 0 | 0 | 0
Small Non Domestic Off Peak (related MPAN) | 0.0036007 | 0 | 0 | 0 | 0 | 0
LV Medium Non-Domestic | 0.019335 | 0 | 0 | 0 | 0 | 0
LV Sub Medium Non-Domestic | 0.018617 | 0 | 0 | 0 | 0 | 0
HV Medium Non-Domestic | 0.018147 | 0 | 0 | 0 | 0 | 0
LV Network Domestic | 0.14813 | 0.0071945 | 0 | 0 | 0 | 0
LV Network Non-Domestic Non-CT | 0.14902 | 0.0072378 | 0 | 0 | 0 | 0
LV HH Metered | 0.14333 | 0.0069614 | 0 | 0 | 0 | 0.0048947
LV Sub HH Metered | 0.15123 | 0.0073453 | 0 | 0 | 0 | 0.0049998
HV HH Metered | 0.12486 | 0.0060642 | 0 | 0 | 0 | 0.0038201
NHH UMS category A | 0.014037 | 0 | 0 | 0 | 0 | 0
NHH UMS category B | 0.020338 | 0 | 0 | 0 | 0 | 0
NHH UMS category C | 0.0371 | 0 | 0 | 0 | 0 | 0
NHH UMS category D | 0.0076586 | 0 | 0 | 0 | 0 | 0
LV UMS (Pseudo HH Metered) | 0.40537 | 0.00576 | 0 | 0 | 0 | 0
LV Generation NHH or Aggregate HH | -0.012409 | 0 | 0 | 0 | 0 | 0
LV Sub Generation NHH | -0.012215 | 0 | 0 | 0 | 0 | 0
LV Generation Intermittent | -0.012409 | 0 | 0 | 0 | 0 | 0.0033132
LV Generation Non-Intermittent | -0.11911 | -0.0057851 | 0 | 0 | 0 | 0.0033132
LV Sub Generation Intermittent | -0.012215 | 0 | 0 | 0 | 0 | 0.0032614
LV Sub Generation Non-Intermittent | -0.11725 | -0.0056946 | 0 | 0 | 0 | 0.0032614
HV Generation Intermittent | -0.011998 | 0 | 0 | 0 | 0 | 0.0032035
HV Generation Non-Intermittent | -0.11517 | -0.0055935 | 0 | 0 | 0 | 0.0032035
3504. Marginal revenue effect of scaler
Data sources:
x1 = 2302. Load coefficient
x2 = 3503. Unit rate 1 p/kWh scalable part (in Scalable elements of tariff components)
x3 = 2305. Rate 1 units (MWh) (in Equivalent volume for each end user)
x4 = 3503. Unit rate 2 p/kWh scalable part (in Scalable elements of tariff components)
x5 = 2305. Rate 2 units (MWh) (in Equivalent volume for each end user)
x6 = 3503. Unit rate 3 p/kWh scalable part (in Scalable elements of tariff components)
x7 = 2305. Rate 3 units (MWh) (in Equivalent volume for each end user)
x8 = 3503. Fixed charge p/MPAN/day scalable part (in Scalable elements of tariff components)
x9 = 1010. Days in the charging year (in Financial and general assumptions)
x10 = 2305. MPANs (in Equivalent volume for each end user)
x11 = 3503. Capacity charge p/kVA/day scalable part (in Scalable elements of tariff components)
x12 = 2305. Import capacity (kVA) (in Equivalent volume for each end user)
x13 = 3503. Reactive power charge p/kVArh scalable part (in Scalable elements of tariff components)
x14 = 2305. Reactive power units (MVArh) (in Equivalent volume for each end user)
Kind: | Calculation | Calculation | Calculation | Calculation | Calculation | Calculation
Formula: | =IF(x1<0,0,x2*x3*10) | =IF(x1<0,0,x4*x5*10) | =IF(x1<0,0,x6*x7*10) | =x8*x9*x10/100 | =x11*x9*x12/100 | =IF(x1<0,0,x13*x14*10)
| Effect through Unit rate 1 p/kWh | Effect through Unit rate 2 p/kWh | Effect through Unit rate 3 p/kWh | Effect through Fixed charge p/MPAN/day | Effect through Capacity charge p/kVA/day | Effect through Reactive power charge p/kVArh
Domestic Unrestricted | 1758210.9372 | 0 | 0 | 0 | 0 | 0
Domestic Two Rate | 276583.0043 | 0 | 0 | 0 | 0 | 0
Domestic Off Peak (related MPAN) | 558.0355 | 0 | 0 | 0 | 0 | 0
Small Non Domestic Unrestricted | 373708.8403 | 0 | 0 | 0 | 0 | 0
Small Non Domestic Two Rate | 133632.7114 | 0 | 0 | 0 | 0 | 0
Small Non Domestic Off Peak (related MPAN) | 239.6245 | 0 | 0 | 0 | 0 | 0
LV Medium Non-Domestic | 0 | 0 | 0 | 0 | 0 | 0
LV Sub Medium Non-Domestic | 0 | 0 | 0 | 0 | 0 | 0
HV Medium Non-Domestic | 0 | 0 | 0 | 0 | 0 | 0
LV Network Domestic | 0 | 0 | 0 | 0 | 0 | 0
LV Network Non-Domestic Non-CT | 102343.2833 | 18946.1985 | 0 | 0 | 0 | 0
LV HH Metered | 438165.5981 | 83550.4516 | 0 | 0 | 0 | 9704.7641
LV Sub HH Metered | 11162.0401 | 2141.9688 | 0 | 0 | 0 | 297.6922
HV HH Metered | 941931.3309 | 183503.4046 | 0 | 0 | 0 | 40196.9705
NHH UMS category A | 7550.1445 | 0 | 0 | 0 | 0 | 0
NHH UMS category B | 3364.9334 | 0 | 0 | 0 | 0 | 0
NHH UMS category C | 290.9971 | 0 | 0 | 0 | 0 | 0
NHH UMS category D | 368.9333 | 0 | 0 | 0 | 0 | 0
LV UMS (Pseudo HH Metered) | 51396.8103 | 1729.7128 | 0 | 0 | 0 | 0
LV Generation NHH or Aggregate HH | 0 | 0 | 0 | 0 | 0 | 0
LV Sub Generation NHH | 0 | 0 | 0 | 0 | 0 | 0
LV Generation Intermittent | 0 | 0 | 0 | 0 | 0 | 0
LV Generation Non-Intermittent | 0 | 0 | 0 | 0 | 0 | 0
LV Sub Generation Intermittent | 0 | 0 | 0 | 0 | 0 | 0
LV Sub Generation Non-Intermittent | 0 | 0 | 0 | 0 | 0 | 0
HV Generation Intermittent | 0 | 0 | 0 | 0 | 0 | 0
HV Generation Non-Intermittent | 0 | 0 | 0 | 0 | 0 | 0
3505. Scaler value at which the minimum is breached
Data sources:
x1 = 3503. Unit rate 1 p/kWh scalable part (in Scalable elements of tariff components)
x2 = 3307. Unit rate 1 p/kWh (total) (in Summary of charges before revenue matching)
x3 = 3503. Unit rate 2 p/kWh scalable part (in Scalable elements of tariff components)
x4 = 3307. Unit rate 2 p/kWh (total) (in Summary of charges before revenue matching)
x5 = 3503. Unit rate 3 p/kWh scalable part (in Scalable elements of tariff components)
x6 = 3307. Unit rate 3 p/kWh (total) (in Summary of charges before revenue matching)
x7 = 3503. Fixed charge p/MPAN/day scalable part (in Scalable elements of tariff components)
x8 = 3307. Fixed charge p/MPAN/day (total) (in Summary of charges before revenue matching)
x9 = 3503. Capacity charge p/kVA/day scalable part (in Scalable elements of tariff components)
x10 = 3307. Capacity charge p/kVA/day (total) (in Summary of charges before revenue matching)
x11 = 3503. Reactive power charge p/kVArh scalable part (in Scalable elements of tariff components)
x12 = 3307. Reactive power charge p/kVArh (in Summary of charges before revenue matching)
Kind: | Calculation | Calculation | Calculation | Calculation | Calculation | Calculation
Formula: | =IF(x1,0-x2/x1,0) | =IF(x3,0-x4/x3,0) | =IF(x5,0-x6/x5,0) | =IF(x7,0-x8/x7,0) | =IF(x9,0-x10/x9,0) | =IF(x11,0-x12/x11,0)
| Scaler threshold for Unit rate 1 p/kWh | Scaler threshold for Unit rate 2 p/kWh | Scaler threshold for Unit rate 3 p/kWh | Scaler threshold for Fixed charge p/MPAN/day | Scaler threshold for Capacity charge p/kVA/day | Scaler threshold for Reactive power charge p/kVArh
Domestic Unrestricted | -43.7349 |  |  | 0
Domestic Two Rate | -43.814 | 0 |  | 0
Domestic Off Peak (related MPAN) | -81.6174
Small Non Domestic Unrestricted | -44.7926 |  |  | 0
Small Non Domestic Two Rate | -44.6665 | 0 |  | 0
Small Non Domestic Off Peak (related MPAN) | -57.1592
LV Medium Non-Domestic | -44.4636 | 0 |  | 0
LV Sub Medium Non-Domestic | -38.7336 | 0 |  | 0
HV Medium Non-Domestic | -12.8776 | 0 |  | 0
LV Network Domestic | -40.0958 | -62.9171 | 0 | 0
LV Network Non-Domestic Non-CT | -40.0797 | -62.8908 | 0 | 0
LV HH Metered | -31.5896 | -50.3364 | 0 | 0 | 0 | -35.9462
LV Sub HH Metered | -19.0862 | -31.8473 | 0 | 0 | 0 | -21.6685
HV HH Metered | -11.5049 | -18.8496 | 0 | 0 | 0 | -12.9139
NHH UMS category A | -94.5903
NHH UMS category B | -79.0718
NHH UMS category C | -65.256
NHH UMS category D | -136.051
LV UMS (Pseudo HH Metered) | -49.718 | -170.1968 | 0
LV Generation NHH or Aggregate HH | -45.6208 |  |  | 0
LV Sub Generation NHH | -39.5156 |  |  | 0
LV Generation Intermittent | -45.6208 |  |  | 0 |  | -72.99
LV Generation Non-Intermittent | -40.062 | -62.8646 | 0 | 0 |  | -72.99
LV Sub Generation Intermittent | -39.5156 |  |  | 0 |  | -63.5167
LV Sub Generation Non-Intermittent | -34.7155 | -54.9587 | 0 | 0 |  | -63.5167
HV Generation Intermittent | -20.3638 |  |  | 0 |  | -52.2063
HV Generation Non-Intermittent | -17.9555 | -29.9275 | 0 | 0 |  | -52.2063
3506. Constraint-free solution
Data sources:
x1 = 3403. Revenue shortfall (surplus) £ (in Revenue surplus or shortfall)
x2 = 3504. Effect through Unit rate 1 p/kWh (in Marginal revenue effect of scaler)
x3 = 3504. Effect through Unit rate 2 p/kWh (in Marginal revenue effect of scaler)
x4 = 3504. Effect through Unit rate 3 p/kWh (in Marginal revenue effect of scaler)
x5 = 3504. Effect through Fixed charge p/MPAN/day (in Marginal revenue effect of scaler)
x6 = 3504. Effect through Capacity charge p/kVA/day (in Marginal revenue effect of scaler)
x7 = 3504. Effect through Reactive power charge p/kVArh (in Marginal revenue effect of scaler)
Calculation =x1/SUM(x2,x3,x4,x5,x6,x7)
Constraint-free solution
Constraint-free solution | 45.8084
3507. Starting point
Data sources:
x1 = 3506. Constraint-free solution
x2 = 3505. Scaler threshold for Unit rate 1 p/kWh (in Scaler value at which the minimum is breached)
x3 = 3505. Scaler threshold for Unit rate 2 p/kWh (in Scaler value at which the minimum is breached)
x4 = 3505. Scaler threshold for Unit rate 3 p/kWh (in Scaler value at which the minimum is breached)
x5 = 3505. Scaler threshold for Fixed charge p/MPAN/day (in Scaler value at which the minimum is breached)
x6 = 3505. Scaler threshold for Capacity charge p/kVA/day (in Scaler value at which the minimum is breached)
x7 = 3505. Scaler threshold for Reactive power charge p/kVArh (in Scaler value at which the minimum is breached)
Calculation =MIN(x1,x2,x3,x4,x5,x6,x7)
Starting point
Starting point | -170.1968
3508. Solve for General scaler rate
Data sources:
x1 = 3507. Starting point
x2 = 3504. Effect through Unit rate 1 p/kWh (in Marginal revenue effect of scaler)
x3 = 3504. Effect through Unit rate 2 p/kWh (in Marginal revenue effect of scaler)
x4 = 3504. Effect through Unit rate 3 p/kWh (in Marginal revenue effect of scaler)
x5 = 3504. Effect through Fixed charge p/MPAN/day (in Marginal revenue effect of scaler)
x6 = 3504. Effect through Capacity charge p/kVA/day (in Marginal revenue effect of scaler)
x7 = 3504. Effect through Reactive power charge p/kVArh (in Marginal revenue effect of scaler)
x8 = Location (in Solve for General scaler rate)
x9 = Kink (in Solve for General scaler rate)
x10 = Ranking before tie break (in Solve for General scaler rate)
x11 = Counter (in Solve for General scaler rate)
x12 = Tie breaker (in Solve for General scaler rate)
x13 = Ranking (in Solve for General scaler rate)
x14 = Kink reordering (in Solve for General scaler rate)
x15 = Starting slope contributions (in Solve for General scaler rate)
x16 = New slope (in Solve for General scaler rate)
x17 = Location (ordered) (in Solve for General scaler rate)
x18 = Starting values (in Solve for General scaler rate)
x19 = 3403. Revenue shortfall (surplus) £ (in Revenue surplus or shortfall)
x20 = 3506. Constraint-free solution
x21 = Value (in Solve for General scaler rate)
Kind: | Special calculation | Special calculation | Special calculation | Special calculation | Special calculation | Fixed data | Calculation | Special calculation | Special calculation | Special calculation | Special calculation | Special calculation | Special calculation
Formula: | =x1 | Special calculation | =IF(ISERROR(x8),x9,0) | =MAX(x1,x8)*x9 | =RANK(x8,x8,1) |  | =x10*162+x11 | =RANK(x12,x12,1) | =MATCH(x11,x13,0) | =INDEX(x8,x14,1) or =x8 | Special calculation | Special calculation | Special calculation
| Location | Kink | Starting slope contributions | Starting values | Ranking before tie break | Counter | Tie breaker | Ranking | Kink reordering | Location (ordered) | New slope | Value | Root
Starting point | -170.1968 |  |  |  |  | 0 | 0 |  |  | -170.1968 | 0 | -357842049.6547 | 45.8084
Kink 1 | -43.7349 | 1758210.9372 | 0 | -76895217.6872 | 26 | 1 | 4213 | 26 | 46 | -170.1968 | 1729.7128 | -357842049.6547
Kink 2 | -43.814 | 276583.0043 | 0 | -12118207.3635 | 25 | 2 | 4052 | 25 | 18 | -136.051 | 2098.6461 | -357782987.1908
Kink 3 | -81.6174 | 558.0355 | 0 | -45545.4084 | 4 | 3 | 651 | 4 | 15 | -94.5903 | 9648.7907 | -357695975.7308
Kink 4 | -44.7926 | 373708.8403 | 0 | -16739396.3734 | 22 | 4 | 3568 | 22 | 3 | -81.6174 | 10206.8262 | -357570803.2087
Kink 5 | -44.6665 | 133632.7114 | 0 | -5968910.6432 | 23 | 5 | 3731 | 23 | 16 | -79.0718 | 13571.7596 | -357544820.7872
Kink 6 | -57.1592 | 239.6245 | 0 | -13696.7329 | 14 | 6 | 2274 | 14 | 157 | -72.99 | 13571.7596 | -357462280.4404
Kink 7 | -44.4636 | 0 | 0 | 0 | 24 | 7 | 3895 | 24 | 158 | -72.99 | 13571.7596 | -357462280.4404
Kink 8 | -38.7336 | 0 | 0 | 0 | 32 | 8 | 5192 | 32 | 17 | -65.256 | 13862.7567 | -357357315.9255
Kink 9 | -12.8776 | 0 | 0 | 0 | 44 | 9 | 7137 | 44 | 159 | -63.5167 | 13862.7567 | -357333204.2705
Kink 10 | -40.0958 | 0 | 0 | 0 | 27 | 10 | 4384 | 27 | 160 | -63.5167 | 13862.7567 | -357333204.2705
Kink 11 | -40.0797 | 102343.2833 | 0 | -4101889.2866 | 28 | 11 | 4547 | 28 | 37 | -62.9171 | 13862.7567 | -357324891.7879
Kink 12 | -31.5896 | 438165.5981 | 0 | -13841492.5036 | 36 | 12 | 5844 | 36 | 38 | -62.8908 | 32808.9552 | -357324527.5938
Kink 13 | -19.0862 | 11162.0401 | 0 | -213041.2893 | 40 | 13 | 6493 | 40 | 50 | -62.8646 | 32808.9552 | -357323669.6977
Kink 14 | -11.5049 | 941931.3309 | 0 | -10836825.0413 | 45 | 14 | 7304 | 45 | 6 | -57.1592 | 33048.5797 | -357136479.0016
Kink 15 | -94.5903 | 7550.1445 | 0 | -714170.19 | 3 | 15 | 501 | 3 | 52 | -54.9587 | 33048.5797 | -357063755.5899
Kink 16 | -79.0718 | 3364.9334 | 0 | -266071.3529 | 5 | 16 | 826 | 5 | 161 | -52.2063 | 33048.5797 | -356972793.8606
Kink 17 | -65.256 | 290.9971 | 0 | -18989.3062 | 8 | 17 | 1313 | 8 | 162 | -52.2063 | 33048.5797 | -356972793.8606
Kink 18 | -136.051 | 368.9333 | 0 | -50193.7559 | 2 | 18 | 342 | 2 | 39 | -50.3364 | 116599.0313 | -356910995.9614
Kink 19 | -49.718 | 51396.8103 | 0 | -2555346.3557 | 19 | 19 | 3097 | 19 | 19 | -49.718 | 167995.8416 | -356838892.4943
Kink 20 | -45.6208 | 0 | 0 | 0 | 20 | 20 | 3260 | 20 | 20 | -45.6208 | 167995.8416 | -356150579.9186
Kink 21 | -39.5156 | 0 | 0 | 0 | 30 | 21 | 4881 | 30 | 22 | -45.6208 | 167995.8416 | -356150579.9186
Kink 22 | -45.6208 | 0 | 0 | 0 | 20 | 22 | 3262 | 21 | 4 | -44.7926 | 541704.6819 | -356011449.2247
Kink 23 | -40.062 | 0 | 0 | 0 | 29 | 23 | 4721 | 29 | 5 | -44.6665 | 675337.3933 | -355943152.7345
Kink 24 | -39.5156 | 0 | 0 | 0 | 30 | 24 | 4884 | 31 | 7 | -44.4636 | 675337.3933 | -355806130.1836
Kink 25 | -34.7155 | 0 | 0 | 0 | 34 | 25 | 5533 | 34 | 2 | -43.814 | 951920.3975 | -355367400.6831
Kink 26 | -20.3638 | 0 | 0 | 0 | 39 | 26 | 6344 | 39 | 1 | -43.7349 | 2710131.3348 | -355292125.7723
Kink 27 | -17.9555 | 0 | 0 | 0 | 42 | 27 | 6831 | 42 | 10 | -40.0958 | 2710131.3348 | -345429573.373
Kink 28 | 0 | 0 | 0 | 0 | 46 | 28 | 7480 | 46 | 11 | -40.0797 | 2812474.6181 | -345386026.5696
Kink 29 | 0 | 0 | 0 | 0 | 46 | 29 | 7481 | 47 | 23 | -40.062 | 2812474.6181 | -345336128.5362
Kink 30 | 0 | 0 | 0 | 0 | 46 | 30 | 7482 | 48 | 21 | -39.5156 | 2812474.6181 | -343799540.5249
Kink 31 | 0 | 0 | 0 | 0 | 46 | 31 | 7483 | 49 | 24 | -39.5156 | 2812474.6181 | -343799540.5249
Kink 32 | 0 | 0 | 0 | 0 | 46 | 32 | 7484 | 50 | 8 | -38.7336 | 2812474.6181 | -341599981.8438
Kink 33 | 0 | 0 | 0 | 0 | 46 | 33 | 7485 | 51 | 147 | -35.9462 | 2822179.3822 | -333760624.3655
Kink 34 | 0 | 0 | 0 | 0 | 46 | 34 | 7486 | 52 | 25 | -34.7155 | 2822179.3822 | -330287342.866
Kink 35 | 0 | 0 | 0 | 0 | 46 | 35 | 7487 | 53 | 40 | -31.8473 | 2824321.351 | -322192749.5897
Kink 36 | 0 | 0 | 0 | 0 | 46 | 36 | 7488 | 54 | 12 | -31.5896 | 3262486.9491 | -321465077.7468
Kink 37 | -62.9171 | 0 | 0 | 0 | 11 | 37 | 1819 | 11 | 54 | -29.9275 | 3262486.9491 | -316042307.3572
Kink 38 | -62.8908 | 18946.1985 | 0 | -1191541.2493 | 12 | 38 | 1982 | 12 | 148 | -21.6685 | 3262784.6413 | -289097493.9569
Kink 39 | -50.3364 | 83550.4516 | 0 | -4205627.542 | 18 | 39 | 2955 | 18 | 26 | -20.3638 | 3262784.6413 | -284840603.3714
Kink 40 | -31.8473 | 2141.9688 | 0 | -68215.8858 | 35 | 40 | 5710 | 35 | 13 | -19.0862 | 3273946.6813 | -280672111.9958
Kink 41 | -18.8496 | 183503.4046 | 0 | -3458969.9376 | 41 | 41 | 6683 | 41 | 41 | -18.8496 | 3457450.0859 | -279897464.7718
Kink 42 | 0 | 0 | 0 | 0 | 46 | 42 | 7494 | 55 | 27 | -17.9555 | 3457450.0859 | -276806119.5783
Kink 43 | 0 | 0 | 0 | 0 | 46 | 43 | 7495 | 56 | 149 | -12.9139 | 3497647.0564 | -259375155.4996
Kink 44 | 0 | 0 | 0 | 0 | 46 | 44 | 7496 | 57 | 9 | -12.8776 | 3497647.0564 | -259247980.5084
Kink 45 | 0 | 0 | 0 | 0 | 46 | 45 | 7497 | 58 | 14 | -11.5049 | 4439578.3873 | -254446810.6584
Kink 46 | -170.1968 | 1729.7128 | 0 | -294391.6678 | 1 | 46 | 208 | 1 | 28 | 0 | 4439578.3873 | -203369908.6998
Kink 47 | 0 | 0 | 0 | 0 | 46 | 47 | 7499 | 59 | 29 | 0 | 4439578.3873 | -203369908.6998
Kink 48 | 0 | 0 | 0 | 0 | 46 | 48 | 7500 | 60 | 30 | 0 | 4439578.3873 | -203369908.6998
Kink 49 | 0 | 0 | 0 | 0 | 46 | 49 | 7501 | 61 | 31 | 0 | 4439578.3873 | -203369908.6998
Kink 50 | -62.8646 | 0 | 0 | 0 | 13 | 50 | 2156 | 13 | 32 | 0 | 4439578.3873 | -203369908.6998
Kink 51 | 0 | 0 | 0 | 0 | 46 | 51 | 7503 | 62 | 33 | 0 | 4439578.3873 | -203369908.6998
Kink 52 | -54.9587 | 0 | 0 | 0 | 15 | 52 | 2482 | 15 | 34 | 0 | 4439578.3873 | -203369908.6998
Kink 53 | 0 | 0 | 0 | 0 | 46 | 53 | 7505 | 63 | 35 | 0 | 4439578.3873 | -203369908.6998
Kink 54 | -29.9275 | 0 | 0 | 0 | 37 | 54 | 6048 | 37 | 36 | 0 | 4439578.3873 | -203369908.6998
Kink 55 | 0 | 0 | 0 | 0 | 46 | 55 | 7507 | 64 | 42 | 0 | 4439578.3873 | -203369908.6998
Kink 56 | 0 | 0 | 0 | 0 | 46 | 56 | 7508 | 65 | 43 | 0 | 4439578.3873 | -203369908.6998
Kink 57 | 0 | 0 | 0 | 0 | 46 | 57 | 7509 | 66 | 44 | 0 | 4439578.3873 | -203369908.6998
Kink 58 | 0 | 0 | 0 | 0 | 46 | 58 | 7510 | 67 | 45 | 0 | 4439578.3873 | -203369908.6998
Kink 59 | 0 | 0 | 0 | 0 | 46 | 59 | 7511 | 68 | 47 | 0 | 4439578.3873 | -203369908.6998
Kink 60 | 0 | 0 | 0 | 0 | 46 | 60 | 7512 | 69 | 48 | 0 | 4439578.3873 | -203369908.6998
Kink 61 | 0 | 0 | 0 | 0 | 46 | 61 | 7513 | 70 | 49 | 0 | 4439578.3873 | -203369908.6998
Kink 62 | 0 | 0 | 0 | 0 | 46 | 62 | 7514 | 71 | 51 | 0 | 4439578.3873 | -203369908.6998
Kink 63 | 0 | 0 | 0 | 0 | 46 | 63 | 7515 | 72 | 53 | 0 | 4439578.3873 | -203369908.6998
Kink 64 | 0 | 0 | 0 | 0 | 46 | 64 | 7516 | 73 | 55 | 0 | 4439578.3873 | -203369908.6998
Kink 65 | 0 | 0 | 0 | 0 | 46 | 65 | 7517 | 74 | 56 | 0 | 4439578.3873 | -203369908.6998
Kink 66 | 0 | 0 | 0 | 0 | 46 | 66 | 7518 | 75 | 57 | 0 | 4439578.3873 | -203369908.6998
Kink 67 | 0 | 0 | 0 | 0 | 46 | 67 | 7519 | 76 | 58 | 0 | 4439578.3873 | -203369908.6998
Kink 68 | 0 | 0 | 0 | 0 | 46 | 68 | 7520 | 77 | 59 | 0 | 4439578.3873 | -203369908.6998
Kink 69 | 0 | 0 | 0 | 0 | 46 | 69 | 7521 | 78 | 60 | 0 | 4439578.3873 | -203369908.6998
Kink 70 | 0 | 0 | 0 | 0 | 46 | 70 | 7522 | 79 | 61 | 0 | 4439578.3873 | -203369908.6998
Kink 71 | 0 | 0 | 0 | 0 | 46 | 71 | 7523 | 80 | 62 | 0 | 4439578.3873 | -203369908.6998
Kink 72 | 0 | 0 | 0 | 0 | 46 | 72 | 7524 | 81 | 63 | 0 | 4439578.3873 | -203369908.6998
Kink 73 | 0 | 0 | 0 | 0 | 46 | 73 | 7525 | 82 | 64 | 0 | 4439578.3873 | -203369908.6998
Kink 74 | 0 | 0 | 0 | 0 | 46 | 74 | 7526 | 83 | 65 | 0 | 4439578.3873 | -203369908.6998
Kink 75 | 0 | 0 | 0 | 0 | 46 | 75 | 7527 | 84 | 66 | 0 | 4439578.3873 | -203369908.6998
Kink 76 | 0 | 0 | 0 | 0 | 46 | 76 | 7528 | 85 | 67 | 0 | 4439578.3873 | -203369908.6998
Kink 77 | 0 | 0 | 0 | 0 | 46 | 77 | 7529 | 86 | 68 | 0 | 4439578.3873 | -203369908.6998
Kink 78 | 0 | 0 | 0 | 0 | 46 | 78 | 7530 | 87 | 69 | 0 | 4439578.3873 | -203369908.6998
Kink 79 | 0 | 0 | 0 | 0 | 46 | 79 | 7531 | 88 | 70 | 0 | 4439578.3873 | -203369908.6998
Kink 80 | 0 | 0 | 0 | 0 | 46 | 80 | 7532 | 89 | 71 | 0 | 4439578.3873 | -203369908.6998
Kink 81 | 0 | 0 | 0 | 0 | 46 | 81 | 7533 | 90 | 72 | 0 | 4439578.3873 | -203369908.6998
Kink 82 | 0 | 0 | 0 | 0 | 46 | 82 | 7534 | 91 | 73 | 0 | 4439578.3873 | -203369908.6998
Kink 83 | 0 | 0 | 0 | 0 | 46 | 83 | 7535 | 92 | 74 | 0 | 4439578.3873 | -203369908.6998
Kink 84 | 0 | 0 | 0 | 0 | 46 | 84 | 7536 | 93 | 75 | 0 | 4439578.3873 | -203369908.6998
Kink 85 | 0 | 0 | 0 | 0 | 46 | 85 | 7537 | 94 | 76 | 0 | 4439578.3873 | -203369908.6998
Kink 86 | 0 | 0 | 0 | 0 | 46 | 86 | 7538 | 95 | 77 | 0 | 4439578.3873 | -203369908.6998
Kink 87 | 0 | 0 | 0 | 0 | 46 | 87 | 7539 | 96 | 78 | 0 | 4439578.3873 | -203369908.6998
Kink 88 | 0 | 0 | 0 | 0 | 46 | 88 | 7540 | 97 | 79 | 0 | 4439578.3873 | -203369908.6998
Kink 89 | 0 | 0 | 0 | 0 | 46 | 89 | 7541 | 98 | 80 | 0 | 4439578.3873 | -203369908.6998
Kink 90 | 0 | 0 | 0 | 0 | 46 | 90 | 7542 | 99 | 81 | 0 | 4439578.3873 | -203369908.6998
Kink 91 | 0 | 0 | 0 | 0 | 46 | 91 | 7543 | 100 | 82 | 0 | 4439578.3873 | -203369908.6998
Kink 92 | 0 | 0 | 0 | 0 | 46 | 92 | 7544 | 101 | 83 | 0 | 4439578.3873 | -203369908.6998
Kink 93 | 0 | 0 | 0 | 0 | 46 | 93 | 7545 | 102 | 84 | 0 | 4439578.3873 | -203369908.6998
Kink 94 | 0 | 0 | 0 | 0 | 46 | 94 | 7546 | 103 | 85 | 0 | 4439578.3873 | -203369908.6998
Kink 95 | 0 | 0 | 0 | 0 | 46 | 95 | 7547 | 104 | 86 | 0 | 4439578.3873 | -203369908.6998
Kink 96 | 0 | 0 | 0 | 0 | 46 | 96 | 7548 | 105 | 87 | 0 | 4439578.3873 | -203369908.6998
Kink 97 | 0 | 0 | 0 | 0 | 46 | 97 | 7549 | 106 | 88 | 0 | 4439578.3873 | -203369908.6998
Kink 98 | 0 | 0 | 0 | 0 | 46 | 98 | 7550 | 107 | 89 | 0 | 4439578.3873 | -203369908.6998
Kink 99 | 0 | 0 | 0 | 0 | 46 | 99 | 7551 | 108 | 90 | 0 | 4439578.3873 | -203369908.6998
Kink 100 | 0 | 0 | 0 | 0 | 46 | 100 | 7552 | 109 | 91 | 0 | 4439578.3873 | -203369908.6998
Kink 101 | 0 | 0 | 0 | 0 | 46 | 101 | 7553 | 110 | 92 | 0 | 4439578.3873 | -203369908.6998
Kink 102 | 0 | 0 | 0 | 0 | 46 | 102 | 7554 | 111 | 93 | 0 | 4439578.3873 | -203369908.6998
Kink 103 | 0 | 0 | 0 | 0 | 46 | 103 | 7555 | 112 | 94 | 0 | 4439578.3873 | -203369908.6998
Kink 104 | 0 | 0 | 0 | 0 | 46 | 104 | 7556 | 113 | 95 | 0 | 4439578.3873 | -203369908.6998
Kink 105 | 0 | 0 | 0 | 0 | 46 | 105 | 7557 | 114 | 96 | 0 | 4439578.3873 | -203369908.6998
Kink 106 | 0 | 0 | 0 | 0 | 46 | 106 | 7558 | 115 | 97 | 0 | 4439578.3873 | -203369908.6998
Kink 107 | 0 | 0 | 0 | 0 | 46 | 107 | 7559 | 116 | 98 | 0 | 4439578.3873 | -203369908.6998
Kink 108 | 0 | 0 | 0 | 0 | 46 | 108 | 7560 | 117 | 99 | 0 | 4439578.3873 | -203369908.6998
Kink 109 | 0 | 0 | 0 | 0 | 46 | 109 | 7561 | 118 | 100 | 0 | 4439578.3873 | -203369908.6998
Kink 110 | 0 | 0 | 0 | 0 | 46 | 110 | 7562 | 119 | 101 | 0 | 4439578.3873 | -203369908.6998
Kink 111 | 0 | 0 | 0 | 0 | 46 | 111 | 7563 | 120 | 102 | 0 | 4439578.3873 | -203369908.6998
Kink 112 | 0 | 0 | 0 | 0 | 46 | 112 | 7564 | 121 | 103 | 0 | 4439578.3873 | -203369908.6998
Kink 113 | 0 | 0 | 0 | 0 | 46 | 113 | 7565 | 122 | 104 | 0 | 4439578.3873 | -203369908.6998
Kink 114 | 0 | 0 | 0 | 0 | 46 | 114 | 7566 | 123 | 105 | 0 | 4439578.3873 | -203369908.6998
Kink 115 | 0 | 0 | 0 | 0 | 46 | 115 | 7567 | 124 | 106 | 0 | 4439578.3873 | -203369908.6998
Kink 116 | 0 | 0 | 0 | 0 | 46 | 116 | 7568 | 125 | 107 | 0 | 4439578.3873 | -203369908.6998
Kink 117 | 0 | 0 | 0 | 0 | 46 | 117 | 7569 | 126 | 108 | 0 | 4439578.3873 | -203369908.6998
Kink 118 | 0 | 0 | 0 | 0 | 46 | 118 | 7570 | 127 | 109 | 0 | 4439578.3873 | -203369908.6998
Kink 119 | 0 | 0 | 0 | 0 | 46 | 119 | 7571 | 128 | 110 | 0 | 4439578.3873 | -203369908.6998
Kink 120 | 0 | 0 | 0 | 0 | 46 | 120 | 7572 | 129 | 111 | 0 | 4439578.3873 | -203369908.6998
Kink 121 | 0 | 0 | 0 | 0 | 46 | 121 | 7573 | 130 | 112 | 0 | 4439578.3873 | -203369908.6998
Kink 122 | 0 | 0 | 0 | 0 | 46 | 122 | 7574 | 131 | 113 | 0 | 4439578.3873 | -203369908.6998
Kink 123 | 0 | 0 | 0 | 0 | 46 | 123 | 7575 | 132 | 114 | 0 | 4439578.3873 | -203369908.6998
Kink 124 | 0 | 0 | 0 | 0 | 46 | 124 | 7576 | 133 | 115 | 0 | 4439578.3873 | -203369908.6998
Kink 125 | 0 | 0 | 0 | 0 | 46 | 125 | 7577 | 134 | 116 | 0 | 4439578.3873 | -203369908.6998
Kink 126 | 0 | 0 | 0 | 0 | 46 | 126 | 7578 | 135 | 117 | 0 | 4439578.3873 | -203369908.6998
Kink 127 | 0 | 0 | 0 | 0 | 46 | 127 | 7579 | 136 | 118 | 0 | 4439578.3873 | -203369908.6998
Kink 128 | 0 | 0 | 0 | 0 | 46 | 128 | 7580 | 137 | 119 | 0 | 4439578.3873 | -203369908.6998
Kink 129 | 0 | 0 | 0 | 0 | 46 | 129 | 7581 | 138 | 120 | 0 | 4439578.3873 | -203369908.6998
Kink 130 | 0 | 0 | 0 | 0 | 46 | 130 | 7582 | 139 | 121 | 0 | 4439578.3873 | -203369908.6998
Kink 131 | 0 | 0 | 0 | 0 | 46 | 131 | 7583 | 140 | 122 | 0 | 4439578.3873 | -203369908.6998
Kink 132 | 0 | 0 | 0 | 0 | 46 | 132 | 7584 | 141 | 123 | 0 | 4439578.3873 | -203369908.6998
Kink 133 | 0 | 0 | 0 | 0 | 46 | 133 | 7585 | 142 | 124 | 0 | 4439578.3873 | -203369908.6998
Kink 134 | 0 | 0 | 0 | 0 | 46 | 134 | 7586 | 143 | 125 | 0 | 4439578.3873 | -203369908.6998
Kink 135 | 0 | 0 | 0 | 0 | 46 | 135 | 7587 | 144 | 126 | 0 | 4439578.3873 | -203369908.6998
Kink 136 | 0 | 0 | 0 | 0 | 46 | 136 | 7588 | 145 | 127 | 0 | 4439578.3873 | -203369908.6998
Kink 137 | 0 | 0 | 0 | 0 | 46 | 137 | 7589 | 146 | 128 | 0 | 4439578.3873 | -203369908.6998
Kink 138 | 0 | 0 | 0 | 0 | 46 | 138 | 7590 | 147 | 129 | 0 | 4439578.3873 | -203369908.6998
Kink 139 | 0 | 0 | 0 | 0 | 46 | 139 | 7591 | 148 | 130 | 0 | 4439578.3873 | -203369908.6998
Kink 140 | 0 | 0 | 0 | 0 | 46 | 140 | 7592 | 149 | 131 | 0 | 4439578.3873 | -203369908.6998
Kink 141 | 0 | 0 | 0 | 0 | 46 | 141 | 7593 | 150 | 132 | 0 | 4439578.3873 | -203369908.6998
Kink 142 | 0 | 0 | 0 | 0 | 46 | 142 | 7594 | 151 | 133 | 0 | 4439578.3873 | -203369908.6998
Kink 143 | 0 | 0 | 0 | 0 | 46 | 143 | 7595 | 152 | 134 | 0 | 4439578.3873 | -203369908.6998
Kink 144 | 0 | 0 | 0 | 0 | 46 | 144 | 7596 | 153 | 135 | 0 | 4439578.3873 | -203369908.6998
Kink 145 | 0 | 0 | 0 | 0 | 46 | 145 | 7597 | 154 | 136 | 0 | 4439578.3873 | -203369908.6998
Kink 146 | 0 | 0 | 0 | 0 | 46 | 146 | 7598 | 155 | 137 | 0 | 4439578.3873 | -203369908.6998
Kink 147 | -35.9462 | 9704.7641 | 0 | -348849.3734 | 33 | 147 | 5493 | 33 | 138 | 0 | 4439578.3873 | -203369908.6998
Kink 148 | -21.6685 | 297.6922 | 0 | -6450.5423 | 38 | 148 | 6304 | 38 | 139 | 0 | 4439578.3873 | -203369908.6998
Kink 149 | -12.9139 | 40196.9705 | 0 | -519101.4665 | 43 | 149 | 7115 | 43 | 140 | 0 | 4439578.3873 | -203369908.6998
Kink 150 | 0 | 0 | 0 | 0 | 46 | 150 | 7602 | 156 | 141 | 0 | 4439578.3873 | -203369908.6998
Kink 151 | 0 | 0 | 0 | 0 | 46 | 151 | 7603 | 157 | 142 | 0 | 4439578.3873 | -203369908.6998
Kink 152 | 0 | 0 | 0 | 0 | 46 | 152 | 7604 | 158 | 143 | 0 | 4439578.3873 | -203369908.6998
Kink 153 | 0 | 0 | 0 | 0 | 46 | 153 | 7605 | 159 | 144 | 0 | 4439578.3873 | -203369908.6998
Kink 154 | 0 | 0 | 0 | 0 | 46 | 154 | 7606 | 160 | 145 | 0 | 4439578.3873 | -203369908.6998
Kink 155 | 0 | 0 | 0 | 0 | 46 | 155 | 7607 | 161 | 146 | 0 | 4439578.3873 | -203369908.6998
Kink 156 | 0 | 0 | 0 | 0 | 46 | 156 | 7608 | 162 | 150 | 0 | 4439578.3873 | -203369908.6998
Kink 157 | -72.99 | 0 | 0 | 0 | 6 | 157 | 1129 | 6 | 151 | 0 | 4439578.3873 | -203369908.6998
Kink 158 | -72.99 | 0 | 0 | 0 | 6 | 158 | 1130 | 7 | 152 | 0 | 4439578.3873 | -203369908.6998
Kink 159 | -63.5167 | 0 | 0 | 0 | 9 | 159 | 1617 | 9 | 153 | 0 | 4439578.3873 | -203369908.6998
Kink 160 | -63.5167 | 0 | 0 | 0 | 9 | 160 | 1618 | 10 | 154 | 0 | 4439578.3873 | -203369908.6998
Kink 161 | -52.2063 | 0 | 0 | 0 | 16 | 161 | 2753 | 16 | 155 | 0 | 4439578.3873 | -203369908.6998
Kink 162 | -52.2063 | 0 | 0 | 0 | 16 | 162 | 2754 | 17 | 156 | 0 | 4439578.3873 | -203369908.6998
3509. General scaler rate
Data sources:
x1 = 3508. Root (in Solve for General scaler rate)
Calculation =MIN(x1)
General scaler rate
General scaler rate | 45.8084
3510. Scaler
Data sources:
x1 = 2302. Load coefficient
x2 = 3503. Unit rate 1 p/kWh scalable part (in Scalable elements of tariff components)
x3 = 3509. General scaler rate
x4 = 3307. Unit rate 1 p/kWh (total) (in Summary of charges before revenue matching)
x5 = 3503. Unit rate 2 p/kWh scalable part (in Scalable elements of tariff components)
x6 = 3307. Unit rate 2 p/kWh (total) (in Summary of charges before revenue matching)
x7 = 3503. Unit rate 3 p/kWh scalable part (in Scalable elements of tariff components)
x8 = 3307. Unit rate 3 p/kWh (total) (in Summary of charges before revenue matching)
x9 = 3503. Fixed charge p/MPAN/day scalable part (in Scalable elements of tariff components)
x10 = 3307. Fixed charge p/MPAN/day (total) (in Summary of charges before revenue matching)
x11 = 3503. Capacity charge p/kVA/day scalable part (in Scalable elements of tariff components)
x12 = 3307. Capacity charge p/kVA/day (total) (in Summary of charges before revenue matching)
x13 = 3503. Reactive power charge p/kVArh scalable part (in Scalable elements of tariff components)
x14 = 3307. Reactive power charge p/kVArh (in Summary of charges before revenue matching)
x15 = 1010. Days in the charging year (in Financial and general assumptions)
x16 = Fixed charge p/MPAN/day scaler (in Scaler)
x17 = 2305. MPANs (in Equivalent volume for each end user)
x18 = Capacity charge p/kVA/day scaler (in Scaler)
x19 = 2305. Import capacity (kVA) (in Equivalent volume for each end user)
x20 = Unit rate 1 p/kWh scaler (in Scaler)
x21 = 2305. Rate 1 units (MWh) (in Equivalent volume for each end user)
x22 = Unit rate 2 p/kWh scaler (in Scaler)
x23 = 2305. Rate 2 units (MWh) (in Equivalent volume for each end user)
x24 = Unit rate 3 p/kWh scaler (in Scaler)
x25 = 2305. Rate 3 units (MWh) (in Equivalent volume for each end user)
x26 = Reactive power charge p/kVArh scaler (in Scaler)
x27 = 2305. Reactive power units (MVArh) (in Equivalent volume for each end user)
Kind: | Calculation | Calculation | Calculation | Calculation | Calculation | Calculation | Calculation
Formula: | =IF(x1<0,0,IF(x2*x3+x4>0,x2*x3,0-x4)) | =IF(x1<0,0,IF(x5*x3+x6>0,x5*x3,0-x6)) | =IF(x1<0,0,IF(x7*x3+x8>0,x7*x3,0-x8)) | =IF(x1<0,0,IF(x9*x3+x10>0,x9*x3,0-x10)) | =IF(x1<0,0,IF(x11*x3+x12>0,x11*x3,0-x12)) | =IF(x1<0,0,IF(x13*x3+x14>0,x13*x3,0-x14)) | =0.01*x15*(x16*x17+x18*x19)+10*(x20*x21+x22*x23+x24*x25+x26*x27)
| Unit rate 1 p/kWh scaler | Unit rate 2 p/kWh scaler | Unit rate 3 p/kWh scaler | Fixed charge p/MPAN/day scaler | Capacity charge p/kVA/day scaler | Reactive power charge p/kVArh scaler | Net revenues by tariff from scaler
Domestic Unrestricted | 1.1391 | 0 | 0 | 0 | 0 | 0 | 80540800.6324
Domestic Two Rate | 1.3526 | 0 | 0 | 0 | 0 | 0 | 12669820.2894
Domestic Off Peak (related MPAN) | 0.070798 | 0 | 0 | 0 | 0 | 0 | 25562.7064
Small Non Domestic Unrestricted | 1.0509 | 0 | 0 | 0 | 0 | 0 | 17118997.8186
Small Non Domestic Two Rate | 1.2058 | 0 | 0 | 0 | 0 | 0 | 6121498.4709
Small Non Domestic Off Peak (related MPAN) | 0.16494 | 0 | 0 | 0 | 0 | 0 | 10976.8095
LV Medium Non-Domestic | 0.8857 | 0 | 0 | 0 | 0 | 0 | 0
LV Sub Medium Non-Domestic | 0.85283 | 0 | 0 | 0 | 0 | 0 | 0
HV Medium Non-Domestic | 0.83127 | 0 | 0 | 0 | 0 | 0 | 0
LV Network Domestic | 6.7856 | 0.32957 | 0 | 0 | 0 | 0 | 0
LV Network Non-Domestic Non-CT | 6.8264 | 0.33155 | 0 | 0 | 0 | 0 | 5556075.0768
LV HH Metered | 6.5657 | 0.31889 | 0 | 0 | 0 | 0.22422 | 24343528.3626
LV Sub HH Metered | 6.9278 | 0.33647 | 0 | 0 | 0 | 0.22903 | 623071.9342
HV HH Metered | 5.7196 | 0.27779 | 0 | 0 | 0 | 0.17499 | 53395704.0385
NHH UMS category A | 0.64303 | 0 | 0 | 0 | 0 | 0 | 345859.9147
NHH UMS category B | 0.93167 | 0 | 0 | 0 | 0 | 0 | 154142.1597
NHH UMS category C | 1.6995 | 0 | 0 | 0 | 0 | 0 | 13330.1078
NHH UMS category D | 0.35083 | 0 | 0 | 0 | 0 | 0 | 16900.2387
LV UMS (Pseudo HH Metered) | 18.5692 | 0.26386 | 0 | 0 | 0 | 0 | 2433640.1396
LV Generation NHH or Aggregate HH | 0 | 0 | 0 | 0 | 0 | 0 | 0
LV Sub Generation NHH | 0 | 0 | 0 | 0 | 0 | 0 | 0
LV Generation Intermittent | 0 | 0 | 0 | 0 | 0 | 0 | 0
LV Generation Non-Intermittent | 0 | 0 | 0 | 0 | 0 | 0 | 0
LV Sub Generation Intermittent | 0 | 0 | 0 | 0 | 0 | 0 | 0
LV Sub Generation Non-Intermittent | 0 | 0 | 0 | 0 | 0 | 0 | 0
HV Generation Intermittent | 0 | 0 | 0 | 0 | 0 | 0 | 0
HV Generation Non-Intermittent | 0 | 0 | 0 | 0 | 0 | 0 | 0

## Adjust
Tariff component adjustment and rounding for WPD West Midlands in April 17 (Final)
3601. Tariffs before rounding
Data sources:
x1 = 3307. Unit rate 1 p/kWh (total) (in Summary of charges before revenue matching)
x2 = 3510. Unit rate 1 p/kWh scaler (in Scaler)
x3 = 3307. Unit rate 2 p/kWh (total) (in Summary of charges before revenue matching)
x4 = 3510. Unit rate 2 p/kWh scaler (in Scaler)
x5 = 3307. Unit rate 3 p/kWh (total) (in Summary of charges before revenue matching)
x6 = 3510. Unit rate 3 p/kWh scaler (in Scaler)
x7 = 3307. Fixed charge p/MPAN/day (total) (in Summary of charges before revenue matching)
x8 = 3510. Fixed charge p/MPAN/day scaler (in Scaler)
x9 = 3307. Capacity charge p/kVA/day (total) (in Summary of charges before revenue matching)
x10 = 3510. Capacity charge p/kVA/day scaler (in Scaler)
x11 = 3307. Reactive power charge p/kVArh (in Summary of charges before revenue matching)
x12 = 3510. Reactive power charge p/kVArh scaler (in Scaler)
Kind: | Calculation | Calculation | Calculation | Calculation | Calculation | Calculation
Formula: | =x1+x2 | =x3+x4 | =x5+x6 | =x7+x8 | =x9+x10 | =x11+x12
| Unit rate 1 p/kWh | Unit rate 2 p/kWh | Unit rate 3 p/kWh | Fixed charge p/MPAN/day | Capacity charge p/kVA/day | Reactive power charge p/kVArh
Domestic Unrestricted | 2.2267 |  |  | 3.903
Domestic Two Rate | 2.6463 | 0.068554 |  | 3.903
Domestic Off Peak (related MPAN) | 0.19694
Small Non Domestic Unrestricted | 2.0785 |  |  | 5.9929
Small Non Domestic Two Rate | 2.3816 | 0.065437 |  | 5.9929
Small Non Domestic Off Peak (related MPAN) | 0.37076
LV Medium Non-Domestic | 1.7454 | 0.046498 |  | 4.5804
LV Sub Medium Non-Domestic | 1.574 | 0.037887 |  | 3.3969
HV Medium Non-Domestic | 1.065 | 0.0068448 |  | 59.0064
LV Network Domestic | 12.725 | 0.78223 | 0.057884 | 3.903
LV Network Non-Domestic Non-CT | 12.7992 | 0.78674 | 0.058208 | 5.9929
LV HH Metered | 11.0935 | 0.6693 | 0.040681 | 7.7219 | 3.4357 | 0.40016
LV Sub HH Metered | 9.8143 | 0.5704 | 0.019143 | 5.9475 | 4.4752 | 0.33737
HV HH Metered | 7.1561 | 0.3921 | 0.0074209 | 59.0064 | 4.7348 | 0.22433
NHH UMS category A | 1.9708
NHH UMS category B | 2.5399
NHH UMS category C | 4.1205
NHH UMS category D | 1.3928
LV UMS (Pseudo HH Metered) | 38.7232 | 1.2442 | 0.62091
LV Generation NHH or Aggregate HH | -0.56609 |  |  | 0
LV Sub Generation NHH | -0.48267 |  |  | 0
LV Generation Intermittent | -0.56609 |  |  | 0 |  | 0.24183
LV Generation Non-Intermittent | -4.7718 | -0.36368 | -0.046498 | 0 |  | 0.24183
LV Sub Generation Intermittent | -0.48267 |  |  | 0 |  | 0.20715
LV Sub Generation Non-Intermittent | -4.0703 | -0.31297 | -0.037887 | 0 |  | 0.20715
HV Generation Intermittent | -0.24432 |  |  | 28.449 |  | 0.16724
HV Generation Non-Intermittent | -2.0679 | -0.1674 | -0.01339 | 28.449 |  | 0.16724
3602. Decimal places
| Unit rate 1 p/kWh | Unit rate 2 p/kWh | Unit rate 3 p/kWh | Fixed charge p/MPAN/day | Capacity charge p/kVA/day | Reactive power charge p/kVArh
Decimal places | 3 | 3 | 3 | 2 | 2 | 3
3603. Tariff rounding
Data sources:
x1 = 3601. Unit rate 1 p/kWh before rounding (in Tariffs before rounding)
x2 = 3602. Unit rate 1 p/kWh decimal places (in Decimal places)
x3 = 3601. Unit rate 2 p/kWh before rounding (in Tariffs before rounding)
x4 = 3602. Unit rate 2 p/kWh decimal places (in Decimal places)
x5 = 3601. Unit rate 3 p/kWh before rounding (in Tariffs before rounding)
x6 = 3602. Unit rate 3 p/kWh decimal places (in Decimal places)
x7 = 3601. Fixed charge p/MPAN/day before rounding (in Tariffs before rounding)
x8 = 3602. Fixed charge p/MPAN/day decimal places (in Decimal places)
x9 = 3601. Capacity charge p/kVA/day before rounding (in Tariffs before rounding)
x10 = 3602. Capacity charge p/kVA/day decimal places (in Decimal places)
x11 = 3601. Reactive power charge p/kVArh before rounding (in Tariffs before rounding)
x12 = 3602. Reactive power charge p/kVArh decimal places (in Decimal places)
Kind: | Calculation | Calculation | Calculation | Calculation | Calculation | Calculation
Formula: | =ROUND(x1,x2)-x1 | =ROUND(x3,x4)-x3 | =ROUND(x5,x6)-x5 | =ROUND(x7,x8)-x7 | =ROUND(x9,x10)-x9 | =ROUND(x11,x12)-x11
| Unit rate 1 p/kWh | Unit rate 2 p/kWh | Unit rate 3 p/kWh | Fixed charge p/MPAN/day | Capacity charge p/kVA/day | Reactive power charge p/kVArh
Domestic Unrestricted | 0.00031837 |  |  | -0.0029588
Domestic Two Rate | -0.00034928 | 0.00044631 |  | -0.0029588
Domestic Off Peak (related MPAN) | 5.9872e-05
Small Non Domestic Unrestricted | -0.0004989 |  |  | -0.0028917
Small Non Domestic Two Rate | 0.0004279 | -0.00043691 |  | -0.0028917
Small Non Domestic Off Peak (related MPAN) | 0.00023999
LV Medium Non-Domestic | -0.00039228 | -0.00049832 |  | -0.00038677
LV Sub Medium Non-Domestic | 4.5851e-05 | 0.00011258 |  | 0.0030937
HV Medium Non-Domestic | 4.4779e-05 | 0.00015517 |  | 0.0036319
LV Network Domestic | -3.0944e-05 | -0.00022534 | 0.00011588 | -0.0029588
LV Network Non-Domestic Non-CT | -0.00019959 | 0.00025837 | -0.00020819 | -0.0028917
LV HH Metered | 0.00048876 | -0.00030012 | 0.000319 | -0.0019239 | 0.0043012 | -0.00016272
LV Sub HH Metered | -0.00030126 | -0.00040057 | -0.00014308 | 0.0024731 | 0.0048054 | -0.00037127
HV HH Metered | -8.3447e-05 | -0.0001015 | -0.0004209 | 0.0036319 | -0.0048291 | -0.00032708
NHH UMS category A | 0.00015606
NHH UMS category B | 0.00012622
NHH UMS category C | -0.0004771
NHH UMS category D | 0.00021472
LV UMS (Pseudo HH Metered) | -0.00020933 | -0.00019109 | 9.2398e-05
LV Generation NHH or Aggregate HH | 9.3653e-05 |  |  | 0
LV Sub Generation NHH | -0.00033201 |  |  | 0
LV Generation Intermittent | 9.3653e-05 |  |  | 0 |  | 0.00016736
LV Generation Non-Intermittent | -0.00016977 | -0.00032357 | 0.00049832 | 0 |  | 0.00016736
LV Sub Generation Intermittent | -0.00033201 |  |  | 0 |  | -0.00015403
LV Sub Generation Non-Intermittent | 0.00033547 | -3.2589e-05 | -0.00011258 | 0 |  | -0.00015403
HV Generation Intermittent | 0.00031934 |  |  | 0.0010366 |  | -0.00024279
HV Generation Non-Intermittent | -0.00012809 | 0.0003987 | 0.00039026 | 0.0010366 |  | -0.00024279
3604. All the way tariffs
Data sources:
x1 = 3601. Unit rate 1 p/kWh before rounding (in Tariffs before rounding)
x2 = 3603. Unit rate 1 p/kWh rounding (in Tariff rounding)
x3 = 3601. Unit rate 2 p/kWh before rounding (in Tariffs before rounding)
x4 = 3603. Unit rate 2 p/kWh rounding (in Tariff rounding)
x5 = 3601. Unit rate 3 p/kWh before rounding (in Tariffs before rounding)
x6 = 3603. Unit rate 3 p/kWh rounding (in Tariff rounding)
x7 = 3601. Fixed charge p/MPAN/day before rounding (in Tariffs before rounding)
x8 = 3603. Fixed charge p/MPAN/day rounding (in Tariff rounding)
x9 = 3601. Capacity charge p/kVA/day before rounding (in Tariffs before rounding)
x10 = 3603. Capacity charge p/kVA/day rounding (in Tariff rounding)
x11 = 3601. Reactive power charge p/kVArh before rounding (in Tariffs before rounding)
x12 = 3603. Reactive power charge p/kVArh rounding (in Tariff rounding)
Kind: | Calculation | Calculation | Calculation | Calculation | Calculation | Calculation
Formula: | =x1+x2 | =x3+x4 | =x5+x6 | =x7+x8 | =x9+x10 | =x11+x12
| Unit rate 1 p/kWh | Unit rate 2 p/kWh | Unit rate 3 p/kWh | Fixed charge p/MPAN/day | Capacity charge p/kVA/day | Reactive power charge p/kVArh
Domestic Unrestricted | 2.227 |  |  | 3.9
Domestic Two Rate | 2.646 | 0.069 |  | 3.9
Domestic Off Peak (related MPAN) | 0.197
Small Non Domestic Unrestricted | 2.078 |  |  | 5.99
Small Non Domestic Two Rate | 2.382 | 0.065 |  | 5.99
Small Non Domestic Off Peak (related MPAN) | 0.371
LV Medium Non-Domestic | 1.745 | 0.046 |  | 4.58
LV Sub Medium Non-Domestic | 1.574 | 0.038 |  | 3.4
HV Medium Non-Domestic | 1.065 | 0.007 |  | 59.01
LV Network Domestic | 12.725 | 0.782 | 0.058 | 3.9
LV Network Non-Domestic Non-CT | 12.799 | 0.787 | 0.058 | 5.99
LV HH Metered | 11.094 | 0.669 | 0.041 | 7.72 | 3.44 | 0.4
LV Sub HH Metered | 9.814 | 0.57 | 0.019 | 5.95 | 4.48 | 0.337
HV HH Metered | 7.156 | 0.392 | 0.007 | 59.01 | 4.73 | 0.224
NHH UMS category A | 1.971
NHH UMS category B | 2.54
NHH UMS category C | 4.12
NHH UMS category D | 1.393
LV UMS (Pseudo HH Metered) | 38.723 | 1.244 | 0.621
LV Generation NHH or Aggregate HH | -0.566 |  |  | 0
LV Sub Generation NHH | -0.483 |  |  | 0
LV Generation Intermittent | -0.566 |  |  | 0 |  | 0.242
LV Generation Non-Intermittent | -4.772 | -0.364 | -0.046 | 0 |  | 0.242
LV Sub Generation Intermittent | -0.483 |  |  | 0 |  | 0.207
LV Sub Generation Non-Intermittent | -4.07 | -0.313 | -0.038 | 0 |  | 0.207
HV Generation Intermittent | -0.244 |  |  | 28.45 |  | 0.167
HV Generation Non-Intermittent | -2.068 | -0.167 | -0.013 | 28.45 |  | 0.167
3605. Net revenues by tariff from rounding
Data sources:
x1 = 1010. Days in the charging year (in Financial and general assumptions)
x2 = 3603. Fixed charge p/MPAN/day rounding (in Tariff rounding)
x3 = 2305. MPANs (in Equivalent volume for each end user)
x4 = 3603. Capacity charge p/kVA/day rounding (in Tariff rounding)
x5 = 2305. Import capacity (kVA) (in Equivalent volume for each end user)
x6 = 3603. Unit rate 1 p/kWh rounding (in Tariff rounding)
x7 = 2305. Rate 1 units (MWh) (in Equivalent volume for each end user)
x8 = 3603. Unit rate 2 p/kWh rounding (in Tariff rounding)
x9 = 2305. Rate 2 units (MWh) (in Equivalent volume for each end user)
x10 = 3603. Unit rate 3 p/kWh rounding (in Tariff rounding)
x11 = 2305. Rate 3 units (MWh) (in Equivalent volume for each end user)
x12 = 3603. Reactive power charge p/kVArh rounding (in Tariff rounding)
x13 = 2305. Reactive power units (MVArh) (in Equivalent volume for each end user)
Calculation =0.01*x1*(x2*x3+x4*x5)+10*(x6*x7+x8*x9+x10*x11+x12*x13)
Net revenues by tariff from rounding
Domestic Unrestricted | 1032.7905
Domestic Two Rate | -3306.5218
Domestic Off Peak (related MPAN) | 21.6177
Small Non Domestic Unrestricted | -9621.3216
Small Non Domestic Two Rate | 893.9852
Small Non Domestic Off Peak (related MPAN) | 15.9713
LV Medium Non-Domestic | 0
LV Sub Medium Non-Domestic | 0
HV Medium Non-Domestic | 0
LV Network Domestic | 0
LV Network Non-Domestic Non-CT | -176.6882
LV HH Metered | 25858.2871
LV Sub HH Metered | 724.0821
HV HH Metered | -75980.4195
NHH UMS category A | 83.9397
NHH UMS category B | 20.8834
NHH UMS category C | -3.7422
NHH UMS category D | 10.3435
LV UMS (Pseudo HH Metered) | 106.5284
LV Generation NHH or Aggregate HH | 1.5553
LV Sub Generation NHH | 0
LV Generation Intermittent | 26.6099
LV Generation Non-Intermittent | 12.3114
LV Sub Generation Intermittent | -4.2215
LV Sub Generation Non-Intermittent | -3.258
HV Generation Intermittent | 297.6831
HV Generation Non-Intermittent | 2224.6486
3606. Revenue forecast summary
Data sources:
x1 = 3403. Total net revenues before matching (£) (in Revenue surplus or shortfall)
x2 = 3510. Net revenues by tariff from scaler (in Scaler)
x3 = 3605. Net revenues by tariff from rounding
x4 = Total net revenues before matching (£) (in Revenue forecast summary)
x5 = Total net revenues from scaler (£) (in Revenue forecast summary)
x6 = Total net revenues from rounding (£) (in Revenue forecast summary)
x7 = Total net revenues (£) (in Revenue forecast summary)
x8 = 3402. Target CDCM revenue (£/year) (in Target CDCM revenue)
Kind: | Copy cells | Cell summation | Cell summation | Calculation | Calculation
Formula: | =x1 | =SUM(x2) | =SUM(x3) | =x4+x5+x6 | =x7-x8
| Total net revenues before matching (£) | Total net revenues from scaler (£) | Total net revenues from rounding (£) | Total net revenues (£) | Deviation from target revenue (£)
Revenue forecast summary | 264756844.9316 | 203369908.6998 | -57764.9356 | 468068988.6958 | -57764.9356
3607. Tariffs
Data sources:
x1 = 3604. Unit rate 1 p/kWh (in All the way tariffs)
x2 = 2304. Discount for each tariff (except for fixed charges) (in LDNO discounts and volumes adjusted for discount)
x3 = 3604. Unit rate 2 p/kWh (in All the way tariffs)
x4 = 3604. Unit rate 3 p/kWh (in All the way tariffs)
x5 = 3604. Fixed charge p/MPAN/day (in All the way tariffs)
x6 = 2304. Discount for each tariff for fixed charges only (in LDNO discounts and volumes adjusted for discount)
x7 = 3604. Capacity charge p/kVA/day (in All the way tariffs)
x8 = 3604. Reactive power charge p/kVArh (in All the way tariffs)
Kind: | Calculation | Calculation | Calculation | Calculation | Calculation | Calculation
Formula: | =ROUND(x1*(1-x2),3) | =ROUND(x3*(1-x2),3) | =ROUND(x4*(1-x2),3) | =ROUND(x5*(1-x6),2) | =ROUND(x7*(1-x2),2) | =ROUND(x8*(1-x2),3)
| Unit rate 1 p/kWh | Unit rate 2 p/kWh | Unit rate 3 p/kWh | Fixed charge p/MPAN/day | Capacity charge p/kVA/day | Reactive power charge p/kVArh
> Domestic Unrestricted
Domestic Unrestricted | 2.227 | 0 | 0 | 3.9 | 0 | 0
LDNO LV: Domestic Unrestricted | 1.491 | 0 | 0 | 2.61 | 0 | 0
LDNO HV: Domestic Unrestricted | 1.082 | 0 | 0 | 1.89 | 0 | 0
> Domestic Two Rate
Domestic Two Rate | 2.646 | 0.069 | 0 | 3.9 | 0 | 0
LDNO LV: Domestic Two Rate | 1.771 | 0.046 | 0 | 2.61 | 0 | 0
LDNO HV: Domestic Two Rate | 1.286 | 0.034 | 0 | 1.89 | 0 | 0
> Domestic Off Peak (related MPAN)
Domestic Off Peak (related MPAN) | 0.197 | 0 | 0 | 0 | 0 | 0
LDNO LV: Domestic Off Peak (related MPAN) | 0.132 | 0 | 0 | 0 | 0 | 0
LDNO HV: Domestic Off Peak (related MPAN) | 0.096 | 0 | 0 | 0 | 0 | 0
> Small Non Domestic Unrestricted
Small Non Domestic Unrestricted | 2.078 | 0 | 0 | 5.99 | 0 | 0
LDNO LV: Small Non Domestic Unrestricted | 1.391 | 0 | 0 | 4.01 | 0 | 0
LDNO HV: Small Non Domestic Unrestricted | 1.01 | 0 | 0 | 2.91 | 0 | 0
> Small Non Domestic Two Rate
Small Non Domestic Two Rate | 2.382 | 0.065 | 0 | 5.99 | 0 | 0
LDNO LV: Small Non Domestic Two Rate | 1.594 | 0.044 | 0 | 4.01 | 0 | 0
LDNO HV: Small Non Domestic Two Rate | 1.157 | 0.032 | 0 | 2.91 | 0 | 0
> Small Non Domestic Off Peak (related MPAN)
Small Non Domestic Off Peak (related MPAN) | 0.371 | 0 | 0 | 0 | 0 | 0
LDNO LV: Small Non Domestic Off Peak (related MPAN) | 0.248 | 0 | 0 | 0 | 0 | 0
LDNO HV: Small Non Domestic Off Peak (related MPAN) | 0.18 | 0 | 0 | 0 | 0 | 0
> LV Medium Non-Domestic
LV Medium Non-Domestic | 1.745 | 0.046 | 0 | 4.58 | 0 | 0
LDNO LV: LV Medium Non-Domestic | 1.168 | 0.031 | 0 | 3.07 | 0 | 0
LDNO HV: LV Medium Non-Domestic | 0.848 | 0.022 | 0 | 2.23 | 0 | 0
> LV Sub Medium Non-Domestic
LV Sub Medium Non-Domestic | 1.574 | 0.038 | 0 | 3.4 | 0 | 0
> HV Medium Non-Domestic
HV Medium Non-Domestic | 1.065 | 0.007 | 0 | 59.01 | 0 | 0
> LV Network Domestic
LV Network Domestic | 12.725 | 0.782 | 0.058 | 3.9 | 0 | 0
LDNO LV: LV Network Domestic | 8.518 | 0.523 | 0.039 | 2.61 | 0 | 0
LDNO HV: LV Network Domestic | 6.182 | 0.38 | 0.028 | 1.89 | 0 | 0
> LV Network Non-Domestic Non-CT
LV Network Non-Domestic Non-CT | 12.799 | 0.787 | 0.058 | 5.99 | 0 | 0
LDNO LV: LV Network Non-Domestic Non-CT | 8.567 | 0.527 | 0.039 | 4.01 | 0 | 0
LDNO HV: LV Network Non-Domestic Non-CT | 6.218 | 0.382 | 0.028 | 2.91 | 0 | 0
> LV HH Metered
LV HH Metered | 11.094 | 0.669 | 0.041 | 7.72 | 3.44 | 0.4
LDNO LV: LV HH Metered | 7.426 | 0.448 | 0.027 | 5.17 | 2.3 | 0.268
LDNO HV: LV HH Metered | 5.39 | 0.325 | 0.02 | 3.75 | 1.67 | 0.194
> LV Sub HH Metered
LV Sub HH Metered | 9.814 | 0.57 | 0.019 | 5.95 | 4.48 | 0.337
LDNO HV: LV Sub HH Metered | 7.279 | 0.423 | 0.014 | 4.41 | 3.32 | 0.25
> HV HH Metered
HV HH Metered | 7.156 | 0.392 | 0.007 | 59.01 | 4.73 | 0.224
LDNO HV: HV HH Metered | 6.077 | 0.333 | 0.006 | 50.11 | 4.02 | 0.19
> NHH UMS category A
NHH UMS category A | 1.971 | 0 | 0 | 0 | 0 | 0
LDNO LV: NHH UMS category A | 1.319 | 0 | 0 | 0 | 0 | 0
LDNO HV: NHH UMS category A | 0.958 | 0 | 0 | 0 | 0 | 0
> NHH UMS category B
NHH UMS category B | 2.54 | 0 | 0 | 0 | 0 | 0
LDNO LV: NHH UMS category B | 1.7 | 0 | 0 | 0 | 0 | 0
LDNO HV: NHH UMS category B | 1.234 | 0 | 0 | 0 | 0 | 0
> NHH UMS category C
NHH UMS category C | 4.12 | 0 | 0 | 0 | 0 | 0
LDNO LV: NHH UMS category C | 2.758 | 0 | 0 | 0 | 0 | 0
LDNO HV: NHH UMS category C | 2.002 | 0 | 0 | 0 | 0 | 0
> NHH UMS category D
NHH UMS category D | 1.393 | 0 | 0 | 0 | 0 | 0
LDNO LV: NHH UMS category D | 0.932 | 0 | 0 | 0 | 0 | 0
LDNO HV: NHH UMS category D | 0.677 | 0 | 0 | 0 | 0 | 0
> LV UMS (Pseudo HH Metered)
LV UMS (Pseudo HH Metered) | 38.723 | 1.244 | 0.621 | 0 | 0 | 0
LDNO LV: LV UMS (Pseudo HH Metered) | 25.92 | 0.833 | 0.416 | 0 | 0 | 0
LDNO HV: LV UMS (Pseudo HH Metered) | 18.813 | 0.604 | 0.302 | 0 | 0 | 0
> LV Generation NHH or Aggregate HH
LV Generation NHH or Aggregate HH | -0.566 | 0 | 0 | 0 | 0 | 0
LDNO LV: LV Generation NHH or Aggregate HH | -0.566 | 0 | 0 | 0 | 0 | 0
LDNO HV: LV Generation NHH or Aggregate HH | -0.566 | 0 | 0 | 0 | 0 | 0
> LV Sub Generation NHH
LV Sub Generation NHH | -0.483 | 0 | 0 | 0 | 0 | 0
LDNO HV: LV Sub Generation NHH | -0.483 | 0 | 0 | 0 | 0 | 0
> LV Generation Intermittent
LV Generation Intermittent | -0.566 | 0 | 0 | 0 | 0 | 0.242
LDNO LV: LV Generation Intermittent | -0.566 | 0 | 0 | 0 | 0 | 0.242
LDNO HV: LV Generation Intermittent | -0.566 | 0 | 0 | 0 | 0 | 0.242
> LV Generation Non-Intermittent
LV Generation Non-Intermittent | -4.772 | -0.364 | -0.046 | 0 | 0 | 0.242
LDNO LV: LV Generation Non-Intermittent | -4.772 | -0.364 | -0.046 | 0 | 0 | 0.242
LDNO HV: LV Generation Non-Intermittent | -4.772 | -0.364 | -0.046 | 0 | 0 | 0.242
> LV Sub Generation Intermittent
LV Sub Generation Intermittent | -0.483 | 0 | 0 | 0 | 0 | 0.207
LDNO HV: LV Sub Generation Intermittent | -0.483 | 0 | 0 | 0 | 0 | 0.207
> LV Sub Generation Non-Intermittent
LV Sub Generation Non-Intermittent | -4.07 | -0.313 | -0.038 | 0 | 0 | 0.207
LDNO HV: LV Sub Generation Non-Intermittent | -4.07 | -0.313 | -0.038 | 0 | 0 | 0.207
> HV Generation Intermittent
HV Generation Intermittent | -0.244 | 0 | 0 | 28.45 | 0 | 0.167
LDNO HV: HV Generation Intermittent | -0.244 | 0 | 0 | 0 | 0 | 0.167
> HV Generation Non-Intermittent
HV Generation Non-Intermittent | -2.068 | -0.167 | -0.013 | 28.45 | 0 | 0.167
LDNO HV: HV Generation Non-Intermittent | -2.068 | -0.167 | -0.013 | 0 | 0 | 0.167

## Tariffs
Tariffs for WPD West Midlands in April 17 (Final)
3701. Tariffs
Data sources:
x1 = 3607. Unit rate 1 p/kWh (in Tariffs)
x2 = 3607. Unit rate 2 p/kWh (in Tariffs)
x3 = 3607. Unit rate 3 p/kWh (in Tariffs)
x4 = 3607. Fixed charge p/MPAN/day (in Tariffs)
x5 = 3607. Capacity charge p/kVA/day (in Tariffs)
x6 = 3607. Reactive power charge p/kVArh (in Tariffs)
Kind: | Input data | Fixed data | Copy cells | Copy cells | Copy cells | Copy cells | Copy cells | Copy cells | Input data
Formula: |  |  | = x1 | = x2 | = x3 | = x4 | = x5 | = x6
| Open LLFCs | PCs | Unit rate 1 p/kWh | Unit rate 2 p/kWh | Unit rate 3 p/kWh | Fixed charge p/MPAN/day | Capacity charge p/kVA/day | Reactive power charge p/kVArh | Closed LLFCs
Domestic Unrestricted | 1 | 1 | 2.227 | 0 | 0 | 3.9 | 0 | 0 | 2, 3
Domestic Two Rate | 4 | 2 | 2.646 | 0.069 | 0 | 3.9 | 0 | 0 | 5, 6, 30
Domestic Off Peak (related MPAN) | 34 | 2 | 0.197 | 0 | 0 | 0 | 0 | 0 | 35, 36
Small Non Domestic Unrestricted | 7 | 3 | 2.078 | 0 | 0 | 5.99 | 0 | 0 | 8, 9, 13, 14, 15, 46, 47, 49, 107, 108, 109
Small Non Domestic Two Rate | 10 | 4 | 2.382 | 0.065 | 0 | 5.99 | 0 | 0 | 11, 12, 110, 111, 112
Small Non Domestic Off Peak (related MPAN) | 40 | 4 | 0.371 | 0 | 0 | 0 | 0 | 0 | 41, 42
LV Medium Non-Domestic | 21 | 5-8 | 1.745 | 0.046 | 0 | 4.58 | 0 | 0 | 20, 22, 25, 26, 27
LV Sub Medium Non-Domestic | 19 | 5-8 | 1.574 | 0.038 | 0 | 3.4 | 0 | 0
HV Medium Non-Domestic | 322, 323 | 5-8 | 1.065 | 0.007 | 0 | 59.01 | 0 | 0 | 121, 124, 132
LV Network Domestic | 632 |  | 12.725 | 0.782 | 0.058 | 3.9 | 0 | 0
LV Network Non-Domestic Non-CT | 633 |  | 12.799 | 0.787 | 0.058 | 5.99 | 0 | 0
LV HH Metered | 127, 129 |  | 11.094 | 0.669 | 0.041 | 7.72 | 3.44 | 0.4
LV Sub HH Metered | 128 |  | 9.814 | 0.57 | 0.019 | 5.95 | 4.48 | 0.337 | 130
HV HH Metered | 365, 367 |  | 7.156 | 0.392 | 0.007 | 59.01 | 4.73 | 0.224
NHH UMS category A | 95 | 8 | 1.971 | 0 | 0 | 0 | 0 | 0
NHH UMS category B | 96 | 1 | 2.54 | 0 | 0 | 0 | 0 | 0
NHH UMS category C | 97 | 1 | 4.12 | 0 | 0 | 0 | 0 | 0
NHH UMS category D | 98 | 1 | 1.393 | 0 | 0 | 0 | 0 | 0
LV UMS (Pseudo HH Metered) | 99 |  | 38.723 | 1.244 | 0.621 | 0 | 0 | 0
LV Generation NHH or Aggregate HH | 625 | 8&0 | -0.566 | 0 | 0 | 0 | 0 | 0
LV Sub Generation NHH | 570 | 8 | -0.483 | 0 | 0 | 0 | 0 | 0
LV Generation Intermittent | 571 |  | -0.566 | 0 | 0 | 0 | 0 | 0.242
LV Generation Non-Intermittent | 573 |  | -4.772 | -0.364 | -0.046 | 0 | 0 | 0.242
LV Sub Generation Intermittent | 572 |  | -0.483 | 0 | 0 | 0 | 0 | 0.207
LV Sub Generation Non-Intermittent | 574 |  | -4.07 | -0.313 | -0.038 | 0 | 0 | 0.207
HV Generation Intermittent | 575 |  | -0.244 | 0 | 0 | 28.45 | 0 | 0.167
HV Generation Non-Intermittent | 577 |  | -2.068 | -0.167 | -0.013 | 28.45 | 0 | 0.167
LDNO LV: Domestic Unrestricted |  | 1 | 1.491 | 0 | 0 | 2.61 | 0 | 0
LDNO LV: Domestic Two Rate |  | 2 | 1.771 | 0.046 | 0 | 2.61 | 0 | 0
LDNO LV: Domestic Off Peak (related MPAN) |  | 2 | 0.132 | 0 | 0 | 0 | 0 | 0
LDNO LV: Small Non Domestic Unrestricted |  | 3 | 1.391 | 0 | 0 | 4.01 | 0 | 0
LDNO LV: Small Non Domestic Two Rate |  | 4 | 1.594 | 0.044 | 0 | 4.01 | 0 | 0
LDNO LV: Small Non Domestic Off Peak (related MPAN) |  | 4 | 0.248 | 0 | 0 | 0 | 0 | 0
LDNO LV: LV Medium Non-Domestic |  | 5-8 | 1.168 | 0.031 | 0 | 3.07 | 0 | 0
LDNO LV: LV Network Domestic |  |  | 8.518 | 0.523 | 0.039 | 2.61 | 0 | 0
LDNO LV: LV Network Non-Domestic Non-CT |  |  | 8.567 | 0.527 | 0.039 | 4.01 | 0 | 0
LDNO LV: LV HH Metered |  |  | 7.426 | 0.448 | 0.027 | 5.17 | 2.3 | 0.268
LDNO LV: NHH UMS category A |  | 8 | 1.319 | 0 | 0 | 0 | 0 | 0
LDNO LV: NHH UMS category B |  | 1 | 1.7 | 0 | 0 | 0 | 0 | 0
LDNO LV: NHH UMS category C |  | 1 | 2.758 | 0 | 0 | 0 | 0 | 0
LDNO LV: NHH UMS category D |  | 1 | 0.932 | 0 | 0 | 0 | 0 | 0
LDNO LV: LV UMS (Pseudo HH Metered) |  |  | 25.92 | 0.833 | 0.416 | 0 | 0 | 0
LDNO LV: LV Generation NHH or Aggregate HH |  | 8&0 | -0.566 | 0 | 0 | 0 | 0 | 0
LDNO LV: LV Generation Intermittent |  |  | -0.566 | 0 | 0 | 0 | 0 | 0.242
LDNO LV: LV Generation Non-Intermittent |  |  | -4.772 | -0.364 | -0.046 | 0 | 0 | 0.242
LDNO HV: Domestic Unrestricted |  | 1 | 1.082 | 0 | 0 | 1.89 | 0 | 0
LDNO HV: Domestic Two Rate |  | 2 | 1.286 | 0.034 | 0 | 1.89 | 0 | 0
LDNO HV: Domestic Off Peak (related MPAN) |  | 2 | 0.096 | 0 | 0 | 0 | 0 | 0
LDNO HV: Small Non Domestic Unrestricted |  | 3 | 1.01 | 0 | 0 | 2.91 | 0 | 0
LDNO HV: Small Non Domestic Two Rate |  | 4 | 1.157 | 0.032 | 0 | 2.91 | 0 | 0
LDNO HV: Small Non Domestic Off Peak (related MPAN) |  | 4 | 0.18 | 0 | 0 | 0 | 0 | 0
LDNO HV: LV Medium Non-Domestic |  | 5-8 | 0.848 | 0.022 | 0 | 2.23 | 0 | 0
LDNO HV: LV Network Domestic |  |  | 6.182 | 0.38 | 0.028 | 1.89 | 0 | 0
LDNO HV: LV Network Non-Domestic Non-CT |  |  | 6.218 | 0.382 | 0.028 | 2.91 | 0 | 0
LDNO HV: LV HH Metered |  |  | 5.39 | 0.325 | 0.02 | 3.75 | 1.67 | 0.194
LDNO HV: LV Sub HH Metered |  |  | 7.279 | 0.423 | 0.014 | 4.41 | 3.32 | 0.25
LDNO HV: HV HH Metered |  |  | 6.077 | 0.333 | 0.006 | 50.11 | 4.02 | 0.19
LDNO HV: NHH UMS category A |  | 8 | 0.958 | 0 | 0 | 0 | 0 | 0
LDNO HV: NHH UMS category B |  | 1 | 1.234 | 0 | 0 | 0 | 0 | 0
LDNO HV: NHH UMS category C |  | 1 | 2.002 | 0 | 0 | 0 | 0 | 0
LDNO HV: NHH UMS category D |  | 1 | 0.677 | 0 | 0 | 0 | 0 | 0
LDNO HV: LV UMS (Pseudo HH Metered) |  |  | 18.813 | 0.604 | 0.302 | 0 | 0 | 0
LDNO HV: LV Generation NHH or Aggregate HH |  | 8&0 | -0.566 | 0 | 0 | 0 | 0 | 0
LDNO HV: LV Sub Generation NHH |  | 8 | -0.483 | 0 | 0 | 0 | 0 | 0
LDNO HV: LV Generation Intermittent |  |  | -0.566 | 0 | 0 | 0 | 0 | 0.242
LDNO HV: LV Generation Non-Intermittent |  |  | -4.772 | -0.364 | -0.046 | 0 | 0 | 0.242
LDNO HV: LV Sub Generation Intermittent |  |  | -0.483 | 0 | 0 | 0 | 0 | 0.207
LDNO HV: LV Sub Generation Non-Intermittent |  |  | -4.07 | -0.313 | -0.038 | 0 | 0 | 0.207
LDNO HV: HV Generation Intermittent |  |  | -0.244 | 0 | 0 | 0 | 0 | 0.167
LDNO HV: HV Generation Non-Intermittent |  |  | -2.068 | -0.167 | -0.013 | 0 | 0 | 0.167

## Summary
Summary for WPD West Midlands in April 17 (Final)
This sheet is for information only. It can be deleted without affecting any calculations elsewhere in the model.
3801. Headline parameters
Data sources:
x1 = 1010. Annuity proportion for customer-contributed assets (in Financial and general assumptions)
x2 = 3606. Total net revenues from scaler (£) (in Revenue forecast summary)
x3 = 3606. Deviation from target revenue (£) (in Revenue forecast summary)
x4 = 3402. Target CDCM revenue (£/year) (in Target CDCM revenue)
Kind: | Copy cells | Copy cells | Copy cells | Calculation
Formula: | = x1 | = x2 | = x3 | =x3/x4
| Annuity proportion for customer-contributed assets | Total net revenues from scaler (£) | Deviation from target revenue (£) | Over/under recovery
Headline parameters | 0 | 203369908.6998 | -57764.9356 | -0.01234%
3802. Revenue summary
Data sources:
x1 = 1053. Rate 1 units (MWh) by tariff (in Volume forecasts for the charging year)
x2 = 1053. Rate 2 units (MWh) by tariff (in Volume forecasts for the charging year)
x3 = 1053. Rate 3 units (MWh) by tariff (in Volume forecasts for the charging year)
x4 = 1053. MPANs by tariff (in Volume forecasts for the charging year)
x5 = 1010. Days in the charging year (in Financial and general assumptions)
x6 = 3607. Fixed charge p/MPAN/day (in Tariffs)
x7 = 3607. Capacity charge p/kVA/day (in Tariffs)
x8 = 1053. Import capacity (kVA) by tariff (in Volume forecasts for the charging year)
x9 = 3607. Unit rate 1 p/kWh (in Tariffs)
x10 = 3607. Unit rate 2 p/kWh (in Tariffs)
x11 = 3607. Unit rate 3 p/kWh (in Tariffs)
x12 = 3607. Reactive power charge p/kVArh (in Tariffs)
x13 = 1053. Reactive power units (MVArh) by tariff (in Volume forecasts for the charging year)
x14 = All units (MWh) (in Revenue summary)
x15 = Net revenues (£) (in Revenue summary)
x16 = MPANs (in Revenue summary)
x17 = Revenues from unit rates (£) (in Revenue summary)
x18 = Net revenues from unit rate 1 (£) (in Revenue summary)
x19 = Net revenues from unit rate 2 (£) (in Revenue summary)
x20 = Net revenues from unit rate 3 (£) (in Revenue summary)
x21 = Revenues from fixed charges (£) (in Revenue summary)
x22 = Revenues from capacity charges (£) (in Revenue summary)
x23 = Revenues from reactive power charges (£) (in Revenue summary)
Kind: | Calculation | Copy cells | Calculation | Calculation | Calculation | Calculation | Calculation | Calculation | Calculation | Calculation | Calculation | Calculation | Calculation | Calculation | Calculation | Calculation | Calculation | Calculation | Calculation
Formula: | =x1+x2+x3 | = x4 | =0.01*x5*(x6*x4+x7*x8)+10*(x9*x1+x10*x2+x11*x3+x12*x13) | =10*(x9*x1+x10*x2+x11*x3) | =x6*x5*x4/100 | =x7*x5*x8/100 | =x12*x13*10 | =IF(x14<>0,0.1*x15/x14,"") | =IF(x16<>0,x15/x16,"") | =IF(x14<>0,0.1*x17/x14,0) | =x9*x1*10 | =x10*x2*10 | =x11*x3*10 | =IF(x17<>0,x18/x17,"") | =IF(x17<>0,x19/x17,"") | =IF(x17<>0,x20/x17,"") | =IF(x15<>0,x21/x15,"") | =IF(x15<>0,x22/x15,"") | =IF(x15<>0,x23/x15,"")
| All units (MWh) | MPANs | Net revenues (£) | Revenues from unit rates (£) | Revenues from fixed charges (£) | Revenues from capacity charges (£) | Revenues from reactive power charges (£) | Average p/kWh | Average £/MPAN | Average unit rate p/kWh | Net revenues from unit rate 1 (£) | Net revenues from unit rate 2 (£) | Net revenues from unit rate 3 (£) | Rate 1 revenue proportion | Rate 2 revenue proportion | Rate 3 revenue proportion | Fixed charge proportion | Capacity charge proportion | Reactive power charge proportion
> Domestic Unrestricted
Domestic Unrestricted | 7006599.2032 | 1967400.2029 | 184042906.1436 | 156036964.2556 | 28005941.888 | 0 | 0 | 2.6267 | 93.5462 | 2.227 | 156036964.2556 | 0 | 0 | 100% | 0% | 0% | 15.22% | 0% | 0%
LDNO LV: Domestic Unrestricted | 41568.679 | 13963.7378 | 752814.5517 | 619789.0037 | 133025.548 | 0 | 0 | 1.811 | 53.9121 | 1.491 | 619789.0037 | 0 | 0 | 100% | 0% | 0% | 17.67% | 0% | 0%
LDNO HV: Domestic Unrestricted | 74118.188 | 24598.0663 | 971648.5549 | 801958.7947 | 169689.7602 | 0 | 0 | 1.3109 | 39.501 | 1.082 | 801958.7947 | 0 | 0 | 100% | 0% | 0% | 17.46% | 0% | 0%
> Domestic Two Rate
Domestic Two Rate | 1653544.588 | 300314.6339 | 29458015.2484 | 25183036.4347 | 4274978.8137 | 0 | 0 | 1.7815 | 98.0905 | 1.523 | 24685825.3435 | 497211.0913 | 0 | 98.03% | 1.974% | 0% | 14.51% | 0% | 0%
LDNO LV: Domestic Two Rate | 3545.1424 | 1003.1901 | 56499.8068 | 46942.9167 | 9556.8902 | 0 | 0 | 1.5937 | 56.3201 | 1.3241 | 46520.4752 | 422.4415 | 0 | 99.1% | 0.8999% | 0% | 16.91% | 0% | 0%
LDNO HV: Domestic Two Rate | 5660.6611 | 1260.0889 | 61658.4231 | 52965.6996 | 8692.7235 | 0 | 0 | 1.0892 | 48.9318 | 0.93568 | 52427.1743 | 538.5253 | 0 | 98.98% | 1.017% | 0% | 14.1% | 0% | 0%
> Domestic Off Peak (related MPAN)
Domestic Off Peak (related MPAN) | 36106.4632 | 10493 | 71129.7325 | 71129.7325 | 0 | 0 | 0 | 0.197 | 6.7788 | 0.197 | 71129.7325 | 0 | 0 | 100% | 0% | 0% | 0% | 0% | 0%
LDNO LV: Domestic Off Peak (related MPAN) | 0 | 0 | 0 | 0 | 0 | 0 | 0 |  |  | 0 | 0 | 0 | 0
LDNO HV: Domestic Off Peak (related MPAN) | 0 | 0 | 0 | 0 | 0 | 0 | 0 |  |  | 0 | 0 | 0 | 0
> Small Non Domestic Unrestricted
Small Non Domestic Unrestricted | 1619655.6585 | 135679.9266 | 36622882.6586 | 33656444.5841 | 2966438.0745 | 0 | 0 | 2.2612 | 269.9212 | 2.078 | 33656444.5841 | 0 | 0 | 100% | 0% | 0% | 8.1% | 0% | 0%
LDNO LV: Small Non Domestic Unrestricted | 2891.2735 | 8156.5389 | 159600.7962 | 40217.6139 | 119383.1823 | 0 | 0 | 5.5201 | 19.5672 | 1.391 | 40217.6139 | 0 | 0 | 100% | 0% | 0% | 74.8% | 0% | 0%
LDNO HV: Small Non Domestic Unrestricted | 15215.3345 | 894.008 | 163170.5851 | 153674.8786 | 9495.7065 | 0 | 0 | 1.0724 | 182.5158 | 1.01 | 153674.8786 | 0 | 0 | 100% | 0% | 0% | 5.819% | 0% | 0%
> Small Non Domestic Two Rate
Small Non Domestic Two Rate | 713686.1827 | 34491.6893 | 12925383.7137 | 12171274.6637 | 754109.05 | 0 | 0 | 1.8111 | 374.7391 | 1.7054 | 12035811.7965 | 135462.8673 | 0 | 98.89% | 1.113% | 0% | 5.834% | 0% | 0%
LDNO LV: Small Non Domestic Two Rate | 1205.3173 | 17.9829 | 14424.3983 | 14161.1913 | 263.207 | 0 | 0 | 1.1967 | 802.1166 | 1.1749 | 14017.792 | 143.3993 | 0 | 98.99% | 1.013% | 0% | 1.825% | 0% | 0%
LDNO HV: Small Non Domestic Two Rate | 4747.6889 | 77.0697 | 43894.8754 | 43076.28 | 818.5954 | 0 | 0 | 0.92455 | 569.5481 | 0.90731 | 42739.0859 | 337.1941 | 0 | 99.22% | 0.7828% | 0% | 1.865% | 0% | 0%
> Small Non Domestic Off Peak (related MPAN)
Small Non Domestic Off Peak (related MPAN) | 6654.8554 | 890 | 24689.5137 | 24689.5137 | 0 | 0 | 0 | 0.371 | 27.741 | 0.371 | 24689.5137 | 0 | 0 | 100% | 0% | 0% | 0% | 0% | 0%
LDNO LV: Small Non Domestic Off Peak (related MPAN) | 0 | 0 | 0 | 0 | 0 | 0 | 0 |  |  | 0 | 0 | 0 | 0
LDNO HV: Small Non Domestic Off Peak (related MPAN) | 0 | 0 | 0 | 0 | 0 | 0 | 0 |  |  | 0 | 0 | 0 | 0
> LV Medium Non-Domestic
LV Medium Non-Domestic | 0 | 0 | 0 | 0 | 0 | 0 | 0 |  |  | 0 | 0 | 0 | 0
LDNO LV: LV Medium Non-Domestic | 0 | 0 | 0 | 0 | 0 | 0 | 0 |  |  | 0 | 0 | 0 | 0
LDNO HV: LV Medium Non-Domestic | 0 | 0 | 0 | 0 | 0 | 0 | 0 |  |  | 0 | 0 | 0 | 0
> LV Sub Medium Non-Domestic
LV Sub Medium Non-Domestic | 0 | 0 | 0 | 0 | 0 | 0 | 0 |  |  | 0 | 0 | 0 | 0
> HV Medium Non-Domestic
HV Medium Non-Domestic | 0 | 0 | 0 | 0 | 0 | 0 | 0 |  |  | 0 | 0 | 0 | 0
> LV Network Domestic
LV Network Domestic | 0 | 0 | 0 | 0 | 0 | 0 | 0 |  |  | 0 | 0 | 0 | 0
LDNO LV: LV Network Domestic | 0 | 0 | 0 | 0 | 0 | 0 | 0 |  |  | 0 | 0 | 0 | 0
LDNO HV: LV Network Domestic | 0 | 0 | 0 | 0 | 0 | 0 | 0 |  |  | 0 | 0 | 0 | 0
> LV Network Non-Domestic Non-CT
LV Network Non-Domestic Non-CT | 617247.3998 | 10460.8246 | 11180771.8604 | 10952061.6209 | 228710.2395 | 0 | 0 | 1.8114 | 1068.8232 | 1.7743 | 8736880.7286 | 2047678.4419 | 167502.4504 | 79.77% | 18.7% | 1.529% | 2.046% | 0% | 0%
LDNO LV: LV Network Non-Domestic Non-CT | 733.0829 | 15.9977 | 8397.7805 | 8163.6297 | 234.1508 | 0 | 0 | 1.1455 | 524.9356 | 1.1136 | 6496.7379 | 1523.2944 | 143.5973 | 79.58% | 18.66% | 1.759% | 2.788% | 0% | 0%
LDNO HV: LV Network Non-Domestic Non-CT | 6733.1147 | 96.7482 | 59359.4459 | 58331.8349 | 1027.611 | 0 | 0 | 0.8816 | 613.5458 | 0.86634 | 46553.9938 | 10901.2487 | 876.5925 | 79.81% | 18.69% | 1.503% | 1.731% | 0% | 0%
> LV HH Metered
LV HH Metered | 2738351.7056 | 13816.6222 | 61662323.8507 | 41553145.9254 | 389324.7793 | 18934962.8901 | 784890.2559 | 2.2518 | 4462.9087 | 1.5175 | 33166321.3799 | 7868923.7671 | 517900.7784 | 79.82% | 18.94% | 1.246% | 0.6314% | 30.71% | 1.273%
LDNO LV: LV HH Metered | 2554.6575 | 24.5128 | 39588.2232 | 23420.6287 | 462.5691 | 15522.9031 | 182.1223 | 1.5496 | 1615.001 | 0.91678 | 18676.0439 | 4387.1342 | 357.4506 | 79.74% | 18.73% | 1.526% | 1.168% | 39.21% | 0.46%
LDNO HV: LV HH Metered | 116263.1713 | 314.5457 | 1368698.9006 | 896636.8424 | 4305.3438 | 459756.3008 | 8000.4136 | 1.1772 | 4351.3519 | 0.77121 | 729674.7969 | 156018.0342 | 10944.0113 | 81.38% | 17.4% | 1.221% | 0.3146% | 33.59% | 0.5845%
> LV Sub HH Metered
LV Sub HH Metered | 65840.9004 | 122.7964 | 1698702.7824 | 852449.044 | 2666.8302 | 827461.4902 | 16125.418 | 2.58 | 13833.4932 | 1.2947 | 688799.0352 | 157731.4753 | 5918.5336 | 80.8% | 18.5% | 0.6943% | 0.157% | 48.71% | 0.9493%
LDNO HV: LV Sub HH Metered | 5260.8579 | 5.6401 | 89455.7917 | 44416.4334 | 90.7854 | 41007.822 | 3940.7509 | 1.7004 | 15860.7587 | 0.84428 | 35536.5635 | 8492.7839 | 387.0861 | 80.01% | 19.12% | 0.8715% | 0.1015% | 45.84% | 4.405%
> HV HH Metered
HV HH Metered | 7684027.05 | 4028.1236 | 120120604.1185 | 65921027.8557 | 867603.4515 | 50976539.2999 | 2355433.5114 | 1.5633 | 29820.4859 | 0.8579 | 53815601.2504 | 11831463.2687 | 273963.3365 | 81.64% | 17.95% | 0.4156% | 0.7223% | 42.44% | 1.961%
LDNO HV: HV HH Metered | 22114.1769 | 21.4323 | 536527.0974 | 199997.4004 | 3919.9937 | 331026.9969 | 1582.7064 | 2.4262 | 25033.6144 | 0.90439 | 168946.2791 | 30439.5364 | 611.5849 | 84.47% | 15.22% | 0.3058% | 0.7306% | 61.7% | 0.295%
> NHH UMS category A
NHH UMS category A | 53670.2762 | 945.2983 | 1057841.1435 | 1057841.1435 | 0 | 0 | 0 | 1.971 | 1119.0554 | 1.971 | 1057841.1435 | 0 | 0 | 100% | 0% | 0% | 0% | 0% | 0%
LDNO LV: NHH UMS category A | 172.2804 | 0 | 2272.3779 | 2272.3779 | 0 | 0 | 0 | 1.319 |  | 1.319 | 2272.3779 | 0 | 0 | 100% | 0% | 0% | 0% | 0% | 0%
LDNO HV: NHH UMS category A | 0 | 0 | 0 | 0 | 0 | 0 | 0 |  |  | 0 | 0 | 0 | 0
> NHH UMS category B
NHH UMS category B | 16146.8153 | 683.8975 | 410129.1087 | 410129.1087 | 0 | 0 | 0 | 2.54 | 599.6938 | 2.54 | 410129.1087 | 0 | 0 | 100% | 0% | 0% | 0% | 0% | 0%
LDNO LV: NHH UMS category B | 177.9635 | 0 | 3025.3792 | 3025.3792 | 0 | 0 | 0 | 1.7 |  | 1.7 | 3025.3792 | 0 | 0 | 100% | 0% | 0% | 0% | 0% | 0%
LDNO HV: NHH UMS category B | 573.7086 | 0 | 7079.5637 | 7079.5637 | 0 | 0 | 0 | 1.234 |  | 1.234 | 7079.5637 | 0 | 0 | 100% | 0% | 0% | 0% | 0% | 0%
> NHH UMS category C
NHH UMS category C | 770.3628 | 140.8322 | 31738.9474 | 31738.9474 | 0 | 0 | 0 | 4.12 | 225.3671 | 4.12 | 31738.9474 | 0 | 0 | 100% | 0% | 0% | 0% | 0% | 0%
LDNO LV: NHH UMS category C | 0 | 0 | 0 | 0 | 0 | 0 | 0 |  |  | 0 | 0 | 0 | 0
LDNO HV: NHH UMS category C | 28.8129 | 0 | 576.8342 | 576.8342 | 0 | 0 | 0 | 2.002 |  | 2.002 | 576.8342 | 0 | 0 | 100% | 0% | 0% | 0% | 0% | 0%
> NHH UMS category D
NHH UMS category D | 4817.2533 | 40.5273 | 67104.3381 | 67104.3381 | 0 | 0 | 0 | 1.393 | 1655.7828 | 1.393 | 67104.3381 | 0 | 0 | 100% | 0% | 0% | 0% | 0% | 0%
LDNO LV: NHH UMS category D | 0 | 0 | 0 | 0 | 0 | 0 | 0 |  |  | 0 | 0 | 0 | 0
LDNO HV: NHH UMS category D | 0 | 0 | 0 | 0 | 0 | 0 | 0 |  |  | 0 | 0 | 0 | 0
> LV UMS (Pseudo HH Metered)
LV UMS (Pseudo HH Metered) | 248832.4756 | 20.2636 | 6563322.2337 | 6563322.2337 | 0 | 0 | 0 | 2.6376 | 323896.6847 | 2.6376 | 4909724.6055 | 373569.6315 | 1280027.9966 | 74.81% | 5.692% | 19.5% | 0% | 0% | 0%
LDNO LV: LV UMS (Pseudo HH Metered) | 0 | 0 | 0 | 0 | 0 | 0 | 0 |  |  | 0 | 0 | 0 | 0
LDNO HV: LV UMS (Pseudo HH Metered) | 0 | 0 | 0 | 0 | 0 | 0 | 0 |  |  | 0 | 0 | 0 | 0
> LV Generation NHH or Aggregate HH
LV Generation NHH or Aggregate HH | 1660.717 | 119.5554 | -9399.6584 | -9399.6584 | 0 | 0 | 0 | -0.566 | -78.6218 | -0.566 | -9399.6584 | 0 | 0 | 100% | 0% | 0% | 0% | 0% | 0%
LDNO LV: LV Generation NHH or Aggregate HH | 0 | 0 | 0 | 0 | 0 | 0 | 0 |  |  | 0 | 0 | 0 | 0
LDNO HV: LV Generation NHH or Aggregate HH | 0 | 0 | 0 | 0 | 0 | 0 | 0 |  |  | 0 | 0 | 0 | 0
> LV Sub Generation NHH
LV Sub Generation NHH | 0 | 0 | 0 | 0 | 0 | 0 | 0 |  |  | 0 | 0 | 0 | 0
LDNO HV: LV Sub Generation NHH | 0 | 0 | 0 | 0 | 0 | 0 | 0 |  |  | 0 | 0 | 0 | 0
> LV Generation Intermittent
LV Generation Intermittent | 24996.8588 | 167.1749 | -137044.5174 | -141482.221 | 0 | 0 | 4437.7036 | -0.54825 | -819.7671 | -0.566 | -141482.221 | 0 | 0 | 100% | 0% | 0% | 0% | 0% | -3.238%
LDNO LV: LV Generation Intermittent | 0 | 0 | 0 | 0 | 0 | 0 | 0 |  |  | 0 | 0 | 0 | 0
LDNO HV: LV Generation Intermittent | 67.4491 | 0 | -284.2918 | -381.7618 | 0 | 0 | 97.47 | -0.42149 |  | -0.566 | -381.7618 | 0 | 0 | 100% | 0% | 0% | 0% | 0% | -34.29%
> LV Generation Non-Intermittent
LV Generation Non-Intermittent | 9566.9951 | 86.1204 | -54144.8849 | -55347.8471 | 0 | 0 | 1202.9621 | -0.56595 | -628.7113 | -0.57853 | -39460.7304 | -13583.2474 | -2303.8693 | 71.3% | 24.54% | 4.163% | 0% | 0% | -2.222%
LDNO LV: LV Generation Non-Intermittent | 0 | 0 | 0 | 0 | 0 | 0 | 0 |  |  | 0 | 0 | 0 | 0
LDNO HV: LV Generation Non-Intermittent | 0.32935 | 0 | -14.7914 | -15.7168 | 0 | 0 | 0.9254 | -4.491 |  | -4.772 | -15.7168 | 0 | 0 | 100% | 0% | 0% | 0% | 0% | -6.256%
> LV Sub Generation Intermittent
LV Sub Generation Intermittent | 1213.6794 | 5.0659 | -5604.0469 | -5862.0716 | 0 | 0 | 258.0247 | -0.46174 | -1106.2277 | -0.483 | -5862.0716 | 0 | 0 | 100% | 0% | 0% | 0% | 0% | -4.604%
LDNO HV: LV Sub Generation Intermittent | 0 | 0 | 0 | 0 | 0 | 0 | 0 |  |  | 0 | 0 | 0 | 0
> LV Sub Generation Non-Intermittent
LV Sub Generation Non-Intermittent | 10706.6082 | 4.0527 | -69181.1722 | -69199.5535 | 0 | 0 | 18.3813 | -0.64615 | -17070.282 | -0.64633 | -56917.495 | -9953.3588 | -2328.6997 | 82.25% | 14.38% | 3.365% | 0% | 0% | -0.02657%
LDNO HV: LV Sub Generation Non-Intermittent | 0 | 0 | 0 | 0 | 0 | 0 | 0 |  |  | 0 | 0 | 0 | 0
> HV Generation Intermittent
HV Generation Intermittent | 95543.8711 | 55.359 | -222126.5135 | -233127.0454 | 5748.6191 | 0 | 5251.9128 | -0.23249 | -4012.4719 | -0.244 | -233127.0454 | 0 | 0 | 100% | 0% | 0% | -2.588% | 0% | -2.364%
LDNO HV: HV Generation Intermittent | 0 | 0 | 0 | 0 | 0 | 0 | 0 |  |  | 0 | 0 | 0 | 0
> HV Generation Non-Intermittent
HV Generation Non-Intermittent | 656871.7056 | 115.7507 | -1709722.0428 | -1734741.2593 | 12019.8399 | 0 | 12999.3766 | -0.26028 | -14770.7301 | -0.26409 | -1346366.9912 | -337735.3439 | -50638.9242 | 77.61% | 19.47% | 2.919% | -0.703% | 0% | -0.7603%
LDNO HV: HV Generation Non-Intermittent | 0 | 0 | 0 | 0 | 0 | 0 | 0 |  |  | 0 | 0 | 0 | 0
3803. Revenue summary by tariff component
Data sources:
x1 = 3802. All units (MWh) (in Revenue summary)
x2 = 3802. MPANs (in Revenue summary)
x3 = 3802. Net revenues (£) (in Revenue summary)
x4 = 3802. Revenues from unit rates (£) (in Revenue summary)
x5 = 3802. Revenues from fixed charges (£) (in Revenue summary)
x6 = 3802. Revenues from capacity charges (£) (in Revenue summary)
x7 = 3802. Revenues from reactive power charges (£) (in Revenue summary)
Kind: | Cell summation | Cell summation | Cell summation | Cell summation | Cell summation | Cell summation | Cell summation
Formula: | =SUM(x1) | =SUM(x2) | =SUM(x3) | =SUM(x4) | =SUM(x5) | =SUM(x6) | =SUM(x7)
| Total units (MWh) | Total MPANs | Total net revenues (£) | Total net revenues from unit rates (£) | Total revenues from fixed charges (£) | Total revenues from capacity charges (£) | Total revenues from reactive power charges (£)
Revenue summary by tariff component | 23570143.5148 | 2530531.2769 | 468068716.8605 | 355319509.5698 | 37968507.6526 | 71586277.703 | 3194421.9351

## M-ATW
Tariff matrices for WPD West Midlands in April 17 (Final)
This sheet provides matrices breaking down each tariff component into its elements.
This sheet is for information only. It can be deleted without affecting any calculations elsewhere in the model.
Domestic Unrestricted
Domestic Two Rate
Domestic Off Peak (related MPAN)
Small Non Domestic Unrestricted
Small Non Domestic Two Rate
Small Non Domestic Off Peak (related MPAN)
LV Medium Non-Domestic
LV Sub Medium Non-Domestic
HV Medium Non-Domestic
LV Network Domestic
LV Network Non-Domestic Non-CT
LV HH Metered
LV Sub HH Metered
HV HH Metered
NHH UMS category A
NHH UMS category B
NHH UMS category C
NHH UMS category D
LV UMS (Pseudo HH Metered)
LV Generation NHH or Aggregate HH
LV Sub Generation NHH
LV Generation Intermittent
LV Generation Non-Intermittent
LV Sub Generation Intermittent
LV Sub Generation Non-Intermittent
HV Generation Intermittent
HV Generation Non-Intermittent
Domestic Unrestricted
| Rate 1 units (MWh) | MPANs | MWh/year | MWh/MPAN/year
Domestic Unrestricted | 7070432.3403 | 1988697.411 | 7070432.3403 | 3.5553
| Unit rate 1 p/kWh | Fixed charge p/MPAN/day | Revenue (£/year) | Average p/kWh | Average £/MPAN/year
Assets 132kV | 0.13165 | 0 | 9308095.9134 | 0.13165 | 4.6805
Assets 132kV/EHV | 0.030136 | 0 | 2130752.186 | 0.030136 | 1.0714
Assets EHV | 0.030732 | 0 | 2172898.5574 | 0.030732 | 1.0926
Assets EHV/HV | 0.058075 | 0 | 4106153.9334 | 0.058075 | 2.0647
Assets 132kV/HV | 0.062557 | 0 | 4423076.1777 | 0.062557 | 2.2241
Assets HV | 0.2465 | 0 | 17428680.5467 | 0.2465 | 8.7639
Assets HV/LV | 0.065076 | 0 | 4601181.5294 | 0.065076 | 2.3137
Assets LV circuits | 0 | 0.42865 | 3111473.6365 | 0.044007 | 1.5646
Assets LV customer |  | 0 | 0 | 0 | 0
Assets HV customer |  | 0 | 0 | 0 | 0
Transmission exit | 0.0695 | 0 | 4913916.8778 | 0.0695 | 2.4709
Operating 132kV | 0.057755 | 0 | 4083563.1693 | 0.057755 | 2.0534
Operating 132kV/EHV | 0.013221 | 0 | 934784.2169 | 0.013221 | 0.47005
Operating EHV | 0.013483 | 0 | 953274.2896 | 0.013483 | 0.47935
Operating EHV/HV | 0.025478 | 0 | 1801414.5026 | 0.025478 | 0.90583
Operating 132kV/HV | 0.027445 | 0 | 1940451.7468 | 0.027445 | 0.97574
Operating HV | 0.17637 | 0 | 12470273.8532 | 0.17637 | 6.2706
Operating HV/LV | 0.079581 | 0 | 5626700.187 | 0.079581 | 2.8293
Operating LV circuits | 0 | 1.8021 | 13080936.6671 | 0.18501 | 6.5776
Operating LV customer |  | 1.6722 | 12138174.4502 | 0.17168 | 6.1036
Operating HV customer |  | 0 | 0 | 0 | 0
Scaler | 1.1391 | 0 | 80540800.6324 | 1.1391 | 40.4993
Rounding | 0.00031837 | -0.0029588 | 1032.7905 | 1.4607e-05 | 0.00051933
Total | 2.227 | 3.9 | 185767635.8639 | 2.6274 | 93.4117
Domestic Two Rate
| Rate 1 units (MWh) | Rate 2 units (MWh) | MPANs | MWh/year | MWh/MPAN/year
Domestic Two Rate | 936687.6794 | 721979.9945 | 301598.3155 | 1658667.6739 | 5.4996
| Unit rate 1 p/kWh | Unit rate 2 p/kWh | Fixed charge p/MPAN/day | Average unit rate (p/kWh) | Revenue (£/year) | Average p/kWh | Average £/MPAN/year
Assets 132kV | 0.15663 | 0.0048126 | 0 | 0.090546 | 1501860.9725 | 0.090546 | 4.9797
Assets 132kV/EHV | 0.035854 | 0.0011017 | 0 | 0.020727 | 343796.7958 | 0.020727 | 1.1399
Assets EHV | 0.036562 | 0.0025086 | 0 | 0.021739 | 360584.8011 | 0.021739 | 1.1956
Assets EHV/HV | 0.069092 | 0.0047404 | 0 | 0.041081 | 681401.6671 | 0.041081 | 2.2593
Assets 132kV/HV | 0.074427 | 0.0022869 | 0 | 0.043026 | 713663.1972 | 0.043026 | 2.3663
Assets HV | 0.29326 | 0.020121 | 0 | 0.17437 | 2892227.6594 | 0.17437 | 9.5897
Assets HV/LV | 0.077422 | 0.0053119 | 0 | 0.046034 | 763549.7392 | 0.046034 | 2.5317
Assets LV circuits | 0 | 0 | 0.42865 | 0 | 471874.3045 | 0.028449 | 1.5646
Assets LV customer |  |  | 0 | 0 | 0 | 0 | 0
Assets HV customer |  |  | 0 | 0 | 0 | 0 | 0
Transmission exit | 0.082525 | 0 | 0 | 0.046604 | 773005.0269 | 0.046604 | 2.563
Operating 132kV | 0.068714 | 0.0021114 | 0 | 0.039724 | 658882.7844 | 0.039724 | 2.1846
Operating 132kV/EHV | 0.01573 | 0.00048332 | 0 | 0.0090933 | 150827.403 | 0.0090933 | 0.50009
Operating EHV | 0.01604 | 0.0011005 | 0 | 0.0095373 | 158192.4839 | 0.0095373 | 0.52451
Operating EHV/HV | 0.030311 | 0.0020797 | 0 | 0.018023 | 298938.3411 | 0.018023 | 0.99118
Operating 132kV/HV | 0.032652 | 0.0010033 | 0 | 0.018876 | 313091.8261 | 0.018876 | 1.0381
Operating HV | 0.20983 | 0.014397 | 0 | 0.12476 | 2069397.6725 | 0.12476 | 6.8614
Operating HV/LV | 0.094677 | 0.0064959 | 0 | 0.056294 | 933730.9195 | 0.056294 | 3.0959
Operating LV circuits | 0 | 0 | 1.8021 | 0 | 1983805.3002 | 0.1196 | 6.5776
Operating LV customer |  |  | 1.6722 | 0 | 1840829.5539 | 0.11098 | 6.1036
Operating HV customer |  |  | 0 | 0 | 0 | 0 | 0
Scaler | 1.3526 | 0 | 0 | 0.76386 | 12669820.2894 | 0.76386 | 42.0089
Rounding | -0.00034928 | 0.00044631 | -0.0029588 | -2.9774e-06 | -3306.5218 | -0.00019935 | -0.010963
Total | 2.646 | 0.069 | 3.9 | 1.5243 | 29576174.2159 | 1.7831 | 98.0648
Domestic Off Peak (related MPAN)
| Rate 1 units (MWh) | MWh/year
Domestic Off Peak (related MPAN) | 36106.4632 | 36106.4632
| Unit rate 1 p/kWh | Revenue (£/year) | Average p/kWh
Assets 132kV | 0.015046 | 5432.4774 | 0.015046
Assets 132kV/EHV | 0.0034442 | 1243.5694 | 0.0034442
Assets EHV | 0.0037541 | 1355.4797 | 0.0037541
Assets EHV/HV | 0.0070942 | 2561.4671 | 0.0070942
Assets 132kV/HV | 0.0071495 | 2581.4368 | 0.0071495
Assets HV | 0.030112 | 10872.2159 | 0.030112
Assets HV/LV | 0.0079495 | 2870.2711 | 0.0079495
Assets LV circuits | 0 | 0 | 0
Transmission exit | 0.0043195 | 1559.6196 | 0.0043195
Operating 132kV | 0.0066007 | 2383.287 | 0.0066007
Operating 132kV/EHV | 0.001511 | 545.5674 | 0.001511
Operating EHV | 0.001647 | 594.6637 | 0.001647
Operating EHV/HV | 0.0031123 | 1123.7436 | 0.0031123
Operating 132kV/HV | 0.0031366 | 1132.5045 | 0.0031366
Operating HV | 0.021545 | 7779.1035 | 0.021545
Operating HV/LV | 0.0097213 | 3510.0017 | 0.0097213
Operating LV circuits | 0 | 0 | 0
Scaler | 0.070798 | 25562.7064 | 0.070798
Rounding | 5.9872e-05 | 21.6177 | 5.9872e-05
Total | 0.197 | 71129.7325 | 0.197
Small Non Domestic Unrestricted
| Rate 1 units (MWh) | MPANs | MWh/year | MWh/MPAN/year
Small Non Domestic Unrestricted | 1628983.0184 | 141573.9026 | 1628983.0184 | 11.5062
| Unit rate 1 p/kWh | Fixed charge p/MPAN/day | Revenue (£/year) | Average p/kWh | Average £/MPAN/year
Assets 132kV | 0.12677 | 0 | 2065060.9465 | 0.12677 | 14.5865
Assets 132kV/EHV | 0.029019 | 0 | 472721.0771 | 0.029019 | 3.339
Assets EHV | 0.028848 | 0 | 469935.3306 | 0.028848 | 3.3194
Assets EHV/HV | 0.054515 | 0 | 888042.7481 | 0.054515 | 6.2726
Assets 132kV/HV | 0.060239 | 0 | 981287.8985 | 0.060239 | 6.9313
Assets HV | 0.23139 | 0 | 3769321.2722 | 0.23139 | 26.6244
Assets HV/LV | 0.061087 | 0 | 995102.9494 | 0.061087 | 7.0289
Assets LV circuits | 0 | 0.42865 | 221503.5144 | 0.013598 | 1.5646
Assets LV customer |  | 0 | 0 | 0 | 0
Assets HV customer |  | 0 | 0 | 0 | 0
Transmission exit | 0.064117 | 0 | 1044456.1223 | 0.064117 | 7.3775
Operating 132kV | 0.055615 | 0 | 905964.7539 | 0.055615 | 6.3992
Operating 132kV/EHV | 0.012731 | 0 | 207387.8909 | 0.012731 | 1.4649
Operating EHV | 0.012656 | 0 | 206165.7535 | 0.012656 | 1.4562
Operating EHV/HV | 0.023916 | 0 | 389594.0365 | 0.023916 | 2.7519
Operating 132kV/HV | 0.026428 | 0 | 430501.7007 | 0.026428 | 3.0408
Operating HV | 0.16556 | 0 | 2696960.8157 | 0.16556 | 19.0498
Operating HV/LV | 0.074703 | 0 | 1216893.0775 | 0.074703 | 8.5955
Operating LV circuits | 0 | 1.8021 | 931222.2379 | 0.057166 | 6.5776
Operating LV customer |  | 3.7621 | 1944069.519 | 0.11934 | 13.7318
Operating HV customer |  | 0 | 0 | 0 | 0
Scaler | 1.0509 | 0 | 17118997.8186 | 1.0509 | 120.9192
Rounding | -0.0004989 | -0.0028917 | -9621.3216 | -0.00059063 | -0.06796
Total | 2.078 | 5.99 | 36945568.1417 | 2.268 | 260.9631
Small Non Domestic Two Rate
| Rate 1 units (MWh) | Rate 2 units (MWh) | MPANs | MWh/year | MWh/MPAN/year
Small Non Domestic Two Rate | 507665.0459 | 209134.4942 | 34541.1691 | 716799.54 | 20.752
| Unit rate 1 p/kWh | Unit rate 2 p/kWh | Fixed charge p/MPAN/day | Average unit rate (p/kWh) | Revenue (£/year) | Average p/kWh | Average £/MPAN/year
Assets 132kV | 0.14442 | 0.0045936 | 0 | 0.10362 | 742768.006 | 0.10362 | 21.5038
Assets 132kV/EHV | 0.033059 | 0.0010515 | 0 | 0.023721 | 170029.893 | 0.023721 | 4.9225
Assets EHV | 0.033067 | 0.0023945 | 0 | 0.024118 | 172876.4647 | 0.024118 | 5.0049
Assets EHV/HV | 0.062487 | 0.004525 | 0 | 0.045576 | 326686.8457 | 0.045576 | 9.4579
Assets 132kV/HV | 0.068626 | 0.0021828 | 0 | 0.04924 | 352952.9029 | 0.04924 | 10.2183
Assets HV | 0.26523 | 0.019206 | 0 | 0.19345 | 1386631.082 | 0.19345 | 40.1443
Assets HV/LV | 0.07002 | 0.0050705 | 0 | 0.05107 | 366071.3905 | 0.05107 | 10.5981
Assets LV circuits | 0 | 0 | 0.42865 | 0 | 54042.3779 | 0.0075394 | 1.5646
Assets LV customer |  |  | 0 | 0 | 0 | 0 | 0
Assets HV customer |  |  | 0 | 0 | 0 | 0 | 0
Transmission exit | 0.073569 | 0 | 0 | 0.052104 | 373481.9423 | 0.052104 | 10.8127
Operating 132kV | 0.063358 | 0.0020153 | 0 | 0.04546 | 325860.4231 | 0.04546 | 9.434
Operating 132kV/EHV | 0.014503 | 0.00046132 | 0 | 0.010407 | 74593.968 | 0.010407 | 2.1596
Operating EHV | 0.014507 | 0.0010505 | 0 | 0.010581 | 75842.7901 | 0.010581 | 2.1957
Operating EHV/HV | 0.027414 | 0.0019852 | 0 | 0.019995 | 143321.0813 | 0.019995 | 4.1493
Operating 132kV/HV | 0.030107 | 0.00095762 | 0 | 0.021602 | 154844.287 | 0.021602 | 4.4829
Operating HV | 0.18977 | 0.013742 | 0 | 0.13841 | 992138.7497 | 0.13841 | 28.7234
Operating HV/LV | 0.085626 | 0.0062006 | 0 | 0.062453 | 447661.9643 | 0.062453 | 12.9602
Operating LV circuits | 0 | 0 | 1.8021 | 0 | 227199.3933 | 0.031696 | 6.5776
Operating LV customer |  |  | 3.7621 | 0 | 474313.6464 | 0.066171 | 13.7318
Operating HV customer |  |  | 0 | 0 | 0 | 0 | 0
Scaler | 1.2058 | 0 | 0 | 0.854 | 6121498.4709 | 0.854 | 177.2233
Rounding | 0.0004279 | -0.00043691 | -0.0028917 | 0.00017558 | 893.9852 | 0.00012472 | 0.025882
Total | 2.382 | 0.065 | 5.99 | 1.706 | 12983709.6642 | 1.8113 | 375.8909
Small Non Domestic Off Peak (related MPAN)
| Rate 1 units (MWh) | MWh/year
Small Non Domestic Off Peak (related MPAN) | 6654.8554 | 6654.8554
| Unit rate 1 p/kWh | Revenue (£/year) | Average p/kWh
Assets 132kV | 0.024072 | 1601.9574 | 0.024072
Assets 132kV/EHV | 0.0055104 | 366.7103 | 0.0055104
Assets EHV | 0.0060437 | 402.1977 | 0.0060437
Assets EHV/HV | 0.011421 | 760.0381 | 0.011421
Assets 132kV/HV | 0.011439 | 761.2276 | 0.011439
Assets HV | 0.048476 | 3226.002 | 0.048476
Assets HV/LV | 0.012798 | 851.6664 | 0.012798
Assets LV circuits | 0 | 0 | 0
Transmission exit | 0.010064 | 669.7119 | 0.010064
Operating 132kV | 0.010561 | 702.7962 | 0.010561
Operating 132kV/EHV | 0.0024175 | 160.8798 | 0.0024175
Operating EHV | 0.0026514 | 176.4485 | 0.0026514
Operating EHV/HV | 0.0050104 | 333.437 | 0.0050104
Operating 132kV/HV | 0.0050183 | 333.9589 | 0.0050183
Operating HV | 0.034685 | 2308.2142 | 0.034685
Operating HV/LV | 0.01565 | 1041.4871 | 0.01565
Operating LV circuits | 0 | 0 | 0
Scaler | 0.16494 | 10976.8095 | 0.16494
Rounding | 0.00023999 | 15.9713 | 0.00023999
Total | 0.371 | 24689.5137 | 0.371
LV Medium Non-Domestic
| Rate 1 units (MWh) | Rate 2 units (MWh) | MPANs | MWh/year | MWh/MPAN/year
LV Medium Non-Domestic | 0 | 0 | 0 | 0
| Unit rate 1 p/kWh | Unit rate 2 p/kWh | Fixed charge p/MPAN/day | Average unit rate (p/kWh) | Revenue (£/year) | Average p/kWh | Average £/MPAN/year
Assets 132kV | 0.10538 | 0.0032643 | 0 | 0 | 0
Assets 132kV/EHV | 0.024123 | 0.00074724 | 0 | 0 | 0
Assets EHV | 0.024191 | 0.0017015 | 0 | 0 | 0
Assets EHV/HV | 0.045713 | 0.0032153 | 0 | 0 | 0
Assets 132kV/HV | 0.050075 | 0.0015511 | 0 | 0 | 0
Assets HV | 0.19403 | 0.013648 | 0 | 0 | 0
Assets HV/LV | 0.051224 | 0.003603 | 0 | 0 | 0
Assets LV circuits | 0 | 0 | 0 | 0 | 0
Assets LV customer |  |  | 0 | 0 | 0
Assets HV customer |  |  | 0 | 0 | 0
Transmission exit | 0.054038 | 0 | 0 | 0 | 0
Operating 132kV | 0.046231 | 0.0014321 | 0 | 0 | 0
Operating 132kV/EHV | 0.010583 | 0.00032782 | 0 | 0 | 0
Operating EHV | 0.010613 | 0.00074646 | 0 | 0 | 0
Operating EHV/HV | 0.020055 | 0.0014106 | 0 | 0 | 0
Operating 132kV/HV | 0.021968 | 0.0006805 | 0 | 0 | 0
Operating HV | 0.13883 | 0.0097649 | 0 | 0 | 0
Operating HV/LV | 0.062641 | 0.004406 | 0 | 0 | 0
Operating LV circuits | 0 | 0 | 0 | 0 | 0
Operating LV customer |  |  | 4.5804 | 0 | 0
Operating HV customer |  |  | 0 | 0 | 0
Scaler | 0.8857 | 0 | 0 | 0 | 0
Rounding | -0.00039228 | -0.00049832 | -0.00038677 | 0 | 0
Total | 1.745 | 0.046 | 4.58 | 0 | 0 | 0 | 0
LV Sub Medium Non-Domestic
| Rate 1 units (MWh) | Rate 2 units (MWh) | MPANs | MWh/year | MWh/MPAN/year
LV Sub Medium Non-Domestic | 0 | 0 | 0 | 0
| Unit rate 1 p/kWh | Unit rate 2 p/kWh | Fixed charge p/MPAN/day | Average unit rate (p/kWh) | Revenue (£/year) | Average p/kWh | Average £/MPAN/year
Assets 132kV | 0.10212 | 0.0032132 | 0 | 0 | 0
Assets 132kV/EHV | 0.023376 | 0.00073555 | 0 | 0 | 0
Assets EHV | 0.02337 | 0.0016749 | 0 | 0 | 0
Assets EHV/HV | 0.044163 | 0.003165 | 0 | 0 | 0
Assets 132kV/HV | 0.048524 | 0.0015269 | 0 | 0 | 0
Assets HV | 0.18745 | 0.013434 | 0 | 0 | 0
Assets HV/LV | 0 | 0 | 0 | 0 | 0
Assets LV circuits | 0 | 0 | 0 | 0 | 0
Assets LV customer |  |  | 0 | 0 | 0
Assets HV customer |  |  | 0 | 0 | 0
Transmission exit | 0.052033 | 0 | 0 | 0 | 0
Operating 132kV | 0.044799 | 0.0014097 | 0 | 0 | 0
Operating 132kV/EHV | 0.010255 | 0.0003227 | 0 | 0 | 0
Operating EHV | 0.010253 | 0.00073479 | 0 | 0 | 0
Operating EHV/HV | 0.019375 | 0.0013885 | 0 | 0 | 0
Operating 132kV/HV | 0.021288 | 0.00066986 | 0 | 0 | 0
Operating HV | 0.13412 | 0.0096121 | 0 | 0 | 0
Operating HV/LV | 0 | 0 | 0 | 0 | 0
Operating LV circuits | 0 | 0 | 0 | 0 | 0
Operating LV customer |  |  | 3.3969 | 0 | 0
Operating HV customer |  |  | 0 | 0 | 0
Scaler | 0.85283 | 0 | 0 | 0 | 0
Rounding | 4.5851e-05 | 0.00011258 | 0.0030937 | 0 | 0
Total | 1.574 | 0.038 | 3.4 | 0 | 0 | 0 | 0
HV Medium Non-Domestic
| Rate 1 units (MWh) | Rate 2 units (MWh) | MPANs | MWh/year | MWh/MPAN/year
HV Medium Non-Domestic | 0 | 0 | 0 | 0
| Unit rate 1 p/kWh | Unit rate 2 p/kWh | Fixed charge p/MPAN/day | Average unit rate (p/kWh) | Revenue (£/year) | Average p/kWh | Average £/MPAN/year
Assets 132kV | 0.086056 | 0.002719 | 0 | 0 | 0
Assets 132kV/EHV | 0.022867 | 0.00072249 | 0 | 0 | 0
Assets EHV | 0.018252 | 0.0013161 | 0 | 0 | 0
Assets EHV/HV | 0 | 0 | 0 | 0 | 0
Assets 132kV/HV | 0 | 0 | 0 | 0 | 0
Assets HV | 0 | 0 | 0 | 0 | 0
Assets HV/LV | 0 | 0 | 0 | 0 | 0
Assets LV circuits | 0 | 0 | 0 | 0 | 0
Assets LV customer |  |  | 0 | 0 | 0
Assets HV customer |  |  | 0 | 0 | 0
Transmission exit | 0.050717 | 0 | 0 | 0 | 0
Operating 132kV | 0.037754 | 0.0011929 | 0 | 0 | 0
Operating 132kV/EHV | 0.010032 | 0.00031697 | 0 | 0 | 0
Operating EHV | 0.0080075 | 0.00057739 | 0 | 0 | 0
Operating EHV/HV | 0 | 0 | 0 | 0 | 0
Operating 132kV/HV | 0 | 0 | 0 | 0 | 0
Operating HV | 0 | 0 | 0 | 0 | 0
Operating HV/LV | 0 | 0 | 0 | 0 | 0
Operating LV circuits | 0 | 0 | 0 | 0 | 0
Operating LV customer |  |  | 0 | 0 | 0
Operating HV customer |  |  | 59.0064 | 0 | 0
Scaler | 0.83127 | 0 | 0 | 0 | 0
Rounding | 4.4779e-05 | 0.00015517 | 0.0036319 | 0 | 0
Total | 1.065 | 0.007 | 59.01 | 0 | 0 | 0 | 0
LV Network Domestic
| Rate 1 units (MWh) | Rate 2 units (MWh) | Rate 3 units (MWh) | MPANs | MWh/year | MWh/MPAN/year
LV Network Domestic | 0 | 0 | 0 | 0 | 0
| Unit rate 1 p/kWh | Unit rate 2 p/kWh | Unit rate 3 p/kWh | Fixed charge p/MPAN/day | Average unit rate (p/kWh) | Revenue (£/year) | Average p/kWh | Average £/MPAN/year
Assets 132kV | 0.69934 | 0.064794 | 0.0040616 | 0 | 0 | 0
Assets 132kV/EHV | 0.16009 | 0.014832 | 0.00092975 | 0 | 0 | 0
Assets EHV | 0.16844 | 0.012097 | 0.0021183 | 0 | 0 | 0
Assets EHV/HV | 0.3183 | 0.02286 | 0.0040031 | 0 | 0 | 0
Assets 132kV/HV | 0.33232 | 0.030789 | 0.00193 | 0 | 0 | 0
Assets HV | 1.351 | 0.097031 | 0.016991 | 0 | 0 | 0
Assets HV/LV | 0.35667 | 0.025616 | 0.0044857 | 0 | 0 | 0
Assets LV circuits | 0 | 0 | 0 | 0.42865 | 0 | 0
Assets LV customer |  |  |  | 0 | 0 | 0
Assets HV customer |  |  |  | 0 | 0 | 0
Transmission exit | 0.414 | 0.020107 | 0 | 0 | 0 | 0
Operating 132kV | 0.30681 | 0.028426 | 0.0017818 | 0 | 0 | 0
Operating 132kV/EHV | 0.070233 | 0.0065071 | 0.00040789 | 0 | 0 | 0
Operating EHV | 0.073896 | 0.0053072 | 0.00092934 | 0 | 0 | 0
Operating EHV/HV | 0.13964 | 0.010029 | 0.0017562 | 0 | 0 | 0
Operating 132kV/HV | 0.14579 | 0.013508 | 0.00084671 | 0 | 0 | 0
Operating HV | 0.96667 | 0.069426 | 0.012157 | 0 | 0 | 0
Operating HV/LV | 0.43617 | 0.031326 | 0.0054854 | 0 | 0 | 0
Operating LV circuits | 0 | 0 | 0 | 1.8021 | 0 | 0
Operating LV customer |  |  |  | 1.6722 | 0 | 0
Operating HV customer |  |  |  | 0 | 0 | 0
Scaler | 6.7856 | 0.32957 | 0 | 0 | 0 | 0
Rounding | -3.0944e-05 | -0.00022534 | 0.00011588 | -0.0029588 | 0 | 0
Total | 12.725 | 0.782 | 0.058 | 3.9 | 0 | 0 | 0 | 0
LV Network Non-Domestic Non-CT
| Rate 1 units (MWh) | Rate 2 units (MWh) | Rate 3 units (MWh) | MPANs | MWh/year | MWh/MPAN/year
LV Network Non-Domestic Non-CT | 68676.7135 | 261767.7632 | 290564.766 | 10518.536 | 621009.2427 | 59.0395
| Unit rate 1 p/kWh | Unit rate 2 p/kWh | Unit rate 3 p/kWh | Fixed charge p/MPAN/day | Average unit rate (p/kWh) | Revenue (£/year) | Average p/kWh | Average £/MPAN/year
Assets 132kV | 0.70319 | 0.065151 | 0.0040839 | 0 | 0.10714 | 665341.1286 | 0.10714 | 63.2542
Assets 132kV/EHV | 0.16097 | 0.014914 | 0.00093487 | 0 | 0.024526 | 152305.8075 | 0.024526 | 14.4798
Assets EHV | 0.16938 | 0.012165 | 0.0021302 | 0 | 0.024857 | 154362.2509 | 0.024857 | 14.6753
Assets EHV/HV | 0.32009 | 0.022989 | 0.0040256 | 0 | 0.046972 | 291700.3012 | 0.046972 | 27.732
Assets 132kV/HV | 0.33415 | 0.030959 | 0.0019406 | 0 | 0.050911 | 316160.7404 | 0.050911 | 30.0575
Assets HV | 1.3586 | 0.097576 | 0.017087 | 0 | 0.19937 | 1238129.7554 | 0.19937 | 117.7093
Assets HV/LV | 0.35868 | 0.02576 | 0.0045109 | 0 | 0.052635 | 326866.9562 | 0.052635 | 31.0753
Assets LV circuits | 0 | 0 | 0 | 0.42865 | 0 | 16457.0775 | 0.0026501 | 1.5646
Assets LV customer |  |  |  | 0 | 0 | 0 | 0 | 0
Assets HV customer |  |  |  | 0 | 0 | 0 | 0 | 0
Transmission exit | 0.41649 | 0.020228 | 0 | 0 | 0.054586 | 338984.6001 | 0.054586 | 32.2274
Operating 132kV | 0.3085 | 0.028583 | 0.0017917 | 0 | 0.047003 | 291892.4077 | 0.047003 | 27.7503
Operating 132kV/EHV | 0.07062 | 0.0065429 | 0.00041014 | 0 | 0.01076 | 66818.2184 | 0.01076 | 6.3524
Operating EHV | 0.074311 | 0.005337 | 0.00093456 | 0 | 0.010905 | 67720.4026 | 0.010905 | 6.4382
Operating EHV/HV | 0.14043 | 0.010085 | 0.0017661 | 0 | 0.020607 | 127972.1027 | 0.020607 | 12.1663
Operating 132kV/HV | 0.14659 | 0.013582 | 0.00085137 | 0 | 0.022335 | 138703.1641 | 0.022335 | 13.1865
Operating HV | 0.9721 | 0.069816 | 0.012225 | 0 | 0.14265 | 885885.5996 | 0.14265 | 84.2214
Operating HV/LV | 0.43862 | 0.031502 | 0.0055163 | 0 | 0.064366 | 399719.5833 | 0.064366 | 38.0014
Operating LV circuits | 0 | 0 | 0 | 1.8021 | 0 | 69187.1486 | 0.011141 | 6.5776
Operating LV customer |  |  |  | 3.7621 | 0 | 144438.8045 | 0.023259 | 13.7318
Operating HV customer |  |  |  | 0 | 0 | 0 | 0 | 0
Scaler | 6.8264 | 0.33155 | 0 | 0 | 0.89468 | 5556075.0768 | 0.89468 | 528.2175
Rounding | -0.00019959 | 0.00025837 | -0.00020819 | -0.0028917 | -1.0575e-05 | -176.6882 | -2.8452e-05 | -0.016798
Total | 12.799 | 0.787 | 0.058 | 5.99 | 1.7743 | 11248544.4381 | 1.8113 | 1069.4021
LV HH Metered
| Rate 1 units (MWh) | Rate 2 units (MWh) | Rate 3 units (MWh) | MPANs | Import capacity (kVA) | Reactive power units (MVArh) | MWh/year | MWh/MPAN/year
LV HH Metered | 305702.5811 | 1200199.8021 | 1290643.426 | 13985.8457 | 1545922.6693 | 198271.5767 | 2796545.8093 | 199.9554
| Unit rate 1 p/kWh | Unit rate 2 p/kWh | Unit rate 3 p/kWh | Fixed charge p/MPAN/day | Capacity charge p/kVA/day | Reactive power charge p/kVArh | Average unit rate (p/kWh) | Revenue (£/year) | Average p/kWh | Average £/MPAN/year | Average p/kVA/day
Assets 132kV | 0.67635 | 0.062664 | 0.003928 |  | 0 | 0.026915 | 0.10455 | 2923775.4264 | 0.10455 | 209.0525 | 0.51816
Assets 132kV/EHV | 0.15483 | 0.014345 | 0.00089918 |  | 0 | 0.0061611 | 0.023933 | 669292.7253 | 0.023933 | 47.855 | 0.11861
Assets EHV | 0.1628 | 0.011692 | 0.0020475 |  | 0 | 0.0063486 | 0.02421 | 677036.5955 | 0.02421 | 48.4087 | 0.11999
Assets EHV/HV | 0.30765 | 0.022095 | 0.0038691 |  | 0 | 0.011997 | 0.045749 | 1279404.6323 | 0.045749 | 91.4785 | 0.22674
Assets 132kV/HV | 0.32139 | 0.029777 | 0.0018665 |  | 0 | 0.012789 | 0.04968 | 1389336.934 | 0.04968 | 99.3388 | 0.24622
Assets HV | 1.0447 | 0.075027 | 0.013138 |  | 0.39493 | 0.040737 | 0.15535 | 6572798.2355 | 0.23503 | 469.9607 | 1.1648
Assets HV/LV | 0 | 0 | 0 |  | 0.52131 | 0 | 0 | 2941526.5187 | 0.10518 | 210.3217 | 0.52131
Assets LV circuits | 0 | 0 | 0 |  | 0.30733 | 0 | 0 | 1734172.4083 | 0.062011 | 123.9948 | 0.30733
Assets LV customer |  |  |  | 0 |  |  | 0 | 0 | 0 | 0 | 0
Assets HV customer |  |  |  | 0 |  |  | 0 | 0 | 0 | 0 | 0
Transmission exit | 0.40059 | 0.019456 | 0 |  | 0 | 0.01368 | 0.05311 | 1485235.7308 | 0.05311 | 106.1956 | 0.26322
Operating 132kV | 0.29672 | 0.027491 | 0.0017233 |  | 0 | 0.011808 | 0.045867 | 1282692.1594 | 0.045867 | 91.7136 | 0.22732
Operating 132kV/EHV | 0.067924 | 0.0062932 | 0.00039448 |  | 0 | 0.0027029 | 0.0105 | 293626.0163 | 0.0105 | 20.9945 | 0.052037
Operating EHV | 0.071423 | 0.0051296 | 0.00089824 |  | 0 | 0.0027852 | 0.010621 | 297023.3366 | 0.010621 | 21.2374 | 0.052639
Operating EHV/HV | 0.13497 | 0.0096935 | 0.0016974 |  | 0 | 0.0052632 | 0.020071 | 561288.7623 | 0.020071 | 40.1326 | 0.099473
Operating 132kV/HV | 0.141 | 0.013064 | 0.00081887 |  | 0 | 0.0056109 | 0.021795 | 609517.2618 | 0.021795 | 43.581 | 0.10802
Operating HV | 0.74746 | 0.053682 | 0.0094003 |  | 0.28257 | 0.029148 | 0.11115 | 4702857.0958 | 0.16817 | 336.2583 | 0.83345
Operating HV/LV | 0 | 0 | 0 |  | 0.63749 | 0 | 0 | 3597138.6278 | 0.12863 | 257.1985 | 0.63749
Operating LV circuits | 0 | 0 | 0 |  | 1.2921 | 0 | 0 | 7290628.8446 | 0.2607 | 521.2862 | 1.2921
Operating LV customer |  |  |  | 7.7219 |  |  | 0 | 394191.3738 | 0.014096 | 28.185 | 0.06986
Operating HV customer |  |  |  | 0 |  |  | 0 | 0 | 0 | 0 | 0
Scaler | 6.5657 | 0.31889 | 0 | 0 | 0 | 0.22422 | 0.87049 | 24343528.3626 | 0.87049 | 1740.5832 | 4.3142
Rounding | 0.00048876 | -0.00030012 | 0.000319 | -0.0019239 | 0.0043012 | -0.00016272 | 6.0313e-05 | 25858.2871 | 0.00092465 | 1.8489 | 0.0045827
Total | 11.094 | 0.669 | 0.041 | 7.72 | 3.44 | 0.4 | 1.5471 | 63070929.3349 | 2.2553 | 4509.6257 | 11.1776
LV Sub HH Metered
| Rate 1 units (MWh) | Rate 2 units (MWh) | Rate 3 units (MWh) | MPANs | Import capacity (kVA) | Reactive power units (MVArh) | MWh/year | MWh/MPAN/year
LV Sub HH Metered | 7380.6202 | 29161.2638 | 33200.8027 | 126.9794 | 53112.896 | 5954.0749 | 69742.6867 | 549.2441
| Unit rate 1 p/kWh | Unit rate 2 p/kWh | Unit rate 3 p/kWh | Fixed charge p/MPAN/day | Capacity charge p/kVA/day | Reactive power charge p/kVArh | Average unit rate (p/kWh) | Revenue (£/year) | Average p/kWh | Average £/MPAN/year | Average p/kVA/day
Assets 132kV | 0.71365 | 0.06612 | 0.0041446 |  | 0 | 0.027493 | 0.10749 | 74965.8469 | 0.10749 | 590.378 | 0.3867
Assets 132kV/EHV | 0.16336 | 0.015136 | 0.00094877 |  | 0 | 0.0062934 | 0.024606 | 17160.7216 | 0.024606 | 135.1457 | 0.08852
Assets EHV | 0.17178 | 0.012337 | 0.0021604 |  | 0 | 0.0064849 | 0.024919 | 17379.4815 | 0.024919 | 136.8685 | 0.089649
Assets EHV/HV | 0.32461 | 0.023314 | 0.0040825 |  | 0 | 0.012255 | 0.047091 | 32842.2264 | 0.047091 | 258.6421 | 0.16941
Assets 132kV/HV | 0.33911 | 0.031419 | 0.0019695 |  | 0 | 0.013064 | 0.051077 | 35622.7154 | 0.051077 | 280.5393 | 0.18375
Assets HV | 0 | 0 | 0 |  | 1.9438 | 0 | 0 | 376820.3601 | 0.5403 | 2967.5706 | 1.9438
Assets HV/LV | 0 | 0 | 0 |  | 0.51315 | 0 | 0 | 99480.7883 | 0.14264 | 783.4403 | 0.51315
Assets LV circuits | 0 | 0 | 0 |  | 0 | 0 | 0 | 0 | 0 | 0 | 0
Assets LV customer |  |  |  | 0 |  |  | 0 | 0 | 0 | 0 | 0
Assets HV customer |  |  |  | 0 |  |  | 0 | 0 | 0 | 0 | 0
Transmission exit | 0.42268 | 0.020529 | 0 |  | 0 | 0.013974 | 0.054507 | 38014.5674 | 0.054507 | 299.3758 | 0.19609
Operating 132kV | 0.31308 | 0.029007 | 0.0018183 |  | 0 | 0.012061 | 0.047157 | 32888.3344 | 0.047157 | 259.0053 | 0.16965
Operating 132kV/EHV | 0.071669 | 0.0066402 | 0.00041623 |  | 0 | 0.002761 | 0.010795 | 7528.5957 | 0.010795 | 59.2899 | 0.038835
Operating EHV | 0.075362 | 0.0054125 | 0.00094778 |  | 0 | 0.002845 | 0.010932 | 7624.568 | 0.010932 | 60.0457 | 0.03933
Operating EHV/HV | 0.14241 | 0.010228 | 0.001791 |  | 0 | 0.0053762 | 0.020659 | 14408.2428 | 0.020659 | 113.4691 | 0.074322
Operating 132kV/HV | 0.14877 | 0.013784 | 0.00086403 |  | 0 | 0.0057314 | 0.022408 | 15628.0737 | 0.022408 | 123.0757 | 0.080614
Operating HV | 0 | 0 | 0 |  | 1.3908 | 0 | 0 | 269616.1118 | 0.38659 | 2123.3058 | 1.3908
Operating HV/LV | 0 | 0 | 0 |  | 0.62752 | 0 | 0 | 121653.2247 | 0.17443 | 958.0548 | 0.62752
Operating LV circuits | 0 | 0 | 0 |  | 0 | 0 | 0 | 0 | 0 | 0 | 0
Operating LV customer |  |  |  | 5.9475 |  |  | 0 | 2756.529 | 0.0039524 | 21.7085 | 0.014219
Operating HV customer |  |  |  | 0 |  |  | 0 | 0 | 0 | 0 | 0
Scaler | 6.9278 | 0.33647 | 0 | 0 | 0 | 0.22903 | 0.89339 | 623071.9342 | 0.89339 | 4906.8739 | 3.214
Rounding | -0.00030126 | -0.00040057 | -0.00014308 | 0.0024731 | 0.0048054 | -0.00037127 | -0.00029918 | 724.0821 | 0.0010382 | 5.7024 | 0.003735
Total | 9.814 | 0.57 | 0.019 | 5.95 | 4.48 | 0.337 | 1.3147 | 1788186.404 | 2.564 | 14082.4914 | 9.224
HV HH Metered
| Rate 1 units (MWh) | Rate 2 units (MWh) | Rate 3 units (MWh) | MPANs | Import capacity (kVA) | Reactive power units (MVArh) | MWh/year | MWh/MPAN/year
HV HH Metered | 754395.5705 | 3025993.1007 | 3922418.0673 | 4046.3242 | 2971838.2623 | 1052240.2165 | 7702806.7384 | 1903.6553
| Unit rate 1 p/kWh | Unit rate 2 p/kWh | Unit rate 3 p/kWh | Fixed charge p/MPAN/day | Capacity charge p/kVA/day | Reactive power charge p/kVArh | Average unit rate (p/kWh) | Revenue (£/year) | Average p/kWh | Average £/MPAN/year | Average p/kVA/day
Assets 132kV | 0.50758 | 0.047027 | 0.0029478 |  | 0.19229 | 0.018096 | 0.072158 | 7644024.4501 | 0.099237 | 1889.128 | 0.7047
Assets 132kV/EHV | 0.13487 | 0.012496 | 0.0007833 |  | 0 | 0.0048085 | 0.019174 | 1476925.7175 | 0.019174 | 365.0043 | 0.13616
Assets EHV | 0.11346 | 0.0081485 | 0.0014269 |  | 0.063793 | 0.0039639 | 0.015581 | 1892136.6528 | 0.024564 | 467.6186 | 0.17444
Assets EHV/HV | 0 | 0 | 0 |  | 0.44746 | 0 | 0 | 4853644.2197 | 0.063011 | 1199.5194 | 0.44746
Assets 132kV/HV | 0 | 0 | 0 |  | 0.48972 | 0 | 0 | 5312042.2399 | 0.068962 | 1312.8069 | 0.48972
Assets HV | 0 | 0 | 0 |  | 1.5093 | 0 | 0 | 16371955.7435 | 0.21255 | 4046.1305 | 1.5093
Assets HV/LV | 0 | 0 | 0 |  | 0 | 0 | 0 | 0 | 0 | 0 | 0
Assets LV circuits | 0 | 0 | 0 |  | 0 | 0 | 0 | 0 | 0 | 0 | 0
Assets LV customer |  |  |  | 0 |  |  | 0 | 0 | 0 | 0 | 0
Assets HV customer |  |  |  | 0 |  |  | 0 | 0 | 0 | 0 | 0
Transmission exit | 0.34896 | 0.016949 | 0 |  | 0 | 0.010677 | 0.042293 | 3257753.2035 | 0.042293 | 805.1142 | 0.30033
Operating 132kV | 0.22268 | 0.020631 | 0.0012933 |  | 0.08436 | 0.007939 | 0.031657 | 3353516.8739 | 0.043536 | 828.7811 | 0.30916
Operating 132kV/EHV | 0.05917 | 0.0054822 | 0.00034364 |  | 0 | 0.0021096 | 0.0084118 | 647943.4161 | 0.0084118 | 160.1314 | 0.059734
Operating EHV | 0.049775 | 0.0035748 | 0.00062599 |  | 0.027987 | 0.001739 | 0.0068355 | 830100.9808 | 0.010777 | 205.1494 | 0.076527
Operating EHV/HV | 0 | 0 | 0 |  | 0.26443 | 0 | 0 | 2868351.8902 | 0.037238 | 708.8784 | 0.26443
Operating 132kV/HV | 0 | 0 | 0 |  | 0.28941 | 0 | 0 | 3139250.7794 | 0.040755 | 775.8278 | 0.28941
Operating HV | 0 | 0 | 0 |  | 1.3661 | 0 | 0 | 14818012.8605 | 0.19237 | 3662.0923 | 1.3661
Operating HV/LV | 0 | 0 | 0 |  | 0 | 0 | 0 | 0 | 0 | 0 | 0
Operating LV circuits | 0 | 0 | 0 |  | 0 | 0 | 0 | 0 | 0 | 0 | 0
Operating LV customer |  |  |  | 0 |  |  | 0 | 0 | 0 | 0 | 0
Operating HV customer |  |  |  | 59.0064 |  |  | 0 | 871469.9754 | 0.011314 | 215.3732 | 0.08034
Scaler | 5.7196 | 0.27779 | 0 | 0 | 0 | 0.17499 | 0.6932 | 53395704.0385 | 0.6932 | 13196.1012 | 4.9225
Rounding | -8.3447e-05 | -0.0001015 | -0.0004209 | 0.0036319 | -0.0048291 | -0.00032708 | -0.00030706 | -75980.4195 | -0.0009864 | -18.7776 | -0.0070046
Total | 7.156 | 0.392 | 0.007 | 59.01 | 4.73 | 0.224 | 0.889 | 120656852.6222 | 1.5664 | 29818.879 | 11.1233
NHH UMS category A
| Rate 1 units (MWh) | MWh/year
NHH UMS category A | 53785.5933 | 53785.5933
| Unit rate 1 p/kWh | Revenue (£/year) | Average p/kWh
Assets 132kV | 0.077246 | 41547.2693 | 0.077246
Assets 132kV/EHV | 0.017683 | 9510.7459 | 0.017683
Assets EHV | 0.018215 | 9796.868 | 0.018215
Assets EHV/HV | 0.03442 | 18513.2656 | 0.03442
Assets 132kV/HV | 0.036706 | 19742.6776 | 0.036706
Assets HV | 0.1461 | 78580.0527 | 0.1461
Assets HV/LV | 0.03857 | 20745.1784 | 0.03857
Assets LV circuits | 0.025564 | 13749.7188 | 0.025564
Assets LV customer |  | 0 | 0
Transmission exit | 0.039233 | 21101.44 | 0.039233
Operating 132kV | 0.033889 | 18227.24 | 0.033889
Operating 132kV/EHV | 0.0077576 | 4172.4679 | 0.0077576
Operating EHV | 0.007991 | 4297.9928 | 0.007991
Operating EHV/HV | 0.015101 | 8121.9715 | 0.015101
Operating 132kV/HV | 0.016103 | 8661.3279 | 0.016103
Operating HV | 0.10453 | 56224.2663 | 0.10453
Operating HV/LV | 0.047167 | 25368.8967 | 0.047167
Operating LV circuits | 0.10747 | 57805.1502 | 0.10747
Operating LV customer | 0.55406 | 298003.6603 | 0.55406
Scaler | 0.64303 | 345859.9147 | 0.64303
Rounding | 0.00015606 | 83.9397 | 0.00015606
Total | 1.971 | 1060114.0444 | 1.971
NHH UMS category B
| Rate 1 units (MWh) | MWh/year
NHH UMS category B | 16544.6613 | 16544.6613
| Unit rate 1 p/kWh | Revenue (£/year) | Average p/kWh
Assets 132kV | 0.10053 | 16631.7017 | 0.10053
Assets 132kV/EHV | 0.023012 | 3807.2271 | 0.023012
Assets EHV | 0.025088 | 4150.7151 | 0.025088
Assets EHV/HV | 0.047409 | 7843.6588 | 0.047409
Assets 132kV/HV | 0.047769 | 7903.1506 | 0.047769
Assets HV | 0.20123 | 33292.6203 | 0.20123
Assets HV/LV | 0.053125 | 8789.2706 | 0.053125
Assets LV circuits | 0.03521 | 5825.45 | 0.03521
Assets LV customer |  | 0 | 0
Transmission exit | 0.056843 | 9404.4479 | 0.056843
Operating 132kV | 0.044102 | 7296.5089 | 0.044102
Operating 132kV/EHV | 0.010096 | 1670.272 | 0.010096
Operating EHV | 0.011006 | 1820.964 | 0.011006
Operating EHV/HV | 0.020799 | 3441.0987 | 0.020799
Operating 132kV/HV | 0.020957 | 3467.1983 | 0.020957
Operating HV | 0.14398 | 23820.9709 | 0.14398
Operating HV/LV | 0.064965 | 10748.2372 | 0.064965
Operating LV circuits | 0.14803 | 24490.7563 | 0.14803
Operating LV customer | 0.55406 | 91667.1047 | 0.55406
Scaler | 0.93167 | 154142.1597 | 0.93167
Rounding | 0.00012622 | 20.8834 | 0.00012622
Total | 2.54 | 420234.396 | 2.54
NHH UMS category C
| Rate 1 units (MWh) | MWh/year
NHH UMS category C | 784.361 | 784.361
| Unit rate 1 p/kWh | Revenue (£/year) | Average p/kWh
Assets 132kV | 0.18009 | 1412.5801 | 0.18009
Assets 132kV/EHV | 0.041226 | 323.3592 | 0.041226
Assets EHV | 0.044163 | 346.3937 | 0.044163
Assets EHV/HV | 0.083454 | 654.5845 | 0.083454
Assets 132kV/HV | 0.085578 | 671.2382 | 0.085578
Assets HV | 0.35422 | 2778.4014 | 0.35422
Assets HV/LV | 0.093516 | 733.4996 | 0.093516
Assets LV circuits | 0.061981 | 486.1569 | 0.061981
Assets LV customer |  | 0 | 0
Transmission exit | 0.10369 | 813.2902 | 0.10369
Operating 132kV | 0.079009 | 619.7143 | 0.079009
Operating 132kV/EHV | 0.018086 | 141.8612 | 0.018086
Operating EHV | 0.019375 | 151.9667 | 0.019375
Operating EHV/HV | 0.036612 | 287.1734 | 0.036612
Operating 132kV/HV | 0.037544 | 294.4795 | 0.037544
Operating HV | 0.25345 | 1987.9547 | 0.25345
Operating HV/LV | 0.11436 | 896.9831 | 0.11436
Operating LV circuits | 0.26058 | 2043.8509 | 0.26058
Operating LV customer | 0.55406 | 4345.8187 | 0.55406
Scaler | 1.6995 | 13330.1078 | 1.6995
Rounding | -0.0004771 | -3.7422 | -0.0004771
Total | 4.12 | 32315.6719 | 4.12
NHH UMS category D
| Rate 1 units (MWh) | MWh/year
NHH UMS category D | 4817.2533 | 4817.2533
| Unit rate 1 p/kWh | Revenue (£/year) | Average p/kWh
Assets 132kV | 0.053153 | 2560.5022 | 0.053153
Assets 132kV/EHV | 0.012167 | 586.1344 | 0.012167
Assets EHV | 0.011233 | 541.1152 | 0.011233
Assets EHV/HV | 0.021227 | 1022.5522 | 0.021227
Assets 132kV/HV | 0.025257 | 1216.7146 | 0.025257
Assets HV | 0.090098 | 4340.2502 | 0.090098
Assets HV/LV | 0.023786 | 1145.8285 | 0.023786
Assets LV circuits | 0.015765 | 759.4449 | 0.015765
Assets LV customer |  | 0 | 0
Transmission exit | 0.021405 | 1031.1093 | 0.021405
Operating 132kV | 0.023319 | 1123.3202 | 0.023319
Operating 132kV/EHV | 0.005338 | 257.1436 | 0.005338
Operating EHV | 0.004928 | 237.3931 | 0.004928
Operating EHV/HV | 0.0093125 | 448.6048 | 0.0093125
Operating 132kV/HV | 0.011081 | 533.786 | 0.011081
Operating HV | 0.064465 | 3105.4622 | 0.064465
Operating HV/LV | 0.029087 | 1401.2126 | 0.029087
Operating LV circuits | 0.066278 | 3192.7799 | 0.066278
Operating LV customer | 0.55406 | 26690.402 | 0.55406
Scaler | 0.35083 | 16900.2387 | 0.35083
Rounding | 0.00021472 | 10.3435 | 0.00021472
Total | 1.393 | 67104.3381 | 1.393
LV UMS (Pseudo HH Metered)
| Rate 1 units (MWh) | Rate 2 units (MWh) | Rate 3 units (MWh) | MWh/year
LV UMS (Pseudo HH Metered) | 12679.0915 | 30029.7131 | 206123.671 | 248832.4756
| Unit rate 1 p/kWh | Unit rate 2 p/kWh | Unit rate 3 p/kWh | Average unit rate (p/kWh) | Revenue (£/year) | Average p/kWh
Assets 132kV | 1.8954 | 0.052165 | 0.0037032 | 0.10594 | 263611.633 | 0.10594
Assets 132kV/EHV | 0.43387 | 0.011941 | 0.00084772 | 0.024251 | 60344.3571 | 0.024251
Assets EHV | 0.46178 | 0.009432 | 0.0019303 | 0.026267 | 65360.248 | 0.026267
Assets EHV/HV | 0.87262 | 0.017824 | 0.0036477 | 0.049637 | 123512.0887 | 0.049637
Assets 132kV/HV | 0.90064 | 0.024788 | 0.0017597 | 0.050341 | 125264.538 | 0.050341
Assets HV | 3.7039 | 0.075654 | 0.015483 | 0.21068 | 524250.3747 | 0.21068
Assets HV/LV | 0.97783 | 0.019973 | 0.0040874 | 0.055621 | 138402.3957 | 0.055621
Assets LV circuits | 0.64809 | 0.013238 | 0.0027091 | 0.036865 | 91731.8707 | 0.036865
Assets LV customer |  |  |  | 0 | 0 | 0
Transmission exit | 1.1329 | 0.016098 | 0 | 0.059671 | 148480.0904 | 0.059671
Operating 132kV | 0.83151 | 0.022885 | 0.0016246 | 0.046477 | 115649.2977 | 0.046477
Operating 132kV/EHV | 0.19034 | 0.0052388 | 0.0003719 | 0.010639 | 26473.7274 | 0.010639
Operating EHV | 0.20259 | 0.0041379 | 0.00084683 | 0.011524 | 28674.2535 | 0.011524
Operating EHV/HV | 0.38283 | 0.0078195 | 0.0016003 | 0.021776 | 54186.1001 | 0.021776
Operating 132kV/HV | 0.39512 | 0.010875 | 0.00077201 | 0.022085 | 54954.9187 | 0.022085
Operating HV | 2.6501 | 0.054131 | 0.011078 | 0.15075 | 375102.735 | 0.15075
Operating HV/LV | 1.1958 | 0.024424 | 0.0049984 | 0.068018 | 169249.7418 | 0.068018
Operating LV circuits | 2.7247 | 0.055653 | 0.011389 | 0.15498 | 385649.673 | 0.15498
Operating LV customer | 0.55406 | 0.55406 | 0.55406 | 0.55406 | 1378677.5222 | 0.55406
Scaler | 18.5692 | 0.26386 | 0 | 0.97802 | 2433640.1396 | 0.97802
Rounding | -0.00020933 | -0.00019109 | 9.2398e-05 | 4.2811e-05 | 106.5284 | 4.2811e-05
Total | 38.723 | 1.244 | 0.621 | 2.6376 | 6563322.2337 | 2.6376
LV Generation NHH or Aggregate HH
| Rate 1 units (MWh) | MPANs | MWh/year | MWh/MPAN/year
LV Generation NHH or Aggregate HH | 1660.717 | 119.5554 | 1660.717 | 13.8908
| Unit rate 1 p/kWh | Fixed charge p/MPAN/day | Revenue (£/year) | Average p/kWh | Average £/MPAN/year
Assets 132kV | -0.068232 |  | -1133.1409 | -0.068232 | -9.478
Assets 132kV/EHV | -0.015619 |  | -259.3917 | -0.015619 | -2.1696
Assets EHV | -0.016094 |  | -267.2839 | -0.016094 | -2.2356
Assets EHV/HV | -0.030414 |  | -505.0897 | -0.030414 | -4.2247
Assets 132kV/HV | -0.032423 |  | -538.4526 | -0.032423 | -4.5038
Assets HV | -0.12909 |  | -2143.8668 | -0.12909 | -17.932
Assets HV/LV | -0.034081 |  | -565.9821 | -0.034081 | -4.7341
Assets LV circuits | 0 |  | 0 | 0 | 0
Assets LV customer |  | 0 | 0 | 0 | 0
Assets HV customer |  | 0 | 0 | 0 | 0
Transmission exit | -0.03468 |  | -575.9409 | -0.03468 | -4.8174
Operating 132kV | -0.029934 |  | -497.1213 | -0.029934 | -4.1581
Operating 132kV/EHV | -0.0068523 |  | -113.7979 | -0.0068523 | -0.95184
Operating EHV | -0.0070608 |  | -117.2603 | -0.0070608 | -0.9808
Operating EHV/HV | -0.013343 |  | -221.5884 | -0.013343 | -1.8534
Operating 132kV/HV | -0.014224 |  | -236.225 | -0.014224 | -1.9759
Operating HV | -0.092366 |  | -1533.9432 | -0.092366 | -12.8304
Operating HV/LV | -0.041677 |  | -692.129 | -0.041677 | -5.7892
Operating LV circuits | 0 |  | 0 | 0 | 0
Operating LV customer |  | 0 | 0 | 0 | 0
Operating HV customer |  | 0 | 0 | 0 | 0
Scaler | 0 | 0 | 0 | 0 | 0
Rounding | 9.3653e-05 | 0 | 1.5553 | 9.3653e-05 | 0.013009
Total | -0.566 | 0 | -9399.6584 | -0.566 | -78.6218
LV Sub Generation NHH
| Rate 1 units (MWh) | MPANs | MWh/year | MWh/MPAN/year
LV Sub Generation NHH | 0 | 0 | 0
| Unit rate 1 p/kWh | Fixed charge p/MPAN/day | Revenue (£/year) | Average p/kWh | Average £/MPAN/year
Assets 132kV | -0.067165 |  | 0
Assets 132kV/EHV | -0.015375 |  | 0
Assets EHV | -0.015843 |  | 0
Assets EHV/HV | -0.029938 |  | 0
Assets 132kV/HV | -0.031916 |  | 0
Assets HV | -0.12707 |  | 0
Assets HV/LV | 0 |  | 0
Assets LV circuits | 0 |  | 0
Assets LV customer |  | 0 | 0
Assets HV customer |  | 0 | 0
Transmission exit | -0.034138 |  | 0
Operating 132kV | -0.029466 |  | 0
Operating 132kV/EHV | -0.0067452 |  | 0
Operating EHV | -0.0069504 |  | 0
Operating EHV/HV | -0.013134 |  | 0
Operating 132kV/HV | -0.014002 |  | 0
Operating HV | -0.090922 |  | 0
Operating HV/LV | 0 |  | 0
Operating LV circuits | 0 |  | 0
Operating LV customer |  | 0 | 0
Operating HV customer |  | 0 | 0
Scaler | 0 | 0 | 0
Rounding | -0.00033201 | 0 | 0
Total | -0.483 | 0 | 0 | 0 | 0
LV Generation Intermittent
| Rate 1 units (MWh) | MPANs | Reactive power units (MVArh) | MWh/year | MWh/MPAN/year
LV Generation Intermittent | 25064.3079 | 167.1749 | 1874.0387 | 25064.3079 | 149.9286
| Unit rate 1 p/kWh | Fixed charge p/MPAN/day | Reactive power charge p/kVArh | Revenue (£/year) | Average p/kWh | Average £/MPAN/year
Assets 132kV | -0.068232 |  | 0.018219 | -16760.4622 | -0.06687 | -100.257
Assets 132kV/EHV | -0.015619 |  | 0.013565 | -3660.637 | -0.014605 | -21.897
Assets EHV | -0.016094 |  | 0.013978 | -3772.015 | -0.015049 | -22.5633
Assets EHV/HV | -0.030414 |  | 0.026415 | -7128.0245 | -0.028439 | -42.6381
Assets 132kV/HV | -0.032423 |  | 0.0125 | -7892.3166 | -0.031488 | -47.2099
Assets HV | -0.12909 |  | 0.034469 | -31710.2662 | -0.12652 | -189.6831
Assets HV/LV | -0.034081 |  | 0.0090998 | -8371.5282 | -0.0334 | -50.0765
Assets LV circuits | 0 |  | 0.0060313 | 113.0285 | 0.00045095 | 0.67611
Assets LV customer |  | 0 |  | 0 | 0 | 0
Assets HV customer |  | 0 |  | 0 | 0 | 0
Transmission exit | -0.03468 |  | 0.0092599 | -8518.8307 | -0.033988 | -50.9576
Operating 132kV | -0.029934 |  | 0.0079927 | -7352.9975 | -0.029337 | -43.9839
Operating 132kV/EHV | -0.0068523 |  | 0.0059513 | -1605.9614 | -0.0064074 | -9.6065
Operating EHV | -0.0070608 |  | 0.0061324 | -1654.8241 | -0.0066023 | -9.8988
Operating EHV/HV | -0.013343 |  | 0.011588 | -3127.1421 | -0.012476 | -18.7058
Operating 132kV/HV | -0.014224 |  | 0.005484 | -3462.4454 | -0.013814 | -20.7115
Operating HV | -0.092366 |  | 0.024663 | -22688.7918 | -0.090522 | -135.7189
Operating HV/LV | -0.041677 |  | 0.011128 | -10237.3878 | -0.040844 | -61.2376
Operating LV circuits | 0 |  | 0.025356 | 475.183 | 0.0018959 | 2.8424
Operating LV customer |  | 0 |  | 0 | 0 | 0
Operating HV customer |  | 0 |  | 0 | 0 | 0
Scaler | 0 | 0 | 0 | 0 | 0 | 0
Rounding | 9.3653e-05 | 0 | 0.00016736 | 26.6099 | 0.00010617 | 0.15917
Total | -0.566 | 0 | 0.242 | -137328.8092 | -0.54791 | -821.4677
LV Generation Non-Intermittent
| Rate 1 units (MWh) | Rate 2 units (MWh) | Rate 3 units (MWh) | MPANs | Reactive power units (MVArh) | MWh/year | MWh/MPAN/year
LV Generation Non-Intermittent | 827.2516 | 3731.6614 | 5008.4114 | 86.1204 | 497.4742 | 9567.3244 | 111.0924
| Unit rate 1 p/kWh | Unit rate 2 p/kWh | Unit rate 3 p/kWh | Fixed charge p/MPAN/day | Reactive power charge p/kVArh | Average unit rate (p/kWh) | Revenue (£/year) | Average p/kWh | Average £/MPAN/year
Assets 132kV | -0.56206 | -0.052075 | -0.0032643 |  | 0.018219 | -0.069673 | -6665.8102 | -0.069673 | -77.401
Assets 132kV/EHV | -0.12866 | -0.011921 | -0.00074724 |  | 0.013565 | -0.015461 | -1479.1589 | -0.015461 | -17.1755
Assets EHV | -0.13529 | -0.0097167 | -0.0017015 |  | 0.013978 | -0.015652 | -1497.4848 | -0.015652 | -17.3883
Assets EHV/HV | -0.25566 | -0.018362 | -0.0032153 |  | 0.026415 | -0.029578 | -2829.816 | -0.029578 | -32.8588
Assets 132kV/HV | -0.26708 | -0.024746 | -0.0015511 |  | 0.0125 | -0.032908 | -3148.3813 | -0.032908 | -36.5579
Assets HV | -1.0852 | -0.077937 | -0.013648 |  | 0.034469 | -0.12958 | -12397.5142 | -0.12958 | -143.9556
Assets HV/LV | -0.28649 | -0.020575 | -0.003603 |  | 0.0090998 | -0.03421 | -3272.9508 | -0.03421 | -38.0044
Assets LV circuits | 0 | 0 | 0 |  | 0.0060313 | 0.00031361 | 30.0041 | 0.00031361 | 0.3484
Assets LV customer |  |  |  | 0 |  | 0 | 0 | 0 | 0
Assets HV customer |  |  |  | 0 |  | 0 | 0 | 0 | 0
Transmission exit | -0.3329 | -0.016168 | 0 |  | 0.0092599 | -0.034609 | -3311.1756 | -0.034609 | -38.4482
Operating 132kV | -0.24658 | -0.022846 | -0.0014321 |  | 0.0079927 | -0.030566 | -2924.3636 | -0.030566 | -33.9567
Operating 132kV/EHV | -0.056446 | -0.0052298 | -0.00032782 |  | 0.0059513 | -0.0067827 | -648.9231 | -0.0067827 | -7.5351
Operating EHV | -0.059354 | -0.0042628 | -0.00074646 |  | 0.0061324 | -0.0068667 | -656.9629 | -0.0068667 | -7.6284
Operating EHV/HV | -0.11216 | -0.0080555 | -0.0014106 |  | 0.011588 | -0.012976 | -1241.4711 | -0.012976 | -14.4155
Operating 132kV/HV | -0.11717 | -0.010856 | -0.0006805 |  | 0.005484 | -0.014437 | -1381.2292 | -0.014437 | -16.0383
Operating HV | -0.77645 | -0.055764 | -0.0097649 |  | 0.024663 | -0.092716 | -8870.459 | -0.092716 | -103.0006
Operating HV/LV | -0.35034 | -0.025161 | -0.004406 |  | 0.011128 | -0.041834 | -4002.4312 | -0.041834 | -46.4748
Operating LV circuits | 0 | 0 | 0 |  | 0.025356 | 0.0013184 | 126.14 | 0.0013184 | 1.4647
Operating LV customer |  |  |  | 0 |  | 0 | 0 | 0 | 0
Operating HV customer |  |  |  | 0 |  | 0 | 0 | 0 | 0
Scaler | 0 | 0 | 0 | 0 | 0 | 0 | 0 | 0 | 0
Rounding | -0.00016977 | -0.00032357 | 0.00049832 | 0 | 0.00016736 | 0.00012868 | 12.3114 | 0.00012868 | 0.14296
Total | -4.772 | -0.364 | -0.046 | 0 | 0.242 | -0.56609 | -54159.6763 | -0.56609 | -628.8831
LV Sub Generation Intermittent
| Rate 1 units (MWh) | MPANs | Reactive power units (MVArh) | MWh/year | MWh/MPAN/year
LV Sub Generation Intermittent | 1213.6794 | 5.0659 | 124.6496 | 1213.6794 | 239.5779
| Unit rate 1 p/kWh | Fixed charge p/MPAN/day | Reactive power charge p/kVArh | Revenue (£/year) | Average p/kWh | Average £/MPAN/year
Assets 132kV | -0.067165 |  | 0.017934 | -792.8126 | -0.065323 | -156.4996
Assets 132kV/EHV | -0.015375 |  | 0.013353 | -169.9582 | -0.014004 | -33.5494
Assets EHV | -0.015843 |  | 0.01376 | -175.1293 | -0.01443 | -34.5702
Assets EHV/HV | -0.029938 |  | 0.026002 | -330.944 | -0.027268 | -65.3277
Assets 132kV/HV | -0.031916 |  | 0.012305 | -372.018 | -0.030652 | -73.4356
Assets HV | -0.12707 |  | 0.03393 | -1499.9765 | -0.12359 | -296.0924
Assets HV/LV | 0 |  | 0.0089575 | 11.1655 | 0.00091997 | 2.204
Assets LV circuits | 0 |  | 0 | 0 | 0 | 0
Assets LV customer |  | 0 |  | 0 | 0 | 0
Assets HV customer |  | 0 |  | 0 | 0 | 0
Transmission exit | -0.034138 |  | 0.0091151 | -402.9624 | -0.033202 | -79.544
Operating 132kV | -0.029466 |  | 0.0078677 | -347.8155 | -0.028658 | -68.6581
Operating 132kV/EHV | -0.0067452 |  | 0.0058582 | -74.5625 | -0.0061435 | -14.7185
Operating EHV | -0.0069504 |  | 0.0060365 | -76.8311 | -0.0063304 | -15.1663
Operating EHV/HV | -0.013134 |  | 0.011407 | -145.1888 | -0.011963 | -28.66
Operating 132kV/HV | -0.014002 |  | 0.0053982 | -163.2084 | -0.013447 | -32.217
Operating HV | -0.090922 |  | 0.024277 | -1073.2377 | -0.088428 | -211.855
Operating HV/LV | 0 |  | 0.010954 | 13.6541 | 0.001125 | 2.6953
Operating LV circuits | 0 |  | 0 | 0 | 0 | 0
Operating LV customer |  | 0 |  | 0 | 0 | 0
Operating HV customer |  | 0 |  | 0 | 0 | 0
Scaler | 0 | 0 | 0 | 0 | 0 | 0
Rounding | -0.00033201 | 0 | -0.00015403 | -4.2215 | -0.00034783 | -0.83331
Total | -0.483 | 0 | 0.207 | -5604.0469 | -0.46174 | -1106.2277
LV Sub Generation Non-Intermittent
| Rate 1 units (MWh) | Rate 2 units (MWh) | Rate 3 units (MWh) | MPANs | Reactive power units (MVArh) | MWh/year | MWh/MPAN/year
LV Sub Generation Non-Intermittent | 1398.4642 | 3179.9868 | 6128.1571 | 4.0527 | 8.8798 | 10706.6082 | 2641.8289
| Unit rate 1 p/kWh | Unit rate 2 p/kWh | Unit rate 3 p/kWh | Fixed charge p/MPAN/day | Reactive power charge p/kVArh | Average unit rate (p/kWh) | Revenue (£/year) | Average p/kWh | Average £/MPAN/year
Assets 132kV | -0.55327 | -0.051261 | -0.0032132 |  | 0.017934 | -0.089316 | -9562.7327 | -0.089316 | -2359.5805
Assets 132kV/EHV | -0.12665 | -0.011734 | -0.00073555 |  | 0.013353 | -0.020438 | -2188.2209 | -0.020438 | -539.9381
Assets EHV | -0.13318 | -0.0095647 | -0.0016749 |  | 0.01376 | -0.021183 | -2268.0047 | -0.021183 | -559.6245
Assets EHV/HV | -0.25167 | -0.018075 | -0.003165 |  | 0.026002 | -0.04003 | -4285.8773 | -0.04003 | -1057.5295
Assets 132kV/HV | -0.26291 | -0.024359 | -0.0015269 |  | 0.012305 | -0.042439 | -4543.7401 | -0.042439 | -1121.1566
Assets HV | -1.0682 | -0.076718 | -0.013434 |  | 0.03393 | -0.16997 | -18198.3083 | -0.16997 | -4490.3873
Assets HV/LV | 0 | 0 | 0 |  | 0.0089575 | 7.4292e-06 | 0.79541 | 7.4292e-06 | 0.19627
Assets LV circuits | 0 | 0 | 0 |  | 0 | 0 | 0 | 0 | 0
Assets LV customer |  |  |  | 0 |  | 0 | 0 | 0 | 0
Assets HV customer |  |  |  | 0 |  | 0 | 0 | 0 | 0
Transmission exit | -0.32769 | -0.015915 | 0 |  | 0.0091151 | -0.047521 | -5087.9342 | -0.047521 | -1255.4351
Operating 132kV | -0.24273 | -0.022489 | -0.0014097 |  | 0.0078677 | -0.039184 | -4195.2751 | -0.039184 | -1035.1737
Operating 132kV/EHV | -0.055564 | -0.005148 | -0.0003227 |  | 0.0058582 | -0.0089664 | -959.9964 | -0.0089664 | -236.8767
Operating EHV | -0.058426 | -0.0041961 | -0.00073479 |  | 0.0060365 | -0.0092933 | -994.9984 | -0.0092933 | -245.5134
Operating EHV/HV | -0.11041 | -0.0079295 | -0.0013885 |  | 0.011407 | -0.017562 | -1880.2611 | -0.017562 | -463.9497
Operating 132kV/HV | -0.11534 | -0.010686 | -0.00066986 |  | 0.0053982 | -0.018618 | -1993.3883 | -0.018618 | -491.8636
Operating HV | -0.7643 | -0.054892 | -0.0096121 |  | 0.024277 | -0.12162 | -13020.9448 | -0.12162 | -3212.8857
Operating HV/LV | 0 | 0 | 0 |  | 0.010954 | 9.085e-06 | 0.9727 | 9.085e-06 | 0.24001
Operating LV circuits | 0 | 0 | 0 |  | 0 | 0 | 0 | 0 | 0
Operating LV customer |  |  |  | 0 |  | 0 | 0 | 0 | 0
Operating HV customer |  |  |  | 0 |  | 0 | 0 | 0 | 0
Scaler | 0 | 0 | 0 | 0 | 0 | 0 | 0 | 0 | 0
Rounding | 0.00033547 | -3.2589e-05 | -0.00011258 | 0 | -0.00015403 | -3.043e-05 | -3.258 | -3.043e-05 | -0.8039
Total | -4.07 | -0.313 | -0.038 | 0 | 0.207 | -0.64615 | -69181.1722 | -0.64615 | -17070.282
HV Generation Intermittent
| Rate 1 units (MWh) | MPANs | Reactive power units (MVArh) | MWh/year | MWh/MPAN/year
HV Generation Intermittent | 95543.8711 | 55.359 | 3144.858 | 95543.8711 | 1725.8953
| Unit rate 1 p/kWh | Fixed charge p/MPAN/day | Reactive power charge p/kVArh | Revenue (£/year) | Average p/kWh | Average £/MPAN/year
Assets 132kV | -0.065972 |  | 0.017615 | -62478.4897 | -0.065392 | -1128.6054
Assets 132kV/EHV | -0.015102 |  | 0.013116 | -14016.5195 | -0.01467 | -253.1931
Assets EHV | -0.015561 |  | 0.013515 | -14442.9841 | -0.015117 | -260.8967
Assets EHV/HV | -0.02183 |  | 0.01896 | -20261.2691 | -0.021206 | -365.9976
Assets 132kV/HV | -0.023272 |  | 0.0089723 | -21953.0717 | -0.022977 | -396.5582
Assets HV | 0 |  | 0.026347 | 828.5608 | 0.0008672 | 14.967
Assets HV/LV | 0 |  | 0 | 0 | 0 | 0
Assets LV circuits | 0 |  | 0 | 0 | 0 | 0
Assets LV customer |  | 0 |  | 0 | 0 | 0
Assets HV customer |  | 0 |  | 0 | 0 | 0
Transmission exit | -0.033532 |  | 0.0089533 | -31755.9069 | -0.033237 | -573.6356
Operating 132kV | -0.028943 |  | 0.007728 | -27409.9947 | -0.028688 | -495.1315
Operating 132kV/EHV | -0.0066254 |  | 0.0057542 | -6149.1999 | -0.006436 | -111.0786
Operating EHV | -0.006827 |  | 0.0059293 | -6336.2946 | -0.0066318 | -114.4582
Operating EHV/HV | -0.012901 |  | 0.011205 | -11973.7762 | -0.012532 | -216.2931
Operating 132kV/HV | -0.013753 |  | 0.0053024 | -12973.5786 | -0.013579 | -234.3535
Operating HV | 0 |  | 0.023846 | 749.918 | 0.00078489 | 13.5464
Operating HV/LV | 0 |  | 0 | 0 | 0 | 0
Operating LV circuits | 0 |  | 0 | 0 | 0 | 0
Operating LV customer |  | 0 |  | 0 | 0 | 0
Operating HV customer |  | 28.449 |  | 5748.4096 | 0.0060165 | 103.8387
Scaler | 0 | 0 | 0 | 0 | 0 | 0
Rounding | 0.00031934 | 0.0010366 | -0.00024279 | 297.6831 | 0.00031157 | 5.3773
Total | -0.244 | 28.45 | 0.167 | -222126.5135 | -0.23249 | -4012.4719
HV Generation Non-Intermittent
| Rate 1 units (MWh) | Rate 2 units (MWh) | Rate 3 units (MWh) | MPANs | Reactive power units (MVArh) | MWh/year | MWh/MPAN/year
HV Generation Non-Intermittent | 65104.7868 | 202236.7329 | 389530.186 | 115.7507 | 7784.0578 | 656871.7056 | 5674.8842
| Unit rate 1 p/kWh | Unit rate 2 p/kWh | Unit rate 3 p/kWh | Fixed charge p/MPAN/day | Reactive power charge p/kVArh | Average unit rate (p/kWh) | Revenue (£/year) | Average p/kWh | Average £/MPAN/year
Assets 132kV | -0.54345 | -0.050351 | -0.0031562 |  | 0.017615 | -0.071028 | -466561.6043 | -0.071028 | -4030.7461
Assets 132kV/EHV | -0.1244 | -0.011526 | -0.00072249 |  | 0.013116 | -0.016152 | -106095.3299 | -0.016152 | -916.5849
Assets EHV | -0.13081 | -0.0093949 | -0.0016451 |  | 0.013515 | -0.016673 | -109521.0583 | -0.016673 | -946.1807
Assets EHV/HV | -0.18351 | -0.01318 | -0.0023079 |  | 0.01896 | -0.02339 | -153641.0773 | -0.02339 | -1327.3449
Assets 132kV/HV | -0.19171 | -0.017762 | -0.0011134 |  | 0.0089723 | -0.025023 | -164368.8641 | -0.025023 | -1420.0251
Assets HV | 0 | 0 | 0 |  | 0.026347 | 0.00031221 | 2050.8287 | 0.00031221 | 17.7176
Assets HV/LV | 0 | 0 | 0 |  | 0 | 0 | 0 | 0 | 0
Assets LV circuits | 0 | 0 | 0 |  | 0 | 0 | 0 | 0 | 0
Assets LV customer |  |  |  | 0 |  | 0 | 0 | 0 | 0
Assets HV customer |  |  |  | 0 |  | 0 | 0 | 0 | 0
Transmission exit | -0.32187 | -0.015633 | 0 |  | 0.0089533 | -0.036609 | -240472.3123 | -0.036609 | -2077.5024
Operating 132kV | -0.23842 | -0.022089 | -0.0013847 |  | 0.007728 | -0.031161 | -204685.663 | -0.031161 | -1768.3323
Operating 132kV/EHV | -0.054577 | -0.0050566 | -0.00031697 |  | 0.0057542 | -0.0070859 | -46545.1781 | -0.0070859 | -402.1158
Operating EHV | -0.057389 | -0.0041216 | -0.00072174 |  | 0.0059293 | -0.0073147 | -48048.0824 | -0.0073147 | -415.0998
Operating EHV/HV | -0.10845 | -0.0077887 | -0.0013639 |  | 0.011205 | -0.013823 | -90797.0701 | -0.013823 | -784.4193
Operating 132kV/HV | -0.11329 | -0.010497 | -0.00065797 |  | 0.0053024 | -0.014788 | -97136.8565 | -0.014788 | -839.1904
Operating HV | 0 | 0 | 0 |  | 0.023846 | 0.00028258 | 1856.1745 | 0.00028258 | 16.036
Operating HV/LV | 0 | 0 | 0 |  | 0 | 0 | 0 | 0 | 0
Operating LV circuits | 0 | 0 | 0 |  | 0 | 0 | 0 | 0 | 0
Operating LV customer |  |  |  | 0 |  | 0 | 0 | 0 | 0
Operating HV customer |  |  |  | 28.449 |  | 0 | 12019.4019 | 0.0018298 | 103.8387
Scaler | 0 | 0 | 0 | 0 | 0 | 0 | 0 | 0 | 0
Rounding | -0.00012809 | 0.0003987 | 0.00039026 | 0.0010366 | -0.00024279 | 0.00033861 | 2224.6486 | 0.00033867 | 19.2193
Total | -2.068 | -0.167 | -0.013 | 28.45 | 0.167 | -0.26211 | -1709722.0428 | -0.26028 | -14770.7301

## M-Rev
Revenue matrix for WPD West Midlands in April 17 (Final)
This sheet is for information only. It can be deleted without affecting any calculations elsewhere in the model.
3901. Revenue matrix by tariff
Revenue matrix by tariff, charging element and network level
| Assets 132kV | Assets 132kV/EHV | Assets EHV | Assets EHV/HV | Assets 132kV/HV | Assets HV | Assets HV/LV | Assets LV circuits | Assets LV customer | Assets HV customer | Transmission exit | Operating 132kV | Operating 132kV/EHV | Operating EHV | Operating EHV/HV | Operating 132kV/HV | Operating HV | Operating HV/LV | Operating LV circuits | Operating LV customer | Operating HV customer | Scaler | Rounding | Total net revenue by tariff (£/year)
Domestic Unrestricted | 9308095.9134 | 2130752.186 | 2172898.5574 | 4106153.9334 | 4423076.1777 | 17428680.5467 | 4601181.5294 | 3111473.6365 | 0 | 0 | 4913916.8778 | 4083563.1693 | 934784.2169 | 953274.2896 | 1801414.5026 | 1940451.7468 | 12470273.8532 | 5626700.187 | 13080936.6671 | 12138174.4502 | 0 | 80540800.6324 | 1032.7905 | 185767635.8639
Domestic Two Rate | 1501860.9725 | 343796.7958 | 360584.8011 | 681401.6671 | 713663.1972 | 2892227.6594 | 763549.7392 | 471874.3045 | 0 | 0 | 773005.0269 | 658882.7844 | 150827.403 | 158192.4839 | 298938.3411 | 313091.8261 | 2069397.6725 | 933730.9195 | 1983805.3002 | 1840829.5539 | 0 | 12669820.2894 | -3306.5218 | 29576174.2159
Domestic Off Peak (related MPAN) | 5432.4774 | 1243.5694 | 1355.4797 | 2561.4671 | 2581.4368 | 10872.2159 | 2870.2711 | 0 |  |  | 1559.6196 | 2383.287 | 545.5674 | 594.6637 | 1123.7436 | 1132.5045 | 7779.1035 | 3510.0017 | 0 |  |  | 25562.7064 | 21.6177 | 71129.7325
Small Non Domestic Unrestricted | 2065060.9465 | 472721.0771 | 469935.3306 | 888042.7481 | 981287.8985 | 3769321.2722 | 995102.9494 | 221503.5144 | 0 | 0 | 1044456.1223 | 905964.7539 | 207387.8909 | 206165.7535 | 389594.0365 | 430501.7007 | 2696960.8157 | 1216893.0775 | 931222.2379 | 1944069.519 | 0 | 17118997.8186 | -9621.3216 | 36945568.1417
Small Non Domestic Two Rate | 742768.006 | 170029.893 | 172876.4647 | 326686.8457 | 352952.9029 | 1386631.082 | 366071.3905 | 54042.3779 | 0 | 0 | 373481.9423 | 325860.4231 | 74593.968 | 75842.7901 | 143321.0813 | 154844.287 | 992138.7497 | 447661.9643 | 227199.3933 | 474313.6464 | 0 | 6121498.4709 | 893.9852 | 12983709.6642
Small Non Domestic Off Peak (related MPAN) | 1601.9574 | 366.7103 | 402.1977 | 760.0381 | 761.2276 | 3226.002 | 851.6664 | 0 |  |  | 669.7119 | 702.7962 | 160.8798 | 176.4485 | 333.437 | 333.9589 | 2308.2142 | 1041.4871 | 0 |  |  | 10976.8095 | 15.9713 | 24689.5137
LV Medium Non-Domestic | 0 | 0 | 0 | 0 | 0 | 0 | 0 | 0 | 0 | 0 | 0 | 0 | 0 | 0 | 0 | 0 | 0 | 0 | 0 | 0 | 0 | 0 | 0 | 0
LV Sub Medium Non-Domestic | 0 | 0 | 0 | 0 | 0 | 0 | 0 | 0 | 0 | 0 | 0 | 0 | 0 | 0 | 0 | 0 | 0 | 0 | 0 | 0 | 0 | 0 | 0 | 0
HV Medium Non-Domestic | 0 | 0 | 0 | 0 | 0 | 0 | 0 | 0 | 0 | 0 | 0 | 0 | 0 | 0 | 0 | 0 | 0 | 0 | 0 | 0 | 0 | 0 | 0 | 0
LV Network Domestic | 0 | 0 | 0 | 0 | 0 | 0 | 0 | 0 | 0 | 0 | 0 | 0 | 0 | 0 | 0 | 0 | 0 | 0 | 0 | 0 | 0 | 0 | 0 | 0
LV Network Non-Domestic Non-CT | 665341.1286 | 152305.8075 | 154362.2509 | 291700.3012 | 316160.7404 | 1238129.7554 | 326866.9562 | 16457.0775 | 0 | 0 | 338984.6001 | 291892.4077 | 66818.2184 | 67720.4026 | 127972.1027 | 138703.1641 | 885885.5996 | 399719.5833 | 69187.1486 | 144438.8045 | 0 | 5556075.0768 | -176.6882 | 11248544.4381
LV HH Metered | 2923775.4264 | 669292.7253 | 677036.5955 | 1279404.6323 | 1389336.934 | 6572798.2355 | 2941526.5187 | 1734172.4083 | 0 | 0 | 1485235.7308 | 1282692.1594 | 293626.0163 | 297023.3366 | 561288.7623 | 609517.2618 | 4702857.0958 | 3597138.6278 | 7290628.8446 | 394191.3738 | 0 | 24343528.3626 | 25858.2871 | 63070929.3349
LV Sub HH Metered | 74965.8469 | 17160.7216 | 17379.4815 | 32842.2264 | 35622.7154 | 376820.3601 | 99480.7883 | 0 | 0 | 0 | 38014.5674 | 32888.3344 | 7528.5957 | 7624.568 | 14408.2428 | 15628.0737 | 269616.1118 | 121653.2247 | 0 | 2756.529 | 0 | 623071.9342 | 724.0821 | 1788186.404
HV HH Metered | 7644024.4501 | 1476925.7175 | 1892136.6528 | 4853644.2197 | 5312042.2399 | 16371955.7435 | 0 | 0 | 0 | 0 | 3257753.2035 | 3353516.8739 | 647943.4161 | 830100.9808 | 2868351.8902 | 3139250.7794 | 14818012.8605 | 0 | 0 | 0 | 871469.9754 | 53395704.0385 | -75980.4195 | 120656852.6222
NHH UMS category A | 41547.2693 | 9510.7459 | 9796.868 | 18513.2656 | 19742.6776 | 78580.0527 | 20745.1784 | 13749.7188 | 0 |  | 21101.44 | 18227.24 | 4172.4679 | 4297.9928 | 8121.9715 | 8661.3279 | 56224.2663 | 25368.8967 | 57805.1502 | 298003.6603 |  | 345859.9147 | 83.9397 | 1060114.0444
NHH UMS category B | 16631.7017 | 3807.2271 | 4150.7151 | 7843.6588 | 7903.1506 | 33292.6203 | 8789.2706 | 5825.45 | 0 |  | 9404.4479 | 7296.5089 | 1670.272 | 1820.964 | 3441.0987 | 3467.1983 | 23820.9709 | 10748.2372 | 24490.7563 | 91667.1047 |  | 154142.1597 | 20.8834 | 420234.396
NHH UMS category C | 1412.5801 | 323.3592 | 346.3937 | 654.5845 | 671.2382 | 2778.4014 | 733.4996 | 486.1569 | 0 |  | 813.2902 | 619.7143 | 141.8612 | 151.9667 | 287.1734 | 294.4795 | 1987.9547 | 896.9831 | 2043.8509 | 4345.8187 |  | 13330.1078 | -3.7422 | 32315.6719
NHH UMS category D | 2560.5022 | 586.1344 | 541.1152 | 1022.5522 | 1216.7146 | 4340.2502 | 1145.8285 | 759.4449 | 0 |  | 1031.1093 | 1123.3202 | 257.1436 | 237.3931 | 448.6048 | 533.786 | 3105.4622 | 1401.2126 | 3192.7799 | 26690.402 |  | 16900.2387 | 10.3435 | 67104.3381
LV UMS (Pseudo HH Metered) | 263611.633 | 60344.3571 | 65360.248 | 123512.0887 | 125264.538 | 524250.3747 | 138402.3957 | 91731.8707 | 0 |  | 148480.0904 | 115649.2977 | 26473.7274 | 28674.2535 | 54186.1001 | 54954.9187 | 375102.735 | 169249.7418 | 385649.673 | 1378677.5222 |  | 2433640.1396 | 106.5284 | 6563322.2337
LV Generation NHH or Aggregate HH | -1133.1409 | -259.3917 | -267.2839 | -505.0897 | -538.4526 | -2143.8668 | -565.9821 | 0 | 0 | 0 | -575.9409 | -497.1213 | -113.7979 | -117.2603 | -221.5884 | -236.225 | -1533.9432 | -692.129 | 0 | 0 | 0 | 0 | 1.5553 | -9399.6584
LV Sub Generation NHH | 0 | 0 | 0 | 0 | 0 | 0 | 0 | 0 | 0 | 0 | 0 | 0 | 0 | 0 | 0 | 0 | 0 | 0 | 0 | 0 | 0 | 0 | 0 | 0
LV Generation Intermittent | -16760.4622 | -3660.637 | -3772.015 | -7128.0245 | -7892.3166 | -31710.2662 | -8371.5282 | 113.0285 | 0 | 0 | -8518.8307 | -7352.9975 | -1605.9614 | -1654.8241 | -3127.1421 | -3462.4454 | -22688.7918 | -10237.3878 | 475.183 | 0 | 0 | 0 | 26.6099 | -137328.8092
LV Generation Non-Intermittent | -6665.8102 | -1479.1589 | -1497.4848 | -2829.816 | -3148.3813 | -12397.5142 | -3272.9508 | 30.0041 | 0 | 0 | -3311.1756 | -2924.3636 | -648.9231 | -656.9629 | -1241.4711 | -1381.2292 | -8870.459 | -4002.4312 | 126.14 | 0 | 0 | 0 | 12.3114 | -54159.6763
LV Sub Generation Intermittent | -792.8126 | -169.9582 | -175.1293 | -330.944 | -372.018 | -1499.9765 | 11.1655 | 0 | 0 | 0 | -402.9624 | -347.8155 | -74.5625 | -76.8311 | -145.1888 | -163.2084 | -1073.2377 | 13.6541 | 0 | 0 | 0 | 0 | -4.2215 | -5604.0469
LV Sub Generation Non-Intermittent | -9562.7327 | -2188.2209 | -2268.0047 | -4285.8773 | -4543.7401 | -18198.3083 | 0.79541 | 0 | 0 | 0 | -5087.9342 | -4195.2751 | -959.9964 | -994.9984 | -1880.2611 | -1993.3883 | -13020.9448 | 0.9727 | 0 | 0 | 0 | 0 | -3.258 | -69181.1722
HV Generation Intermittent | -62478.4897 | -14016.5195 | -14442.9841 | -20261.2691 | -21953.0717 | 828.5608 | 0 | 0 | 0 | 0 | -31755.9069 | -27409.9947 | -6149.1999 | -6336.2946 | -11973.7762 | -12973.5786 | 749.918 | 0 | 0 | 0 | 5748.4096 | 0 | 297.6831 | -222126.5135
HV Generation Non-Intermittent | -466561.6043 | -106095.3299 | -109521.0583 | -153641.0773 | -164368.8641 | 2050.8287 | 0 | 0 | 0 | 0 | -240472.3123 | -204685.663 | -46545.1781 | -48048.0824 | -90797.0701 | -97136.8565 | 1856.1745 | 0 | 0 | 0 | 12019.4019 | 0 | 2224.6486 | -1709722.0428
3902. Revenues by charging element and network level
Total net revenue by charging element and network level (£/year)
| Assets 132kV | Assets 132kV/EHV | Assets EHV | Assets EHV/HV | Assets 132kV/HV | Assets HV | Assets HV/LV | Assets LV circuits | Assets LV customer | Assets HV customer | Transmission exit | Operating 132kV | Operating 132kV/EHV | Operating EHV | Operating EHV/HV | Operating 132kV/HV | Operating HV | Operating HV/LV | Operating LV circuits | Operating LV customer | Operating HV customer | Scaler | Rounding | Total net revenue (£/year)
Revenues by charging element and network level | 24694735.7587 | 5381297.8109 | 5867219.1918 | 12425762.1309 | 13479466.9447 | 50630834.0296 | 10255119.4819 | 5722218.993 | 0 | 0 | 12117782.7172 | 10833849.8398 | 2360834.0254 | 2574013.0335 | 6163844.5907 | 6694020.0818 | 39330890.1815 | 12540796.8231 | 24056763.1251 | 18738158.3848 | 889237.7869 | 203369908.6998 | -57764.9356 | 468068988.6958

## CData
Additional calculations for tariff comparisons for WPD West Midlands in April 17 (Final)
This sheet is for information only. It can be deleted without affecting any calculations elsewhere in the model.
4001. Revenues under current tariffs (£)
Data sources:
x1 = 1201. Current revenues if known (£) (in Current tariff information)
x2 = 1010. Days in the charging year (in Financial and general assumptions)
x3 = 1201. Current Fixed charge p/MPAN/day (in Current tariff information)
x4 = 1053. MPANs by tariff (in Volume forecasts for the charging year)
x5 = 1201. Current Capacity charge p/kVA/day (in Current tariff information)
x6 = 1053. Import capacity (kVA) by tariff (in Volume forecasts for the charging year)
x7 = 1201. Current Unit rate 1 p/kWh (in Current tariff information)
x8 = 1053. Rate 1 units (MWh) by tariff (in Volume forecasts for the charging year)
x9 = 1201. Current Unit rate 2 p/kWh (in Current tariff information)
x10 = 1053. Rate 2 units (MWh) by tariff (in Volume forecasts for the charging year)
x11 = 1201. Current Unit rate 3 p/kWh (in Current tariff information)
x12 = 1053. Rate 3 units (MWh) by tariff (in Volume forecasts for the charging year)
x13 = 1201. Current Reactive power charge p/kVArh (in Current tariff information)
x14 = 1053. Reactive power units (MVArh) by tariff (in Volume forecasts for the charging year)
Calculation =IF(x1,x1,0.01*x2*(x3*x4+x5*x6)+10*(x7*x8+x9*x10+x11*x12+x13*x14))
Revenues under current tariffs (£)
Domestic Unrestricted | 193783823.1514
Domestic Two Rate | 29697131.5057
Domestic Off Peak (related MPAN) | 70768.6679
Small Non Domestic Unrestricted | 35595274.1684
Small Non Domestic Two Rate | 12906091.2345
Small Non Domestic Off Peak (related MPAN) | 24489.868
LV Medium Non-Domestic | 0
LV Sub Medium Non-Domestic | 0
HV Medium Non-Domestic | 0
LV Network Domestic | 0
LV Network Non-Domestic Non-CT | 10941314.0015
LV HH Metered | 62150704.1357
LV Sub HH Metered | 1684298.2418
HV HH Metered | 120104771.9891
NHH UMS category A | 1047107.0883
NHH UMS category B | 407868.5545
NHH UMS category C | 31715.8365
NHH UMS category D | 65900.0248
LV UMS (Pseudo HH Metered) | 6530230.0882
4002. All-the-way volumes
Data sources:
x1 = 1053. Rate 1 units (MWh) by tariff (in Volume forecasts for the charging year)
x2 = 1053. Rate 2 units (MWh) by tariff (in Volume forecasts for the charging year)
x3 = 1053. Rate 3 units (MWh) by tariff (in Volume forecasts for the charging year)
x4 = 1053. MPANs by tariff (in Volume forecasts for the charging year)
x5 = 1053. Import capacity (kVA) by tariff (in Volume forecasts for the charging year)
x6 = 1053. Reactive power units (MVArh) by tariff (in Volume forecasts for the charging year)
x7 = 3802. All units (MWh) (in Revenue summary)
Kind: | Copy cells | Copy cells | Copy cells | Copy cells | Copy cells | Copy cells | Copy cells
Formula: | = x1 | = x2 | = x3 | = x4 | = x5 | = x6 | = x7
| Rate 1 units (MWh) | Rate 2 units (MWh) | Rate 3 units (MWh) | MPANs | Import capacity (kVA) | Reactive power units (MVArh) | All units (MWh)
Domestic Unrestricted | 7006599.2032 | 0 | 0 | 1967400.2029 | 0 | 0 | 7006599.2032
Domestic Two Rate | 932948.8036 | 720595.7844 | 0 | 300314.6339 | 0 | 0 | 1653544.588
Domestic Off Peak (related MPAN) | 36106.4632 | 0 | 0 | 10493 | 0 | 0 | 36106.4632
Small Non Domestic Unrestricted | 1619655.6585 | 0 | 0 | 135679.9266 | 0 | 0 | 1619655.6585
Small Non Domestic Two Rate | 505281.7715 | 208404.4112 | 0 | 34491.6893 | 0 | 0 | 713686.1827
Small Non Domestic Off Peak (related MPAN) | 6654.8554 | 0 | 0 | 890 | 0 | 0 | 6654.8554
LV Medium Non-Domestic | 0 | 0 | 0 | 0 | 0 | 0 | 0
LV Sub Medium Non-Domestic | 0 | 0 | 0 | 0 | 0 | 0 | 0
HV Medium Non-Domestic | 0 | 0 | 0 | 0 | 0 | 0 | 0
LV Network Domestic | 0 | 0 | 0 | 0 | 0 | 0 | 0
LV Network Non-Domestic Non-CT | 68262.2137 | 260187.8579 | 288797.3282 | 10460.8246 | 0 | 0 | 617247.3998
LV HH Metered | 298957.2866 | 1176221.7888 | 1263172.6301 | 13816.6222 | 1508041.0075 | 196222.564 | 2738351.7056
LV Sub HH Metered | 7018.5351 | 27672.1886 | 31150.1766 | 122.7964 | 50603.0755 | 4784.9905 | 65840.9004
HV HH Metered | 752034.6737 | 3018230.4257 | 3913761.9506 | 4028.1236 | 2952679.7359 | 1051532.8176 | 7684027.05
NHH UMS category A | 53670.2762 | 0 | 0 | 945.2983 | 0 | 0 | 53670.2762
NHH UMS category B | 16146.8153 | 0 | 0 | 683.8975 | 0 | 0 | 16146.8153
NHH UMS category C | 770.3628 | 0 | 0 | 140.8322 | 0 | 0 | 770.3628
NHH UMS category D | 4817.2533 | 0 | 0 | 40.5273 | 0 | 0 | 4817.2533
LV UMS (Pseudo HH Metered) | 12679.0915 | 30029.7131 | 206123.671 | 20.2636 | 0 | 0 | 248832.4756
LV Generation NHH or Aggregate HH | 1660.717 | 0 | 0 | 119.5554 | 0 | 0 | 1660.717
LV Sub Generation NHH | 0 | 0 | 0 | 0 | 0 | 0 | 0
LV Generation Intermittent | 24996.8588 | 0 | 0 | 167.1749 | 0 | 1833.7618 | 24996.8588
LV Generation Non-Intermittent | 826.9223 | 3731.6614 | 5008.4114 | 86.1204 | 0 | 497.0918 | 9566.9951
LV Sub Generation Intermittent | 1213.6794 | 0 | 0 | 5.0659 | 0 | 124.6496 | 1213.6794
LV Sub Generation Non-Intermittent | 1398.4642 | 3179.9868 | 6128.1571 | 4.0527 | 0 | 8.8798 | 10706.6082
HV Generation Intermittent | 95543.8711 | 0 | 0 | 55.359 | 0 | 3144.858 | 95543.8711
HV Generation Non-Intermittent | 65104.7868 | 202236.7329 | 389530.186 | 115.7507 | 0 | 7784.0578 | 656871.7056
4003. Normalised to
Normalised to
Domestic Unrestricted | = x1: MPAN
Domestic Two Rate | = x1: MPAN
Domestic Off Peak (related MPAN) | = x1: MPAN
Small Non Domestic Unrestricted | = x1: MPAN
Small Non Domestic Two Rate | = x1: MPAN
Small Non Domestic Off Peak (related MPAN) | = x1: MPAN
LV Medium Non-Domestic | = x1: MPAN
LV Sub Medium Non-Domestic | = x1: MPAN
HV Medium Non-Domestic | = x1: MPAN
LV Network Domestic | = x1: MPAN
LV Network Non-Domestic Non-CT | = x1: MPAN
LV HH Metered | = x1: kVA
LV Sub HH Metered | = x1: kVA
HV HH Metered | = x1: kVA
NHH UMS category A | = x1: MWh
NHH UMS category B | = x1: MWh
NHH UMS category C | = x1: MWh
NHH UMS category D | = x1: MWh
LV UMS (Pseudo HH Metered) | = x1: MWh
LV Generation NHH or Aggregate HH | = x1: MWh
LV Sub Generation NHH | = x1: MWh
LV Generation Intermittent | = x1: MWh
LV Generation Non-Intermittent | = x1: MWh
LV Sub Generation Intermittent | = x1: MWh
LV Sub Generation Non-Intermittent | = x1: MWh
HV Generation Intermittent | = x1: MWh
HV Generation Non-Intermittent | = x1: MWh
4004. Normalised volumes for comparisons
Data sources:
x1 = 4002. Rate 1 units (MWh) by tariff (in Volume forecasts for the charging year) (in All-the-way volumes)
x2 = 4003. Normalised to
x3 = 4002. Import capacity (kVA) by tariff (in Volume forecasts for the charging year) (in All-the-way volumes)
x4 = 4002. MPANs by tariff (in Volume forecasts for the charging year) (in All-the-way volumes)
x5 = 4002. All units (MWh) (in Revenue summary) (in All-the-way volumes)
x6 = 4002. Rate 2 units (MWh) by tariff (in Volume forecasts for the charging year) (in All-the-way volumes)
x7 = 4002. Rate 3 units (MWh) by tariff (in Volume forecasts for the charging year) (in All-the-way volumes)
x8 = 4002. Reactive power units (MVArh) by tariff (in Volume forecasts for the charging year) (in All-the-way volumes)
x9 = 1010. Days in the charging year (in Financial and general assumptions)
x10 = 3607. Fixed charge p/MPAN/day (in Tariffs)
x11 = Normalised MPANs (in Normalised volumes for comparisons)
x12 = 3607. Capacity charge p/kVA/day (in Tariffs)
x13 = Normalised Import capacity (kVA) (in Normalised volumes for comparisons)
x14 = 3607. Unit rate 1 p/kWh (in Tariffs)
x15 = Normalised Rate 1 units (MWh) (in Normalised volumes for comparisons)
x16 = 3607. Unit rate 2 p/kWh (in Tariffs)
x17 = Normalised Rate 2 units (MWh) (in Normalised volumes for comparisons)
x18 = 3607. Unit rate 3 p/kWh (in Tariffs)
x19 = Normalised Rate 3 units (MWh) (in Normalised volumes for comparisons)
x20 = 3607. Reactive power charge p/kVArh (in Tariffs)
x21 = Normalised Reactive power units (MVArh) (in Normalised volumes for comparisons)
Kind: | Calculation | Calculation | Calculation | Calculation | Calculation | Calculation | Calculation
Formula: | =x1/IF(x2="kVA",IF(x3,x3,1),IF(x2="MPAN",IF(x4,x4,1),IF(x5,x5,1))) | =x6/IF(x2="kVA",IF(x3,x3,1),IF(x2="MPAN",IF(x4,x4,1),IF(x5,x5,1))) | =x7/IF(x2="kVA",IF(x3,x3,1),IF(x2="MPAN",IF(x4,x4,1),IF(x5,x5,1))) | =x4/IF(x2="kVA",IF(x3,x3,1),IF(x2="MPAN",IF(x4,x4,1),IF(x5,x5,1))) | =x3/IF(x2="kVA",IF(x3,x3,1),IF(x2="MPAN",IF(x4,x4,1),IF(x5,x5,1))) | =x8/IF(x2="kVA",IF(x3,x3,1),IF(x2="MPAN",IF(x4,x4,1),IF(x5,x5,1))) | =0.01*x9*(x10*x11+x12*x13)+10*(x14*x15+x16*x17+x18*x19+x20*x21)
| Normalised Rate 1 units (MWh) | Normalised Rate 2 units (MWh) | Normalised Rate 3 units (MWh) | Normalised MPANs | Normalised Import capacity (kVA) | Normalised Reactive power units (MVArh) | Normalised revenues (£)
Domestic Unrestricted
Domestic Unrestricted | 3.5613 | 0 | 0 | 1 | 0 | 0 | 93.5462
LDNO LV: Domestic Unrestricted | 3.5613 | 0 | 0 | 1 | 0 | 0 | 62.6262
LDNO HV: Domestic Unrestricted | 3.5613 | 0 | 0 | 1 | 0 | 0 | 45.4323
Domestic Two Rate
Domestic Two Rate | 3.1066 | 2.3995 | 0 | 1 | 0 | 0 | 98.0905
LDNO LV: Domestic Two Rate | 3.1066 | 2.3995 | 0 | 1 | 0 | 0 | 65.6476
LDNO HV: Domestic Two Rate | 3.1066 | 2.3995 | 0 | 1 | 0 | 0 | 47.6648
Domestic Off Peak (related MPAN)
Domestic Off Peak (related MPAN) | 3.441 | 0 | 0 | 1 | 0 | 0 | 6.7788
LDNO LV: Domestic Off Peak (related MPAN) | 3.441 | 0 | 0 | 1 | 0 | 0 | 4.5421
LDNO HV: Domestic Off Peak (related MPAN) | 3.441 | 0 | 0 | 1 | 0 | 0 | 3.3034
Small Non Domestic Unrestricted
Small Non Domestic Unrestricted | 11.9373 | 0 | 0 | 1 | 0 | 0 | 269.9212
LDNO LV: Small Non Domestic Unrestricted | 11.9373 | 0 | 0 | 1 | 0 | 0 | 180.6847
LDNO HV: Small Non Domestic Unrestricted | 11.9373 | 0 | 0 | 1 | 0 | 0 | 131.1885
Small Non Domestic Two Rate
Small Non Domestic Two Rate | 14.6494 | 6.0422 | 0 | 1 | 0 | 0 | 374.7391
LDNO LV: Small Non Domestic Two Rate | 14.6494 | 6.0422 | 0 | 1 | 0 | 0 | 250.8061
LDNO HV: Small Non Domestic Two Rate | 14.6494 | 6.0422 | 0 | 1 | 0 | 0 | 182.0483
Small Non Domestic Off Peak (related MPAN)
Small Non Domestic Off Peak (related MPAN) | 7.4774 | 0 | 0 | 1 | 0 | 0 | 27.741
LDNO LV: Small Non Domestic Off Peak (related MPAN) | 7.4774 | 0 | 0 | 1 | 0 | 0 | 18.5439
LDNO HV: Small Non Domestic Off Peak (related MPAN) | 7.4774 | 0 | 0 | 1 | 0 | 0 | 13.4593
LV Medium Non-Domestic
LV Medium Non-Domestic | 0 | 0 | 0 | 0 | 0 | 0 | 0
LDNO LV: LV Medium Non-Domestic | 0 | 0 | 0 | 0 | 0 | 0 | 0
LDNO HV: LV Medium Non-Domestic | 0 | 0 | 0 | 0 | 0 | 0 | 0
LV Sub Medium Non-Domestic
LV Sub Medium Non-Domestic | 0 | 0 | 0 | 0 | 0 | 0 | 0
HV Medium Non-Domestic
HV Medium Non-Domestic | 0 | 0 | 0 | 0 | 0 | 0 | 0
LV Network Domestic
LV Network Domestic | 0 | 0 | 0 | 0 | 0 | 0 | 0
LDNO LV: LV Network Domestic | 0 | 0 | 0 | 0 | 0 | 0 | 0
LDNO HV: LV Network Domestic | 0 | 0 | 0 | 0 | 0 | 0 | 0
LV Network Non-Domestic Non-CT
LV Network Non-Domestic Non-CT | 6.5255 | 24.8726 | 27.6075 | 1 | 0 | 0 | 1068.8232
LDNO LV: LV Network Non-Domestic Non-CT | 6.5255 | 24.8726 | 27.6075 | 1 | 0 | 0 | 715.5224
LDNO HV: LV Network Non-Domestic Non-CT | 6.5255 | 24.8726 | 27.6075 | 1 | 0 | 0 | 519.1211
LV HH Metered
LV HH Metered | 0.19824 | 0.77997 | 0.83762 | 0.009162 | 1 | 0.13012 | 40.889
LDNO LV: LV HH Metered | 0.19824 | 0.77997 | 0.83762 | 0.009162 | 1 | 0.13012 | 27.3585
LDNO HV: LV HH Metered | 0.19824 | 0.77997 | 0.83762 | 0.009162 | 1 | 0.13012 | 19.861
LV Sub HH Metered
LV Sub HH Metered | 0.1387 | 0.54685 | 0.61558 | 0.0024267 | 1 | 0.094559 | 33.5692
LDNO HV: LV Sub HH Metered | 0.1387 | 0.54685 | 0.61558 | 0.0024267 | 1 | 0.094559 | 24.8886
HV HH Metered
HV HH Metered | 0.2547 | 1.0222 | 1.3255 | 0.0013642 | 1 | 0.35613 | 40.6819
LDNO HV: HV HH Metered | 0.2547 | 1.0222 | 1.3255 | 0.0013642 | 1 | 0.35613 | 34.5605
NHH UMS category A
NHH UMS category A | 1 | 0 | 0 | 0.017613 | 0 | 0 | 19.71
LDNO LV: NHH UMS category A | 1 | 0 | 0 | 0.017613 | 0 | 0 | 13.19
LDNO HV: NHH UMS category A | 1 | 0 | 0 | 0.017613 | 0 | 0 | 9.58
NHH UMS category B
NHH UMS category B | 1 | 0 | 0 | 0.042355 | 0 | 0 | 25.4
LDNO LV: NHH UMS category B | 1 | 0 | 0 | 0.042355 | 0 | 0 | 17
LDNO HV: NHH UMS category B | 1 | 0 | 0 | 0.042355 | 0 | 0 | 12.34
NHH UMS category C
NHH UMS category C | 1 | 0 | 0 | 0.18281 | 0 | 0 | 41.2
LDNO LV: NHH UMS category C | 1 | 0 | 0 | 0.18281 | 0 | 0 | 27.58
LDNO HV: NHH UMS category C | 1 | 0 | 0 | 0.18281 | 0 | 0 | 20.02
NHH UMS category D
NHH UMS category D | 1 | 0 | 0 | 0.0084129 | 0 | 0 | 13.93
LDNO LV: NHH UMS category D | 1 | 0 | 0 | 0.0084129 | 0 | 0 | 9.32
LDNO HV: NHH UMS category D | 1 | 0 | 0 | 0.0084129 | 0 | 0 | 6.77
LV UMS (Pseudo HH Metered)
LV UMS (Pseudo HH Metered) | 0.050954 | 0.12068 | 0.82836 | 8.1435e-05 | 0 | 0 | 26.3765
LDNO LV: LV UMS (Pseudo HH Metered) | 0.050954 | 0.12068 | 0.82836 | 8.1435e-05 | 0 | 0 | 17.6586
LDNO HV: LV UMS (Pseudo HH Metered) | 0.050954 | 0.12068 | 0.82836 | 8.1435e-05 | 0 | 0 | 12.8166
LV Generation NHH or Aggregate HH
LV Generation NHH or Aggregate HH | 1 | 0 | 0 | 0.07199 | 0 | 0 | -5.66
LDNO LV: LV Generation NHH or Aggregate HH | 1 | 0 | 0 | 0.07199 | 0 | 0 | -5.66
LDNO HV: LV Generation NHH or Aggregate HH | 1 | 0 | 0 | 0.07199 | 0 | 0 | -5.66
LV Sub Generation NHH
LV Sub Generation NHH | 0 | 0 | 0 | 0 | 0 | 0 | 0
LDNO HV: LV Sub Generation NHH | 0 | 0 | 0 | 0 | 0 | 0 | 0
LV Generation Intermittent
LV Generation Intermittent | 1 | 0 | 0 | 0.0066878 | 0 | 0.07336 | -5.4825
LDNO LV: LV Generation Intermittent | 1 | 0 | 0 | 0.0066878 | 0 | 0.07336 | -5.4825
LDNO HV: LV Generation Intermittent | 1 | 0 | 0 | 0.0066878 | 0 | 0.07336 | -5.4825
LV Generation Non-Intermittent
LV Generation Non-Intermittent | 0.086435 | 0.39006 | 0.52351 | 0.0090018 | 0 | 0.051959 | -5.6595
LDNO LV: LV Generation Non-Intermittent | 0.086435 | 0.39006 | 0.52351 | 0.0090018 | 0 | 0.051959 | -5.6595
LDNO HV: LV Generation Non-Intermittent | 0.086435 | 0.39006 | 0.52351 | 0.0090018 | 0 | 0.051959 | -5.6595
LV Sub Generation Intermittent
LV Sub Generation Intermittent | 1 | 0 | 0 | 0.004174 | 0 | 0.1027 | -4.6174
LDNO HV: LV Sub Generation Intermittent | 1 | 0 | 0 | 0.004174 | 0 | 0.1027 | -4.6174
LV Sub Generation Non-Intermittent
LV Sub Generation Non-Intermittent | 0.13062 | 0.29701 | 0.57237 | 0.00037853 | 0 | 0.00082938 | -6.4615
LDNO HV: LV Sub Generation Non-Intermittent | 0.13062 | 0.29701 | 0.57237 | 0.00037853 | 0 | 0.00082938 | -6.4615
HV Generation Intermittent
HV Generation Intermittent | 1 | 0 | 0 | 0.00057941 | 0 | 0.032915 | -2.3249
LDNO HV: HV Generation Intermittent | 1 | 0 | 0 | 0.00057941 | 0 | 0.032915 | -2.385
HV Generation Non-Intermittent
HV Generation Non-Intermittent | 0.099113 | 0.30788 | 0.59301 | 0.00017622 | 0 | 0.01185 | -2.6028
LDNO HV: HV Generation Non-Intermittent | 0.099113 | 0.30788 | 0.59301 | 0.00017622 | 0 | 0.01185 | -2.6211
4005. LDNO LV charges (normalised £)
Data sources:
x1 = 4004. Normalised revenues (£) (in Normalised volumes for comparisons)
Copy cells = x1
LDNO LV charges (normalised £)
LDNO LV: Domestic Unrestricted | = x1: 62.6262
LDNO LV: Domestic Two Rate | = x1: 65.6476
LDNO LV: Domestic Off Peak (related MPAN) | = x1: 4.5421
LDNO LV: Small Non Domestic Unrestricted | = x1: 180.6847
LDNO LV: Small Non Domestic Two Rate | = x1: 250.8061
LDNO LV: Small Non Domestic Off Peak (related MPAN) | = x1: 18.5439
LDNO LV: LV Medium Non-Domestic | = x1: 0
LDNO LV: LV Network Domestic | = x1: 0
LDNO LV: LV Network Non-Domestic Non-CT | = x1: 715.5224
LDNO LV: LV HH Metered | = x1: 27.3585
N/A | bar: = x1
N/A | bar: = x1
LDNO LV: NHH UMS category A | = x1: 13.19
LDNO LV: NHH UMS category B | = x1: 17
LDNO LV: NHH UMS category C | = x1: 27.58
LDNO LV: NHH UMS category D | = x1: 9.32
LDNO LV: LV UMS (Pseudo HH Metered) | = x1: 17.6586
LDNO LV: LV Generation NHH or Aggregate HH | = x1: -5.66
N/A | bar: = x1
LDNO LV: LV Generation Intermittent | = x1: -5.4825
LDNO LV: LV Generation Non-Intermittent | = x1: -5.6595
N/A | bar: = x1
N/A | bar: = x1
N/A | bar: = x1
N/A | bar: = x1
4006. LDNO HV charges (normalised £)
Data sources:
x1 = 4004. Normalised revenues (£) (in Normalised volumes for comparisons)
Copy cells = x1
LDNO HV charges (normalised £)
LDNO HV: Domestic Unrestricted | = x1: 45.4323
LDNO HV: Domestic Two Rate | = x1: 47.6648
LDNO HV: Domestic Off Peak (related MPAN) | = x1: 3.3034
LDNO HV: Small Non Domestic Unrestricted | = x1: 131.1885
LDNO HV: Small Non Domestic Two Rate | = x1: 182.0483
LDNO HV: Small Non Domestic Off Peak (related MPAN) | = x1: 13.4593
LDNO HV: LV Medium Non-Domestic | = x1: 0
LDNO HV: LV Network Domestic | = x1: 0
LDNO HV: LV Network Non-Domestic Non-CT | = x1: 519.1211
LDNO HV: LV HH Metered | = x1: 19.861
LDNO HV: LV Sub HH Metered | = x1: 24.8886
LDNO HV: HV HH Metered | = x1: 34.5605
LDNO HV: NHH UMS category A | = x1: 9.58
LDNO HV: NHH UMS category B | = x1: 12.34
LDNO HV: NHH UMS category C | = x1: 20.02
LDNO HV: NHH UMS category D | = x1: 6.77
LDNO HV: LV UMS (Pseudo HH Metered) | = x1: 12.8166
LDNO HV: LV Generation NHH or Aggregate HH | = x1: -5.66
LDNO HV: LV Sub Generation NHH | = x1: 0
LDNO HV: LV Generation Intermittent | = x1: -5.4825
LDNO HV: LV Generation Non-Intermittent | = x1: -5.6595
LDNO HV: LV Sub Generation Intermittent | = x1: -4.6174
LDNO HV: LV Sub Generation Non-Intermittent | = x1: -6.4615
LDNO HV: HV Generation Intermittent | = x1: -2.385
LDNO HV: HV Generation Non-Intermittent | = x1: -2.6211

## CTables
Tariff comparisons for WPD West Midlands in April 17 (Final)
This sheet is for information only. It can be deleted without affecting any calculations elsewhere in the model.
4101. Comparison with current all-the-way demand tariffs
Data sources:
x1 = 4001. Revenues under current tariffs (£)
x2 = 3802. Net revenues (£) (in Revenue summary)
x3 = 3802. All units (MWh) (in Revenue summary)
x4 = 1053. MPANs by tariff (in Volume forecasts for the charging year)
Kind: | Calculation | Calculation | Copy cells
Formula: | =IF(x1,x2/x1-1,"") | =(x2-x1)/IF(x3,x3,1)/10 | = x4
| Change | Absolute change (average p/kWh) | MPANs
Domestic Unrestricted | -5.027% | -0.13902 | 1967400.2029
Domestic Two Rate | -0.8052% | -0.014461 | 300314.6339
Domestic Off Peak (related MPAN) | 0.5102% | 0.001 | 10493
Small Non Domestic Unrestricted | 2.887% | 0.063446 | 135679.9266
Small Non Domestic Two Rate | 0.1495% | 0.0027032 | 34491.6893
Small Non Domestic Off Peak (related MPAN) | 0.8152% | 0.003 | 890
LV Medium Non-Domestic |  | 0 | 0
LV Sub Medium Non-Domestic |  | 0 | 0
HV Medium Non-Domestic |  | 0 | 0
LV Network Domestic |  | 0 | 0
LV Network Non-Domestic Non-CT | 2.189% | 0.038794 | 10460.8246
LV HH Metered | -0.7858% | -0.017835 | 13816.6222
LV Sub HH Metered | 0.8552% | 0.021878 | 122.7964
HV HH Metered | 0.01318% | 0.00020604 | 4028.1236
NHH UMS category A | 1.025% | 0.02 | 945.2983
NHH UMS category B | 0.5542% | 0.014 | 683.8975
NHH UMS category C | 0.07287% | 0.003 | 140.8322
NHH UMS category D | 1.827% | 0.025 | 40.5273
LV UMS (Pseudo HH Metered) | 0.5068% | 0.013299 | 20.2636
4102. LDNO margins in use of system charges
Data sources:
x1 = 4003. Normalised to
x2 = 4004. Normalised revenues (£) (in Normalised volumes for comparisons)
x3 = 4005. LDNO LV charges (normalised £)
x4 = All-the-way charges (normalised £) (in LDNO margins in use of system charges)
x5 = 4006. LDNO HV charges (normalised £)
Kind: | Copy cells | Copy cells | Calculation | Calculation
Formula: | = x1 | = x2 | =IF(x3,x4-x3,"") | =IF(x5,x4-x5,"")
| Normalised to | All-the-way charges (normalised £) | LDNO LV margin (normalised £) | LDNO HV margin (normalised £)
Domestic Unrestricted | MPAN | 93.5462 | 30.92 | 48.1139
Domestic Two Rate | MPAN | 98.0905 | 32.4429 | 50.4257
Domestic Off Peak (related MPAN) | MPAN | 6.7788 | 2.2367 | 3.4754
Small Non Domestic Unrestricted | MPAN | 269.9212 | 89.2364 | 138.7327
Small Non Domestic Two Rate | MPAN | 374.7391 | 123.9329 | 192.6908
Small Non Domestic Off Peak (related MPAN) | MPAN | 27.741 | 9.1972 | 14.2818
LV Medium Non-Domestic | MPAN | 0
LV Network Domestic | MPAN | 0
LV Network Non-Domestic Non-CT | MPAN | 1068.8232 | 353.3007 | 549.7021
LV HH Metered | kVA | 40.889 | 13.5305 | 21.028
LV Sub HH Metered | kVA | 33.5692 |  | 8.6805
HV HH Metered | kVA | 40.6819 |  | 6.1214
NHH UMS category A | MWh | 19.71 | 6.52 | 10.13
NHH UMS category B | MWh | 25.4 | 8.4 | 13.06
NHH UMS category C | MWh | 41.2 | 13.62 | 21.18
NHH UMS category D | MWh | 13.93 | 4.61 | 7.16
LV UMS (Pseudo HH Metered) | MWh | 26.3765 | 8.7178 | 13.5599
LV Generation NHH or Aggregate HH | MWh | -5.66 | 0 | 0
LV Sub Generation NHH | MWh | 0
LV Generation Intermittent | MWh | -5.4825 | 0 | 0
LV Generation Non-Intermittent | MWh | -5.6595 | 0 | 0
LV Sub Generation Intermittent | MWh | -4.6174 |  | 0
LV Sub Generation Non-Intermittent | MWh | -6.4615 |  | 0
HV Generation Intermittent | MWh | -2.3249 |  | 0.060167
HV Generation Non-Intermittent | MWh | -2.6028 |  | 0.018299