## Index
Overview for WPD East Midlands in April 17 (Final)
This document, model or dataset has been prepared by Reckon LLP on the instructions of the DCUSA Panel or one of its working
groups. Only the DCUSA Panel and its working groups have authority to approve this material as meeting their requirements.
Reckon LLP makes no representation about the suitability of this material for the purposes of complying with any licence
conditions or furthering any relevant objective.
UNLESS STATED OTHERWISE, THIS WORKBOOK IS ONLY A PROTOTYPE FOR TESTING PURPOSES AND ALL THE DATA IN THIS MODEL ARE FOR ILLUSTRATION ONLY.
This workbook is structured as a series of named and numbered tables. There is a list of tables below, with hyperlinks. Above
each calculation table, there is a description of the calculations and hyperlinks to tables from which data are used. Hyperlinks
point to the relevant table column heading of the relevant table. Scrolling up or down is usually required after clicking a
hyperlink in order to bring the relevant data and/or headings into view. Some versions of Microsoft Excel can display a "Back"
button, which can be useful when using hyperlinks to navigate around the workbook.
Copyright 2009-2011 Energy Networks Association Limited and others. Copyright 2011-2015 Franck Latrémolière, Reckon LLP and others.
The code used to generate this spreadsheet includes open-source software published at https://github.com/f20/power-models.
Use and distribution of the source code is subject to the conditions stated therein. |  | Colour coding
Any redistribution of this software must retain the following disclaimer: |  | Input data
THIS SOFTWARE IS PROVIDED BY AUTHORS AND CONTRIBUTORS "AS IS" AND ANY EXPRESS OR IMPLIED WARRANTIES, INCLUDING, BUT NOT LIMITED |  | Constant value
TO, THE IMPLIED WARRANTIES OF MERCHANTABILITY AND FITNESS FOR A PARTICULAR PURPOSE ARE DISCLAIMED. IN NO EVENT SHALL AUTHORS OR |  | Formula: calculation
CONTRIBUTORS BE LIABLE FOR ANY DIRECT, INDIRECT, INCIDENTAL, SPECIAL, EXEMPLARY, OR CONSEQUENTIAL DAMAGES (INCLUDING, BUT NOT |  | Formula: copy
LIMITED TO, PROCUREMENT OF SUBSTITUTE GOODS OR SERVICES; LOSS OF USE, DATA, OR PROFITS; OR BUSINESS INTERRUPTION) HOWEVER CAUSED |  | Unused cell in input data table
AND ON ANY THEORY OF LIABILITY, WHETHER IN CONTRACT, STRICT LIABILITY, OR TORT (INCLUDING NEGLIGENCE OR OTHERWISE) ARISING IN |  | Unused cell in other table
ANY WAY OUT OF THE USE OF THIS SOFTWARE, EVEN IF ADVISED OF THE POSSIBILITY OF SUCH DAMAGE. |  | Unlocked cell for notes
Worksheet | Table | Type of table
Input | 1000. Company, charging year, data version | Input data
Input | 1001. CDCM target revenue | Composite
Input | 1010. Financial and general assumptions | Composite
Input | 1017. Diversity allowance between top and bottom of network level | Input data
Input | 1018. Proportion of relevant load going through 132kV/HV direct transformation | Input data
Input | 1019. Network model GSP peak demand (MW) | Input data
Input | 1020. Gross asset cost by network level (£) | Input data
Input | 1022. LV service model asset cost (£) | Input data
Input | 1023. HV service model asset cost (£) | Input data
Input | 1025. Matrix of applicability of LV service models to tariffs with fixed charges | Input data
Input | 1026. Matrix of applicability of LV service models to unmetered tariffs | Input data
Input | 1028. Matrix of applicability of HV service models to tariffs with fixed charges | Input data
Input | 1032. Loss adjustment factors to transmission | Input data
Input | 1037. Embedded network (LDNO) discounts | Input data
Input | 1041. Load profile data for demand users | Input data
Input | 1053. Volume forecasts for the charging year | Input data
Input | 1055. Transmission exit charges (£/year) | Input data
Input | 1059. Other expenditure | Input data
Input | 1060. Customer contributions under current connection charging policy | Input data
Input | 1061. Average split of rate 1 units by distribution time band | Input data
Input | 1062. Average split of rate 2 units by distribution time band | Input data
Input | 1064. Average split of rate 1 units by special distribution time band | Input data
Input | 1066. Typical annual hours by special distribution time band | Input data
Input | 1068. Typical annual hours by distribution time band | Input data
Input | 1069. Peaking probabilities by network level | Input data
Input | 1092. Average kVAr by kVA, by network level | Input data
Input | 1201. Current tariff information | Input data
LAFs | 2001. Loss adjustment factors to transmission | Composite
LAFs | 2002. Mapping of DRM network levels to core network levels | Fixed data
LAFs | 2003. Loss adjustment factor to transmission for each DRM network level | Sum-product calculation
LAFs | 2004. Loss adjustment factor to transmission for each network level | Combine tables
LAFs | 2005. Network use factors | Fixed data
LAFs | 2006. Proportion going through 132kV/EHV | Calculation
LAFs | 2007. Proportion going through EHV | Calculation
LAFs | 2008. Proportion going through EHV/HV | Calculation
LAFs | 2009. Rerouteing matrix for all network levels | Combine tables
LAFs | 2010. Network use factors: interim step in calculations before adjustments | Sum-product calculation
LAFs | 2011. Network use factors for all tariffs | Combine tables
LAFs | 2012. Loss adjustment factors between end user meter reading and each network level, scaled by network use | Calculation
DRM | 2101. Annuity rate | Calculation
DRM | 2102. Loss adjustment factor to transmission for each core level | Combine tables
DRM | 2103. Loss adjustment factors | Composite
DRM | 2104. Diversity calculations | Special calculation
DRM | 2105. Network model total maximum demand at substation (MW) | Calculation
DRM | 2106. Network model contribution to system maximum load measured at network level exit (MW) | Calculation
DRM | 2107. Rerouteing matrix for DRM network levels | Combine tables
DRM | 2108. GSP simultaneous maximum load assumed through each network level (MW) | Sum-product calculation
DRM | 2109. Network model annuity by simultaneous maximum load for each network level (£/kW/year) | Calculation
SM | 2201. Asset £/customer from LV service models | Sum-product calculation
SM | 2202. LV unmetered service model assets £/(MWh/year) | Sum-product calculation
SM | 2203. LV unmetered service model asset charge (p/kWh) | Calculation
SM | 2204. Asset £/customer from HV service models | Sum-product calculation
SM | 2205. Service model assets by tariff (£) | Combine tables
SM | 2206. Replacement annuities for service models | Composite
Loads | 2301. Demand coefficient (load at time of system maximum load divided by average load) | Calculation
Loads | 2302. Load coefficient | Combine tables
Loads | 2303. Discount map | Fixed data
Loads | 2304. LDNO discounts and volumes adjusted for discount | Composite
Loads | 2305. Equivalent volume for each end user | Cell summation
Multi | 2401. Adjust annual hours by distribution time band to match days in year | Composite
Multi | 2402. Normalisation of split of rate 1 units by time band | Composite
Multi | 2403. Split of rate 1 units between distribution time bands | Combine tables
Multi | 2404. Normalisation of split of rate 2 units by time band | Composite
Multi | 2405. Split of rate 2 units between distribution time bands | Combine tables
Multi | 2406. Split of rate 3 units between distribution time bands (default) | Fixed data
Multi | 2407. All units (MWh) | Calculation
Multi | 2408. Calculation of implied load coefficients for one-rate users | Calculation
Multi | 2409. Calculation of implied load coefficients for two-rate users | Calculation
Multi | 2410. Calculation of implied load coefficients for three-rate users | Calculation
Multi | 2411. Calculation of adjusted time band load coefficients | Composite
Multi | 2412. Normalisation of peaking probabilities | Composite
Multi | 2413. Peaking probabilities by network level (reshaped) | Reshape table
Multi | 2414. Pseudo load coefficient by time band and network level | Calculation
Multi | 2415. Single rate non half hourly pseudo timeband load coefficients | Copy cells
Multi | 2416. Single rate non half hourly units (MWh) | Copy cells
Multi | 2417. Single rate non half hourly timeband use | Copy cells
Multi | 2418. Single rate non half hourly tariff pseudo load coefficient | Sum-product calculation
Multi | 2419. Multi rate non half hourly units (MWh) | Copy cells
Multi | 2420. Multi rate non half hourly pseudo timeband load coefficients | Copy cells
Multi | 2421. Multi rate non half hourly timeband use | Copy cells
Multi | 2422. Multi rate non half hourly tariff pseudo load coefficient | Sum-product calculation
Multi | 2423. Off-peak non half hourly units (MWh) | Copy cells
Multi | 2424. Off-peak non half hourly pseudo timeband load coefficients | Copy cells
Multi | 2425. Off-peak non half hourly timeband use | Copy cells
Multi | 2426. Off-peak non half hourly tariff pseudo load coefficient | Sum-product calculation
Multi | 2427. Aggregated half hourly units (MWh) | Copy cells
Multi | 2428. Aggregated half hourly pseudo timeband load coefficients | Copy cells
Multi | 2429. Aggregated half hourly timeband use | Copy cells
Multi | 2430. Aggregated half hourly tariff pseudo load coefficient | Sum-product calculation
Multi | 2431. Average non half hourly tariff pseudo load coefficient | Calculation
Multi | 2432. Average non half hourly timeband use | Calculation
Multi | 2433. Aggregated half hourly tariff pseudo load coefficient using average non half hourly unit mix | Sum-product calculation
Multi | 2434. Relative correction factor for aggregated half hourly tariff | Calculation
Multi | 2435. Correction factor for non half hourly tariffs | Calculation
Multi | 2436. Single rate non half hourly corrected pseudo timeband load coefficient | Calculation
Multi | 2437. Multi rate non half hourly corrected pseudo timeband load coefficient | Calculation
Multi | 2438. Off-peak non half hourly corrected pseudo timeband load coefficient | Calculation
Multi | 2439. Aggregated half hourly corrected pseudo timeband load coefficient | Calculation
Multi | 2440. Pseudo load coefficient by time band and network level (equalised) | Combine tables
Multi | 2441. Unit rate 1 pseudo load coefficient by network level | Sum-product calculation
Multi | 2442. Unit rate 2 pseudo load coefficient by network level | Sum-product calculation
Multi | 2443. Unit rate 3 pseudo load coefficient by network level | Sum-product calculation
Multi | 2444. Adjust annual hours by special distribution time band to match days in year | Composite
Multi | 2445. Normalisation of split of rate 1 units by special time band | Composite
Multi | 2446. Split of rate 1 units between special distribution time bands | Combine tables
Multi | 2447. Split of rate 2 units between special distribution time bands (default) | Fixed data
Multi | 2448. Split of rate 3 units between special distribution time bands (default) | Fixed data
Multi | 2449. Calculation of implied special load coefficients for one-rate users | Calculation
Multi | 2450. Calculation of implied special load coefficients for three-rate users | Calculation
Multi | 2451. Estimated contributions to peak demand | Composite
Multi | 2452. Load coefficient correction factor for the group | Calculation
Multi | 2453. Calculation of special peaking probabilities | Composite
Multi | 2454. Special peaking probabilities by network level | Combine tables
Multi | 2455. Special peaking probabilities by network level (reshaped) | Reshape table
Multi | 2456. Pseudo load coefficient by special time band and network level | Calculation
Multi | 2457. Unit rate 1 pseudo load coefficient by network level (special) | Sum-product calculation
Multi | 2458. Unit rate 2 pseudo load coefficient by network level (special) | Sum-product calculation
Multi | 2459. Unit rate 3 pseudo load coefficient by network level (special) | Sum-product calculation
Multi | 2460. Unit rate 1 pseudo load coefficient by network level (combined) | Combine tables
Multi | 2461. Unit rate 2 pseudo load coefficient by network level (combined) | Combine tables
Multi | 2462. Unit rate 3 pseudo load coefficient by network level (combined) | Combine tables
SMD | 2501. Contributions of users on one-rate multi tariffs to system simultaneous maximum load by network level (kW) | Calculation
SMD | 2502. Contributions of users on two-rate multi tariffs to system simultaneous maximum load by network level (kW) | Calculation
SMD | 2503. Contributions of users on three-rate multi tariffs to system simultaneous maximum load by network level (kW) | Calculation
SMD | 2504. Estimated contributions of users on each tariff to system simultaneous maximum load by network level (kW) | Calculation
SMD | 2505. Contributions of users on each tariff to system simultaneous maximum load by network level (kW) | Combine tables
SMD | 2506. Forecast system simultaneous maximum load (kW) from forecast units | Cell summation
AMD | 2601. Pre-processing of data for standing charge factors | Composite
AMD | 2602. Standing charges factors adapted to use 132kV/HV | Combine tables
AMD | 2603. Capacity-based contributions to chargeable aggregate maximum load by network level (kW) | Calculation
AMD | 2604. Unit-based contributions to chargeable aggregate maximum load (kW) | Calculation
AMD | 2605. Contributions to aggregate maximum load by network level (kW) | Combine tables
AMD | 2606. Forecast chargeable aggregate maximum load (kW) | Cell summation
AMD | 2607. Forecast simultaneous load subject to standing charge factors (kW) | Calculation
AMD | 2608. Forecast simultaneous load replaced by standing charge (kW) | Cell summation
AMD | 2609. Calculated LV diversity allowance | Calculation
AMD | 2610. Network level mapping for diversity allowances | Fixed data
AMD | 2611. Diversity allowances including 132kV/HV | Sum-product calculation
AMD | 2612. Diversity allowances (including calculated LV value) | Combine tables
AMD | 2613. Forecast simultaneous maximum load (kW) adjusted for standing charges | Calculation
Otex | 2701. Operating expenditure coded by network level (£/year) | Combine tables
Otex | 2702. Network model assets (£) scaled by load forecast | Calculation
Otex | 2703. Annual consumption by tariff for unmetered users (MWh) | Copy cells
Otex | 2704. Total unmetered units | Cell summation
Otex | 2705. Service model asset data | Composite
Otex | 2706. Data for allocation of operating expenditure | Composite
Otex | 2707. Amount of expenditure to be allocated according to asset values (£/year) | Calculation
Otex | 2708. Total operating expenditure by network level (£/year) | Calculation
Otex | 2709. Operating expenditure percentage by network level | Calculation
Otex | 2710. Unit operating expenditure based on simultaneous maximum load (£/kW/year) | Calculation
Otex | 2711. Operating expenditure for customer assets p/MPAN/day | Composite
Otex | 2712. Operating expenditure for unmetered customer assets (p/kWh) | Calculation
Contrib | 2801. Network level of supply (for customer contributions) by tariff | Fixed data
Contrib | 2802. Contribution proportion of asset annuities, by customer type and network level of assets | Calculation
Contrib | 2803. Proportion of assets annuities deemed to be covered by customer contributions | Sum-product calculation
Contrib | 2804. Proportion of annual charge covered by contributions (for all charging levels) | Combine tables
Yard | 2901. Unit cost at each level, £/kW/year (relative to system simultaneous maximum load) | Combine tables
Yard | 2902. Pay-as-you-go yardstick unit costs by charging level (p/kWh) | Calculation
Yard | 2903. Contributions to pay-as-you-go unit rate 1 (p/kWh) | Calculation
Yard | 2904. Contributions to pay-as-you-go unit rate 2 (p/kWh) | Calculation
Yard | 2905. Contributions to pay-as-you-go unit rate 3 (p/kWh) | Calculation
Standing | 3001. Costs based on aggregate maximum load (£/kW/year) | Calculation
Standing | 3002. Capacity elements p/kVA/day | Calculation
Standing | 3003. Yardstick components p/kWh (taking account of standing charges) | Calculation
Standing | 3004. Contributions to unit rate 1 p/kWh by network level (taking account of standing charges) | Calculation
Standing | 3005. Contributions to unit rate 2 p/kWh by network level (taking account of standing charges) | Calculation
Standing | 3006. Contributions to unit rate 3 p/kWh by network level (taking account of standing charges) | Calculation
AggCap | 3101. Mapping of tariffs to tariff groups | Fixed data
AggCap | 3102. Capacity use for tariffs charged for capacity on an exit point basis | Composite
AggCap | 3103. Aggregate capacity (kW) | Sum-product calculation
AggCap | 3104. Aggregate number of users charged for capacity on an exit point basis | Sum-product calculation
AggCap | 3105. Average maximum kVA by exit point | Calculation
AggCap | 3106. Deemed average maximum kVA for each tariff | Sum-product calculation
AggCap | 3107. Capacity-driven fixed charge elements from standing charges factors p/MPAN/day | Calculation
Reactive | 3201. Network use factors for generator reactive unit charges | Fixed data
Reactive | 3202. Standard components p/kWh for reactive power (absolute value) | Calculation
Reactive | 3203. Standard reactive p/kVArh | Calculation
Reactive | 3204. Absolute value of load coefficient (kW peak / average kW) | Calculation
Reactive | 3205. Pay-as-you-go components p/kWh for reactive power (absolute value) | Calculation
Reactive | 3206. Pay-as-you-go reactive p/kVArh | Calculation
Aggreg | 3301. Unit rate 1 p/kWh (elements) | Combine tables
Aggreg | 3302. Unit rate 2 p/kWh (elements) | Combine tables
Aggreg | 3303. Unit rate 3 p/kWh (elements) | Combine tables
Aggreg | 3304. Fixed charge p/MPAN/day (elements) | Combine tables
Aggreg | 3305. Capacity charge p/kVA/day (elements) | Copy cells
Aggreg | 3306. Reactive power charge p/kVArh (elements) | Combine tables
Aggreg | 3307. Summary of charges before revenue matching | Cell summation
Revenue | 3401. Net revenues by tariff before matching (£) | Calculation
Revenue | 3402. Target CDCM revenue | Composite
Revenue | 3403. Revenue surplus or shortfall | Composite
Scaler | 3501. Factor to scale to £1/kW at transmission exit level | Calculation
Scaler | 3502. Applicability factor for £1/kW scaler | Combine tables
Scaler | 3503. Scalable elements of tariff components | Sum-product calculation
Scaler | 3504. Marginal revenue effect of scaler | Calculation
Scaler | 3505. Scaler value at which the minimum is breached | Calculation
Scaler | 3506. Constraint-free solution | Calculation
Scaler | 3507. Starting point | Calculation
Scaler | 3508. Solve for General scaler rate | Composite
Scaler | 3509. General scaler rate | Calculation
Scaler | 3510. Scaler | Calculation
Adjust | 3601. Tariffs before rounding | Calculation
Adjust | 3602. Decimal places | Fixed data
Adjust | 3603. Tariff rounding | Calculation
Adjust | 3604. All the way tariffs | Calculation
Adjust | 3605. Net revenues by tariff from rounding | Calculation
Adjust | 3606. Revenue forecast summary | Composite
Adjust | 3607. Tariffs | Calculation
Tariffs | 3701. Tariffs | Composite
Summary | 3801. Headline parameters | Composite
Summary | 3802. Revenue summary | Composite
Summary | 3803. Revenue summary by tariff component | Cell summation
M-Rev | 3901. Revenue matrix by tariff | Composite
M-Rev | 3902. Revenues by charging element and network level | Cell summation
CData | 4001. Revenues under current tariffs (£) | Calculation
CData | 4002. All-the-way volumes | Copy cells
CData | 4003. Normalised to | Fixed data
CData | 4004. Normalised volumes for comparisons | Calculation
CData | 4005. LDNO LV charges (normalised £) | Copy cells
CData | 4006. LDNO HV charges (normalised £) | Copy cells
CTables | 4101. Comparison with current all-the-way demand tariffs | Composite
CTables | 4102. LDNO margins in use of system charges | Composite
M-ATW | Tariff matrices | Notes
Technical model rules and version control
---
PerlModule: CDCM
agghhequalisation: rag
alwaysUseRAG: 1
checksums: ''
coincidenceAdj: ''
colour: orange
drm: top500gsp
extraLevels: 1
fixedCap: 1-4
matrices: big
noReplacement: blanket
pcd: 1
portfolio: 1
protect: 1
revisionText: r7062
scaler: levelledpickexitnogenminzero
standing: sub132
summary: consultation1
targetRevenue: dcp132
tariffs: commongensubdcp130dcp163pc12hhpc34hh
template: '%-model227+'
timeOfDay: timeOfDay179
unauth: ''
validation: lenientnomsg
'~codeValidation':
Ancillary/Validation.pm: fdb5a46b1b8fbd1573e33c165ae1cddec92c37ee
CDCM/AML.pm: b8e65799e0293d3f65d21d47e4c56b31688a9ab8
CDCM/Aggregation.pm: 372b53e6dba1fe9433020bbd13328009851a036a
CDCM/Contributions.pm: 59059a8d19bbfa52829fec34b5ea22693cd64085
CDCM/Discounts.pm: 7da37bdae365cee037cc886326918eeea537f8a9
CDCM/Loads.pm: 37ecb145b481f519789dd55df6b3abe350614bab
CDCM/Master.pm: 6beeb565422e1dc5aec583e69cf459cc95ca9ba9
CDCM/Matching.pm: a8a99513b1105ec79371ca31d8ca2d323cb517ca
CDCM/NetworkSizer.pm: 50def4231b67757f2bd222cc1579fa342876afd0
CDCM/Operating.pm: e01eeb096f43ab8cb183e26c30d2c1dc15d27a5d
CDCM/Reactive.pm: e2318e6ee9559bf7cd3cfcfff58c399eb12c866a
CDCM/Revenue.pm: bb9fa27043e2ec8edecdbd630bd6023962e87136
CDCM/Routeing.pm: b5f53b67c00da9f33b3134520ba4bdf36d12ccf7
CDCM/SML.pm: e7799175fb0b06ae377f08ff486dfb83205ab68c
CDCM/ServiceModels.pm: ef64ca7f9c557fd1ac7b71f36a3a643f83bf1d8f
CDCM/Setup.pm: f65c9424e5b82946dccbc0cc45cddf56423b1d24
CDCM/Sheets.pm: 2d406d14d6f3ef4c42dcc1996c2e6fabccd910c8
CDCM/Standing.pm: 0677863cc8c69940e82611a34f6a4cf6e6c938f6
CDCM/Summary.pm: c15db3008f08fafb234d9790d3cfbd0812e1fdf2
CDCM/Table1001.pm: f92bf3d78568d5addf3cba5ca9be6a33b0c0dcd9
CDCM/TariffList.pm: 5862c24646e9084505c961ce4882a61d76880847
CDCM/Tariffs.pm: 74408ddcb0ff951c20ab0d9e7295f437f444de05
CDCM/TimeOfDay179.pm: a73c7ed284224f9aee660d248df1208482914259
CDCM/Yardsticks.pm: 14fa4ca8c5e1b83888203f2a0a27b027b0e1be67
SpreadsheetModel/Arithmetic.pm: 629d127e38688ee0e58015f6e1ff913520351394
SpreadsheetModel/CalcBlock.pm: 838d832955c7671d8b9c042d855c105de22ef3c6
SpreadsheetModel/Columnset.pm: 9c41f8f190c0de29b53089e92b30b4b05a4bf80b
SpreadsheetModel/Custom.pm: 64258a1a23160d1b05311a838e34f4078f7516be
SpreadsheetModel/Dataset.pm: b85f0e902b8bce62f21a95cc6d2dfe7e812b9739
SpreadsheetModel/FormatLegend.pm: 83afcc2d5eedd8cd64613aae3d9a04dbb6e00702
SpreadsheetModel/GroupBy.pm: a05f4878f468a3191257c58c4711fc115bde7e7d
SpreadsheetModel/Label.pm: 053d8801da63a168d467ae3cf12c6c32325befe3
SpreadsheetModel/Labelset.pm: 04739284141966c1ce3b175d877edb97c79f48f4
SpreadsheetModel/Logger.pm: 504306d6f19faf478bdccc6fa8db41fc87859593
SpreadsheetModel/Notes.pm: 3d92bc2948537a675ba36a2fd72b6c965ac08d56
SpreadsheetModel/Object.pm: 1eb394612892d4786a4c6f6be1446bfaf92d9db0
SpreadsheetModel/Reshape.pm: 44d60329c15bdfdf839a71781406c921808898b4
SpreadsheetModel/SegmentRoot.pm: f684d07d04056e2553a5e46c1e78fe34c4ee6852
SpreadsheetModel/Shortcuts.pm: f067f969beb9395efdeaab6efe3241592b2908cc
SpreadsheetModel/Stack.pm: 05a927d320fe0b49a01b5d253723cf04175915ac
SpreadsheetModel/SumProduct.pm: 2ae76b5dc30c7b829aa206d41662d4147f4c1fa9
SpreadsheetModel/WorkbookCreate.pm: 67c6a52779375daf27c9f2efede9d45e753ca1eb
SpreadsheetModel/WorkbookFormats.pm: 1bccbe711e2d4ec3793c66bcd08cd58d5e188521
'~datasetName': Blank
'~datasetSource': Empty dataset
Generated on Wed 18 Nov 2015 17:21:18 by www.dcmf.co.uk

## Input
Input data for WPD East Midlands in April 17 (Final)
This sheet contains all the input data (except LLFCs which might be entered directly into the Tariff sheet).
1000. Company, charging year, data version
| Company | Year | Version
Company, charging year, data version | WPD East Midlands | April 17 | Final
1001. CDCM target revenue
| Further description | Term | CRC | Value | Revenue elements and subtotals (£/year)
Base Demand Revenue Before Inflation | A1 | PUt | CRC3 | 403204484.7939 | 403204484.7939 | 403204484.7939
RPI Indexation Factor | A2 | PIADt | CRC3 | 1.121 | 48787742.6601 | 1.121
Merger Adjustment | A3 | MGt | CRC3 |  | 0
Base Demand Revenue | A = A1*A2 – A3 | BRt | CRC3 |  | 451992227.454 | 451.9922
Pass-Through Business Rates | B1 | RBt | CRC4 | 480759.5371 | 480759.5371 | 480759.5371
Pass-Through Licence Fees | B2 | LFt | CRC4 | 276494.3475 | 276494.3475 | 276494.3475
Pass-Through Transmission Exit | B3 | TBt | CRC4 | -420168.2195 | -420168.2195 | -420168.2195
Pass-Through Price Control Reopener | B4 | UNCt | CRC4 | -36856.9079 | -36856.9079 | -36856.9079
Pass-Through Others | B5 | MPTt, HBt, IEDt | CRC4 | 340309.2832 | 340309.2832 | 340309.2832
Allowed Pass-Through Items | B=B1+B2+B3+B4+B5 | PTt | CRC3 |  | 640538.0405
Losses Incentive #1 | C1 | UILt | CRC7 |  | 0
Losses Incentive #2 | C1 | PCOLt | CRC7 |  | 0
Losses Incentive #3 | C1 | –COLt | CRC7 |  | 0
Losses Incentive #4 | C1 | PPLt | CRC7 | -13140521.6539 | -13140521.6539 | -13140521.6539
Quality of Service Incentive Adjustment | C2 | IQt | CRC8 | 19503688.3681 | 19503688.3681 | 19503688.3681
Transmission Connection Point Charges Incentive Adjustment | C3 | ITt | CRC9 | 0 | 0
Innovation Funding Incentive Adjustment | C4 | IFIt | CRC10 | 2259961.1373 | 2259961.1373 | 2259961.1373
Incentive Revenue for Distributed Generation | C5 | IGt | CRC11 | 0 | 0
Connection Guaranteed Standards Systems & Processes penalty | C6 | CGSRAt, CGSSPt, AUMt | CRC12 | 0 | 0
Low Carbon Network Fund #1 | C7 | LCN1t | CRC13 | 0 | 0
Low Carbon Network Fund #2 | C7 | LCN2t | CRC13 | 589352.4008 | 589352.4008 | 589352.4008
Low Carbon Network Fund #3 | C7 | LCN3t | CRC13 |  | 0
Incentive Revenue and Other Adjustments | C=C1+C2+C3+C4+C5+C6+C7 |  |  |  | 9212480.2524
Correction Factor | D | –Kt | CRC3 | -1971193.4628 | -1971193.4628 | -1971193.4628
Tax Trigger Mechanism Adjustment | E | CTRAt | CRC3 |  | 0
Total Allowed Revenue | F=A+B+C+D+E | ARt |  |  | 459874052.284 | 459874052.284
Other 1. Excluded services - Top-up, standby, and enhanced system security | G1 (see note 1) | ES4 | CRC15 |  | 0
Other 2. Excluded services - Revenue protection services | G2 (see note 1) | ES5 | CRC15 |  | 0
Other 3. Excluded services - Miscellaneous | G3 (see note 1) | ES7 | CRC15 |  | 0
Other 4. | G4 |  |  |  | 0
Other 5. | G5 |  |  |  | 0
Total Other Revenue to be Recovered by Use of System Charges | G=G1+G2+G3+G4+G5 |  |  |  | 0
Total Revenue for Use of System Charges | H = F + G |  |  |  | 459874052.284
1. Revenue raised outside CDCM - EDCM and Certain Interconnector Revenue | I1 |  |  | 9494606.6911 | -9494606.6911 | 11521053.3786
2. Voluntary under-recovery | I2 |  |  |  | 0
3. Revenue raised outside CDCM | I3 |  |  |  | 0
4. Revenue raised outside CDCM | I4 |  |  |  | 0
Total Revenue to be raised outside the CDCM | I=I1+I2+I3+I4 |  |  |  | -9494606.6911
Latest Forecast of CDCM Revenue | J = H – I |  |  |  | 450379445.5929 | 448.353
Note 1: Revenues associated with excluded services should only be included insofar as they are charged as Use of System Charges.
1010. Financial and general assumptions
Sources: financial assumptions; calendar; network model.
These financial assumptions determine the annuity rate applied to convert the asset values of the network model into an annual charge.
| Rate of return | Annualisation period (years) | Annuity proportion for customer-contributed assets | Power factor | Days in the charging year
Financial and general assumptions | 4.31% | 40 | 0 | 0.95 | 365
1017. Diversity allowance between top and bottom of network level
Source: operational data analysis and/or network model.
The diversity figure against GSP is the diversity between GSP Group (the whole system) and individual GSPs.
The diversity figure against 132kV is the diversity between GSPs (the top of the 132kV network) and 132kV/EHV bulk supply points (the bottom of the 132kV network).
The diversity figure against EHV is the diversity between 132kV/EHV bulk supply points (the top of the EHV network) and EHV/HV primary substations (the bottom of the EHV network).
The diversity figure against HV is the diversity between EHV/HV primary substations (the top of the HV network) and HV/LV substations (the bottom of the HV network).
Diversity allowance between top and bottom of network level
GSPs | 2.471%
132kV | 4.501%
132kV/EHV
EHV | 7.902%
EHV/HV
HV | 34%
HV/LV
LV circuits
1018. Proportion of relevant load going through 132kV/HV direct transformation
132kV/HV
EHV/HV | 7.504%
1019. Network model GSP peak demand (MW)
Network model GSP peak demand (MW)
Network model GSP peak demand (MW) | 500
1020. Gross asset cost by network level (£)
Gross assets £
132kV | 55958407.7485
132kV/EHV | 28164838.666
EHV | 34330453.6512
EHV/HV | 55627383.3777
132kV/HV | 4677230.0513
HV | 139133043.3348
HV/LV | 59090390.2466
LV circuits | 116606719.1946
1022. LV service model asset cost (£)
| LV service model 1 | LV service model 2 | LV service model 3 | LV service model 4 | LV service model 5 | LV service model 6 | LV service model 7 | LV service model 8
LV service model asset cost (£) | 5262.1609 | 591.9405 | 720.6833 | 534.4731 | 1214.9764 | 935.7907 | 0 | 489.424
1023. HV service model asset cost (£)
| HV service model 1 | HV service model 2 | HV service model 3 | HV service model 4 | HV service model 5
HV service model asset cost (£) | 9284.1299 | 4476.1927 | 0 | 0 | 0
1025. Matrix of applicability of LV service models to tariffs with fixed charges
| LV service model 1 | LV service model 2 | LV service model 3 | LV service model 4 | LV service model 5 | LV service model 6 | LV service model 7 | LV service model 8
Domestic Unrestricted | 5% | 0% | 0% | 0% | 0% | 0% | 0% | 0%
Domestic Two Rate | 5% | 0% | 0% | 0% | 0% | 0% | 0% | 0%
Small Non Domestic Unrestricted | 0% | 100% | 0% | 0% | 0% | 0% | 0% | 0%
Small Non Domestic Two Rate | 0% | 100% | 0% | 0% | 0% | 0% | 0% | 0%
LV Medium Non-Domestic | 0% | 0% | 100% | 0% | 0% | 0% | 0% | 0%
LV Sub Medium Non-Domestic | 0% | 0% | 0% | 100% | 0% | 0% | 0% | 0%
LV Network Domestic | 5%
LV Network Non-Domestic Non-CT |  | 100%
LV HH Metered | 0% | 0% | 0% | 0% | 100% | 0% | 0% | 0%
LV Sub HH Metered | 0% | 0% | 0% | 0% | 0% | 100% | 0% | 0%
LV Generation NHH or Aggregate HH | 0% | 0% | 0% | 0% | 0% | 0% | 100% | 0%
LV Sub Generation NHH | 0% | 0% | 0% | 0% | 0% | 0% | 100% | 0%
LV Generation Intermittent | 0% | 0% | 0% | 0% | 0% | 0% | 100% | 0%
LV Generation Non-Intermittent | 0% | 0% | 0% | 0% | 0% | 0% | 0% | 0%
LV Sub Generation Intermittent | 0% | 0% | 0% | 0% | 0% | 0% | 0% | 0%
LV Sub Generation Non-Intermittent | 0% | 0% | 0% | 0% | 0% | 0% | 0% | 0%
1026. Matrix of applicability of LV service models to unmetered tariffs
Source: service models
Proportion of service model involved in connecting load of 1 MWh/year
| LV service model 1 | LV service model 2 | LV service model 3 | LV service model 4 | LV service model 5 | LV service model 6 | LV service model 7 | LV service model 8
All LV unmetered tariffs | 0 | 0 | 0 | 0 | 0 | 0 | 0 | 0.488
1028. Matrix of applicability of HV service models to tariffs with fixed charges
| HV service model 1 | HV service model 2 | HV service model 3 | HV service model 4 | HV service model 5
HV Medium Non-Domestic | 100%
HV HH Metered | 100%
HV Generation Intermittent |  | 100%
HV Generation Non-Intermittent |  | 100%
1032. Loss adjustment factors to transmission
Source: losses model or loss adjustment factors at time of system peak.
| 132kV | 132kV/EHV | EHV | EHV/HV | HV | HV/LV | LV circuits
Loss adjustment factor | 1.002 | 1.007 | 1.01 | 1.018 | 1.034 | 1.053 | 1.093
1037. Embedded network (LDNO) discounts
Source: separate price control disaggregation model.
| No discount | LDNO LV: LV user | LDNO HV: LV user | LDNO HV: LV sub user | LDNO HV: HV user
LDNO discount |  | 30.12% | 48.82% | 25.85% | 15.95%
1041. Load profile data for demand users
Source: load data analysis.
| Coincidence factor | Load factor
Domestic Unrestricted | 0.85149 | 0.4191
Domestic Two Rate | 0.86438 | 0.51395
Domestic Off Peak (related MPAN) |  | 0.14979
Small Non Domestic Unrestricted | 0.69103 | 0.38548
Small Non Domestic Two Rate | 0.82831 | 0.55168
Small Non Domestic Off Peak (related MPAN) |  | 0.23588
LV Medium Non-Domestic | 0.83068 | 0.53094
LV Sub Medium Non-Domestic | 0.83068 | 0.53094
HV Medium Non-Domestic | 0.75893 | 0.48164
LV Network Domestic | 0.85626 | 0.4497
LV Network Non-Domestic Non-CT | 0.75444 | 0.46133
LV HH Metered | 0.82747 | 0.56026
LV Sub HH Metered | 0.81756 | 0.56252
HV HH Metered | 0.85914 | 0.71444
NHH UMS category A | 1 | 1
NHH UMS category B | 1 | 0.47235
NHH UMS category C | 1 | 0.24076
NHH UMS category D | 0.0050777 | 0.51379
LV UMS (Pseudo HH Metered) | 0.97848 | 0.46
1053. Volume forecasts for the charging year
Source: forecast.
Please include MPAN counts for tariffs with no fixed charge (e.g. off-peak tariffs), but exclude MPANs on tariffs with a fixed
charge that are not subject to a fixed charge due to a site grouping arrangement.
| Rate 1 units (MWh) | Rate 2 units (MWh) | Rate 3 units (MWh) | MPANs | Import capacity (kVA) | Reactive power units (MVArh)
> Domestic Unrestricted
Domestic Unrestricted | 5135811.7458 | 0 | 0 | 1545669.868 | 0 | 0
LDNO LV: Domestic Unrestricted | 62399.7331 | 0 | 0 | 20838.152 | 0 | 0
LDNO HV: Domestic Unrestricted | 78378.6028 | 0 | 0 | 26677.2883 | 0 | 0
> Domestic Two Rate
Domestic Two Rate | 2674882.1278 | 1237908.3874 | 0 | 890301.5671 | 0 | 0
LDNO LV: Domestic Two Rate | 4132.6599 | 1303.0851 | 0 | 1174.2552 | 0 | 0
LDNO HV: Domestic Two Rate | 5488.9888 | 1801.5142 | 0 | 1733.2604 | 0 | 0
> Domestic Off Peak (related MPAN)
Domestic Off Peak (related MPAN) | 126246.1428 | 0 | 0 | 37550 | 0 | 0
LDNO LV: Domestic Off Peak (related MPAN) | 0 | 0 | 0 | 0 | 0 | 0
LDNO HV: Domestic Off Peak (related MPAN) | 0 | 0 | 0 | 0 | 0 | 0
> Small Non Domestic Unrestricted
Small Non Domestic Unrestricted | 1110178.3066 | 0 | 0 | 95231.7389 | 0 | 0
LDNO LV: Small Non Domestic Unrestricted | 4173.4418 | 0 | 0 | 536.0481 | 0 | 0
LDNO HV: Small Non Domestic Unrestricted | 9216.1408 | 0 | 0 | 740.3662 | 0 | 0
> Small Non Domestic Two Rate
Small Non Domestic Two Rate | 1563113.8011 | 493762.8671 | 0 | 83250.6073 | 0 | 0
LDNO LV: Small Non Domestic Two Rate | 190.9498 | 75.6973 | 0 | 6.8871 | 0 | 0
LDNO HV: Small Non Domestic Two Rate | 994.9103 | 231.161 | 0 | 33.2878 | 0 | 0
> Small Non Domestic Off Peak (related MPAN)
Small Non Domestic Off Peak (related MPAN) | 4232.4037 | 0 | 0 | 725 | 0 | 0
LDNO LV: Small Non Domestic Off Peak (related MPAN) | 0 | 0 | 0 | 0 | 0 | 0
LDNO HV: Small Non Domestic Off Peak (related MPAN) | 0 | 0 | 0 | 0 | 0 | 0
> LV Medium Non-Domestic
LV Medium Non-Domestic | 0 | 0 | 0 | 0 | 0 | 0
LDNO LV: LV Medium Non-Domestic | 0 | 0 | 0 | 0 | 0 | 0
LDNO HV: LV Medium Non-Domestic | 0 | 0 | 0 | 0 | 0 | 0
> LV Sub Medium Non-Domestic
LV Sub Medium Non-Domestic | 0 | 0 | 0 | 0 | 0 | 0
> HV Medium Non-Domestic
HV Medium Non-Domestic | 0 | 0 | 0 | 0 | 0 | 0
> LV Network Domestic
LV Network Domestic | 0 | 0 | 0 | 0 | 0 | 0
LDNO LV: LV Network Domestic | 0 | 0 | 0 | 0 | 0 | 0
LDNO HV: LV Network Domestic | 0 | 0 | 0 | 0 | 0 | 0
> LV Network Non-Domestic Non-CT
LV Network Non-Domestic Non-CT | 16585.0352 | 64545.2858 | 72719.4798 | 2537.8967 | 0 | 0
LDNO LV: LV Network Non-Domestic Non-CT | 17.5872 | 68.4456 | 87.8517 | 4.4921 | 0 | 0
LDNO HV: LV Network Non-Domestic Non-CT | 156.711 | 609.8847 | 659.6068 | 21.0782 | 0 | 0
> LV HH Metered
LV HH Metered | 387715.6409 | 1535127.9869 | 1677145.8159 | 14377.71 | 1992168.0098 | 328940.954
LDNO LV: LV HH Metered | 669.5244 | 2538.2291 | 3058.5711 | 29.9436 | 5321.5205 | 497.7648
LDNO HV: LV HH Metered | 11245.3435 | 43175.5186 | 50207.7586 | 224.5627 | 67705.7206 | 8319.3401
> LV Sub HH Metered
LV Sub HH Metered | 10795.1032 | 41608.9643 | 50157.6678 | 151.3024 | 67327.3688 | 11921.3125
LDNO HV: LV Sub HH Metered | 0 | 0 | 0 | 0 | 0 | 0
> HV HH Metered
HV HH Metered | 750759.7815 | 2901574.3163 | 3996289.6937 | 3193.489 | 2753192.806 | 688380.989
LDNO HV: HV HH Metered | 4314.2832 | 15536.072 | 21872.6749 | 17.2178 | 22957.0916 | 1294.1946
> NHH UMS category A
NHH UMS category A | 50361.5557 | 0 | 0 | 1442.895 | 0 | 0
LDNO LV: NHH UMS category A | 287.0681 | 0 | 0 | 0 | 0 | 0
LDNO HV: NHH UMS category A | 357.069 | 0 | 0 | 0 | 0 | 0
> NHH UMS category B
NHH UMS category B | 22903.1851 | 0 | 0 | 1187.4883 | 0 | 0
LDNO LV: NHH UMS category B | 189.8887 | 0 | 0 | 0 | 0 | 0
LDNO HV: NHH UMS category B | 571.6938 | 0 | 0 | 0 | 0 | 0
> NHH UMS category C
NHH UMS category C | 356.2288 | 0 | 0 | 161.7915 | 0 | 0
LDNO LV: NHH UMS category C | 0 | 0 | 0 | 0 | 0 | 0
LDNO HV: NHH UMS category C | 0 | 0 | 0 | 0 | 0 | 0
> NHH UMS category D
NHH UMS category D | 8317.3632 | 0 | 0 | 261.512 | 0 | 0
LDNO LV: NHH UMS category D | 0 | 0 | 0 | 0 | 0 | 0
LDNO HV: NHH UMS category D | 0 | 0 | 0 | 0 | 0 | 0
> LV UMS (Pseudo HH Metered)
LV UMS (Pseudo HH Metered) | 12896.4684 | 29606.9037 | 198874.5437 | 117.019 | 0 | 0
LDNO LV: LV UMS (Pseudo HH Metered) | 0 | 0 | 0 | 0 | 0 | 0
LDNO HV: LV UMS (Pseudo HH Metered) | 0 | 0 | 0 | 0 | 0 | 0
> LV Generation NHH or Aggregate HH
LV Generation NHH or Aggregate HH | 1315.3859 | 0 | 0 | 18.316 | 0 | 0
LDNO LV: LV Generation NHH or Aggregate HH | 37.4655 | 0 | 0 | 0 | 0 | 0
LDNO HV: LV Generation NHH or Aggregate HH | 0 | 0 | 0 | 0 | 0 | 0
> LV Sub Generation NHH
LV Sub Generation NHH | 0 | 0 | 0 | 0 | 0 | 0
LDNO HV: LV Sub Generation NHH | 0 | 0 | 0 | 0 | 0 | 0
> LV Generation Intermittent
LV Generation Intermittent | 37363.5756 | 0 | 0 | 190.283 | 0 | 2298.3906
LDNO LV: LV Generation Intermittent | 0 | 0 | 0 | 0 | 0 | 0
LDNO HV: LV Generation Intermittent | 101.5981 | 0 | 0 | 0 | 0 | 98.0119
> LV Generation Non-Intermittent
LV Generation Non-Intermittent | 728.9515 | 3252.8215 | 3642.2599 | 71.2289 | 0 | 685.3002
LDNO LV: LV Generation Non-Intermittent | 0 | 0 | 0 | 0 | 0 | 0
LDNO HV: LV Generation Non-Intermittent | 0 | 0 | 0 | 0 | 0 | 0
> LV Sub Generation Intermittent
LV Sub Generation Intermittent | 1081.2842 | 0 | 0 | 4.0702 | 0 | 129.3429
LDNO HV: LV Sub Generation Intermittent | 0 | 0 | 0 | 0 | 0 | 0
> LV Sub Generation Non-Intermittent
LV Sub Generation Non-Intermittent | 383.1676 | 1336.996 | 2848.1643 | 1.0176 | 0 | 34.0767
LDNO HV: LV Sub Generation Non-Intermittent | 0 | 0 | 0 | 0 | 0 | 0
> HV Generation Intermittent
HV Generation Intermittent | 159023.4168 | 0 | 0 | 73.6338 | 0 | 3483.8436
LDNO HV: HV Generation Intermittent | 72.8404 | 0 | 0 | 0 | 0 | 0
> HV Generation Non-Intermittent
HV Generation Non-Intermittent | 66634.4986 | 212262.4935 | 400806.3204 | 163.4066 | 0 | 8887.1675
LDNO HV: HV Generation Non-Intermittent | 0 | 0 | 0 | 0 | 0 | 0
1055. Transmission exit charges (£/year)
Source: forecast.
Transmission exit
Transmission exit charges (£/year) | 11765728.3737
1059. Other expenditure
| Direct cost (£/year) | Indirect cost (£/year) | Indirect cost proportion | Network rates (£/year)
Other expenditure | 24217737.4516 | 109692210.5602 | 60% | 42938905.5495
1060. Customer contributions under current connection charging policy
Source: analysis of expenditure data and/or survey of capital expenditure schemes.
Customer contribution percentages by network level of supply and by asset network level.
These proportions should reflect the current connection charging method, not necessarily the method that was in place when the connection was built.
| Assets 132kV | Assets 132kV/EHV | Assets EHV | Assets EHV/HV | Assets 132kV/HV | Assets HV | Assets HV/LV | Assets LV circuits
LV network | 0% | 0% | 0% | 0% | 0% | 47.91% | 70.89% | 93.87%
LV substation | 0% | 0% | 0% | 0% | 0% | 47.91% | 70.89%
HV network | 0% | 0% | 6.542% | 35.16% | 35.16% | 63.78%
HV substation | 0% | 0% | 6.542% | 35.16%
1061. Average split of rate 1 units by distribution time band
| Red | Amber | Green
Domestic Unrestricted | 15.18% | 41.86% | 42.96%
Domestic Two Rate | 14.99% | 41.52% | 43.49%
Domestic Off Peak (related MPAN) | 4.507% | 31.79% | 63.71%
Small Non Domestic Unrestricted | 13.2% | 58.63% | 28.17%
Small Non Domestic Two Rate | 12.56% | 51.5% | 35.94%
Small Non Domestic Off Peak (related MPAN) | 1.688% | 18.71% | 79.61%
LV Medium Non-Domestic | 13.52% | 52.75% | 33.73%
LV Sub Medium Non-Domestic | 13.38% | 52.88% | 33.74%
HV Medium Non-Domestic | 13.39% | 53.96% | 32.65%
1062. Average split of rate 2 units by distribution time band
| Red | Amber | Green
Domestic Two Rate | 0% | 0% | 100%
Small Non Domestic Two Rate | 0% | 0% | 100%
LV Medium Non-Domestic | 0% | 0% | 100%
LV Sub Medium Non-Domestic | 0% | 0% | 100%
HV Medium Non-Domestic | 0% | 0% | 100%
1064. Average split of rate 1 units by special distribution time band
| Black | Yellow | Green
NHH UMS category A | 2.934% | 37.24% | 59.83%
NHH UMS category B | 4.947% | 8.917% | 86.14%
NHH UMS category C | 8.999% | 15.41% | 75.59%
NHH UMS category D | 0.9595% | 63.48% | 35.56%
1066. Typical annual hours by special distribution time band
Source: definition of distribution time bands.
The figures in this table will be automatically adjusted to match the number of days in the charging period.
| Black | Yellow | Green
Annual hours | 258 | 3252 | 5250
1068. Typical annual hours by distribution time band
Source: definition of distribution time bands.
The figures in this table will be automatically adjusted to match the number of days in the charging period.
| Red | Amber | Green
Annual hours | 780 | 2730 | 5250
1069. Peaking probabilities by network level
Source: analysis of network operation data.
Red, amber and green peaking probabilities
| Red | Amber | Green | Black peaking probabilities
GSPs | 98.26% | 0% | 1.74% | 98.26%
132kV | 85.76% | 13.25% | 0.9966% | 85.67%
132kV/EHV | 85.76% | 13.25% | 0.9966% | 85.67%
EHV | 67.05% | 28.67% | 4.289% | 66.43%
EHV/HV | 67.05% | 28.67% | 4.289% | 66.43%
132kV/HV | 85.76% | 13.25% | 0.9966% | 85.67%
HV | 67.05% | 28.67% | 4.289% | 66.43%
HV/LV | 67.05% | 28.67% | 4.289% | 66.43%
LV circuits | 67.05% | 28.67% | 4.289% | 66.43%
1092. Average kVAr by kVA, by network level
Source: analysis of operational data.
This is the average of MVAr/MVA or SQRT(1-PF^2) across relevant network elements.
| GSPs | 132kV | 132kV/EHV | EHV | EHV/HV | 132kV/HV | HV | HV/LV | LV circuits
Average kVAr by kVA, by network level | 0.29066 | 0.29066 | 0.29066 | 0.29066 | 0.29066 | 0.29066 | 0.29066 | 0.29066 | 0.29066
1201. Current tariff information
| Current revenues if known (£) | Current Unit rate 1 p/kWh | Current Unit rate 2 p/kWh | Current Unit rate 3 p/kWh | Current Fixed charge p/MPAN/day | Current Capacity charge p/kVA/day | Current Reactive power charge p/kVArh
Domestic Unrestricted |  | 2.146 | 0 | 0 | 3.05 | 0 | 0
Domestic Two Rate |  | 2.489 | 0.067 | 0 | 3.05 | 0 | 0
Domestic Off Peak (related MPAN) |  | 0.618 | 0 | 0 | 0 | 0 | 0
Small Non Domestic Unrestricted |  | 1.894 | 0 | 0 | 5.07 | 0 | 0
Small Non Domestic Two Rate |  | 2.103 | 0.064 | 0 | 5.07 | 0 | 0
Small Non Domestic Off Peak (related MPAN) |  | 0.287 | 0 | 0 | 0 | 0 | 0
LV Medium Non-Domestic |  | 2.073 | 0.06 | 0 | 31.45 | 0 | 0
LV Sub Medium Non-Domestic |  | 1.442 | 0.04 | 0 | 3.29 | 0 | 0
HV Medium Non-Domestic |  | 1.329 | 0.026 | 0 | 209.83 | 0 | 0
LV Network Domestic |  | 13.136 | 0.595 | 0.061 | 3.05 | 0 | 0
LV Network Non-Domestic Non-CT |  | 13.14 | 0.573 | 0.06 | 5.07 | 0 | 0
LV HH Metered |  | 11.301 | 0.433 | 0.048 | 7.47 | 2.5 | 0.393
LV Sub HH Metered |  | 9.708 | 0.268 | 0.034 | 5.75 | 3.29 | 0.319
HV HH Metered |  | 7.425 | 0.115 | 0.021 | 57.08 | 3.92 | 0.218
NHH UMS category A |  | 1.842 | 0 | 0 | 0 | 0 | 0
NHH UMS category B |  | 2.458 | 0 | 0 | 0 | 0 | 0
NHH UMS category C |  | 3.98 | 0 | 0 | 0 | 0 | 0
NHH UMS category D |  | 1.232 | 0 | 0 | 0 | 0 | 0
LV UMS (Pseudo HH Metered) |  | 37.447 | 1.041 | 0.595 | 0 | 0 | 0

## LAFs
Loss adjustment factors and network use matrices for WPD East Midlands in April 17 (Final)
This sheet calculates matrices of loss adjustment factors and of network use factors.
These matrices map out the extent to which each type of user uses each level of the network, and are used throughout the workbook.
2001. Loss adjustment factors to transmission
Data sources:
x1 = Network level for each tariff (to get loss factors applicable to capacity) (in Loss adjustment factors to transmission)
x2 = 1032. Loss adjustment factors to transmission
Kind: | Fixed data | [6 empty] | Sum-product calculation
Formula: | [7 empty] | =SUMPRODUCT(x1, x2)
Network level for each tariff (to get loss factors applicable to capacity)
| 132kV | 132kV/EHV | EHV | EHV/HV | HV | HV/LV | LV circuits | Loss adjustment factor
Domestic Unrestricted | 0 | 0 | 0 | 0 | 0 | 0 | 1 | 1.093
Domestic Two Rate | 0 | 0 | 0 | 0 | 0 | 0 | 1 | 1.093
Domestic Off Peak (related MPAN) | 0 | 0 | 0 | 0 | 0 | 0 | 1 | 1.093
Small Non Domestic Unrestricted | 0 | 0 | 0 | 0 | 0 | 0 | 1 | 1.093
Small Non Domestic Two Rate | 0 | 0 | 0 | 0 | 0 | 0 | 1 | 1.093
Small Non Domestic Off Peak (related MPAN) | 0 | 0 | 0 | 0 | 0 | 0 | 1 | 1.093
LV Medium Non-Domestic | 0 | 0 | 0 | 0 | 0 | 0 | 1 | 1.093
LV Sub Medium Non-Domestic | 0 | 0 | 0 | 0 | 0 | 1 | 0 | 1.053
HV Medium Non-Domestic | 0 | 0 | 0 | 0 | 1 | 0 | 0 | 1.034
LV Network Domestic | 0 | 0 | 0 | 0 | 0 | 0 | 1 | 1.093
LV Network Non-Domestic Non-CT | 0 | 0 | 0 | 0 | 0 | 0 | 1 | 1.093
LV HH Metered | 0 | 0 | 0 | 0 | 0 | 0 | 1 | 1.093
LV Sub HH Metered | 0 | 0 | 0 | 0 | 0 | 1 | 0 | 1.053
HV HH Metered | 0 | 0 | 0 | 0 | 1 | 0 | 0 | 1.034
NHH UMS category A | 0 | 0 | 0 | 0 | 0 | 0 | 1 | 1.093
NHH UMS category B | 0 | 0 | 0 | 0 | 0 | 0 | 1 | 1.093
NHH UMS category C | 0 | 0 | 0 | 0 | 0 | 0 | 1 | 1.093
NHH UMS category D | 0 | 0 | 0 | 0 | 0 | 0 | 1 | 1.093
LV UMS (Pseudo HH Metered) | 0 | 0 | 0 | 0 | 0 | 0 | 1 | 1.093
LV Generation NHH or Aggregate HH | 0 | 0 | 0 | 0 | 0 | 0 | 1 | 1.093
LV Sub Generation NHH | 0 | 0 | 0 | 0 | 0 | 1 | 0 | 1.053
LV Generation Intermittent | 0 | 0 | 0 | 0 | 0 | 0 | 1 | 1.093
LV Generation Non-Intermittent | 0 | 0 | 0 | 0 | 0 | 0 | 1 | 1.093
LV Sub Generation Intermittent | 0 | 0 | 0 | 0 | 0 | 1 | 0 | 1.053
LV Sub Generation Non-Intermittent | 0 | 0 | 0 | 0 | 0 | 1 | 0 | 1.053
HV Generation Intermittent | 0 | 0 | 0 | 0 | 1 | 0 | 0 | 1.034
HV Generation Non-Intermittent | 0 | 0 | 0 | 0 | 1 | 0 | 0 | 1.034
2002. Mapping of DRM network levels to core network levels
| 132kV | 132kV/EHV | EHV | EHV/HV | HV | HV/LV | LV circuits
132kV | 1 | 0 | 0 | 0 | 0 | 0 | 0
132kV/EHV | 0 | 1 | 0 | 0 | 0 | 0 | 0
EHV | 0 | 0 | 1 | 0 | 0 | 0 | 0
EHV/HV | 0 | 0 | 0 | 1 | 0 | 0 | 0
132kV/HV | 0 | 0 | 0 | 1 | 0 | 0 | 0
HV | 0 | 0 | 0 | 0 | 1 | 0 | 0
HV/LV | 0 | 0 | 0 | 0 | 0 | 1 | 0
LV circuits | 0 | 0 | 0 | 0 | 0 | 0 | 1
2003. Loss adjustment factor to transmission for each DRM network level
Data sources:
x1 = 2002. Mapping of DRM network levels to core network levels
x2 = 1032. Loss adjustment factors to transmission
Sum-product calculation =SUMPRODUCT(x1, x2)
Loss adjustment factor to transmission for each DRM network level
132kV | 1.002
132kV/EHV | 1.007
EHV | 1.01
EHV/HV | 1.018
132kV/HV | 1.018
HV | 1.034
HV/LV | 1.053
LV circuits | 1.093
2004. Loss adjustment factor to transmission for each network level
Data sources:
x1 = 2003. Loss adjustment factor to transmission for each DRM network level
x2 = 1 for GSP level
Combine tables = x1 or x2
| GSPs | 132kV | 132kV/EHV | EHV | EHV/HV | 132kV/HV | HV | HV/LV | LV circuits
Loss adjustment factor to transmission for each network level | 1 | 1.002 | 1.007 | 1.01 | 1.018 | 1.018 | 1.034 | 1.053 | 1.093
2005. Network use factors
These network use factors indicate to what extent each network level is used by each tariff. This table reflects the policy that
generators receive credits only in respect of network levels above the voltage of connection. Generators do not receive credits at the
voltage of connection. The factors in this table are before any adjustment for a 132kV/HV network level or for generation-dominated areas.
| GSPs | 132kV | 132kV/EHV | EHV | EHV/HV | HV | HV/LV | LV circuits
Domestic Unrestricted | 1 | 1 | 1 | 1 | 1 | 1 | 1 | 1
Domestic Two Rate | 1 | 1 | 1 | 1 | 1 | 1 | 1 | 1
Domestic Off Peak (related MPAN) | 1 | 1 | 1 | 1 | 1 | 1 | 1 | 1
Small Non Domestic Unrestricted | 1 | 1 | 1 | 1 | 1 | 1 | 1 | 1
Small Non Domestic Two Rate | 1 | 1 | 1 | 1 | 1 | 1 | 1 | 1
Small Non Domestic Off Peak (related MPAN) | 1 | 1 | 1 | 1 | 1 | 1 | 1 | 1
LV Medium Non-Domestic | 1 | 1 | 1 | 1 | 1 | 1 | 1 | 1
LV Sub Medium Non-Domestic | 1 | 1 | 1 | 1 | 1 | 1 | 1 | 0
HV Medium Non-Domestic | 1 | 1 | 1 | 1 | 1 | 1 | 0 | 0
LV Network Domestic | 1 | 1 | 1 | 1 | 1 | 1 | 1 | 1
LV Network Non-Domestic Non-CT | 1 | 1 | 1 | 1 | 1 | 1 | 1 | 1
LV HH Metered | 1 | 1 | 1 | 1 | 1 | 1 | 1 | 1
LV Sub HH Metered | 1 | 1 | 1 | 1 | 1 | 1 | 1 | 0
HV HH Metered | 1 | 1 | 1 | 1 | 1 | 1 | 0 | 0
NHH UMS category A | 1 | 1 | 1 | 1 | 1 | 1 | 1 | 1
NHH UMS category B | 1 | 1 | 1 | 1 | 1 | 1 | 1 | 1
NHH UMS category C | 1 | 1 | 1 | 1 | 1 | 1 | 1 | 1
NHH UMS category D | 1 | 1 | 1 | 1 | 1 | 1 | 1 | 1
LV UMS (Pseudo HH Metered) | 1 | 1 | 1 | 1 | 1 | 1 | 1 | 1
LV Generation NHH or Aggregate HH | 1 | 1 | 1 | 1 | 1 | 1 | 1 | 0
LV Sub Generation NHH | 1 | 1 | 1 | 1 | 1 | 1 | 0 | 0
LV Generation Intermittent | 1 | 1 | 1 | 1 | 1 | 1 | 1 | 0
LV Generation Non-Intermittent | 1 | 1 | 1 | 1 | 1 | 1 | 1 | 0
LV Sub Generation Intermittent | 1 | 1 | 1 | 1 | 1 | 1 | 0 | 0
LV Sub Generation Non-Intermittent | 1 | 1 | 1 | 1 | 1 | 1 | 0 | 0
HV Generation Intermittent | 1 | 1 | 1 | 1 | 1 | 0 | 0 | 0
HV Generation Non-Intermittent | 1 | 1 | 1 | 1 | 1 | 0 | 0 | 0
2006. Proportion going through 132kV/EHV
Data sources:
x1 = 1018. Proportion of relevant load going through 132kV/HV direct transformation
Calculation =1-x1
132kV/EHV
132kV/EHV | 92.5%
2007. Proportion going through EHV
Data sources:
x1 = 1018. Proportion of relevant load going through 132kV/HV direct transformation
Calculation =1-x1
EHV
EHV | 92.5%
2008. Proportion going through EHV/HV
Data sources:
x1 = 1018. Proportion of relevant load going through 132kV/HV direct transformation
Calculation =1-x1
EHV/HV
EHV/HV | 92.5%
2009. Rerouteing matrix for all network levels
Data sources:
x1 = 1018. Proportion of relevant load going through 132kV/HV direct transformation
x2 = 2006. Proportion going through 132kV/EHV
x3 = 2007. Proportion going through EHV
x4 = 2008. Proportion going through EHV/HV
x5 = Rerouteing matrix: default elements
x6 = Map GSP to GSP
Combine tables = x1 or x2 or x3 or x4 or x5 or x6
| GSPs | 132kV | 132kV/EHV | EHV | EHV/HV | HV | HV/LV | LV circuits
GSPs | 1
132kV |  | 100% | 0% | 0% | 0% | 0% | 0% | 0%
132kV/EHV |  | 0% | 92.5% | 0% | 0% | 0% | 0% | 0%
EHV |  | 0% | 0% | 92.5% | 0% | 0% | 0% | 0%
EHV/HV |  | 0% | 0% | 0% | 92.5% | 0% | 0% | 0%
132kV/HV |  | 0% | 0% | 0% | 7.504% | 0% | 0% | 0%
HV |  | 0% | 0% | 0% | 0% | 100% | 0% | 0%
HV/LV |  | 0% | 0% | 0% | 0% | 0% | 100% | 0%
LV circuits |  | 0% | 0% | 0% | 0% | 0% | 0% | 100%
2010. Network use factors: interim step in calculations before adjustments
Data sources:
x1 = 2005. Network use factors
x2 = 2009. Rerouteing matrix for all network levels
Sum-product calculation =SUMPRODUCT(x1, x2)
| GSPs | 132kV | 132kV/EHV | EHV | EHV/HV | 132kV/HV | HV | HV/LV | LV circuits
Domestic Unrestricted | 1 | 1 | 0.92496 | 0.92496 | 0.92496 | 0.075044 | 1 | 1 | 1
Domestic Two Rate | 1 | 1 | 0.92496 | 0.92496 | 0.92496 | 0.075044 | 1 | 1 | 1
Domestic Off Peak (related MPAN) | 1 | 1 | 0.92496 | 0.92496 | 0.92496 | 0.075044 | 1 | 1 | 1
Small Non Domestic Unrestricted | 1 | 1 | 0.92496 | 0.92496 | 0.92496 | 0.075044 | 1 | 1 | 1
Small Non Domestic Two Rate | 1 | 1 | 0.92496 | 0.92496 | 0.92496 | 0.075044 | 1 | 1 | 1
Small Non Domestic Off Peak (related MPAN) | 1 | 1 | 0.92496 | 0.92496 | 0.92496 | 0.075044 | 1 | 1 | 1
LV Medium Non-Domestic | 1 | 1 | 0.92496 | 0.92496 | 0.92496 | 0.075044 | 1 | 1 | 1
LV Sub Medium Non-Domestic | 1 | 1 | 0.92496 | 0.92496 | 0.92496 | 0.075044 | 1 | 1 | 0
HV Medium Non-Domestic | 1 | 1 | 0.92496 | 0.92496 | 0.92496 | 0.075044 | 1 | 0 | 0
LV Network Domestic | 1 | 1 | 0.92496 | 0.92496 | 0.92496 | 0.075044 | 1 | 1 | 1
LV Network Non-Domestic Non-CT | 1 | 1 | 0.92496 | 0.92496 | 0.92496 | 0.075044 | 1 | 1 | 1
LV HH Metered | 1 | 1 | 0.92496 | 0.92496 | 0.92496 | 0.075044 | 1 | 1 | 1
LV Sub HH Metered | 1 | 1 | 0.92496 | 0.92496 | 0.92496 | 0.075044 | 1 | 1 | 0
HV HH Metered | 1 | 1 | 0.92496 | 0.92496 | 0.92496 | 0.075044 | 1 | 0 | 0
NHH UMS category A | 1 | 1 | 0.92496 | 0.92496 | 0.92496 | 0.075044 | 1 | 1 | 1
NHH UMS category B | 1 | 1 | 0.92496 | 0.92496 | 0.92496 | 0.075044 | 1 | 1 | 1
NHH UMS category C | 1 | 1 | 0.92496 | 0.92496 | 0.92496 | 0.075044 | 1 | 1 | 1
NHH UMS category D | 1 | 1 | 0.92496 | 0.92496 | 0.92496 | 0.075044 | 1 | 1 | 1
LV UMS (Pseudo HH Metered) | 1 | 1 | 0.92496 | 0.92496 | 0.92496 | 0.075044 | 1 | 1 | 1
LV Generation NHH or Aggregate HH | 1 | 1 | 0.92496 | 0.92496 | 0.92496 | 0.075044 | 1 | 1 | 0
LV Sub Generation NHH | 1 | 1 | 0.92496 | 0.92496 | 0.92496 | 0.075044 | 1 | 0 | 0
LV Generation Intermittent | 1 | 1 | 0.92496 | 0.92496 | 0.92496 | 0.075044 | 1 | 1 | 0
LV Generation Non-Intermittent | 1 | 1 | 0.92496 | 0.92496 | 0.92496 | 0.075044 | 1 | 1 | 0
LV Sub Generation Intermittent | 1 | 1 | 0.92496 | 0.92496 | 0.92496 | 0.075044 | 1 | 0 | 0
LV Sub Generation Non-Intermittent | 1 | 1 | 0.92496 | 0.92496 | 0.92496 | 0.075044 | 1 | 0 | 0
HV Generation Intermittent | 1 | 1 | 0.92496 | 0.92496 | 0.92496 | 0.075044 | 0 | 0 | 0
HV Generation Non-Intermittent | 1 | 1 | 0.92496 | 0.92496 | 0.92496 | 0.075044 | 0 | 0 | 0
2011. Network use factors for all tariffs
Data sources:
x1 = Network use factors including 132kV/HV for generation dominated tariffs
x2 = Network use factors including 132kV/HV for HV Sub tariffs
x3 = 2010. Network use factors: interim step in calculations before adjustments
Combine tables = x1 or x2 or x3
| GSPs | 132kV | 132kV/EHV | EHV | EHV/HV | 132kV/HV | HV | HV/LV | LV circuits
Domestic Unrestricted | 1 | 1 | 0.92496 | 0.92496 | 0.92496 | 0.075044 | 1 | 1 | 1
Domestic Two Rate | 1 | 1 | 0.92496 | 0.92496 | 0.92496 | 0.075044 | 1 | 1 | 1
Domestic Off Peak (related MPAN) | 1 | 1 | 0.92496 | 0.92496 | 0.92496 | 0.075044 | 1 | 1 | 1
Small Non Domestic Unrestricted | 1 | 1 | 0.92496 | 0.92496 | 0.92496 | 0.075044 | 1 | 1 | 1
Small Non Domestic Two Rate | 1 | 1 | 0.92496 | 0.92496 | 0.92496 | 0.075044 | 1 | 1 | 1
Small Non Domestic Off Peak (related MPAN) | 1 | 1 | 0.92496 | 0.92496 | 0.92496 | 0.075044 | 1 | 1 | 1
LV Medium Non-Domestic | 1 | 1 | 0.92496 | 0.92496 | 0.92496 | 0.075044 | 1 | 1 | 1
LV Sub Medium Non-Domestic | 1 | 1 | 0.92496 | 0.92496 | 0.92496 | 0.075044 | 1 | 1 | 0
HV Medium Non-Domestic | 1 | 1 | 0.92496 | 0.92496 | 0.92496 | 0.075044 | 1 | 0 | 0
LV Network Domestic | 1 | 1 | 0.92496 | 0.92496 | 0.92496 | 0.075044 | 1 | 1 | 1
LV Network Non-Domestic Non-CT | 1 | 1 | 0.92496 | 0.92496 | 0.92496 | 0.075044 | 1 | 1 | 1
LV HH Metered | 1 | 1 | 0.92496 | 0.92496 | 0.92496 | 0.075044 | 1 | 1 | 1
LV Sub HH Metered | 1 | 1 | 0.92496 | 0.92496 | 0.92496 | 0.075044 | 1 | 1 | 0
HV HH Metered | 1 | 1 | 0.92496 | 0.92496 | 0.92496 | 0.075044 | 1 | 0 | 0
NHH UMS category A | 1 | 1 | 0.92496 | 0.92496 | 0.92496 | 0.075044 | 1 | 1 | 1
NHH UMS category B | 1 | 1 | 0.92496 | 0.92496 | 0.92496 | 0.075044 | 1 | 1 | 1
NHH UMS category C | 1 | 1 | 0.92496 | 0.92496 | 0.92496 | 0.075044 | 1 | 1 | 1
NHH UMS category D | 1 | 1 | 0.92496 | 0.92496 | 0.92496 | 0.075044 | 1 | 1 | 1
LV UMS (Pseudo HH Metered) | 1 | 1 | 0.92496 | 0.92496 | 0.92496 | 0.075044 | 1 | 1 | 1
LV Generation NHH or Aggregate HH | 1 | 1 | 0.92496 | 0.92496 | 0.92496 | 0.075044 | 1 | 1 | 0
LV Sub Generation NHH | 1 | 1 | 0.92496 | 0.92496 | 0.92496 | 0.075044 | 1 | 0 | 0
LV Generation Intermittent | 1 | 1 | 0.92496 | 0.92496 | 0.92496 | 0.075044 | 1 | 1 | 0
LV Generation Non-Intermittent | 1 | 1 | 0.92496 | 0.92496 | 0.92496 | 0.075044 | 1 | 1 | 0
LV Sub Generation Intermittent | 1 | 1 | 0.92496 | 0.92496 | 0.92496 | 0.075044 | 1 | 0 | 0
LV Sub Generation Non-Intermittent | 1 | 1 | 0.92496 | 0.92496 | 0.92496 | 0.075044 | 1 | 0 | 0
HV Generation Intermittent | 1 | 1 | 0.92496 | 0.92496 | 0.92496 | 0.075044 | 0 | 0 | 0
HV Generation Non-Intermittent | 1 | 1 | 0.92496 | 0.92496 | 0.92496 | 0.075044 | 0 | 0 | 0
2012. Loss adjustment factors between end user meter reading and each network level, scaled by network use
Data sources:
x1 = 2004. Loss adjustment factor to transmission for each network level
x2 = 2011. Network use factors for all tariffs
x3 = 2001. Loss adjustment factor to transmission (in Loss adjustment factors to transmission)
Calculation =IF(x1="",x2,x2*x3/x1)
| GSPs | 132kV | 132kV/EHV | EHV | EHV/HV | 132kV/HV | HV | HV/LV | LV circuits
Domestic Unrestricted | 1.093 | 1.0908 | 1.0039 | 1.001 | 0.9931 | 0.080573 | 1.0571 | 1.038 | 1
Domestic Two Rate | 1.093 | 1.0908 | 1.0039 | 1.001 | 0.9931 | 0.080573 | 1.0571 | 1.038 | 1
Domestic Off Peak (related MPAN) | 1.093 | 1.0908 | 1.0039 | 1.001 | 0.9931 | 0.080573 | 1.0571 | 1.038 | 1
Small Non Domestic Unrestricted | 1.093 | 1.0908 | 1.0039 | 1.001 | 0.9931 | 0.080573 | 1.0571 | 1.038 | 1
Small Non Domestic Two Rate | 1.093 | 1.0908 | 1.0039 | 1.001 | 0.9931 | 0.080573 | 1.0571 | 1.038 | 1
Small Non Domestic Off Peak (related MPAN) | 1.093 | 1.0908 | 1.0039 | 1.001 | 0.9931 | 0.080573 | 1.0571 | 1.038 | 1
LV Medium Non-Domestic | 1.093 | 1.0908 | 1.0039 | 1.001 | 0.9931 | 0.080573 | 1.0571 | 1.038 | 1
LV Sub Medium Non-Domestic | 1.053 | 1.0509 | 0.96721 | 0.96433 | 0.95676 | 0.077624 | 1.0184 | 1 | 0
HV Medium Non-Domestic | 1.034 | 1.0319 | 0.94976 | 0.94693 | 0.93949 | 0.076224 | 1 | 0 | 0
LV Network Domestic | 1.093 | 1.0908 | 1.0039 | 1.001 | 0.9931 | 0.080573 | 1.0571 | 1.038 | 1
LV Network Non-Domestic Non-CT | 1.093 | 1.0908 | 1.0039 | 1.001 | 0.9931 | 0.080573 | 1.0571 | 1.038 | 1
LV HH Metered | 1.093 | 1.0908 | 1.0039 | 1.001 | 0.9931 | 0.080573 | 1.0571 | 1.038 | 1
LV Sub HH Metered | 1.053 | 1.0509 | 0.96721 | 0.96433 | 0.95676 | 0.077624 | 1.0184 | 1 | 0
HV HH Metered | 1.034 | 1.0319 | 0.94976 | 0.94693 | 0.93949 | 0.076224 | 1 | 0 | 0
NHH UMS category A | 1.093 | 1.0908 | 1.0039 | 1.001 | 0.9931 | 0.080573 | 1.0571 | 1.038 | 1
NHH UMS category B | 1.093 | 1.0908 | 1.0039 | 1.001 | 0.9931 | 0.080573 | 1.0571 | 1.038 | 1
NHH UMS category C | 1.093 | 1.0908 | 1.0039 | 1.001 | 0.9931 | 0.080573 | 1.0571 | 1.038 | 1
NHH UMS category D | 1.093 | 1.0908 | 1.0039 | 1.001 | 0.9931 | 0.080573 | 1.0571 | 1.038 | 1
LV UMS (Pseudo HH Metered) | 1.093 | 1.0908 | 1.0039 | 1.001 | 0.9931 | 0.080573 | 1.0571 | 1.038 | 1
LV Generation NHH or Aggregate HH | 1.093 | 1.0908 | 1.0039 | 1.001 | 0.9931 | 0.080573 | 1.0571 | 1.038 | 0
LV Sub Generation NHH | 1.053 | 1.0509 | 0.96721 | 0.96433 | 0.95676 | 0.077624 | 1.0184 | 0 | 0
LV Generation Intermittent | 1.093 | 1.0908 | 1.0039 | 1.001 | 0.9931 | 0.080573 | 1.0571 | 1.038 | 0
LV Generation Non-Intermittent | 1.093 | 1.0908 | 1.0039 | 1.001 | 0.9931 | 0.080573 | 1.0571 | 1.038 | 0
LV Sub Generation Intermittent | 1.053 | 1.0509 | 0.96721 | 0.96433 | 0.95676 | 0.077624 | 1.0184 | 0 | 0
LV Sub Generation Non-Intermittent | 1.053 | 1.0509 | 0.96721 | 0.96433 | 0.95676 | 0.077624 | 1.0184 | 0 | 0
HV Generation Intermittent | 1.034 | 1.0319 | 0.94976 | 0.94693 | 0.93949 | 0.076224 | 0 | 0 | 0
HV Generation Non-Intermittent | 1.034 | 1.0319 | 0.94976 | 0.94693 | 0.93949 | 0.076224 | 0 | 0 | 0

## DRM
Network model for WPD East Midlands in April 17 (Final)
This sheet collects data from a network model and calculates aggregated annuitised unit costs from these data.
2101. Annuity rate
Data sources:
x1 = 1010. Rate of return (in Financial and general assumptions)
x2 = 1010. Annualisation period (years) (in Financial and general assumptions)
x3 = 1010. Days in the charging year (in Financial and general assumptions)
Calculation =PMT(x1,x2,-1)*IF(OR(x3>366,x3<365),x3/365.25,1)
Annuity rate
Annuity rate | 5.288%
2102. Loss adjustment factor to transmission for each core level
Data sources:
x1 = 1032. Loss adjustment factors to transmission
x2 = 1 for GSP level
Combine tables = x1 or x2
| GSPs | 132kV | 132kV/EHV | EHV | EHV/HV | HV | HV/LV | LV circuits
Loss adjustment factor to transmission for each core level | 1 | 1.002 | 1.007 | 1.01 | 1.018 | 1.034 | 1.053 | 1.093
2103. Loss adjustment factors
Data sources:
x1 = 2102. Loss adjustment factor to transmission for each core level
x2 = Loss adjustment factor to transmission for network level exit (in Loss adjustment factors)
Kind: | Copy cells | Special copy
Formula: | =x1 | = x2
| Loss adjustment factor to transmission for network level exit | Loss adjustment factor to transmission for network level entry
GSPs | 1
132kV | 1.002 | 1
132kV/EHV | 1.007 | 1.002
EHV | 1.01 | 1.007
EHV/HV | 1.018 | 1.01
HV | 1.034 | 1.018
HV/LV | 1.053 | 1.034
LV circuits | 1.093 | 1.053
2104. Diversity calculations
Data sources:
x1 = 1017. Diversity allowance between top and bottom of network level
x2 = Coincidence to system peak at level exit (in Diversity calculations)
Kind: | Special calculation | Special calculation | Special calculation
Formula: | =previous/(1+x1) | =previous/(1+x1) | =1/x2-1
| Coincidence to GSP peak at level exit | Coincidence to system peak at level exit | Diversity allowance between level exit and GSP Group
GSPs |  | 97.59% | 2.471%
132kV | 95.69% | 93.38% | 7.084%
132kV/EHV | 95.69% | 93.38% | 7.084%
EHV | 88.68% | 86.55% | 15.55%
EHV/HV | 88.68% | 86.55% | 15.55%
HV | 66.18% | 64.59% | 54.83%
HV/LV | 66.18% | 64.59% | 54.83%
LV circuits | 66.18% | 64.59%
2105. Network model total maximum demand at substation (MW)
Data sources:
x1 = 1019. Network model GSP peak demand (MW)
x2 = 2104. Coincidence to GSP peak at level exit (in Diversity calculations)
Calculation =x1/x2
Network model total maximum demand at substation (MW)
132kV | 522.5067
132kV/EHV | 522.5067
EHV | 563.794
EHV/HV | 563.794
HV | 755.4839
HV/LV | 755.4839
LV circuits | 755.4839
2106. Network model contribution to system maximum load measured at network level exit (MW)
Data sources:
x1 = 2105. Network model total maximum demand at substation (MW)
x2 = 2104. Coincidence to system peak at level exit (in Diversity calculations)
x3 = 2103. Loss adjustment factor to transmission for network level exit (in Loss adjustment factors)
Calculation =x1*x2/x3
Network model contribution to system maximum load measured at network level exit (MW)
132kV | 486.9672
132kV/EHV | 484.5493
EHV | 483.11
EHV/HV | 479.3135
HV | 471.8967
HV/LV | 463.3819
LV circuits | 446.4237
2107. Rerouteing matrix for DRM network levels
Data sources:
x1 = 1018. Proportion of relevant load going through 132kV/HV direct transformation
x2 = 2006. Proportion going through 132kV/EHV
x3 = 2007. Proportion going through EHV
x4 = 2008. Proportion going through EHV/HV
x5 = Rerouteing matrix: default elements
Combine tables = x1 or x2 or x3 or x4 or x5
| 132kV | 132kV/EHV | EHV | EHV/HV | 132kV/HV | HV | HV/LV | LV circuits
132kV | 100% | 0% | 0% | 0% | 0% | 0% | 0% | 0%
132kV/EHV | 0% | 92.5% | 0% | 0% | 0% | 0% | 0% | 0%
EHV | 0% | 0% | 92.5% | 0% | 0% | 0% | 0% | 0%
EHV/HV | 0% | 0% | 0% | 92.5% | 7.504% | 0% | 0% | 0%
HV | 0% | 0% | 0% | 0% | 0% | 100% | 0% | 0%
HV/LV | 0% | 0% | 0% | 0% | 0% | 0% | 100% | 0%
LV circuits | 0% | 0% | 0% | 0% | 0% | 0% | 0% | 100%
2108. GSP simultaneous maximum load assumed through each network level (MW)
Data sources:
x1 = 2106. Network model contribution to system maximum load measured at network level exit (MW)
x2 = 2107. Rerouteing matrix for DRM network levels
Sum-product calculation =SUMPRODUCT(x1, x2)
GSP simultaneous maximum load assumed through each network level (MW)
132kV | 486.9672
132kV/EHV | 448.1866
EHV | 446.8554
EHV/HV | 443.3437
132kV/HV | 35.9698
HV | 471.8967
HV/LV | 463.3819
LV circuits | 446.4237
2109. Network model annuity by simultaneous maximum load for each network level (£/kW/year)
Data sources:
x1 = 2108. GSP simultaneous maximum load assumed through each network level (MW)
x2 = 1020. Gross asset cost by network level (£)
x3 = 2101. Annuity rate
Calculation =IF(x1,0.001*x2*x3/x1,0)
Model £/kW SML
Assets 132kV | 6.0763
Assets 132kV/EHV | 3.3229
Assets EHV | 4.0624
Assets EHV/HV | 6.6347
Assets 132kV/HV | 6.8758
Assets HV | 15.5903
Assets HV/LV | 6.7429
Assets LV circuits | 13.8117

## SM
Service models for WPD East Midlands in April 17 (Final)
This sheet collects and processes data from the service models.
2201. Asset £/customer from LV service models
Data sources:
x1 = 1025. Matrix of applicability of LV service models to tariffs with fixed charges
x2 = 1022. LV service model asset cost (£)
Sum-product calculation =SUMPRODUCT(x1, x2)
Assets LV customer
Domestic Unrestricted | 263.108
Domestic Two Rate | 263.108
Small Non Domestic Unrestricted | 591.9405
Small Non Domestic Two Rate | 591.9405
LV Medium Non-Domestic | 720.6833
LV Sub Medium Non-Domestic | 534.4731
LV Network Domestic | 263.108
LV Network Non-Domestic Non-CT | 591.9405
LV HH Metered | 1214.9764
LV Sub HH Metered | 935.7907
LV Generation NHH or Aggregate HH | 0
LV Sub Generation NHH | 0
LV Generation Intermittent | 0
LV Generation Non-Intermittent | 0
LV Sub Generation Intermittent | 0
LV Sub Generation Non-Intermittent | 0
2202. LV unmetered service model assets £/(MWh/year)
Data sources:
x1 = 1026. Matrix of applicability of LV service models to unmetered tariffs
x2 = 1022. LV service model asset cost (£)
Sum-product calculation =SUMPRODUCT(x1, x2)
Assets LV customer
LV unmetered service model assets £/(MWh/year) | 238.8389
2203. LV unmetered service model asset charge (p/kWh)
Data sources:
x1 = 1010. Annuity proportion for customer-contributed assets (in Financial and general assumptions)
x2 = 2202. LV unmetered service model assets £/(MWh/year)
x3 = 2101. Annuity rate
Calculation =0.1*x1*x2*x3
Assets LV customer
LV unmetered service model asset charge (p/kWh) | 0
2204. Asset £/customer from HV service models
Data sources:
x1 = 1028. Matrix of applicability of HV service models to tariffs with fixed charges
x2 = 1023. HV service model asset cost (£)
Sum-product calculation =SUMPRODUCT(x1, x2)
Assets HV customer
HV Medium Non-Domestic | 9284.1299
HV HH Metered | 9284.1299
HV Generation Intermittent | 4476.1927
HV Generation Non-Intermittent | 4476.1927
2205. Service model assets by tariff (£)
Data sources:
x1 = 2201. Asset £/customer from LV service models
x2 = 2204. Asset £/customer from HV service models
Combine tables = x1 or x2
| Assets LV customer | Assets HV customer
Domestic Unrestricted | 263.108
Domestic Two Rate | 263.108
Domestic Off Peak (related MPAN)
Small Non Domestic Unrestricted | 591.9405
Small Non Domestic Two Rate | 591.9405
Small Non Domestic Off Peak (related MPAN)
LV Medium Non-Domestic | 720.6833
LV Sub Medium Non-Domestic | 534.4731
HV Medium Non-Domestic |  | 9284.1299
LV Network Domestic | 263.108
LV Network Non-Domestic Non-CT | 591.9405
LV HH Metered | 1214.9764
LV Sub HH Metered | 935.7907
HV HH Metered |  | 9284.1299
NHH UMS category A
NHH UMS category B
NHH UMS category C
NHH UMS category D
LV UMS (Pseudo HH Metered)
LV Generation NHH or Aggregate HH | 0
LV Sub Generation NHH | 0
LV Generation Intermittent | 0
LV Generation Non-Intermittent | 0
LV Sub Generation Intermittent | 0
LV Sub Generation Non-Intermittent | 0
HV Generation Intermittent |  | 4476.1927
HV Generation Non-Intermittent |  | 4476.1927
2206. Replacement annuities for service models
Data sources:
x1 = 1010. Days in the charging year (in Financial and general assumptions)
x2 = 2205. Service model assets by tariff (£)
x3 = 2101. Annuity rate
x4 = 1010. Annuity proportion for customer-contributed assets (in Financial and general assumptions)
x5 = Service model p/MPAN/day charge (in Replacement annuities for service models)
Kind: | Calculation |  | Cell summation
Formula: | =100/x1*x2*x3*x4 |  | =SUM(x5)
Service model p/MPAN/day charge
| Assets LV customer | Assets HV customer | Service model p/MPAN/day
Domestic Unrestricted | 0 | 0 | 0
Domestic Two Rate | 0 | 0 | 0
Domestic Off Peak (related MPAN) | 0 | 0 | 0
Small Non Domestic Unrestricted | 0 | 0 | 0
Small Non Domestic Two Rate | 0 | 0 | 0
Small Non Domestic Off Peak (related MPAN) | 0 | 0 | 0
LV Medium Non-Domestic | 0 | 0 | 0
LV Sub Medium Non-Domestic | 0 | 0 | 0
HV Medium Non-Domestic | 0 | 0 | 0
LV Network Domestic | 0 | 0 | 0
LV Network Non-Domestic Non-CT | 0 | 0 | 0
LV HH Metered | 0 | 0 | 0
LV Sub HH Metered | 0 | 0 | 0
HV HH Metered | 0 | 0 | 0
NHH UMS category A | 0 | 0 | 0
NHH UMS category B | 0 | 0 | 0
NHH UMS category C | 0 | 0 | 0
NHH UMS category D | 0 | 0 | 0
LV UMS (Pseudo HH Metered) | 0 | 0 | 0
LV Generation NHH or Aggregate HH | 0 | 0 | 0
LV Sub Generation NHH | 0 | 0 | 0
LV Generation Intermittent | 0 | 0 | 0
LV Generation Non-Intermittent | 0 | 0 | 0
LV Sub Generation Intermittent | 0 | 0 | 0
LV Sub Generation Non-Intermittent | 0 | 0 | 0
HV Generation Intermittent | 0 | 0 | 0
HV Generation Non-Intermittent | 0 | 0 | 0

## Loads
Load characteristics for WPD East Midlands in April 17 (Final)
This sheet compiles information about the assumed characteristics of network users.
A load factor represents the average load of a user or user group, relative to the maximum load level of that user or
user group. Load factors are numbers between 0 and 1.
A coincidence factor represents the expectation value of the load of a user or user group at the time of system maximum load,
relative to the maximum load level of that user or user group. Coincidence factors are numbers between 0 and 1.
A load coefficient is the expectation value of the load of a user or user group at the time of system maximum load, relative to the average load level of that user or user group.
For demand users, the load coefficient is a demand coefficient and can be calculated as the ratio of the coincidence factor to the load factor.
2301. Demand coefficient (load at time of system maximum load divided by average load)
Data sources:
x1 = 1041. Coincidence factor to system maximum load for each type of demand user (in Load profile data for demand users)
x2 = 1041. Load factor for each type of demand user (in Load profile data for demand users)
Calculation =x1/x2
Demand coefficient
Domestic Unrestricted | 2.0317
Domestic Two Rate | 1.6818
Domestic Off Peak (related MPAN) | 0
Small Non Domestic Unrestricted | 1.7927
Small Non Domestic Two Rate | 1.5014
Small Non Domestic Off Peak (related MPAN) | 0
LV Medium Non-Domestic | 1.5645
LV Sub Medium Non-Domestic | 1.5645
HV Medium Non-Domestic | 1.5757
LV Network Domestic | 1.9041
LV Network Non-Domestic Non-CT | 1.6354
LV HH Metered | 1.4769
LV Sub HH Metered | 1.4534
HV HH Metered | 1.2025
NHH UMS category A | 1
NHH UMS category B | 2.1171
NHH UMS category C | 4.1536
NHH UMS category D | 0.0098827
LV UMS (Pseudo HH Metered) | 2.1271
2302. Load coefficient
Data sources:
x1 = 2301. Demand coefficient (load at time of system maximum load divided by average load)
x2 = Negative of generation coefficient; set to -1
Combine tables = x1 or x2
Load coefficient
Domestic Unrestricted | 2.0317
Domestic Two Rate | 1.6818
Domestic Off Peak (related MPAN) | 0
Small Non Domestic Unrestricted | 1.7927
Small Non Domestic Two Rate | 1.5014
Small Non Domestic Off Peak (related MPAN) | 0
LV Medium Non-Domestic | 1.5645
LV Sub Medium Non-Domestic | 1.5645
HV Medium Non-Domestic | 1.5757
LV Network Domestic | 1.9041
LV Network Non-Domestic Non-CT | 1.6354
LV HH Metered | 1.4769
LV Sub HH Metered | 1.4534
HV HH Metered | 1.2025
NHH UMS category A | 1
NHH UMS category B | 2.1171
NHH UMS category C | 4.1536
NHH UMS category D | 0.0098827
LV UMS (Pseudo HH Metered) | 2.1271
LV Generation NHH or Aggregate HH | -1
LV Sub Generation NHH | -1
LV Generation Intermittent | -1
LV Generation Non-Intermittent | -1
LV Sub Generation Intermittent | -1
LV Sub Generation Non-Intermittent | -1
HV Generation Intermittent | -1
HV Generation Non-Intermittent | -1
2303. Discount map
| No discount | LDNO LV: LV user | LDNO HV: LV user | LDNO HV: LV sub user | LDNO HV: HV user
> Domestic Unrestricted
Domestic Unrestricted | 1 | 0 | 0 | 0 | 0
LDNO LV: Domestic Unrestricted | 0 | 1 | 0 | 0 | 0
LDNO HV: Domestic Unrestricted | 0 | 0 | 1 | 0 | 0
> Domestic Two Rate
Domestic Two Rate | 1 | 0 | 0 | 0 | 0
LDNO LV: Domestic Two Rate | 0 | 1 | 0 | 0 | 0
LDNO HV: Domestic Two Rate | 0 | 0 | 1 | 0 | 0
> Domestic Off Peak (related MPAN)
Domestic Off Peak (related MPAN) | 1 | 0 | 0 | 0 | 0
LDNO LV: Domestic Off Peak (related MPAN) | 0 | 1 | 0 | 0 | 0
LDNO HV: Domestic Off Peak (related MPAN) | 0 | 0 | 1 | 0 | 0
> Small Non Domestic Unrestricted
Small Non Domestic Unrestricted | 1 | 0 | 0 | 0 | 0
LDNO LV: Small Non Domestic Unrestricted | 0 | 1 | 0 | 0 | 0
LDNO HV: Small Non Domestic Unrestricted | 0 | 0 | 1 | 0 | 0
> Small Non Domestic Two Rate
Small Non Domestic Two Rate | 1 | 0 | 0 | 0 | 0
LDNO LV: Small Non Domestic Two Rate | 0 | 1 | 0 | 0 | 0
LDNO HV: Small Non Domestic Two Rate | 0 | 0 | 1 | 0 | 0
> Small Non Domestic Off Peak (related MPAN)
Small Non Domestic Off Peak (related MPAN) | 1 | 0 | 0 | 0 | 0
LDNO LV: Small Non Domestic Off Peak (related MPAN) | 0 | 1 | 0 | 0 | 0
LDNO HV: Small Non Domestic Off Peak (related MPAN) | 0 | 0 | 1 | 0 | 0
> LV Medium Non-Domestic
LV Medium Non-Domestic | 1 | 0 | 0 | 0 | 0
LDNO LV: LV Medium Non-Domestic | 0 | 1 | 0 | 0 | 0
LDNO HV: LV Medium Non-Domestic | 0 | 0 | 1 | 0 | 0
> LV Sub Medium Non-Domestic
LV Sub Medium Non-Domestic | 1 | 0 | 0 | 0 | 0
> HV Medium Non-Domestic
HV Medium Non-Domestic | 1 | 0 | 0 | 0 | 0
> LV Network Domestic
LV Network Domestic | 1 | 0 | 0 | 0 | 0
LDNO LV: LV Network Domestic | 0 | 1 | 0 | 0 | 0
LDNO HV: LV Network Domestic | 0 | 0 | 1 | 0 | 0
> LV Network Non-Domestic Non-CT
LV Network Non-Domestic Non-CT | 1 | 0 | 0 | 0 | 0
LDNO LV: LV Network Non-Domestic Non-CT | 0 | 1 | 0 | 0 | 0
LDNO HV: LV Network Non-Domestic Non-CT | 0 | 0 | 1 | 0 | 0
> LV HH Metered
LV HH Metered | 1 | 0 | 0 | 0 | 0
LDNO LV: LV HH Metered | 0 | 1 | 0 | 0 | 0
LDNO HV: LV HH Metered | 0 | 0 | 1 | 0 | 0
> LV Sub HH Metered
LV Sub HH Metered | 1 | 0 | 0 | 0 | 0
LDNO HV: LV Sub HH Metered | 0 | 0 | 0 | 1 | 0
> HV HH Metered
HV HH Metered | 1 | 0 | 0 | 0 | 0
LDNO HV: HV HH Metered | 0 | 0 | 0 | 0 | 1
> NHH UMS category A
NHH UMS category A | 1 | 0 | 0 | 0 | 0
LDNO LV: NHH UMS category A | 0 | 1 | 0 | 0 | 0
LDNO HV: NHH UMS category A | 0 | 0 | 1 | 0 | 0
> NHH UMS category B
NHH UMS category B | 1 | 0 | 0 | 0 | 0
LDNO LV: NHH UMS category B | 0 | 1 | 0 | 0 | 0
LDNO HV: NHH UMS category B | 0 | 0 | 1 | 0 | 0
> NHH UMS category C
NHH UMS category C | 1 | 0 | 0 | 0 | 0
LDNO LV: NHH UMS category C | 0 | 1 | 0 | 0 | 0
LDNO HV: NHH UMS category C | 0 | 0 | 1 | 0 | 0
> NHH UMS category D
NHH UMS category D | 1 | 0 | 0 | 0 | 0
LDNO LV: NHH UMS category D | 0 | 1 | 0 | 0 | 0
LDNO HV: NHH UMS category D | 0 | 0 | 1 | 0 | 0
> LV UMS (Pseudo HH Metered)
LV UMS (Pseudo HH Metered) | 1 | 0 | 0 | 0 | 0
LDNO LV: LV UMS (Pseudo HH Metered) | 0 | 1 | 0 | 0 | 0
LDNO HV: LV UMS (Pseudo HH Metered) | 0 | 0 | 1 | 0 | 0
> LV Generation NHH or Aggregate HH
LV Generation NHH or Aggregate HH | 1 | 0 | 0 | 0 | 0
LDNO LV: LV Generation NHH or Aggregate HH | 1 | 0 | 0 | 0 | 0
LDNO HV: LV Generation NHH or Aggregate HH | 1 | 0 | 0 | 0 | 0
> LV Sub Generation NHH
LV Sub Generation NHH | 1 | 0 | 0 | 0 | 0
LDNO HV: LV Sub Generation NHH | 1 | 0 | 0 | 0 | 0
> LV Generation Intermittent
LV Generation Intermittent | 1 | 0 | 0 | 0 | 0
LDNO LV: LV Generation Intermittent | 1 | 0 | 0 | 0 | 0
LDNO HV: LV Generation Intermittent | 1 | 0 | 0 | 0 | 0
> LV Generation Non-Intermittent
LV Generation Non-Intermittent | 1 | 0 | 0 | 0 | 0
LDNO LV: LV Generation Non-Intermittent | 1 | 0 | 0 | 0 | 0
LDNO HV: LV Generation Non-Intermittent | 1 | 0 | 0 | 0 | 0
> LV Sub Generation Intermittent
LV Sub Generation Intermittent | 1 | 0 | 0 | 0 | 0
LDNO HV: LV Sub Generation Intermittent | 1 | 0 | 0 | 0 | 0
> LV Sub Generation Non-Intermittent
LV Sub Generation Non-Intermittent | 1 | 0 | 0 | 0 | 0
LDNO HV: LV Sub Generation Non-Intermittent | 1 | 0 | 0 | 0 | 0
> HV Generation Intermittent
HV Generation Intermittent | 1 | 0 | 0 | 0 | 0
LDNO HV: HV Generation Intermittent | 1 | 0 | 0 | 0 | 0
> HV Generation Non-Intermittent
HV Generation Non-Intermittent | 1 | 0 | 0 | 0 | 0
LDNO HV: HV Generation Non-Intermittent | 1 | 0 | 0 | 0 | 0
2304. LDNO discounts and volumes adjusted for discount
Data sources:
x1 = 2303. Discount map
x2 = 1037. Embedded network (LDNO) discounts
x3 = 100 per cent discount for generators on LDNO networks
x4 = Discount for each tariff (except for fixed charges) (in LDNO discounts and volumes adjusted for discount)
x5 = 1053. Rate 1 units (MWh) by tariff (in Volume forecasts for the charging year)
x6 = 1053. Rate 2 units (MWh) by tariff (in Volume forecasts for the charging year)
x7 = 1053. Rate 3 units (MWh) by tariff (in Volume forecasts for the charging year)
x8 = 1053. MPANs by tariff (in Volume forecasts for the charging year)
x9 = Discount for each tariff for fixed charges only (in LDNO discounts and volumes adjusted for discount)
x10 = 1053. Import capacity (kVA) by tariff (in Volume forecasts for the charging year)
x11 = 1053. Reactive power units (MVArh) by tariff (in Volume forecasts for the charging year)
Kind: | Sum-product calculation | Combine tables | Calculation | Calculation | Calculation | Calculation | Calculation | Calculation
Formula: | =SUMPRODUCT(x1, x2) | = x3 or x4 | =x5*(1-x4) | =x6*(1-x4) | =x7*(1-x4) | =x8*(1-x9) | =x10*(1-x4) | =x11*(1-x4)
| Discount for each tariff (except for fixed charges) | Discount for each tariff for fixed charges only | Rate 1 units (MWh) | Rate 2 units (MWh) | Rate 3 units (MWh) | MPANs | Import capacity (kVA) | Reactive power units (MVArh)
> Domestic Unrestricted
Domestic Unrestricted | 0% | 0% | 5135811.7458 | 0 | 0 | 1545669.868 | 0 | 0
LDNO LV: Domestic Unrestricted | 30.12% | 30.12% | 43603.5825 | 0 | 0 | 14561.2495 | 0 | 0
LDNO HV: Domestic Unrestricted | 48.82% | 48.82% | 40113.9186 | 0 | 0 | 13653.3509 | 0 | 0
> Domestic Two Rate
Domestic Two Rate | 0% | 0% | 2674882.1278 | 1237908.3874 | 0 | 890301.5671 | 0 | 0
LDNO LV: Domestic Two Rate | 30.12% | 30.12% | 2887.8133 | 910.5677 | 0 | 820.5441 | 0 | 0
LDNO HV: Domestic Two Rate | 48.82% | 48.82% | 2809.247 | 922.0092 | 0 | 887.0771 | 0 | 0
> Domestic Off Peak (related MPAN)
Domestic Off Peak (related MPAN) | 0% | 0% | 126246.1428 | 0 | 0 | 37550 | 0 | 0
LDNO LV: Domestic Off Peak (related MPAN) | 30.12% | 30.12% | 0 | 0 | 0 | 0 | 0 | 0
LDNO HV: Domestic Off Peak (related MPAN) | 48.82% | 48.82% | 0 | 0 | 0 | 0 | 0 | 0
> Small Non Domestic Unrestricted
Small Non Domestic Unrestricted | 0% | 0% | 1110178.3066 | 0 | 0 | 95231.7389 | 0 | 0
LDNO LV: Small Non Domestic Unrestricted | 30.12% | 30.12% | 2916.3108 | 0 | 0 | 374.5788 | 0 | 0
LDNO HV: Small Non Domestic Unrestricted | 48.82% | 48.82% | 4716.7914 | 0 | 0 | 378.9171 | 0 | 0
> Small Non Domestic Two Rate
Small Non Domestic Two Rate | 0% | 0% | 1563113.8011 | 493762.8671 | 0 | 83250.6073 | 0 | 0
LDNO LV: Small Non Domestic Two Rate | 30.12% | 30.12% | 133.4316 | 52.8956 | 0 | 4.8126 | 0 | 0
LDNO HV: Small Non Domestic Two Rate | 48.82% | 48.82% | 509.1919 | 118.3075 | 0 | 17.0366 | 0 | 0
> Small Non Domestic Off Peak (related MPAN)
Small Non Domestic Off Peak (related MPAN) | 0% | 0% | 4232.4037 | 0 | 0 | 725 | 0 | 0
LDNO LV: Small Non Domestic Off Peak (related MPAN) | 30.12% | 30.12% | 0 | 0 | 0 | 0 | 0 | 0
LDNO HV: Small Non Domestic Off Peak (related MPAN) | 48.82% | 48.82% | 0 | 0 | 0 | 0 | 0 | 0
> LV Medium Non-Domestic
LV Medium Non-Domestic | 0% | 0% | 0 | 0 | 0 | 0 | 0 | 0
LDNO LV: LV Medium Non-Domestic | 30.12% | 30.12% | 0 | 0 | 0 | 0 | 0 | 0
LDNO HV: LV Medium Non-Domestic | 48.82% | 48.82% | 0 | 0 | 0 | 0 | 0 | 0
> LV Sub Medium Non-Domestic
LV Sub Medium Non-Domestic | 0% | 0% | 0 | 0 | 0 | 0 | 0 | 0
> HV Medium Non-Domestic
HV Medium Non-Domestic | 0% | 0% | 0 | 0 | 0 | 0 | 0 | 0
> LV Network Domestic
LV Network Domestic | 0% | 0% | 0 | 0 | 0 | 0 | 0 | 0
LDNO LV: LV Network Domestic | 30.12% | 30.12% | 0 | 0 | 0 | 0 | 0 | 0
LDNO HV: LV Network Domestic | 48.82% | 48.82% | 0 | 0 | 0 | 0 | 0 | 0
> LV Network Non-Domestic Non-CT
LV Network Non-Domestic Non-CT | 0% | 0% | 16585.0352 | 64545.2858 | 72719.4798 | 2537.8967 | 0 | 0
LDNO LV: LV Network Non-Domestic Non-CT | 30.12% | 30.12% | 12.2896 | 47.8283 | 61.3889 | 3.139 | 0 | 0
LDNO HV: LV Network Non-Domestic Non-CT | 48.82% | 48.82% | 80.2042 | 312.137 | 337.5846 | 10.7878 | 0 | 0
> LV HH Metered
LV HH Metered | 0% | 0% | 387715.6409 | 1535127.9869 | 1677145.8159 | 14377.71 | 1992168.0098 | 328940.954
LDNO LV: LV HH Metered | 30.12% | 30.12% | 467.8492 | 1773.6595 | 2137.2633 | 20.9239 | 3718.5633 | 347.8273
LDNO HV: LV HH Metered | 48.82% | 48.82% | 5755.3309 | 22097.0925 | 25696.1705 | 114.9305 | 34651.5716 | 4257.8117
> LV Sub HH Metered
LV Sub HH Metered | 0% | 0% | 10795.1032 | 41608.9643 | 50157.6678 | 151.3024 | 67327.3688 | 11921.3125
LDNO HV: LV Sub HH Metered | 25.85% | 25.85% | 0 | 0 | 0 | 0 | 0 | 0
> HV HH Metered
HV HH Metered | 0% | 0% | 750759.7815 | 2901574.3163 | 3996289.6937 | 3193.489 | 2753192.806 | 688380.989
LDNO HV: HV HH Metered | 15.95% | 15.95% | 3626.2026 | 13058.2398 | 18384.2243 | 14.4718 | 19295.6885 | 1087.7848
> NHH UMS category A
NHH UMS category A | 0% | 0% | 50361.5557 | 0 | 0 | 1442.895 | 0 | 0
LDNO LV: NHH UMS category A | 30.12% | 30.12% | 200.597 | 0 | 0 | 0 | 0 | 0
LDNO HV: NHH UMS category A | 48.82% | 48.82% | 182.7468 | 0 | 0 | 0 | 0 | 0
> NHH UMS category B
NHH UMS category B | 0% | 0% | 22903.1851 | 0 | 0 | 1187.4883 | 0 | 0
LDNO LV: NHH UMS category B | 30.12% | 30.12% | 132.6901 | 0 | 0 | 0 | 0 | 0
LDNO HV: NHH UMS category B | 48.82% | 48.82% | 292.5911 | 0 | 0 | 0 | 0 | 0
> NHH UMS category C
NHH UMS category C | 0% | 0% | 356.2288 | 0 | 0 | 161.7915 | 0 | 0
LDNO LV: NHH UMS category C | 30.12% | 30.12% | 0 | 0 | 0 | 0 | 0 | 0
LDNO HV: NHH UMS category C | 48.82% | 48.82% | 0 | 0 | 0 | 0 | 0 | 0
> NHH UMS category D
NHH UMS category D | 0% | 0% | 8317.3632 | 0 | 0 | 261.512 | 0 | 0
LDNO LV: NHH UMS category D | 30.12% | 30.12% | 0 | 0 | 0 | 0 | 0 | 0
LDNO HV: NHH UMS category D | 48.82% | 48.82% | 0 | 0 | 0 | 0 | 0 | 0
> LV UMS (Pseudo HH Metered)
LV UMS (Pseudo HH Metered) | 0% | 0% | 12896.4684 | 29606.9037 | 198874.5437 | 117.019 | 0 | 0
LDNO LV: LV UMS (Pseudo HH Metered) | 30.12% | 30.12% | 0 | 0 | 0 | 0 | 0 | 0
LDNO HV: LV UMS (Pseudo HH Metered) | 48.82% | 48.82% | 0 | 0 | 0 | 0 | 0 | 0
> LV Generation NHH or Aggregate HH
LV Generation NHH or Aggregate HH | 0% | 0% | 1315.3859 | 0 | 0 | 18.316 | 0 | 0
LDNO LV: LV Generation NHH or Aggregate HH | 0% | 100% | 37.4655 | 0 | 0 | 0 | 0 | 0
LDNO HV: LV Generation NHH or Aggregate HH | 0% | 100% | 0 | 0 | 0 | 0 | 0 | 0
> LV Sub Generation NHH
LV Sub Generation NHH | 0% | 0% | 0 | 0 | 0 | 0 | 0 | 0
LDNO HV: LV Sub Generation NHH | 0% | 100% | 0 | 0 | 0 | 0 | 0 | 0
> LV Generation Intermittent
LV Generation Intermittent | 0% | 0% | 37363.5756 | 0 | 0 | 190.283 | 0 | 2298.3906
LDNO LV: LV Generation Intermittent | 0% | 100% | 0 | 0 | 0 | 0 | 0 | 0
LDNO HV: LV Generation Intermittent | 0% | 100% | 101.5981 | 0 | 0 | 0 | 0 | 98.0119
> LV Generation Non-Intermittent
LV Generation Non-Intermittent | 0% | 0% | 728.9515 | 3252.8215 | 3642.2599 | 71.2289 | 0 | 685.3002
LDNO LV: LV Generation Non-Intermittent | 0% | 100% | 0 | 0 | 0 | 0 | 0 | 0
LDNO HV: LV Generation Non-Intermittent | 0% | 100% | 0 | 0 | 0 | 0 | 0 | 0
> LV Sub Generation Intermittent
LV Sub Generation Intermittent | 0% | 0% | 1081.2842 | 0 | 0 | 4.0702 | 0 | 129.3429
LDNO HV: LV Sub Generation Intermittent | 0% | 100% | 0 | 0 | 0 | 0 | 0 | 0
> LV Sub Generation Non-Intermittent
LV Sub Generation Non-Intermittent | 0% | 0% | 383.1676 | 1336.996 | 2848.1643 | 1.0176 | 0 | 34.0767
LDNO HV: LV Sub Generation Non-Intermittent | 0% | 100% | 0 | 0 | 0 | 0 | 0 | 0
> HV Generation Intermittent
HV Generation Intermittent | 0% | 0% | 159023.4168 | 0 | 0 | 73.6338 | 0 | 3483.8436
LDNO HV: HV Generation Intermittent | 0% | 100% | 72.8404 | 0 | 0 | 0 | 0 | 0
> HV Generation Non-Intermittent
HV Generation Non-Intermittent | 0% | 0% | 66634.4986 | 212262.4935 | 400806.3204 | 163.4066 | 0 | 8887.1675
LDNO HV: HV Generation Non-Intermittent | 0% | 100% | 0 | 0 | 0 | 0 | 0 | 0
2305. Equivalent volume for each end user
Data sources:
x1 = 2304. Rate 1 units (MWh) (in LDNO discounts and volumes adjusted for discount)
x2 = 2304. Rate 2 units (MWh) (in LDNO discounts and volumes adjusted for discount)
x3 = 2304. Rate 3 units (MWh) (in LDNO discounts and volumes adjusted for discount)
x4 = 2304. MPANs (in LDNO discounts and volumes adjusted for discount)
x5 = 2304. Import capacity (kVA) (in LDNO discounts and volumes adjusted for discount)
x6 = 2304. Reactive power units (MVArh) (in LDNO discounts and volumes adjusted for discount)
Kind: | Cell summation | Cell summation | Cell summation | Cell summation | Cell summation | Cell summation
Formula: | =SUM(x1) | =SUM(x2) | =SUM(x3) | =SUM(x4) | =SUM(x5) | =SUM(x6)
| Rate 1 units (MWh) | Rate 2 units (MWh) | Rate 3 units (MWh) | MPANs | Import capacity (kVA) | Reactive power units (MVArh)
Domestic Unrestricted | 5219529.2469 | 0 | 0 | 1573884.4684 | 0 | 0
Domestic Two Rate | 2680579.188 | 1239740.9643 | 0 | 892009.1884 | 0 | 0
Domestic Off Peak (related MPAN) | 126246.1428 | 0 | 0 | 37550 | 0 | 0
Small Non Domestic Unrestricted | 1117811.4089 | 0 | 0 | 95985.2348 | 0 | 0
Small Non Domestic Two Rate | 1563756.4246 | 493934.0702 | 0 | 83272.4565 | 0 | 0
Small Non Domestic Off Peak (related MPAN) | 4232.4037 | 0 | 0 | 725 | 0 | 0
LV Medium Non-Domestic | 0 | 0 | 0 | 0 | 0 | 0
LV Sub Medium Non-Domestic | 0 | 0 | 0 | 0 | 0 | 0
HV Medium Non-Domestic | 0 | 0 | 0 | 0 | 0 | 0
LV Network Domestic | 0 | 0 | 0 | 0 | 0 | 0
LV Network Non-Domestic Non-CT | 16677.529 | 64905.2512 | 73118.4533 | 2551.8234 | 0 | 0
LV HH Metered | 393938.821 | 1558998.739 | 1704979.2497 | 14513.5644 | 2030538.1447 | 333546.5929
LV Sub HH Metered | 10795.1032 | 41608.9643 | 50157.6678 | 151.3024 | 67327.3688 | 11921.3125
HV HH Metered | 754385.984 | 2914632.556 | 4014673.918 | 3207.9608 | 2772488.4946 | 689468.7737
NHH UMS category A | 50744.8994 | 0 | 0 | 1442.895 | 0 | 0
NHH UMS category B | 23328.4663 | 0 | 0 | 1187.4883 | 0 | 0
NHH UMS category C | 356.2288 | 0 | 0 | 161.7915 | 0 | 0
NHH UMS category D | 8317.3632 | 0 | 0 | 261.512 | 0 | 0
LV UMS (Pseudo HH Metered) | 12896.4684 | 29606.9037 | 198874.5437 | 117.019 | 0 | 0
LV Generation NHH or Aggregate HH | 1352.8514 | 0 | 0 | 18.316 | 0 | 0
LV Sub Generation NHH | 0 | 0 | 0 | 0 | 0 | 0
LV Generation Intermittent | 37465.1738 | 0 | 0 | 190.283 | 0 | 2396.4024
LV Generation Non-Intermittent | 728.9515 | 3252.8215 | 3642.2599 | 71.2289 | 0 | 685.3002
LV Sub Generation Intermittent | 1081.2842 | 0 | 0 | 4.0702 | 0 | 129.3429
LV Sub Generation Non-Intermittent | 383.1676 | 1336.996 | 2848.1643 | 1.0176 | 0 | 34.0767
HV Generation Intermittent | 159096.2572 | 0 | 0 | 73.6338 | 0 | 3483.8436
HV Generation Non-Intermittent | 66634.4986 | 212262.4935 | 400806.3204 | 163.4066 | 0 | 8887.1675

## Multi
Load characteristics for multiple unit rates for WPD East Midlands in April 17 (Final)
2401. Adjust annual hours by distribution time band to match days in year
Data sources:
x1 = 1068. Typical annual hours by distribution time band
x2 = 1010. Days in the charging year (in Financial and general assumptions)
x3 = Total hours in the year according to time band hours input data (in Adjust annual hours by distribution time band to match days in year)
Kind: | Cell summation | Calculation
Formula: | =SUM(x1) | =x1*24*x2/x3
Annual hours by distribution time band (reconciled to days in year)
| Hours aggregate | Red | Amber | Green
Adjust annual hours by distribution time band to match days in year | 8760 | 780 | 2730 | 5250
2402. Normalisation of split of rate 1 units by time band
Data sources:
x1 = 1061. Average split of rate 1 units by distribution time band
x2 = Total split (in Normalisation of split of rate 1 units by time band)
x3 = 2401. Annual hours by distribution time band (reconciled to days in year) (in Adjust annual hours by distribution time band to match days in year)
x4 = 1010. Days in the charging year (in Financial and general assumptions)
Kind: | Cell summation | Calculation
Formula: | =SUM(x1) | =IF(x2,x1/x2,x3/x4/24)
Normalised split of rate 1 units by distribution time band
| Total split | Red | Amber | Green
Domestic Unrestricted | 100% | 15.18% | 41.86% | 42.96%
Domestic Two Rate | 100% | 14.99% | 41.52% | 43.49%
Domestic Off Peak (related MPAN) | 100% | 4.507% | 31.79% | 63.71%
Small Non Domestic Unrestricted | 100% | 13.2% | 58.63% | 28.17%
Small Non Domestic Two Rate | 100% | 12.56% | 51.5% | 35.94%
Small Non Domestic Off Peak (related MPAN) | 100% | 1.688% | 18.71% | 79.61%
LV Medium Non-Domestic | 100% | 13.52% | 52.75% | 33.73%
LV Sub Medium Non-Domestic | 100% | 13.38% | 52.88% | 33.74%
HV Medium Non-Domestic | 100% | 13.39% | 53.96% | 32.65%
2403. Split of rate 1 units between distribution time bands
Data sources:
x1 = 2402. Normalised split of rate 1 units by distribution time band (in Normalisation of split of rate 1 units by time band)
x2 = Split of rate 1 units between distribution time bands (default)
Combine tables = x1 or x2
| Red | Amber | Green
Domestic Unrestricted | 15.18% | 41.86% | 42.96%
Domestic Two Rate | 14.99% | 41.52% | 43.49%
Domestic Off Peak (related MPAN) | 4.507% | 31.79% | 63.71%
Small Non Domestic Unrestricted | 13.2% | 58.63% | 28.17%
Small Non Domestic Two Rate | 12.56% | 51.5% | 35.94%
Small Non Domestic Off Peak (related MPAN) | 1.688% | 18.71% | 79.61%
LV Medium Non-Domestic | 13.52% | 52.75% | 33.73%
LV Sub Medium Non-Domestic | 13.38% | 52.88% | 33.74%
HV Medium Non-Domestic | 13.39% | 53.96% | 32.65%
LV Network Domestic | 100% | 0% | 0%
LV Network Non-Domestic Non-CT | 100% | 0% | 0%
LV HH Metered | 100% | 0% | 0%
LV Sub HH Metered | 100% | 0% | 0%
HV HH Metered | 100% | 0% | 0%
LV Generation Non-Intermittent | 100% | 0% | 0%
LV Sub Generation Non-Intermittent | 100% | 0% | 0%
HV Generation Non-Intermittent | 100% | 0% | 0%
2404. Normalisation of split of rate 2 units by time band
Data sources:
x1 = 1062. Average split of rate 2 units by distribution time band
x2 = Total split (in Normalisation of split of rate 2 units by time band)
x3 = 2401. Annual hours by distribution time band (reconciled to days in year) (in Adjust annual hours by distribution time band to match days in year)
x4 = 1010. Days in the charging year (in Financial and general assumptions)
Kind: | Cell summation | Calculation
Formula: | =SUM(x1) | =IF(x2,x1/x2,x3/x4/24)
Normalised split of rate 2 units by distribution time band
| Total split | Red | Amber | Green
Domestic Two Rate | 100% | 0% | 0% | 100%
Small Non Domestic Two Rate | 100% | 0% | 0% | 100%
LV Medium Non-Domestic | 100% | 0% | 0% | 100%
LV Sub Medium Non-Domestic | 100% | 0% | 0% | 100%
HV Medium Non-Domestic | 100% | 0% | 0% | 100%
2405. Split of rate 2 units between distribution time bands
Data sources:
x1 = 2404. Normalised split of rate 2 units by distribution time band (in Normalisation of split of rate 2 units by time band)
x2 = Split of rate 2 units between distribution time bands (default)
Combine tables = x1 or x2
| Red | Amber | Green
Domestic Two Rate | 0% | 0% | 100%
Small Non Domestic Two Rate | 0% | 0% | 100%
LV Medium Non-Domestic | 0% | 0% | 100%
LV Sub Medium Non-Domestic | 0% | 0% | 100%
HV Medium Non-Domestic | 0% | 0% | 100%
LV Network Domestic | 0% | 100% | 0%
LV Network Non-Domestic Non-CT | 0% | 100% | 0%
LV HH Metered | 0% | 100% | 0%
LV Sub HH Metered | 0% | 100% | 0%
HV HH Metered | 0% | 100% | 0%
LV Generation Non-Intermittent | 0% | 100% | 0%
LV Sub Generation Non-Intermittent | 0% | 100% | 0%
HV Generation Non-Intermittent | 0% | 100% | 0%
2406. Split of rate 3 units between distribution time bands (default)
| Red | Amber | Green
LV Network Domestic | 0% | 0% | 100%
LV Network Non-Domestic Non-CT | 0% | 0% | 100%
LV HH Metered | 0% | 0% | 100%
LV Sub HH Metered | 0% | 0% | 100%
HV HH Metered | 0% | 0% | 100%
LV Generation Non-Intermittent | 0% | 0% | 100%
LV Sub Generation Non-Intermittent | 0% | 0% | 100%
HV Generation Non-Intermittent | 0% | 0% | 100%
2407. All units (MWh)
Data sources:
x1 = 2305. Rate 1 units (MWh) (in Equivalent volume for each end user)
x2 = 2305. Rate 2 units (MWh) (in Equivalent volume for each end user)
x3 = 2305. Rate 3 units (MWh) (in Equivalent volume for each end user)
Calculation =x1+x2+x3
All units (MWh)
Domestic Unrestricted | 5219529.2469
Domestic Two Rate | 3920320.1523
Domestic Off Peak (related MPAN) | 126246.1428
Small Non Domestic Unrestricted | 1117811.4089
Small Non Domestic Two Rate | 2057690.4947
Small Non Domestic Off Peak (related MPAN) | 4232.4037
LV Medium Non-Domestic | 0
LV Sub Medium Non-Domestic | 0
HV Medium Non-Domestic | 0
LV Network Domestic | 0
LV Network Non-Domestic Non-CT | 154701.2334
LV HH Metered | 3657916.8096
LV Sub HH Metered | 102561.7353
HV HH Metered | 7683692.4581
NHH UMS category A | 50744.8994
NHH UMS category B | 23328.4663
NHH UMS category C | 356.2288
NHH UMS category D | 8317.3632
LV UMS (Pseudo HH Metered) | 241377.9159
LV Generation NHH or Aggregate HH | 1352.8514
LV Sub Generation NHH | 0
LV Generation Intermittent | 37465.1738
LV Generation Non-Intermittent | 7624.033
LV Sub Generation Intermittent | 1081.2842
LV Sub Generation Non-Intermittent | 4568.328
HV Generation Intermittent | 159096.2572
HV Generation Non-Intermittent | 679703.3125
2408. Calculation of implied load coefficients for one-rate users
Data sources:
x1 = 2407. All units (MWh)
x2 = 2305. Rate 1 units (MWh) (in Equivalent volume for each end user)
x3 = 2403. Split of rate 1 units between distribution time bands
x4 = 2401. Annual hours by distribution time band (reconciled to days in year) (in Adjust annual hours by distribution time band to match days in year)
x5 = Use of distribution time bands by units in demand forecast for one-rate tariffs (in Calculation of implied load coefficients for one-rate users)
x6 = 1010. Days in the charging year (in Financial and general assumptions)
Kind: | Calculation |  |  | Calculation
Formula: | =IF(x1>0,(x2*x3)/x1,0) |  |  | =IF(x4>0,x5*x6*24/x4,0)
Use of distribution time bands by units in demand forecast for one-rate tariffs
| Red | Amber | Green | Peak band load coefficient for one-rate tariffs
Domestic Unrestricted | 15.18% | 41.86% | 42.96% | 1.7043
Small Non Domestic Unrestricted | 13.2% | 58.63% | 28.17% | 1.4821
2409. Calculation of implied load coefficients for two-rate users
Data sources:
x1 = 2407. All units (MWh)
x2 = 2305. Rate 1 units (MWh) (in Equivalent volume for each end user)
x3 = 2403. Split of rate 1 units between distribution time bands
x4 = 2305. Rate 2 units (MWh) (in Equivalent volume for each end user)
x5 = 2405. Split of rate 2 units between distribution time bands
x6 = 2401. Annual hours by distribution time band (reconciled to days in year) (in Adjust annual hours by distribution time band to match days in year)
x7 = Use of distribution time bands by units in demand forecast for two-rate tariffs (in Calculation of implied load coefficients for two-rate users)
x8 = 1010. Days in the charging year (in Financial and general assumptions)
Kind: | Calculation |  |  | Calculation
Formula: | =IF(x1>0,(x2*x3+x4*x5)/x1,0) |  |  | =IF(x6>0,x7*x8*24/x6,0)
Use of distribution time bands by units in demand forecast for two-rate tariffs
| Red | Amber | Green | Peak band load coefficient for two-rate tariffs
Domestic Two Rate | 10.25% | 28.39% | 61.36% | 1.151
Small Non Domestic Two Rate | 9.545% | 39.14% | 51.32% | 1.0719
LV Medium Non-Domestic | 0% | 0% | 0% | 0
LV Sub Medium Non-Domestic | 0% | 0% | 0% | 0
HV Medium Non-Domestic | 0% | 0% | 0% | 0
2410. Calculation of implied load coefficients for three-rate users
Data sources:
x1 = 2407. All units (MWh)
x2 = 2305. Rate 1 units (MWh) (in Equivalent volume for each end user)
x3 = 2403. Split of rate 1 units between distribution time bands
x4 = 2305. Rate 2 units (MWh) (in Equivalent volume for each end user)
x5 = 2405. Split of rate 2 units between distribution time bands
x6 = 2305. Rate 3 units (MWh) (in Equivalent volume for each end user)
x7 = 2406. Split of rate 3 units between distribution time bands (default)
x8 = 2401. Annual hours by distribution time band (reconciled to days in year) (in Adjust annual hours by distribution time band to match days in year)
x9 = Use of distribution time bands by units in demand forecast for three-rate tariffs (in Calculation of implied load coefficients for three-rate users)
x10 = 1010. Days in the charging year (in Financial and general assumptions)
Kind: | Calculation |  |  | Calculation
Formula: | =IF(x1>0,(x2*x3+x4*x5+x6*x7)/x1,0) |  |  | =IF(x8>0,x9*x10*24/x8,0)
Use of distribution time bands by units in demand forecast for three-rate tariffs
| Red | Amber | Green | Peak band load coefficient for three-rate tariffs
LV Network Domestic | 0% | 0% | 0% | 0
LV Network Non-Domestic Non-CT | 10.78% | 41.96% | 47.26% | 1.2107
LV HH Metered | 10.77% | 42.62% | 46.61% | 1.2095
LV Sub HH Metered | 10.53% | 40.57% | 48.9% | 1.1821
HV HH Metered | 9.818% | 37.93% | 52.25% | 1.1026
2411. Calculation of adjusted time band load coefficients
Data sources:
x1 = 2408. Peak band load coefficient for one-rate tariffs (in Calculation of implied load coefficients for one-rate users)
x2 = 2409. Peak band load coefficient for two-rate tariffs (in Calculation of implied load coefficients for two-rate users)
x3 = 2410. Peak band load coefficient for three-rate tariffs (in Calculation of implied load coefficients for three-rate users)
x4 = Peak band load coefficient (in Calculation of adjusted time band load coefficients)
x5 = 2302. Load coefficient
Kind: | Combine tables | Calculation
Formula: | = x1 or x2 or x3 | =IF(x4<>0,x5/x4,IF(x5<0,-1,1))
| Peak band load coefficient | Load coefficient correction factor (kW at peak in band / band average kW)
Domestic Unrestricted | 1.7043 | 1.1921
Domestic Two Rate | 1.151 | 1.4612
Domestic Off Peak (related MPAN) |  | 1
Small Non Domestic Unrestricted | 1.4821 | 1.2095
Small Non Domestic Two Rate | 1.0719 | 1.4007
Small Non Domestic Off Peak (related MPAN) |  | 1
LV Medium Non-Domestic | 0 | 1
LV Sub Medium Non-Domestic | 0 | 1
HV Medium Non-Domestic | 0 | 1
LV Network Domestic | 0 | 1
LV Network Non-Domestic Non-CT | 1.2107 | 1.3507
LV HH Metered | 1.2095 | 1.2211
LV Sub HH Metered | 1.1821 | 1.2295
HV HH Metered | 1.1026 | 1.0906
LV Generation Non-Intermittent |  | -1
LV Sub Generation Non-Intermittent |  | -1
HV Generation Non-Intermittent |  | -1
2412. Normalisation of peaking probabilities
Data sources:
x1 = 1069. Red, amber and green peaking probabilities (in Peaking probabilities by network level)
x2 = Total probability (should be 100%) (in Normalisation of peaking probabilities)
x3 = 1068. Typical annual hours by distribution time band
x4 = 2401. Total hours in the year according to time band hours input data (in Adjust annual hours by distribution time band to match days in year)
Kind: | Cell summation | Calculation
Formula: | =SUM(x1) | =IF(x2,x1/x2,x3/x4)
Normalised peaking probabilities
| Total probability (should be 100%) | Red | Amber | Green
GSPs | 100% | 98.26% | 0% | 1.74%
132kV | 100% | 85.76% | 13.25% | 0.9966%
132kV/EHV | 100% | 85.76% | 13.25% | 0.9966%
EHV | 100% | 67.05% | 28.67% | 4.289%
EHV/HV | 100% | 67.05% | 28.67% | 4.289%
132kV/HV | 100% | 85.76% | 13.25% | 0.9966%
HV | 100% | 67.05% | 28.67% | 4.289%
HV/LV | 100% | 67.05% | 28.67% | 4.289%
LV circuits | 100% | 67.05% | 28.67% | 4.289%
2413. Peaking probabilities by network level (reshaped)
Data sources:
x1 = 2412. Normalised peaking probabilities (in Normalisation of peaking probabilities)
Reshape table = x1
| GSPs | Red | Amber | Green | 132kV | Red | Amber | Green | 132kV/EHV | Red | Amber | Green | EHV | Red | Amber | Green | EHV/HV | Red | Amber | Green | 132kV/HV | Red | Amber | Green | HV | Red | Amber | Green | HV/LV | Red | Amber | Green | LV circuits | Red | Amber | Green
Probability of peak within timeband |  | 98.26% | 0% | 1.74% |  | 85.76% | 13.25% | 0.9966% |  | 85.76% | 13.25% | 0.9966% |  | 67.05% | 28.67% | 4.289% |  | 67.05% | 28.67% | 4.289% |  | 85.76% | 13.25% | 0.9966% |  | 67.05% | 28.67% | 4.289% |  | 67.05% | 28.67% | 4.289% |  | 67.05% | 28.67% | 4.289%
2414. Pseudo load coefficient by time band and network level
Data sources:
x1 = 2401. Annual hours by distribution time band (reconciled to days in year) (in Adjust annual hours by distribution time band to match days in year)
x2 = 2411. Load coefficient correction factor (kW at peak in band / band average kW) (in Calculation of adjusted time band load coefficients)
x3 = 2413. Peaking probabilities by network level (reshaped)
x4 = 1010. Days in the charging year (in Financial and general assumptions)
Calculation =IF(x1>0,x2*x3*24*x4/x1,0)
| GSPs | Red | Amber | Green | 132kV | Red | Amber | Green | 132kV/EHV | Red | Amber | Green | EHV | Red | Amber | Green | EHV/HV | Red | Amber | Green | 132kV/HV | Red | Amber | Green | HV | Red | Amber | Green | HV/LV | Red | Amber | Green | LV circuits | Red | Amber | Green
Domestic Unrestricted |  | 13.1552 | 0 | 0.034606 |  | 11.4812 | 0.50672 | 0.019824 |  | 11.4812 | 0.50672 | 0.019824 |  | 8.9762 | 1.0965 | 0.085315 |  | 8.9762 | 1.0965 | 0.085315 |  | 11.4812 | 0.50672 | 0.019824 |  | 8.9762 | 1.0965 | 0.085315 |  | 8.9762 | 1.0965 | 0.085315 |  | 8.9762 | 1.0965 | 0.085315
Domestic Two Rate |  | 16.1244 | 0 | 0.042417 |  | 14.0726 | 0.62108 | 0.024298 |  | 14.0726 | 0.62108 | 0.024298 |  | 11.0021 | 1.344 | 0.10457 |  | 11.0021 | 1.344 | 0.10457 |  | 14.0726 | 0.62108 | 0.024298 |  | 11.0021 | 1.344 | 0.10457 |  | 11.0021 | 1.344 | 0.10457 |  | 11.0021 | 1.344 | 0.10457
Domestic Off Peak (related MPAN) |  | 11.0354 | 0 | 0.029029 |  | 9.6311 | 0.42506 | 0.016629 |  | 9.6311 | 0.42506 | 0.016629 |  | 7.5297 | 0.91981 | 0.071567 |  | 7.5297 | 0.91981 | 0.071567 |  | 9.6311 | 0.42506 | 0.016629 |  | 7.5297 | 0.91981 | 0.071567 |  | 7.5297 | 0.91981 | 0.071567 |  | 7.5297 | 0.91981 | 0.071567
Small Non Domestic Unrestricted |  | 13.3473 | 0 | 0.035111 |  | 11.6489 | 0.51411 | 0.020113 |  | 11.6489 | 0.51411 | 0.020113 |  | 9.1073 | 1.1125 | 0.08656 |  | 9.1073 | 1.1125 | 0.08656 |  | 11.6489 | 0.51411 | 0.020113 |  | 9.1073 | 1.1125 | 0.08656 |  | 9.1073 | 1.1125 | 0.08656 |  | 9.1073 | 1.1125 | 0.08656
Small Non Domestic Two Rate |  | 15.457 | 0 | 0.040661 |  | 13.4901 | 0.59538 | 0.023292 |  | 13.4901 | 0.59538 | 0.023292 |  | 10.5467 | 1.2883 | 0.10024 |  | 10.5467 | 1.2883 | 0.10024 |  | 13.4901 | 0.59538 | 0.023292 |  | 10.5467 | 1.2883 | 0.10024 |  | 10.5467 | 1.2883 | 0.10024 |  | 10.5467 | 1.2883 | 0.10024
Small Non Domestic Off Peak (related MPAN) |  | 11.0354 | 0 | 0.029029 |  | 9.6311 | 0.42506 | 0.016629 |  | 9.6311 | 0.42506 | 0.016629 |  | 7.5297 | 0.91981 | 0.071567 |  | 7.5297 | 0.91981 | 0.071567 |  | 9.6311 | 0.42506 | 0.016629 |  | 7.5297 | 0.91981 | 0.071567 |  | 7.5297 | 0.91981 | 0.071567 |  | 7.5297 | 0.91981 | 0.071567
LV Medium Non-Domestic |  | 11.0354 | 0 | 0.029029 |  | 9.6311 | 0.42506 | 0.016629 |  | 9.6311 | 0.42506 | 0.016629 |  | 7.5297 | 0.91981 | 0.071567 |  | 7.5297 | 0.91981 | 0.071567 |  | 9.6311 | 0.42506 | 0.016629 |  | 7.5297 | 0.91981 | 0.071567 |  | 7.5297 | 0.91981 | 0.071567 |  | 7.5297 | 0.91981 | 0.071567
LV Sub Medium Non-Domestic |  | 11.0354 | 0 | 0.029029 |  | 9.6311 | 0.42506 | 0.016629 |  | 9.6311 | 0.42506 | 0.016629 |  | 7.5297 | 0.91981 | 0.071567 |  | 7.5297 | 0.91981 | 0.071567 |  | 9.6311 | 0.42506 | 0.016629 |  | 7.5297 | 0.91981 | 0.071567 |  | 7.5297 | 0.91981 | 0.071567 |  | 7.5297 | 0.91981 | 0.071567
HV Medium Non-Domestic |  | 11.0354 | 0 | 0.029029 |  | 9.6311 | 0.42506 | 0.016629 |  | 9.6311 | 0.42506 | 0.016629 |  | 7.5297 | 0.91981 | 0.071567 |  | 7.5297 | 0.91981 | 0.071567 |  | 9.6311 | 0.42506 | 0.016629 |  | 7.5297 | 0.91981 | 0.071567 |  | 7.5297 | 0.91981 | 0.071567 |  | 7.5297 | 0.91981 | 0.071567
LV Network Domestic |  | 11.0354 | 0 | 0.029029 |  | 9.6311 | 0.42506 | 0.016629 |  | 9.6311 | 0.42506 | 0.016629 |  | 7.5297 | 0.91981 | 0.071567 |  | 7.5297 | 0.91981 | 0.071567 |  | 9.6311 | 0.42506 | 0.016629 |  | 7.5297 | 0.91981 | 0.071567 |  | 7.5297 | 0.91981 | 0.071567 |  | 7.5297 | 0.91981 | 0.071567
LV Network Non-Domestic Non-CT |  | 14.9056 | 0 | 0.039211 |  | 13.0089 | 0.57414 | 0.022462 |  | 13.0089 | 0.57414 | 0.022462 |  | 10.1705 | 1.2424 | 0.096666 |  | 10.1705 | 1.2424 | 0.096666 |  | 13.0089 | 0.57414 | 0.022462 |  | 10.1705 | 1.2424 | 0.096666 |  | 10.1705 | 1.2424 | 0.096666 |  | 10.1705 | 1.2424 | 0.096666
LV HH Metered |  | 13.4755 | 0 | 0.035448 |  | 11.7607 | 0.51905 | 0.020307 |  | 11.7607 | 0.51905 | 0.020307 |  | 9.1947 | 1.1232 | 0.087391 |  | 9.1947 | 1.1232 | 0.087391 |  | 11.7607 | 0.51905 | 0.020307 |  | 9.1947 | 1.1232 | 0.087391 |  | 9.1947 | 1.1232 | 0.087391 |  | 9.1947 | 1.1232 | 0.087391
LV Sub HH Metered |  | 13.568 | 0 | 0.035692 |  | 11.8415 | 0.52262 | 0.020446 |  | 11.8415 | 0.52262 | 0.020446 |  | 9.2579 | 1.1309 | 0.087992 |  | 9.2579 | 1.1309 | 0.087992 |  | 11.8415 | 0.52262 | 0.020446 |  | 9.2579 | 1.1309 | 0.087992 |  | 9.2579 | 1.1309 | 0.087992 |  | 9.2579 | 1.1309 | 0.087992
HV HH Metered |  | 12.0351 | 0 | 0.031659 |  | 10.5037 | 0.46357 | 0.018136 |  | 10.5037 | 0.46357 | 0.018136 |  | 8.2119 | 1.0031 | 0.07805 |  | 8.2119 | 1.0031 | 0.07805 |  | 10.5037 | 0.46357 | 0.018136 |  | 8.2119 | 1.0031 | 0.07805 |  | 8.2119 | 1.0031 | 0.07805 |  | 8.2119 | 1.0031 | 0.07805
LV Generation Non-Intermittent |  | -11.0354 | 0 | -0.029029 |  | -9.6311 | -0.42506 | -0.016629 |  | -9.6311 | -0.42506 | -0.016629 |  | -7.5297 | -0.91981 | -0.071567 |  | -7.5297 | -0.91981 | -0.071567 |  | -9.6311 | -0.42506 | -0.016629 |  | -7.5297 | -0.91981 | -0.071567 |  | -7.5297 | -0.91981 | -0.071567 |  | -7.5297 | -0.91981 | -0.071567
LV Sub Generation Non-Intermittent |  | -11.0354 | 0 | -0.029029 |  | -9.6311 | -0.42506 | -0.016629 |  | -9.6311 | -0.42506 | -0.016629 |  | -7.5297 | -0.91981 | -0.071567 |  | -7.5297 | -0.91981 | -0.071567 |  | -9.6311 | -0.42506 | -0.016629 |  | -7.5297 | -0.91981 | -0.071567 |  | -7.5297 | -0.91981 | -0.071567 |  | -7.5297 | -0.91981 | -0.071567
HV Generation Non-Intermittent |  | -11.0354 | 0 | -0.029029 |  | -9.6311 | -0.42506 | -0.016629 |  | -9.6311 | -0.42506 | -0.016629 |  | -7.5297 | -0.91981 | -0.071567 |  | -7.5297 | -0.91981 | -0.071567 |  | -9.6311 | -0.42506 | -0.016629 |  | -7.5297 | -0.91981 | -0.071567 |  | -7.5297 | -0.91981 | -0.071567 |  | -7.5297 | -0.91981 | -0.071567
2415. Single rate non half hourly pseudo timeband load coefficients
Data sources:
x1 = 2414. Pseudo load coefficient by time band and network level
Copy cells = x1
| GSPs | Red | Amber | Green | 132kV | Red | Amber | Green | 132kV/EHV | Red | Amber | Green | EHV | Red | Amber | Green | EHV/HV | Red | Amber | Green | 132kV/HV | Red | Amber | Green | HV | Red | Amber | Green | HV/LV | Red | Amber | Green | LV circuits | Red | Amber | Green
Domestic Unrestricted |  | 13.1552 | 0 | 0.034606 |  | 11.4812 | 0.50672 | 0.019824 |  | 11.4812 | 0.50672 | 0.019824 |  | 8.9762 | 1.0965 | 0.085315 |  | 8.9762 | 1.0965 | 0.085315 |  | 11.4812 | 0.50672 | 0.019824 |  | 8.9762 | 1.0965 | 0.085315 |  | 8.9762 | 1.0965 | 0.085315 |  | 8.9762 | 1.0965 | 0.085315
Small Non Domestic Unrestricted |  | 13.3473 | 0 | 0.035111 |  | 11.6489 | 0.51411 | 0.020113 |  | 11.6489 | 0.51411 | 0.020113 |  | 9.1073 | 1.1125 | 0.08656 |  | 9.1073 | 1.1125 | 0.08656 |  | 11.6489 | 0.51411 | 0.020113 |  | 9.1073 | 1.1125 | 0.08656 |  | 9.1073 | 1.1125 | 0.08656 |  | 9.1073 | 1.1125 | 0.08656
2416. Single rate non half hourly units (MWh)
Data sources:
x1 = 2407. All units (MWh)
Copy cells = x1
Single rate non half hourly units (MWh)
Domestic Unrestricted | 5219529.2469
Small Non Domestic Unrestricted | 1117811.4089
2417. Single rate non half hourly timeband use
Data sources:
x1 = 2403. Split of rate 1 units between distribution time bands
Copy cells = x1
| Red | Amber | Green
Domestic Unrestricted | 15.18% | 41.86% | 42.96%
Small Non Domestic Unrestricted | 13.2% | 58.63% | 28.17%
2418. Single rate non half hourly tariff pseudo load coefficient
Data sources:
x1 = 2415. Single rate non half hourly pseudo timeband load coefficients
x2 = 2417. Single rate non half hourly timeband use
Sum-product calculation =SUMPRODUCT(x1, x2)
| GSPs | 132kV | 132kV/EHV | EHV | EHV/HV | 132kV/HV | HV | HV/LV | LV circuits
Domestic Unrestricted | 2.0112 | 1.9629 | 1.9629 | 1.8578 | 1.8578 | 1.9629 | 1.8578 | 1.8578 | 1.8578
Small Non Domestic Unrestricted | 1.7714 | 1.8444 | 1.8444 | 1.8786 | 1.8786 | 1.8444 | 1.8786 | 1.8786 | 1.8786
2419. Multi rate non half hourly units (MWh)
Data sources:
x1 = 2407. All units (MWh)
Copy cells = x1
Multi rate non half hourly units (MWh)
Domestic Two Rate | 3920320.1523
Small Non Domestic Two Rate | 2057690.4947
2420. Multi rate non half hourly pseudo timeband load coefficients
Data sources:
x1 = 2414. Pseudo load coefficient by time band and network level
Copy cells = x1
| GSPs | Red | Amber | Green | 132kV | Red | Amber | Green | 132kV/EHV | Red | Amber | Green | EHV | Red | Amber | Green | EHV/HV | Red | Amber | Green | 132kV/HV | Red | Amber | Green | HV | Red | Amber | Green | HV/LV | Red | Amber | Green | LV circuits | Red | Amber | Green
Domestic Two Rate |  | 16.1244 | 0 | 0.042417 |  | 14.0726 | 0.62108 | 0.024298 |  | 14.0726 | 0.62108 | 0.024298 |  | 11.0021 | 1.344 | 0.10457 |  | 11.0021 | 1.344 | 0.10457 |  | 14.0726 | 0.62108 | 0.024298 |  | 11.0021 | 1.344 | 0.10457 |  | 11.0021 | 1.344 | 0.10457 |  | 11.0021 | 1.344 | 0.10457
Small Non Domestic Two Rate |  | 15.457 | 0 | 0.040661 |  | 13.4901 | 0.59538 | 0.023292 |  | 13.4901 | 0.59538 | 0.023292 |  | 10.5467 | 1.2883 | 0.10024 |  | 10.5467 | 1.2883 | 0.10024 |  | 13.4901 | 0.59538 | 0.023292 |  | 10.5467 | 1.2883 | 0.10024 |  | 10.5467 | 1.2883 | 0.10024 |  | 10.5467 | 1.2883 | 0.10024
2421. Multi rate non half hourly timeband use
Data sources:
x1 = 2409. Use of distribution time bands by units in demand forecast for two-rate tariffs (in Calculation of implied load coefficients for two-rate users)
Copy cells = x1
| Red | Amber | Green
Domestic Two Rate | 10.25% | 28.39% | 61.36%
Small Non Domestic Two Rate | 9.545% | 39.14% | 51.32%
2422. Multi rate non half hourly tariff pseudo load coefficient
Data sources:
x1 = 2420. Multi rate non half hourly pseudo timeband load coefficients
x2 = 2421. Multi rate non half hourly timeband use
Sum-product calculation =SUMPRODUCT(x1, x2)
| GSPs | 132kV | 132kV/EHV | EHV | EHV/HV | 132kV/HV | HV | HV/LV | LV circuits
Domestic Two Rate | 1.6786 | 1.6335 | 1.6335 | 1.5734 | 1.5734 | 1.6335 | 1.5734 | 1.5734 | 1.5734
Small Non Domestic Two Rate | 1.4962 | 1.5325 | 1.5325 | 1.5623 | 1.5623 | 1.5325 | 1.5623 | 1.5623 | 1.5623
2423. Off-peak non half hourly units (MWh)
Data sources:
x1 = 2407. All units (MWh)
Copy cells = x1
Off-peak non half hourly units (MWh)
Domestic Off Peak (related MPAN) | 126246.1428
Small Non Domestic Off Peak (related MPAN) | 4232.4037
2424. Off-peak non half hourly pseudo timeband load coefficients
Data sources:
x1 = 2414. Pseudo load coefficient by time band and network level
Copy cells = x1
| GSPs | Red | Amber | Green | 132kV | Red | Amber | Green | 132kV/EHV | Red | Amber | Green | EHV | Red | Amber | Green | EHV/HV | Red | Amber | Green | 132kV/HV | Red | Amber | Green | HV | Red | Amber | Green | HV/LV | Red | Amber | Green | LV circuits | Red | Amber | Green
Domestic Off Peak (related MPAN) |  | 11.0354 | 0 | 0.029029 |  | 9.6311 | 0.42506 | 0.016629 |  | 9.6311 | 0.42506 | 0.016629 |  | 7.5297 | 0.91981 | 0.071567 |  | 7.5297 | 0.91981 | 0.071567 |  | 9.6311 | 0.42506 | 0.016629 |  | 7.5297 | 0.91981 | 0.071567 |  | 7.5297 | 0.91981 | 0.071567 |  | 7.5297 | 0.91981 | 0.071567
Small Non Domestic Off Peak (related MPAN) |  | 11.0354 | 0 | 0.029029 |  | 9.6311 | 0.42506 | 0.016629 |  | 9.6311 | 0.42506 | 0.016629 |  | 7.5297 | 0.91981 | 0.071567 |  | 7.5297 | 0.91981 | 0.071567 |  | 9.6311 | 0.42506 | 0.016629 |  | 7.5297 | 0.91981 | 0.071567 |  | 7.5297 | 0.91981 | 0.071567 |  | 7.5297 | 0.91981 | 0.071567
2425. Off-peak non half hourly timeband use
Data sources:
x1 = 2403. Split of rate 1 units between distribution time bands
Copy cells = x1
| Red | Amber | Green
Domestic Off Peak (related MPAN) | 4.507% | 31.79% | 63.71%
Small Non Domestic Off Peak (related MPAN) | 1.688% | 18.71% | 79.61%
2426. Off-peak non half hourly tariff pseudo load coefficient
Data sources:
x1 = 2424. Off-peak non half hourly pseudo timeband load coefficients
x2 = 2425. Off-peak non half hourly timeband use
Sum-product calculation =SUMPRODUCT(x1, x2)
| GSPs | 132kV | 132kV/EHV | EHV | EHV/HV | 132kV/HV | HV | HV/LV | LV circuits
Domestic Off Peak (related MPAN) | 0.51582 | 0.57975 | 0.57975 | 0.6773 | 0.6773 | 0.57975 | 0.6773 | 0.6773 | 0.6773
Small Non Domestic Off Peak (related MPAN) | 0.20943 | 0.25536 | 0.25536 | 0.35616 | 0.35616 | 0.25536 | 0.35616 | 0.35616 | 0.35616
2427. Aggregated half hourly units (MWh)
Data sources:
x1 = 2407. All units (MWh)
Copy cells = x1
Aggregated half hourly units (MWh)
LV Network Domestic | 0
LV Network Non-Domestic Non-CT | 154701.2334
2428. Aggregated half hourly pseudo timeband load coefficients
Data sources:
x1 = 2414. Pseudo load coefficient by time band and network level
Copy cells = x1
| GSPs | Red | Amber | Green | 132kV | Red | Amber | Green | 132kV/EHV | Red | Amber | Green | EHV | Red | Amber | Green | EHV/HV | Red | Amber | Green | 132kV/HV | Red | Amber | Green | HV | Red | Amber | Green | HV/LV | Red | Amber | Green | LV circuits | Red | Amber | Green
LV Network Domestic |  | 11.0354 | 0 | 0.029029 |  | 9.6311 | 0.42506 | 0.016629 |  | 9.6311 | 0.42506 | 0.016629 |  | 7.5297 | 0.91981 | 0.071567 |  | 7.5297 | 0.91981 | 0.071567 |  | 9.6311 | 0.42506 | 0.016629 |  | 7.5297 | 0.91981 | 0.071567 |  | 7.5297 | 0.91981 | 0.071567 |  | 7.5297 | 0.91981 | 0.071567
LV Network Non-Domestic Non-CT |  | 14.9056 | 0 | 0.039211 |  | 13.0089 | 0.57414 | 0.022462 |  | 13.0089 | 0.57414 | 0.022462 |  | 10.1705 | 1.2424 | 0.096666 |  | 10.1705 | 1.2424 | 0.096666 |  | 13.0089 | 0.57414 | 0.022462 |  | 10.1705 | 1.2424 | 0.096666 |  | 10.1705 | 1.2424 | 0.096666 |  | 10.1705 | 1.2424 | 0.096666
2429. Aggregated half hourly timeband use
Data sources:
x1 = 2410. Use of distribution time bands by units in demand forecast for three-rate tariffs (in Calculation of implied load coefficients for three-rate users)
Copy cells = x1
| Red | Amber | Green
LV Network Domestic | 0% | 0% | 0%
LV Network Non-Domestic Non-CT | 10.78% | 41.96% | 47.26%
2430. Aggregated half hourly tariff pseudo load coefficient
Data sources:
x1 = 2428. Aggregated half hourly pseudo timeband load coefficients
x2 = 2429. Aggregated half hourly timeband use
Sum-product calculation =SUMPRODUCT(x1, x2)
| GSPs | 132kV | 132kV/EHV | EHV | EHV/HV | 132kV/HV | HV | HV/LV | LV circuits
LV Network Domestic | 0 | 0 | 0 | 0 | 0 | 0 | 0 | 0 | 0
LV Network Non-Domestic Non-CT | 1.6254 | 1.6539 | 1.6539 | 1.6634 | 1.6634 | 1.6539 | 1.6634 | 1.6634 | 1.6634
2431. Average non half hourly tariff pseudo load coefficient
Data sources:
x1 = 2416. Single rate non half hourly units (MWh)
x2 = 2418. Single rate non half hourly tariff pseudo load coefficient
x3 = 2419. Multi rate non half hourly units (MWh)
x4 = 2422. Multi rate non half hourly tariff pseudo load coefficient
x5 = 2423. Off-peak non half hourly units (MWh)
x6 = 2426. Off-peak non half hourly tariff pseudo load coefficient
Calculation =(x1*x2+x3*x4+x5*x6)/(x1+x3+x5)
| GSPs | 132kV | 132kV/EHV | EHV | EHV/HV | 132kV/HV | HV | HV/LV | LV circuits
Domestic equalisation group | 1.8501 | 1.8047 | 1.8047 | 1.7214 | 1.7214 | 1.8047 | 1.7214 | 1.7214 | 1.7214
Non-domestic equalisation group | 1.5912 | 1.6405 | 1.6405 | 1.6719 | 1.6719 | 1.6405 | 1.6719 | 1.6719 | 1.6719
2432. Average non half hourly timeband use
Data sources:
x1 = 2416. Single rate non half hourly units (MWh)
x2 = 2417. Single rate non half hourly timeband use
x3 = 2419. Multi rate non half hourly units (MWh)
x4 = 2421. Multi rate non half hourly timeband use
x5 = 2423. Off-peak non half hourly units (MWh)
x6 = 2425. Off-peak non half hourly timeband use
Calculation =(x1*x2+x3*x4+x5*x6)/(x1+x3+x5)
| Red | Amber | Green
LV Network Domestic | 12.95% | 36.03% | 51.03%
LV Network Non-Domestic Non-CT | 10.82% | 45.96% | 43.22%
2433. Aggregated half hourly tariff pseudo load coefficient using average non half hourly unit mix
Data sources:
x1 = 2428. Aggregated half hourly pseudo timeband load coefficients
x2 = 2432. Average non half hourly timeband use
Sum-product calculation =SUMPRODUCT(x1, x2)
| GSPs | 132kV | 132kV/EHV | EHV | EHV/HV | 132kV/HV | HV | HV/LV | LV circuits
LV Network Domestic | 1.4434 | 1.4084 | 1.4084 | 1.3427 | 1.3427 | 1.4084 | 1.3427 | 1.3427 | 1.3427
LV Network Non-Domestic Non-CT | 1.6295 | 1.6809 | 1.6809 | 1.7131 | 1.7131 | 1.6809 | 1.7131 | 1.7131 | 1.7131
2434. Relative correction factor for aggregated half hourly tariff
Data sources:
x1 = 2431. Average non half hourly tariff pseudo load coefficient
x2 = 2433. Aggregated half hourly tariff pseudo load coefficient using average non half hourly unit mix
Calculation =x1/x2
| GSPs | 132kV | 132kV/EHV | EHV | EHV/HV | 132kV/HV | HV | HV/LV | LV circuits
Domestic equalisation group | 1.2818 | 1.2814 | 1.2814 | 1.2821 | 1.2821 | 1.2814 | 1.2821 | 1.2821 | 1.2821
Non-domestic equalisation group | 0.97652 | 0.97594 | 0.97594 | 0.97595 | 0.97595 | 0.97594 | 0.97595 | 0.97595 | 0.97595
2435. Correction factor for non half hourly tariffs
Data sources:
x1 = 2416. Single rate non half hourly units (MWh)
x2 = 2418. Single rate non half hourly tariff pseudo load coefficient
x3 = 2419. Multi rate non half hourly units (MWh)
x4 = 2422. Multi rate non half hourly tariff pseudo load coefficient
x5 = 2423. Off-peak non half hourly units (MWh)
x6 = 2426. Off-peak non half hourly tariff pseudo load coefficient
x7 = 2427. Aggregated half hourly units (MWh)
x8 = 2430. Aggregated half hourly tariff pseudo load coefficient
x9 = 2434. Relative correction factor for aggregated half hourly tariff
Calculation =(x1*x2+x3*x4+x5*x6+x7*x8)/(x1*x2+x3*x4+x5*x6+x7*x8*x9)
| GSPs | 132kV | 132kV/EHV | EHV | EHV/HV | 132kV/HV | HV | HV/LV | LV circuits
Domestic equalisation group | 1 | 1 | 1 | 1 | 1 | 1 | 1 | 1 | 1
Non-domestic equalisation group | 1.0011 | 1.0011 | 1.0011 | 1.0011 | 1.0011 | 1.0011 | 1.0011 | 1.0011 | 1.0011
2436. Single rate non half hourly corrected pseudo timeband load coefficient
Data sources:
x1 = 2415. Single rate non half hourly pseudo timeband load coefficients
x2 = 2435. Correction factor for non half hourly tariffs
Calculation =x1*x2
| GSPs | Red | Amber | Green | 132kV | Red | Amber | Green | 132kV/EHV | Red | Amber | Green | EHV | Red | Amber | Green | EHV/HV | Red | Amber | Green | 132kV/HV | Red | Amber | Green | HV | Red | Amber | Green | HV/LV | Red | Amber | Green | LV circuits | Red | Amber | Green
Domestic Unrestricted |  | 13.1552 | 0 | 0.034606 |  | 11.4812 | 0.50672 | 0.019824 |  | 11.4812 | 0.50672 | 0.019824 |  | 8.9762 | 1.0965 | 0.085315 |  | 8.9762 | 1.0965 | 0.085315 |  | 11.4812 | 0.50672 | 0.019824 |  | 8.9762 | 1.0965 | 0.085315 |  | 8.9762 | 1.0965 | 0.085315 |  | 8.9762 | 1.0965 | 0.085315
Small Non Domestic Unrestricted |  | 13.3622 | 0 | 0.03515 |  | 11.662 | 0.51469 | 0.020136 |  | 11.662 | 0.51469 | 0.020136 |  | 9.1174 | 1.1137 | 0.086656 |  | 9.1174 | 1.1137 | 0.086656 |  | 11.662 | 0.51469 | 0.020136 |  | 9.1174 | 1.1137 | 0.086656 |  | 9.1174 | 1.1137 | 0.086656 |  | 9.1174 | 1.1137 | 0.086656
2437. Multi rate non half hourly corrected pseudo timeband load coefficient
Data sources:
x1 = 2420. Multi rate non half hourly pseudo timeband load coefficients
x2 = 2435. Correction factor for non half hourly tariffs
Calculation =x1*x2
| GSPs | Red | Amber | Green | 132kV | Red | Amber | Green | 132kV/EHV | Red | Amber | Green | EHV | Red | Amber | Green | EHV/HV | Red | Amber | Green | 132kV/HV | Red | Amber | Green | HV | Red | Amber | Green | HV/LV | Red | Amber | Green | LV circuits | Red | Amber | Green
Domestic Two Rate |  | 16.1244 | 0 | 0.042417 |  | 14.0726 | 0.62108 | 0.024298 |  | 14.0726 | 0.62108 | 0.024298 |  | 11.0021 | 1.344 | 0.10457 |  | 11.0021 | 1.344 | 0.10457 |  | 14.0726 | 0.62108 | 0.024298 |  | 11.0021 | 1.344 | 0.10457 |  | 11.0021 | 1.344 | 0.10457 |  | 11.0021 | 1.344 | 0.10457
Small Non Domestic Two Rate |  | 15.4742 | 0 | 0.040706 |  | 13.5053 | 0.59605 | 0.023319 |  | 13.5053 | 0.59605 | 0.023319 |  | 10.5585 | 1.2898 | 0.10035 |  | 10.5585 | 1.2898 | 0.10035 |  | 13.5053 | 0.59605 | 0.023319 |  | 10.5585 | 1.2898 | 0.10035 |  | 10.5585 | 1.2898 | 0.10035 |  | 10.5585 | 1.2898 | 0.10035
2438. Off-peak non half hourly corrected pseudo timeband load coefficient
Data sources:
x1 = 2424. Off-peak non half hourly pseudo timeband load coefficients
x2 = 2435. Correction factor for non half hourly tariffs
Calculation =x1*x2
| GSPs | Red | Amber | Green | 132kV | Red | Amber | Green | 132kV/EHV | Red | Amber | Green | EHV | Red | Amber | Green | EHV/HV | Red | Amber | Green | 132kV/HV | Red | Amber | Green | HV | Red | Amber | Green | HV/LV | Red | Amber | Green | LV circuits | Red | Amber | Green
Domestic Off Peak (related MPAN) |  | 11.0354 | 0 | 0.029029 |  | 9.6311 | 0.42506 | 0.016629 |  | 9.6311 | 0.42506 | 0.016629 |  | 7.5297 | 0.91981 | 0.071567 |  | 7.5297 | 0.91981 | 0.071567 |  | 9.6311 | 0.42506 | 0.016629 |  | 7.5297 | 0.91981 | 0.071567 |  | 7.5297 | 0.91981 | 0.071567 |  | 7.5297 | 0.91981 | 0.071567
Small Non Domestic Off Peak (related MPAN) |  | 11.0477 | 0 | 0.029062 |  | 9.642 | 0.42554 | 0.016648 |  | 9.642 | 0.42554 | 0.016648 |  | 7.5381 | 0.92083 | 0.071646 |  | 7.5381 | 0.92083 | 0.071646 |  | 9.642 | 0.42554 | 0.016648 |  | 7.5381 | 0.92083 | 0.071646 |  | 7.5381 | 0.92083 | 0.071646 |  | 7.5381 | 0.92083 | 0.071646
2439. Aggregated half hourly corrected pseudo timeband load coefficient
Data sources:
x1 = 2428. Aggregated half hourly pseudo timeband load coefficients
x2 = 2435. Correction factor for non half hourly tariffs
x3 = 2434. Relative correction factor for aggregated half hourly tariff
Calculation =x1*x2*x3
| GSPs | Red | Amber | Green | 132kV | Red | Amber | Green | 132kV/EHV | Red | Amber | Green | EHV | Red | Amber | Green | EHV/HV | Red | Amber | Green | 132kV/HV | Red | Amber | Green | HV | Red | Amber | Green | HV/LV | Red | Amber | Green | LV circuits | Red | Amber | Green
LV Network Domestic |  | 14.1447 | 0 | 0.037209 |  | 12.3411 | 0.54467 | 0.021309 |  | 12.3411 | 0.54467 | 0.021309 |  | 9.6537 | 1.1793 | 0.091754 |  | 9.6537 | 1.1793 | 0.091754 |  | 12.3411 | 0.54467 | 0.021309 |  | 9.6537 | 1.1793 | 0.091754 |  | 9.6537 | 1.1793 | 0.091754 |  | 9.6537 | 1.1793 | 0.091754
LV Network Non-Domestic Non-CT |  | 14.5718 | 0 | 0.038332 |  | 12.7102 | 0.56096 | 0.021946 |  | 12.7102 | 0.56096 | 0.021946 |  | 9.9369 | 1.2139 | 0.094446 |  | 9.9369 | 1.2139 | 0.094446 |  | 12.7102 | 0.56096 | 0.021946 |  | 9.9369 | 1.2139 | 0.094446 |  | 9.9369 | 1.2139 | 0.094446 |  | 9.9369 | 1.2139 | 0.094446
2440. Pseudo load coefficient by time band and network level (equalised)
Data sources:
x1 = 2436. Single rate non half hourly corrected pseudo timeband load coefficient
x2 = 2437. Multi rate non half hourly corrected pseudo timeband load coefficient
x3 = 2438. Off-peak non half hourly corrected pseudo timeband load coefficient
x4 = 2439. Aggregated half hourly corrected pseudo timeband load coefficient
x5 = 2414. Pseudo load coefficient by time band and network level
Combine tables = x1 or x2 or x3 or x4 or x5
| GSPs | Red | Amber | Green | 132kV | Red | Amber | Green | 132kV/EHV | Red | Amber | Green | EHV | Red | Amber | Green | EHV/HV | Red | Amber | Green | 132kV/HV | Red | Amber | Green | HV | Red | Amber | Green | HV/LV | Red | Amber | Green | LV circuits | Red | Amber | Green
Domestic Unrestricted |  | 13.1552 | 0 | 0.034606 |  | 11.4812 | 0.50672 | 0.019824 |  | 11.4812 | 0.50672 | 0.019824 |  | 8.9762 | 1.0965 | 0.085315 |  | 8.9762 | 1.0965 | 0.085315 |  | 11.4812 | 0.50672 | 0.019824 |  | 8.9762 | 1.0965 | 0.085315 |  | 8.9762 | 1.0965 | 0.085315 |  | 8.9762 | 1.0965 | 0.085315
Domestic Two Rate |  | 16.1244 | 0 | 0.042417 |  | 14.0726 | 0.62108 | 0.024298 |  | 14.0726 | 0.62108 | 0.024298 |  | 11.0021 | 1.344 | 0.10457 |  | 11.0021 | 1.344 | 0.10457 |  | 14.0726 | 0.62108 | 0.024298 |  | 11.0021 | 1.344 | 0.10457 |  | 11.0021 | 1.344 | 0.10457 |  | 11.0021 | 1.344 | 0.10457
Domestic Off Peak (related MPAN) |  | 11.0354 | 0 | 0.029029 |  | 9.6311 | 0.42506 | 0.016629 |  | 9.6311 | 0.42506 | 0.016629 |  | 7.5297 | 0.91981 | 0.071567 |  | 7.5297 | 0.91981 | 0.071567 |  | 9.6311 | 0.42506 | 0.016629 |  | 7.5297 | 0.91981 | 0.071567 |  | 7.5297 | 0.91981 | 0.071567 |  | 7.5297 | 0.91981 | 0.071567
Small Non Domestic Unrestricted |  | 13.3622 | 0 | 0.03515 |  | 11.662 | 0.51469 | 0.020136 |  | 11.662 | 0.51469 | 0.020136 |  | 9.1174 | 1.1137 | 0.086656 |  | 9.1174 | 1.1137 | 0.086656 |  | 11.662 | 0.51469 | 0.020136 |  | 9.1174 | 1.1137 | 0.086656 |  | 9.1174 | 1.1137 | 0.086656 |  | 9.1174 | 1.1137 | 0.086656
Small Non Domestic Two Rate |  | 15.4742 | 0 | 0.040706 |  | 13.5053 | 0.59605 | 0.023319 |  | 13.5053 | 0.59605 | 0.023319 |  | 10.5585 | 1.2898 | 0.10035 |  | 10.5585 | 1.2898 | 0.10035 |  | 13.5053 | 0.59605 | 0.023319 |  | 10.5585 | 1.2898 | 0.10035 |  | 10.5585 | 1.2898 | 0.10035 |  | 10.5585 | 1.2898 | 0.10035
Small Non Domestic Off Peak (related MPAN) |  | 11.0477 | 0 | 0.029062 |  | 9.642 | 0.42554 | 0.016648 |  | 9.642 | 0.42554 | 0.016648 |  | 7.5381 | 0.92083 | 0.071646 |  | 7.5381 | 0.92083 | 0.071646 |  | 9.642 | 0.42554 | 0.016648 |  | 7.5381 | 0.92083 | 0.071646 |  | 7.5381 | 0.92083 | 0.071646 |  | 7.5381 | 0.92083 | 0.071646
LV Medium Non-Domestic |  | 11.0354 | 0 | 0.029029 |  | 9.6311 | 0.42506 | 0.016629 |  | 9.6311 | 0.42506 | 0.016629 |  | 7.5297 | 0.91981 | 0.071567 |  | 7.5297 | 0.91981 | 0.071567 |  | 9.6311 | 0.42506 | 0.016629 |  | 7.5297 | 0.91981 | 0.071567 |  | 7.5297 | 0.91981 | 0.071567 |  | 7.5297 | 0.91981 | 0.071567
LV Sub Medium Non-Domestic |  | 11.0354 | 0 | 0.029029 |  | 9.6311 | 0.42506 | 0.016629 |  | 9.6311 | 0.42506 | 0.016629 |  | 7.5297 | 0.91981 | 0.071567 |  | 7.5297 | 0.91981 | 0.071567 |  | 9.6311 | 0.42506 | 0.016629 |  | 7.5297 | 0.91981 | 0.071567 |  | 7.5297 | 0.91981 | 0.071567 |  | 7.5297 | 0.91981 | 0.071567
HV Medium Non-Domestic |  | 11.0354 | 0 | 0.029029 |  | 9.6311 | 0.42506 | 0.016629 |  | 9.6311 | 0.42506 | 0.016629 |  | 7.5297 | 0.91981 | 0.071567 |  | 7.5297 | 0.91981 | 0.071567 |  | 9.6311 | 0.42506 | 0.016629 |  | 7.5297 | 0.91981 | 0.071567 |  | 7.5297 | 0.91981 | 0.071567 |  | 7.5297 | 0.91981 | 0.071567
LV Network Domestic |  | 14.1447 | 0 | 0.037209 |  | 12.3411 | 0.54467 | 0.021309 |  | 12.3411 | 0.54467 | 0.021309 |  | 9.6537 | 1.1793 | 0.091754 |  | 9.6537 | 1.1793 | 0.091754 |  | 12.3411 | 0.54467 | 0.021309 |  | 9.6537 | 1.1793 | 0.091754 |  | 9.6537 | 1.1793 | 0.091754 |  | 9.6537 | 1.1793 | 0.091754
LV Network Non-Domestic Non-CT |  | 14.5718 | 0 | 0.038332 |  | 12.7102 | 0.56096 | 0.021946 |  | 12.7102 | 0.56096 | 0.021946 |  | 9.9369 | 1.2139 | 0.094446 |  | 9.9369 | 1.2139 | 0.094446 |  | 12.7102 | 0.56096 | 0.021946 |  | 9.9369 | 1.2139 | 0.094446 |  | 9.9369 | 1.2139 | 0.094446 |  | 9.9369 | 1.2139 | 0.094446
LV HH Metered |  | 13.4755 | 0 | 0.035448 |  | 11.7607 | 0.51905 | 0.020307 |  | 11.7607 | 0.51905 | 0.020307 |  | 9.1947 | 1.1232 | 0.087391 |  | 9.1947 | 1.1232 | 0.087391 |  | 11.7607 | 0.51905 | 0.020307 |  | 9.1947 | 1.1232 | 0.087391 |  | 9.1947 | 1.1232 | 0.087391 |  | 9.1947 | 1.1232 | 0.087391
LV Sub HH Metered |  | 13.568 | 0 | 0.035692 |  | 11.8415 | 0.52262 | 0.020446 |  | 11.8415 | 0.52262 | 0.020446 |  | 9.2579 | 1.1309 | 0.087992 |  | 9.2579 | 1.1309 | 0.087992 |  | 11.8415 | 0.52262 | 0.020446 |  | 9.2579 | 1.1309 | 0.087992 |  | 9.2579 | 1.1309 | 0.087992 |  | 9.2579 | 1.1309 | 0.087992
HV HH Metered |  | 12.0351 | 0 | 0.031659 |  | 10.5037 | 0.46357 | 0.018136 |  | 10.5037 | 0.46357 | 0.018136 |  | 8.2119 | 1.0031 | 0.07805 |  | 8.2119 | 1.0031 | 0.07805 |  | 10.5037 | 0.46357 | 0.018136 |  | 8.2119 | 1.0031 | 0.07805 |  | 8.2119 | 1.0031 | 0.07805 |  | 8.2119 | 1.0031 | 0.07805
LV Generation Non-Intermittent |  | -11.0354 | 0 | -0.029029 |  | -9.6311 | -0.42506 | -0.016629 |  | -9.6311 | -0.42506 | -0.016629 |  | -7.5297 | -0.91981 | -0.071567 |  | -7.5297 | -0.91981 | -0.071567 |  | -9.6311 | -0.42506 | -0.016629 |  | -7.5297 | -0.91981 | -0.071567 |  | -7.5297 | -0.91981 | -0.071567 |  | -7.5297 | -0.91981 | -0.071567
LV Sub Generation Non-Intermittent |  | -11.0354 | 0 | -0.029029 |  | -9.6311 | -0.42506 | -0.016629 |  | -9.6311 | -0.42506 | -0.016629 |  | -7.5297 | -0.91981 | -0.071567 |  | -7.5297 | -0.91981 | -0.071567 |  | -9.6311 | -0.42506 | -0.016629 |  | -7.5297 | -0.91981 | -0.071567 |  | -7.5297 | -0.91981 | -0.071567 |  | -7.5297 | -0.91981 | -0.071567
HV Generation Non-Intermittent |  | -11.0354 | 0 | -0.029029 |  | -9.6311 | -0.42506 | -0.016629 |  | -9.6311 | -0.42506 | -0.016629 |  | -7.5297 | -0.91981 | -0.071567 |  | -7.5297 | -0.91981 | -0.071567 |  | -9.6311 | -0.42506 | -0.016629 |  | -7.5297 | -0.91981 | -0.071567 |  | -7.5297 | -0.91981 | -0.071567 |  | -7.5297 | -0.91981 | -0.071567
2441. Unit rate 1 pseudo load coefficient by network level
Data sources:
x1 = 2440. Pseudo load coefficient by time band and network level (equalised)
x2 = 2403. Split of rate 1 units between distribution time bands
Sum-product calculation =SUMPRODUCT(x1, x2)
| GSPs | 132kV | 132kV/EHV | EHV | EHV/HV | 132kV/HV | HV | HV/LV | LV circuits
Domestic Unrestricted | 2.0112 | 1.9629 | 1.9629 | 1.8578 | 1.8578 | 1.9629 | 1.8578 | 1.8578 | 1.8578
Domestic Two Rate | 2.4353 | 2.3778 | 2.3778 | 2.2527 | 2.2527 | 2.3778 | 2.2527 | 2.2527 | 2.2527
Domestic Off Peak (related MPAN) | 0.51582 | 0.57975 | 0.57975 | 0.6773 | 0.6773 | 0.57975 | 0.6773 | 0.6773 | 0.6773
Small Non Domestic Unrestricted | 1.7733 | 1.8465 | 1.8465 | 1.8807 | 1.8807 | 1.8465 | 1.8807 | 1.8807 | 1.8807
Small Non Domestic Two Rate | 1.9581 | 2.0115 | 2.0115 | 2.0263 | 2.0263 | 2.0115 | 2.0263 | 2.0263 | 2.0263
Small Non Domestic Off Peak (related MPAN) | 0.20966 | 0.25565 | 0.25565 | 0.35656 | 0.35656 | 0.25565 | 0.35656 | 0.35656 | 0.35656
LV Medium Non-Domestic | 1.5021 | 1.5323 | 1.5323 | 1.5276 | 1.5276 | 1.5323 | 1.5276 | 1.5276 | 1.5276
LV Sub Medium Non-Domestic | 1.4865 | 1.5192 | 1.5192 | 1.5181 | 1.5181 | 1.5192 | 1.5181 | 1.5181 | 1.5181
HV Medium Non-Domestic | 1.4872 | 1.5245 | 1.5245 | 1.528 | 1.528 | 1.5245 | 1.528 | 1.528 | 1.528
LV Network Domestic | 14.1447 | 12.3411 | 12.3411 | 9.6537 | 9.6537 | 12.3411 | 9.6537 | 9.6537 | 9.6537
LV Network Non-Domestic Non-CT | 14.5718 | 12.7102 | 12.7102 | 9.9369 | 9.9369 | 12.7102 | 9.9369 | 9.9369 | 9.9369
LV HH Metered | 13.4755 | 11.7607 | 11.7607 | 9.1947 | 9.1947 | 11.7607 | 9.1947 | 9.1947 | 9.1947
LV Sub HH Metered | 13.568 | 11.8415 | 11.8415 | 9.2579 | 9.2579 | 11.8415 | 9.2579 | 9.2579 | 9.2579
HV HH Metered | 12.0351 | 10.5037 | 10.5037 | 8.2119 | 8.2119 | 10.5037 | 8.2119 | 8.2119 | 8.2119
LV Generation Non-Intermittent | -11.0354 | -9.6311 | -9.6311 | -7.5297 | -7.5297 | -9.6311 | -7.5297 | -7.5297 | -7.5297
LV Sub Generation Non-Intermittent | -11.0354 | -9.6311 | -9.6311 | -7.5297 | -7.5297 | -9.6311 | -7.5297 | -7.5297 | -7.5297
HV Generation Non-Intermittent | -11.0354 | -9.6311 | -9.6311 | -7.5297 | -7.5297 | -9.6311 | -7.5297 | -7.5297 | -7.5297
2442. Unit rate 2 pseudo load coefficient by network level
Data sources:
x1 = 2440. Pseudo load coefficient by time band and network level (equalised)
x2 = 2405. Split of rate 2 units between distribution time bands
Sum-product calculation =SUMPRODUCT(x1, x2)
| GSPs | 132kV | 132kV/EHV | EHV | EHV/HV | 132kV/HV | HV | HV/LV | LV circuits
Domestic Two Rate | 0.042417 | 0.024298 | 0.024298 | 0.10457 | 0.10457 | 0.024298 | 0.10457 | 0.10457 | 0.10457
Small Non Domestic Two Rate | 0.040706 | 0.023319 | 0.023319 | 0.10035 | 0.10035 | 0.023319 | 0.10035 | 0.10035 | 0.10035
LV Medium Non-Domestic | 0.029029 | 0.016629 | 0.016629 | 0.071567 | 0.071567 | 0.016629 | 0.071567 | 0.071567 | 0.071567
LV Sub Medium Non-Domestic | 0.029029 | 0.016629 | 0.016629 | 0.071567 | 0.071567 | 0.016629 | 0.071567 | 0.071567 | 0.071567
HV Medium Non-Domestic | 0.029029 | 0.016629 | 0.016629 | 0.071567 | 0.071567 | 0.016629 | 0.071567 | 0.071567 | 0.071567
LV Network Domestic | 0 | 0.54467 | 0.54467 | 1.1793 | 1.1793 | 0.54467 | 1.1793 | 1.1793 | 1.1793
LV Network Non-Domestic Non-CT | 0 | 0.56096 | 0.56096 | 1.2139 | 1.2139 | 0.56096 | 1.2139 | 1.2139 | 1.2139
LV HH Metered | 0 | 0.51905 | 0.51905 | 1.1232 | 1.1232 | 0.51905 | 1.1232 | 1.1232 | 1.1232
LV Sub HH Metered | 0 | 0.52262 | 0.52262 | 1.1309 | 1.1309 | 0.52262 | 1.1309 | 1.1309 | 1.1309
HV HH Metered | 0 | 0.46357 | 0.46357 | 1.0031 | 1.0031 | 0.46357 | 1.0031 | 1.0031 | 1.0031
LV Generation Non-Intermittent | 0 | -0.42506 | -0.42506 | -0.91981 | -0.91981 | -0.42506 | -0.91981 | -0.91981 | -0.91981
LV Sub Generation Non-Intermittent | 0 | -0.42506 | -0.42506 | -0.91981 | -0.91981 | -0.42506 | -0.91981 | -0.91981 | -0.91981
HV Generation Non-Intermittent | 0 | -0.42506 | -0.42506 | -0.91981 | -0.91981 | -0.42506 | -0.91981 | -0.91981 | -0.91981
2443. Unit rate 3 pseudo load coefficient by network level
Data sources:
x1 = 2440. Pseudo load coefficient by time band and network level (equalised)
x2 = 2406. Split of rate 3 units between distribution time bands (default)
Sum-product calculation =SUMPRODUCT(x1, x2)
| GSPs | 132kV | 132kV/EHV | EHV | EHV/HV | 132kV/HV | HV | HV/LV | LV circuits
LV Network Domestic | 0.037209 | 0.021309 | 0.021309 | 0.091754 | 0.091754 | 0.021309 | 0.091754 | 0.091754 | 0.091754
LV Network Non-Domestic Non-CT | 0.038332 | 0.021946 | 0.021946 | 0.094446 | 0.094446 | 0.021946 | 0.094446 | 0.094446 | 0.094446
LV HH Metered | 0.035448 | 0.020307 | 0.020307 | 0.087391 | 0.087391 | 0.020307 | 0.087391 | 0.087391 | 0.087391
LV Sub HH Metered | 0.035692 | 0.020446 | 0.020446 | 0.087992 | 0.087992 | 0.020446 | 0.087992 | 0.087992 | 0.087992
HV HH Metered | 0.031659 | 0.018136 | 0.018136 | 0.07805 | 0.07805 | 0.018136 | 0.07805 | 0.07805 | 0.07805
LV Generation Non-Intermittent | -0.029029 | -0.016629 | -0.016629 | -0.071567 | -0.071567 | -0.016629 | -0.071567 | -0.071567 | -0.071567
LV Sub Generation Non-Intermittent | -0.029029 | -0.016629 | -0.016629 | -0.071567 | -0.071567 | -0.016629 | -0.071567 | -0.071567 | -0.071567
HV Generation Non-Intermittent | -0.029029 | -0.016629 | -0.016629 | -0.071567 | -0.071567 | -0.016629 | -0.071567 | -0.071567 | -0.071567
2444. Adjust annual hours by special distribution time band to match days in year
Data sources:
x1 = 1066. Typical annual hours by special distribution time band
x2 = 1010. Days in the charging year (in Financial and general assumptions)
x3 = Total hours in the year according to special time band hours input data (in Adjust annual hours by special distribution time band to match days in year)
Kind: | Cell summation | Calculation
Formula: | =SUM(x1) | =x1*24*x2/x3
Annual hours by special distribution time band (reconciled to days in year)
| Hours aggregate | Black | Yellow | Green
Adjust annual hours by special distribution time band to match days in year | 8760 | 258 | 3252 | 5250
2445. Normalisation of split of rate 1 units by special time band
Data sources:
x1 = 1064. Average split of rate 1 units by special distribution time band
x2 = Total split (in Normalisation of split of rate 1 units by special time band)
x3 = 2444. Annual hours by special distribution time band (reconciled to days in year) (in Adjust annual hours by special distribution time band to match days in year)
x4 = 1010. Days in the charging year (in Financial and general assumptions)
Kind: | Cell summation | Calculation
Formula: | =SUM(x1) | =IF(x2,x1/x2,x3/x4/24)
Normalised split of rate 1 units by special distribution time band
| Total split | Black | Yellow | Green
NHH UMS category A | 100% | 2.934% | 37.24% | 59.83%
NHH UMS category B | 100% | 4.947% | 8.917% | 86.14%
NHH UMS category C | 100% | 8.999% | 15.41% | 75.59%
NHH UMS category D | 100% | 0.9595% | 63.48% | 35.56%
2446. Split of rate 1 units between special distribution time bands
Data sources:
x1 = 2445. Normalised split of rate 1 units by special distribution time band (in Normalisation of split of rate 1 units by special time band)
x2 = Split of rate 1 units between special distribution time bands (default)
Combine tables = x1 or x2
| Black | Yellow | Green
NHH UMS category A | 2.934% | 37.24% | 59.83%
NHH UMS category B | 4.947% | 8.917% | 86.14%
NHH UMS category C | 8.999% | 15.41% | 75.59%
NHH UMS category D | 0.9595% | 63.48% | 35.56%
LV UMS (Pseudo HH Metered) | 100% | 0% | 0%
2447. Split of rate 2 units between special distribution time bands (default)
| Black | Yellow | Green
LV UMS (Pseudo HH Metered) | 0% | 100% | 0%
2448. Split of rate 3 units between special distribution time bands (default)
| Black | Yellow | Green
LV UMS (Pseudo HH Metered) | 0% | 0% | 100%
2449. Calculation of implied special load coefficients for one-rate users
Data sources:
x1 = 2407. All units (MWh)
x2 = 2305. Rate 1 units (MWh) (in Equivalent volume for each end user)
x3 = 2446. Split of rate 1 units between special distribution time bands
x4 = 2444. Annual hours by special distribution time band (reconciled to days in year) (in Adjust annual hours by special distribution time band to match days in year)
x5 = Use of special distribution time bands by units in demand forecast for one-rate tariffs (in Calculation of implied special load coefficients for one-rate users)
x6 = 1010. Days in the charging year (in Financial and general assumptions)
Kind: | Calculation |  |  | Calculation
Formula: | =IF(x1>0,(x2*x3)/x1,0) |  |  | =IF(x4>0,x5*x6*24/x4,0)
Use of special distribution time bands by units in demand forecast for one-rate tariffs
| Black | Yellow | Green | Peak band special load coefficient for one-rate tariffs
NHH UMS category A | 2.934% | 37.24% | 59.83% | 0.99612
NHH UMS category B | 4.947% | 8.917% | 86.14% | 1.6798
NHH UMS category C | 8.999% | 15.41% | 75.59% | 3.0554
NHH UMS category D | 0.9595% | 63.48% | 35.56% | 0.32578
2450. Calculation of implied special load coefficients for three-rate users
Data sources:
x1 = 2407. All units (MWh)
x2 = 2305. Rate 1 units (MWh) (in Equivalent volume for each end user)
x3 = 2446. Split of rate 1 units between special distribution time bands
x4 = 2305. Rate 2 units (MWh) (in Equivalent volume for each end user)
x5 = 2447. Split of rate 2 units between special distribution time bands (default)
x6 = 2305. Rate 3 units (MWh) (in Equivalent volume for each end user)
x7 = 2448. Split of rate 3 units between special distribution time bands (default)
x8 = 2444. Annual hours by special distribution time band (reconciled to days in year) (in Adjust annual hours by special distribution time band to match days in year)
x9 = Use of special distribution time bands by units in demand forecast for three-rate tariffs (in Calculation of implied special load coefficients for three-rate users)
x10 = 1010. Days in the charging year (in Financial and general assumptions)
Kind: | Calculation |  |  | Calculation
Formula: | =IF(x1>0,(x2*x3+x4*x5+x6*x7)/x1,0) |  |  | =IF(x8>0,x9*x10*24/x8,0)
Use of special distribution time bands by units in demand forecast for three-rate tariffs
| Black | Yellow | Green | Peak band special load coefficient for three-rate tariffs
LV UMS (Pseudo HH Metered) | 5.343% | 12.27% | 82.39% | 1.8141
2451. Estimated contributions to peak demand
Data sources:
x1 = 2449. Peak band special load coefficient for one-rate tariffs (in Calculation of implied special load coefficients for one-rate users)
x2 = 2450. Peak band special load coefficient for three-rate tariffs (in Calculation of implied special load coefficients for three-rate users)
x3 = Peak band special load coefficient (in Estimated contributions to peak demand)
x4 = 2407. All units (MWh)
x5 = 1010. Days in the charging year (in Financial and general assumptions)
x6 = 2302. Load coefficient
Kind: | Combine tables | Calculation | Calculation
Formula: | = x1 or x2 | =x3*x4/24/x5*1000 | =x6*x4/24/x5*1000
| Peak band special load coefficient | Contribution to peak band kW | Contribution to system-peak-time kW
NHH UMS category A | 0.99612 | 5770.344 | 5792.7967
NHH UMS category B | 1.6798 | 4473.4671 | 5637.8973
NHH UMS category C | 3.0554 | 124.2479 | 168.9064
NHH UMS category D | 0.32578 | 309.3158 | 9.3833
LV UMS (Pseudo HH Metered) | 1.8141 | 49986.3117 | 58612.1029
2452. Load coefficient correction factor for the group
Data sources:
x1 = 2451. Contribution to peak band kW (in Estimated contributions to peak demand)
x2 = 2451. Contribution to system-peak-time kW (in Estimated contributions to peak demand)
Calculation =IF(SUM(x1),SUM(x2)/SUM(x1),0)
Load coefficient correction factor for the group
Load coefficient correction factor for the group | 1.1575
2453. Calculation of special peaking probabilities
Data sources:
x1 = 2412. Normalised peaking probabilities (in Normalisation of peaking probabilities)
x2 = Amber peaking probabilities (in Calculation of special peaking probabilities)
x3 = 1010. Days in the charging year (in Financial and general assumptions)
x4 = 2401. Annual hours by distribution time band (reconciled to days in year) (in Adjust annual hours by distribution time band to match days in year)
x5 = 1069. Black peaking probabilities (in Peaking probabilities by network level)
x6 = Red peaking probabilities (in Calculation of special peaking probabilities)
x7 = Amber peaking rates (in Calculation of special peaking probabilities)
x8 = 2444. Annual hours by special distribution time band (reconciled to days in year) (in Adjust annual hours by special distribution time band to match days in year)
x9 = Yellow peaking probabilities (in Calculation of special peaking probabilities)
x10 = Green peaking probabilities (in Calculation of special peaking probabilities)
Kind: | Copy cells | Copy cells | Copy cells | Calculation | Calculation | Calculation
Formula: | =x1 | =x1 | =x1 | =x2*24*x3/x4 | =IF(x5,MAX(0,x2+x6-x5),x7*x8/x3/24) | =1-x9-x10
| Red peaking probabilities | Amber peaking probabilities | Green peaking probabilities | Amber peaking rates | Yellow peaking probabilities | Black peaking probabilities
GSPs | 98.26% | 0% | 1.74% | 0 | 0% | 98.26%
132kV | 85.76% | 13.25% | 0.9966% | 0.42506 | 13.33% | 85.67%
132kV/EHV | 85.76% | 13.25% | 0.9966% | 0.42506 | 13.33% | 85.67%
EHV | 67.05% | 28.67% | 4.289% | 0.91981 | 29.28% | 66.43%
EHV/HV | 67.05% | 28.67% | 4.289% | 0.91981 | 29.28% | 66.43%
132kV/HV | 85.76% | 13.25% | 0.9966% | 0.42506 | 13.33% | 85.67%
HV | 67.05% | 28.67% | 4.289% | 0.91981 | 29.28% | 66.43%
HV/LV | 67.05% | 28.67% | 4.289% | 0.91981 | 29.28% | 66.43%
LV circuits | 67.05% | 28.67% | 4.289% | 0.91981 | 29.28% | 66.43%
2454. Special peaking probabilities by network level
Data sources:
x1 = 2453. Green peaking probabilities (in Calculation of special peaking probabilities)
x2 = 2453. Yellow peaking probabilities (in Calculation of special peaking probabilities)
x3 = 2453. Black peaking probabilities (in Calculation of special peaking probabilities)
Combine tables = x1 or x2 or x3
| Black | Yellow | Green
GSPs | 98.26% | 0% | 1.74%
132kV | 85.67% | 13.33% | 0.9966%
132kV/EHV | 85.67% | 13.33% | 0.9966%
EHV | 66.43% | 29.28% | 4.289%
EHV/HV | 66.43% | 29.28% | 4.289%
132kV/HV | 85.67% | 13.33% | 0.9966%
HV | 66.43% | 29.28% | 4.289%
HV/LV | 66.43% | 29.28% | 4.289%
LV circuits | 66.43% | 29.28% | 4.289%
2455. Special peaking probabilities by network level (reshaped)
Data sources:
x1 = 2454. Special peaking probabilities by network level
Reshape table = x1
| GSPs | Black | Yellow | Green | 132kV | Black | Yellow | Green | 132kV/EHV | Black | Yellow | Green | EHV | Black | Yellow | Green | EHV/HV | Black | Yellow | Green | 132kV/HV | Black | Yellow | Green | HV | Black | Yellow | Green | HV/LV | Black | Yellow | Green | LV circuits | Black | Yellow | Green
Probability of peak within timeband |  | 98.26% | 0% | 1.74% |  | 85.67% | 13.33% | 0.9966% |  | 85.67% | 13.33% | 0.9966% |  | 66.43% | 29.28% | 4.289% |  | 66.43% | 29.28% | 4.289% |  | 85.67% | 13.33% | 0.9966% |  | 66.43% | 29.28% | 4.289% |  | 66.43% | 29.28% | 4.289% |  | 66.43% | 29.28% | 4.289%
2456. Pseudo load coefficient by special time band and network level
Data sources:
x1 = 2444. Annual hours by special distribution time band (reconciled to days in year) (in Adjust annual hours by special distribution time band to match days in year)
x2 = 2452. Load coefficient correction factor for the group
x3 = 2455. Special peaking probabilities by network level (reshaped)
x4 = 1010. Days in the charging year (in Financial and general assumptions)
Calculation =IF(x1>0,x2*x3*24*x4/x1,0)
| GSPs | Black | Yellow | Green | 132kV | Black | Yellow | Green | 132kV/EHV | Black | Yellow | Green | EHV | Black | Yellow | Green | EHV/HV | Black | Yellow | Green | 132kV/HV | Black | Yellow | Green | HV | Black | Yellow | Green | HV/LV | Black | Yellow | Green | LV circuits | Black | Yellow | Green
Pseudo load coefficient by special time band and network level |  | 38.619 | 0 | 0.033603 |  | 33.6725 | 0.4156 | 0.019249 |  | 33.6725 | 0.4156 | 0.019249 |  | 26.1081 | 0.91307 | 0.082842 |  | 26.1081 | 0.91307 | 0.082842 |  | 33.6725 | 0.4156 | 0.019249 |  | 26.1081 | 0.91307 | 0.082842 |  | 26.1081 | 0.91307 | 0.082842 |  | 26.1081 | 0.91307 | 0.082842
2457. Unit rate 1 pseudo load coefficient by network level (special)
Data sources:
x1 = 2456. Pseudo load coefficient by special time band and network level
x2 = 2446. Split of rate 1 units between special distribution time bands
Sum-product calculation =SUMPRODUCT(x1, x2)
| GSPs | 132kV | 132kV/EHV | EHV | EHV/HV | 132kV/HV | HV | HV/LV | LV circuits
NHH UMS category A | 1.1531 | 1.1542 | 1.1542 | 1.1555 | 1.1555 | 1.1542 | 1.1555 | 1.1555 | 1.1555
NHH UMS category B | 1.9396 | 1.7196 | 1.7196 | 1.4444 | 1.4444 | 1.7196 | 1.4444 | 1.4444 | 1.4444
NHH UMS category C | 3.5006 | 3.1087 | 3.1087 | 2.5527 | 2.5527 | 3.1087 | 2.5527 | 2.5527 | 2.5527
NHH UMS category D | 0.38249 | 0.59375 | 0.59375 | 0.85957 | 0.85957 | 0.59375 | 0.85957 | 0.85957 | 0.85957
LV UMS (Pseudo HH Metered) | 38.619 | 33.6725 | 33.6725 | 26.1081 | 26.1081 | 33.6725 | 26.1081 | 26.1081 | 26.1081
2458. Unit rate 2 pseudo load coefficient by network level (special)
Data sources:
x1 = 2456. Pseudo load coefficient by special time band and network level
x2 = 2447. Split of rate 2 units between special distribution time bands (default)
Sum-product calculation =SUMPRODUCT(x1, x2)
| GSPs | 132kV | 132kV/EHV | EHV | EHV/HV | 132kV/HV | HV | HV/LV | LV circuits
LV UMS (Pseudo HH Metered) | 0 | 0.4156 | 0.4156 | 0.91307 | 0.91307 | 0.4156 | 0.91307 | 0.91307 | 0.91307
2459. Unit rate 3 pseudo load coefficient by network level (special)
Data sources:
x1 = 2456. Pseudo load coefficient by special time band and network level
x2 = 2448. Split of rate 3 units between special distribution time bands (default)
Sum-product calculation =SUMPRODUCT(x1, x2)
| GSPs | 132kV | 132kV/EHV | EHV | EHV/HV | 132kV/HV | HV | HV/LV | LV circuits
LV UMS (Pseudo HH Metered) | 0.033603 | 0.019249 | 0.019249 | 0.082842 | 0.082842 | 0.019249 | 0.082842 | 0.082842 | 0.082842
2460. Unit rate 1 pseudo load coefficient by network level (combined)
Data sources:
x1 = 2441. Unit rate 1 pseudo load coefficient by network level
x2 = 2457. Unit rate 1 pseudo load coefficient by network level (special)
Combine tables = x1 or x2
| GSPs | 132kV | 132kV/EHV | EHV | EHV/HV | 132kV/HV | HV | HV/LV | LV circuits
Domestic Unrestricted | 2.0112 | 1.9629 | 1.9629 | 1.8578 | 1.8578 | 1.9629 | 1.8578 | 1.8578 | 1.8578
Domestic Two Rate | 2.4353 | 2.3778 | 2.3778 | 2.2527 | 2.2527 | 2.3778 | 2.2527 | 2.2527 | 2.2527
Domestic Off Peak (related MPAN) | 0.51582 | 0.57975 | 0.57975 | 0.6773 | 0.6773 | 0.57975 | 0.6773 | 0.6773 | 0.6773
Small Non Domestic Unrestricted | 1.7733 | 1.8465 | 1.8465 | 1.8807 | 1.8807 | 1.8465 | 1.8807 | 1.8807 | 1.8807
Small Non Domestic Two Rate | 1.9581 | 2.0115 | 2.0115 | 2.0263 | 2.0263 | 2.0115 | 2.0263 | 2.0263 | 2.0263
Small Non Domestic Off Peak (related MPAN) | 0.20966 | 0.25565 | 0.25565 | 0.35656 | 0.35656 | 0.25565 | 0.35656 | 0.35656 | 0.35656
LV Medium Non-Domestic | 1.5021 | 1.5323 | 1.5323 | 1.5276 | 1.5276 | 1.5323 | 1.5276 | 1.5276 | 1.5276
LV Sub Medium Non-Domestic | 1.4865 | 1.5192 | 1.5192 | 1.5181 | 1.5181 | 1.5192 | 1.5181 | 1.5181 | 1.5181
HV Medium Non-Domestic | 1.4872 | 1.5245 | 1.5245 | 1.528 | 1.528 | 1.5245 | 1.528 | 1.528 | 1.528
LV Network Domestic | 14.1447 | 12.3411 | 12.3411 | 9.6537 | 9.6537 | 12.3411 | 9.6537 | 9.6537 | 9.6537
LV Network Non-Domestic Non-CT | 14.5718 | 12.7102 | 12.7102 | 9.9369 | 9.9369 | 12.7102 | 9.9369 | 9.9369 | 9.9369
LV HH Metered | 13.4755 | 11.7607 | 11.7607 | 9.1947 | 9.1947 | 11.7607 | 9.1947 | 9.1947 | 9.1947
LV Sub HH Metered | 13.568 | 11.8415 | 11.8415 | 9.2579 | 9.2579 | 11.8415 | 9.2579 | 9.2579 | 9.2579
HV HH Metered | 12.0351 | 10.5037 | 10.5037 | 8.2119 | 8.2119 | 10.5037 | 8.2119 | 8.2119 | 8.2119
NHH UMS category A | 1.1531 | 1.1542 | 1.1542 | 1.1555 | 1.1555 | 1.1542 | 1.1555 | 1.1555 | 1.1555
NHH UMS category B | 1.9396 | 1.7196 | 1.7196 | 1.4444 | 1.4444 | 1.7196 | 1.4444 | 1.4444 | 1.4444
NHH UMS category C | 3.5006 | 3.1087 | 3.1087 | 2.5527 | 2.5527 | 3.1087 | 2.5527 | 2.5527 | 2.5527
NHH UMS category D | 0.38249 | 0.59375 | 0.59375 | 0.85957 | 0.85957 | 0.59375 | 0.85957 | 0.85957 | 0.85957
LV UMS (Pseudo HH Metered) | 38.619 | 33.6725 | 33.6725 | 26.1081 | 26.1081 | 33.6725 | 26.1081 | 26.1081 | 26.1081
LV Generation Non-Intermittent | -11.0354 | -9.6311 | -9.6311 | -7.5297 | -7.5297 | -9.6311 | -7.5297 | -7.5297 | -7.5297
LV Sub Generation Non-Intermittent | -11.0354 | -9.6311 | -9.6311 | -7.5297 | -7.5297 | -9.6311 | -7.5297 | -7.5297 | -7.5297
HV Generation Non-Intermittent | -11.0354 | -9.6311 | -9.6311 | -7.5297 | -7.5297 | -9.6311 | -7.5297 | -7.5297 | -7.5297
2461. Unit rate 2 pseudo load coefficient by network level (combined)
Data sources:
x1 = 2442. Unit rate 2 pseudo load coefficient by network level
x2 = 2458. Unit rate 2 pseudo load coefficient by network level (special)
Combine tables = x1 or x2
| GSPs | 132kV | 132kV/EHV | EHV | EHV/HV | 132kV/HV | HV | HV/LV | LV circuits
Domestic Two Rate | 0.042417 | 0.024298 | 0.024298 | 0.10457 | 0.10457 | 0.024298 | 0.10457 | 0.10457 | 0.10457
Small Non Domestic Two Rate | 0.040706 | 0.023319 | 0.023319 | 0.10035 | 0.10035 | 0.023319 | 0.10035 | 0.10035 | 0.10035
LV Medium Non-Domestic | 0.029029 | 0.016629 | 0.016629 | 0.071567 | 0.071567 | 0.016629 | 0.071567 | 0.071567 | 0.071567
LV Sub Medium Non-Domestic | 0.029029 | 0.016629 | 0.016629 | 0.071567 | 0.071567 | 0.016629 | 0.071567 | 0.071567 | 0.071567
HV Medium Non-Domestic | 0.029029 | 0.016629 | 0.016629 | 0.071567 | 0.071567 | 0.016629 | 0.071567 | 0.071567 | 0.071567
LV Network Domestic | 0 | 0.54467 | 0.54467 | 1.1793 | 1.1793 | 0.54467 | 1.1793 | 1.1793 | 1.1793
LV Network Non-Domestic Non-CT | 0 | 0.56096 | 0.56096 | 1.2139 | 1.2139 | 0.56096 | 1.2139 | 1.2139 | 1.2139
LV HH Metered | 0 | 0.51905 | 0.51905 | 1.1232 | 1.1232 | 0.51905 | 1.1232 | 1.1232 | 1.1232
LV Sub HH Metered | 0 | 0.52262 | 0.52262 | 1.1309 | 1.1309 | 0.52262 | 1.1309 | 1.1309 | 1.1309
HV HH Metered | 0 | 0.46357 | 0.46357 | 1.0031 | 1.0031 | 0.46357 | 1.0031 | 1.0031 | 1.0031
LV UMS (Pseudo HH Metered) | 0 | 0.4156 | 0.4156 | 0.91307 | 0.91307 | 0.4156 | 0.91307 | 0.91307 | 0.91307
LV Generation Non-Intermittent | 0 | -0.42506 | -0.42506 | -0.91981 | -0.91981 | -0.42506 | -0.91981 | -0.91981 | -0.91981
LV Sub Generation Non-Intermittent | 0 | -0.42506 | -0.42506 | -0.91981 | -0.91981 | -0.42506 | -0.91981 | -0.91981 | -0.91981
HV Generation Non-Intermittent | 0 | -0.42506 | -0.42506 | -0.91981 | -0.91981 | -0.42506 | -0.91981 | -0.91981 | -0.91981
2462. Unit rate 3 pseudo load coefficient by network level (combined)
Data sources:
x1 = 2443. Unit rate 3 pseudo load coefficient by network level
x2 = 2459. Unit rate 3 pseudo load coefficient by network level (special)
Combine tables = x1 or x2
| GSPs | 132kV | 132kV/EHV | EHV | EHV/HV | 132kV/HV | HV | HV/LV | LV circuits
LV Network Domestic | 0.037209 | 0.021309 | 0.021309 | 0.091754 | 0.091754 | 0.021309 | 0.091754 | 0.091754 | 0.091754
LV Network Non-Domestic Non-CT | 0.038332 | 0.021946 | 0.021946 | 0.094446 | 0.094446 | 0.021946 | 0.094446 | 0.094446 | 0.094446
LV HH Metered | 0.035448 | 0.020307 | 0.020307 | 0.087391 | 0.087391 | 0.020307 | 0.087391 | 0.087391 | 0.087391
LV Sub HH Metered | 0.035692 | 0.020446 | 0.020446 | 0.087992 | 0.087992 | 0.020446 | 0.087992 | 0.087992 | 0.087992
HV HH Metered | 0.031659 | 0.018136 | 0.018136 | 0.07805 | 0.07805 | 0.018136 | 0.07805 | 0.07805 | 0.07805
LV UMS (Pseudo HH Metered) | 0.033603 | 0.019249 | 0.019249 | 0.082842 | 0.082842 | 0.019249 | 0.082842 | 0.082842 | 0.082842
LV Generation Non-Intermittent | -0.029029 | -0.016629 | -0.016629 | -0.071567 | -0.071567 | -0.016629 | -0.071567 | -0.071567 | -0.071567
LV Sub Generation Non-Intermittent | -0.029029 | -0.016629 | -0.016629 | -0.071567 | -0.071567 | -0.016629 | -0.071567 | -0.071567 | -0.071567
HV Generation Non-Intermittent | -0.029029 | -0.016629 | -0.016629 | -0.071567 | -0.071567 | -0.016629 | -0.071567 | -0.071567 | -0.071567

## SMD
Forecast simultaneous maximum load for WPD East Midlands in April 17 (Final)
2501. Contributions of users on one-rate multi tariffs to system simultaneous maximum load by network level (kW)
Data sources:
x1 = 2305. Rate 1 units (MWh) (in Equivalent volume for each end user)
x2 = 2460. Unit rate 1 pseudo load coefficient by network level (combined)
x3 = 2012. Loss adjustment factors between end user meter reading and each network level, scaled by network use
x4 = 1010. Days in the charging year (in Financial and general assumptions)
Calculation =(x1*x2)*x3/(24*x4)*1000
| GSPs | 132kV | 132kV/EHV | EHV | EHV/HV | 132kV/HV | HV | HV/LV | LV circuits
Domestic Unrestricted | 1309793.0074 | 1275814.9667 | 1174212.9252 | 1108039.2283 | 1099331.6508 | 94237.8988 | 1170132.5438 | 1149019.0411 | 1106968.939
Domestic Off Peak (related MPAN) | 8125.1327 | 9113.8898 | 8388.0872 | 9770.5149 | 9693.7329 | 673.1962 | 10318.044 | 10131.8684 | 9761.0773
Small Non Domestic Unrestricted | 247328.2406 | 257019.2933 | 236551.0549 | 240211.613 | 238323.8989 | 18984.6951 | 253672.811 | 249095.6188 | 239979.5852
Small Non Domestic Off Peak (related MPAN) | 110.7172 | 134.7341 | 124.0043 | 172.439 | 171.0838 | 9.9521 | 182.1023 | 178.8165 | 172.2724
NHH UMS category A | 7300.9103 | 7292.9968 | 6712.2046 | 6700.1883 | 6647.5346 | 538.6962 | 7075.6596 | 6947.9887 | 6693.7164
NHH UMS category B | 5645.6074 | 4995.1761 | 4597.3754 | 3850.3749 | 3820.1166 | 368.968 | 4066.1457 | 3992.7775 | 3846.6557
NHH UMS category C | 155.5924 | 137.8975 | 126.9158 | 103.9089 | 103.0923 | 10.1858 | 109.7318 | 107.7518 | 103.8085
NHH UMS category D | 396.9388 | 614.9424 | 565.9702 | 816.9215 | 810.5017 | 45.4226 | 862.7009 | 847.1346 | 816.1324
2502. Contributions of users on two-rate multi tariffs to system simultaneous maximum load by network level (kW)
Data sources:
x1 = 2305. Rate 1 units (MWh) (in Equivalent volume for each end user)
x2 = 2460. Unit rate 1 pseudo load coefficient by network level (combined)
x3 = 2305. Rate 2 units (MWh) (in Equivalent volume for each end user)
x4 = 2461. Unit rate 2 pseudo load coefficient by network level (combined)
x5 = 2012. Loss adjustment factors between end user meter reading and each network level, scaled by network use
x6 = 1010. Days in the charging year (in Financial and general assumptions)
Calculation =(x1*x2+x3*x4)*x5/(24*x6)*1000
| GSPs | 132kV | 132kV/EHV | EHV | EHV/HV | 132kV/HV | HV | HV/LV | LV circuits
Domestic Two Rate | 821079.6998 | 797442.5345 | 733936.6252 | 704798.9937 | 699260.2983 | 58902.9842 | 744295.1643 | 730865.337 | 704118.2067
Small Non Domestic Two Rate | 384556.2047 | 393119.546 | 361812.6955 | 367737.7076 | 364847.8238 | 29037.7217 | 388345.3295 | 381338.1488 | 367382.4984
LV Medium Non-Domestic | 0 | 0 | 0 | 0 | 0 | 0 | 0 | 0 | 0
LV Sub Medium Non-Domestic | 0 | 0 | 0 | 0 | 0 | 0 | 0 | 0 | 0
HV Medium Non-Domestic | 0 | 0 | 0 | 0 | 0 | 0 | 0 | 0 | 0
2503. Contributions of users on three-rate multi tariffs to system simultaneous maximum load by network level (kW)
Data sources:
x1 = 2305. Rate 1 units (MWh) (in Equivalent volume for each end user)
x2 = 2460. Unit rate 1 pseudo load coefficient by network level (combined)
x3 = 2305. Rate 2 units (MWh) (in Equivalent volume for each end user)
x4 = 2461. Unit rate 2 pseudo load coefficient by network level (combined)
x5 = 2305. Rate 3 units (MWh) (in Equivalent volume for each end user)
x6 = 2462. Unit rate 3 pseudo load coefficient by network level (combined)
x7 = 2012. Loss adjustment factors between end user meter reading and each network level, scaled by network use
x8 = 1010. Days in the charging year (in Financial and general assumptions)
Calculation =(x1*x2+x3*x4+x5*x6)*x7/(24*x8)*1000
| GSPs | 132kV | 132kV/EHV | EHV | EHV/HV | 132kV/HV | HV | HV/LV | LV circuits
LV Network Domestic | 0 | 0 | 0 | 0 | 0 | 0 | 0 | 0 | 0
LV Network Non-Domestic Non-CT | 30671.9731 | 31129.1645 | 28650.1321 | 28728.0881 | 28502.3271 | 2299.3515 | 30337.979 | 29790.5701 | 28700.3388
LV HH Metered | 669894.7014 | 681990.1125 | 627678.4846 | 630998.9818 | 626040.2471 | 50375.1068 | 666359.4798 | 654335.8994 | 630389.4804
LV Sub HH Metered | 17821.4938 | 18066.9582 | 16628.1604 | 16667.6609 | 16536.6773 | 1334.5134 | 17601.6985 | 17284.099 | 0
HV HH Metered | 1086672.0769 | 1101174.6664 | 1013480.4497 | 1019583.6247 | 1011571.1797 | 81338.1168 | 1076719.9843 | 0 | 0
LV UMS (Pseudo HH Metered) | 62976.1805 | 56083.7068 | 51617.3701 | 43444.9952 | 43103.5807 | 4142.6154 | 45879.6055 | 45051.7684 | 43403.0303
LV Generation Non-Intermittent | -1016.8879 | -1053.94 | -970.0074 | -998.8474 | -990.9979 | -77.8491 | -1054.8217 | -1035.7889 | 0
LV Sub Generation Non-Intermittent | -518.2155 | -516.5721 | -475.4339 | -475.4267 | -471.6905 | -38.1565 | -502.0691 | 0 | 0
HV Generation Non-Intermittent | -88169.9959 | -87014.2394 | -80084.6888 | -78442.7134 | -77826.2677 | -6427.2949 | 0 | 0 | 0
2504. Estimated contributions of users on each tariff to system simultaneous maximum load by network level (kW)
Data sources:
x1 = 2407. All units (MWh)
x2 = 2302. Load coefficient
x3 = 2012. Loss adjustment factors between end user meter reading and each network level, scaled by network use
x4 = 1010. Days in the charging year (in Financial and general assumptions)
Calculation =x1*x2*x3/(24*x4)*1000
| GSPs | 132kV | 132kV/EHV | EHV | EHV/HV | 132kV/HV | HV | HV/LV | LV circuits
Domestic Unrestricted | 1323130.3329 | 1320489.3542 | 1215329.5797 | 1211719.6899 | 1202197.3348 | 97537.7664 | 1279623.146 | 1256534.0294 | 1210549.2525
Domestic Two Rate | 822661.763 | 821019.7235 | 755636.1983 | 753391.7344 | 747471.1706 | 60644.5101 | 795610.9893 | 781255.2355 | 752664.0101
Domestic Off Peak (related MPAN) | 0 | 0 | 0 | 0 | 0 | 0 | 0 | 0 | 0
Small Non Domestic Unrestricted | 250023.5937 | 249524.5446 | 229653.1653 | 228971.0272 | 227171.6478 | 18431.0965 | 241802.315 | 237439.3103 | 228749.857
Small Non Domestic Two Rate | 385477.631 | 384708.2146 | 354071.2171 | 353019.5204 | 350245.3002 | 28416.4199 | 372802.3511 | 366075.623 | 352678.5279
Small Non Domestic Off Peak (related MPAN) | 0 | 0 | 0 | 0 | 0 | 0 | 0 | 0 | 0
LV Medium Non-Domestic | 0 | 0 | 0 | 0 | 0 | 0 | 0 | 0 | 0
LV Sub Medium Non-Domestic | 0 | 0 | 0 | 0 | 0 | 0 | 0 | 0 | 0
HV Medium Non-Domestic | 0 | 0 | 0 | 0 | 0 | 0 | 0 | 0 | 0
LV Network Domestic | 0 | 0 | 0 | 0 | 0 | 0 | 0 | 0 | 0
LV Network Non-Domestic Non-CT | 31566.0967 | 31503.0905 | 28994.2797 | 28908.1581 | 28680.982 | 2326.9715 | 30528.1399 | 29977.2998 | 28880.2348
LV HH Metered | 674081.1749 | 672735.7035 | 619161.0687 | 617321.9764 | 612470.7232 | 49691.5311 | 651916.0299 | 640153.0626 | 616725.6861
LV Sub HH Metered | 17918.034 | 17882.2695 | 16458.1797 | 16409.294 | 16280.3408 | 1320.8714 | 17328.853 | 17016.1767 | 0
HV HH Metered | 1090644.1874 | 1088467.2529 | 1001785.0161 | 998809.417 | 990960.2271 | 80399.4854 | 1054781.6126 | 0 | 0
NHH UMS category A | 6331.5268 | 6318.8891 | 5815.6719 | 5798.3976 | 5752.8306 | 466.7439 | 6123.3335 | 6012.846 | 5792.7967
NHH UMS category B | 6162.2218 | 6149.9219 | 5660.1608 | 5643.3484 | 5598.9999 | 454.2631 | 5959.5955 | 5852.0625 | 5637.8973
NHH UMS category C | 184.6147 | 184.2462 | 169.5734 | 169.0697 | 167.741 | 13.6093 | 178.5442 | 175.3226 | 168.9064
NHH UMS category D | 10.256 | 10.2355 | 9.4204 | 9.3924 | 9.3186 | 0.75604 | 9.9187 | 9.7398 | 9.3833
LV UMS (Pseudo HH Metered) | 64063.0285 | 63935.1582 | 58843.5558 | 58668.7729 | 58207.7217 | 4722.5618 | 61956.5073 | 60838.5836 | 58612.1029
LV Generation NHH or Aggregate HH | -168.7976 | -168.4606 | -155.0449 | -154.5844 | -153.3696 | -12.4433 | -163.2472 | -160.3016 | 0
LV Sub Generation NHH | 0 | 0 | 0 | 0 | 0 | 0 | 0 | 0 | 0
LV Generation Intermittent | -4674.593 | -4665.2625 | -4293.7351 | -4280.9815 | -4247.3392 | -344.599 | -4520.883 | -4439.3096 | 0
LV Generation Non-Intermittent | -951.2635 | -949.3647 | -873.7602 | -871.1649 | -864.3188 | -70.1247 | -919.984 | -903.3841 | 0
LV Sub Generation Intermittent | -129.9763 | -129.7168 | -119.3866 | -119.032 | -118.0966 | -9.5815 | -125.7024 | 0 | 0
LV Sub Generation Non-Intermittent | -549.1381 | -548.042 | -504.3976 | -502.8994 | -498.9473 | -40.481 | -531.0813 | 0 | 0
HV Generation Intermittent | -18779.1701 | -18741.6867 | -17249.1555 | -17197.9204 | -17062.7698 | -1384.3521 | 0 | 0 | 0
HV Generation Non-Intermittent | -80229.8202 | -80069.6809 | -73693.1739 | -73474.2833 | -72896.8822 | -5914.3361 | 0 | 0 | 0
2505. Contributions of users on each tariff to system simultaneous maximum load by network level (kW)
Data sources:
x1 = 2501. Contributions of users on one-rate multi tariffs to system simultaneous maximum load by network level (kW)
x2 = 2502. Contributions of users on two-rate multi tariffs to system simultaneous maximum load by network level (kW)
x3 = 2503. Contributions of users on three-rate multi tariffs to system simultaneous maximum load by network level (kW)
x4 = 2504. Estimated contributions of users on each tariff to system simultaneous maximum load by network level (kW)
Combine tables = x1 or x2 or x3 or x4
| GSPs | 132kV | 132kV/EHV | EHV | EHV/HV | 132kV/HV | HV | HV/LV | LV circuits
Domestic Unrestricted | 1309793.0074 | 1275814.9667 | 1174212.9252 | 1108039.2283 | 1099331.6508 | 94237.8988 | 1170132.5438 | 1149019.0411 | 1106968.939
Domestic Two Rate | 821079.6998 | 797442.5345 | 733936.6252 | 704798.9937 | 699260.2983 | 58902.9842 | 744295.1643 | 730865.337 | 704118.2067
Domestic Off Peak (related MPAN) | 8125.1327 | 9113.8898 | 8388.0872 | 9770.5149 | 9693.7329 | 673.1962 | 10318.044 | 10131.8684 | 9761.0773
Small Non Domestic Unrestricted | 247328.2406 | 257019.2933 | 236551.0549 | 240211.613 | 238323.8989 | 18984.6951 | 253672.811 | 249095.6188 | 239979.5852
Small Non Domestic Two Rate | 384556.2047 | 393119.546 | 361812.6955 | 367737.7076 | 364847.8238 | 29037.7217 | 388345.3295 | 381338.1488 | 367382.4984
Small Non Domestic Off Peak (related MPAN) | 110.7172 | 134.7341 | 124.0043 | 172.439 | 171.0838 | 9.9521 | 182.1023 | 178.8165 | 172.2724
LV Medium Non-Domestic | 0 | 0 | 0 | 0 | 0 | 0 | 0 | 0 | 0
LV Sub Medium Non-Domestic | 0 | 0 | 0 | 0 | 0 | 0 | 0 | 0 | 0
HV Medium Non-Domestic | 0 | 0 | 0 | 0 | 0 | 0 | 0 | 0 | 0
LV Network Domestic | 0 | 0 | 0 | 0 | 0 | 0 | 0 | 0 | 0
LV Network Non-Domestic Non-CT | 30671.9731 | 31129.1645 | 28650.1321 | 28728.0881 | 28502.3271 | 2299.3515 | 30337.979 | 29790.5701 | 28700.3388
LV HH Metered | 669894.7014 | 681990.1125 | 627678.4846 | 630998.9818 | 626040.2471 | 50375.1068 | 666359.4798 | 654335.8994 | 630389.4804
LV Sub HH Metered | 17821.4938 | 18066.9582 | 16628.1604 | 16667.6609 | 16536.6773 | 1334.5134 | 17601.6985 | 17284.099 | 0
HV HH Metered | 1086672.0769 | 1101174.6664 | 1013480.4497 | 1019583.6247 | 1011571.1797 | 81338.1168 | 1076719.9843 | 0 | 0
NHH UMS category A | 7300.9103 | 7292.9968 | 6712.2046 | 6700.1883 | 6647.5346 | 538.6962 | 7075.6596 | 6947.9887 | 6693.7164
NHH UMS category B | 5645.6074 | 4995.1761 | 4597.3754 | 3850.3749 | 3820.1166 | 368.968 | 4066.1457 | 3992.7775 | 3846.6557
NHH UMS category C | 155.5924 | 137.8975 | 126.9158 | 103.9089 | 103.0923 | 10.1858 | 109.7318 | 107.7518 | 103.8085
NHH UMS category D | 396.9388 | 614.9424 | 565.9702 | 816.9215 | 810.5017 | 45.4226 | 862.7009 | 847.1346 | 816.1324
LV UMS (Pseudo HH Metered) | 62976.1805 | 56083.7068 | 51617.3701 | 43444.9952 | 43103.5807 | 4142.6154 | 45879.6055 | 45051.7684 | 43403.0303
LV Generation NHH or Aggregate HH | -168.7976 | -168.4606 | -155.0449 | -154.5844 | -153.3696 | -12.4433 | -163.2472 | -160.3016 | 0
LV Sub Generation NHH | 0 | 0 | 0 | 0 | 0 | 0 | 0 | 0 | 0
LV Generation Intermittent | -4674.593 | -4665.2625 | -4293.7351 | -4280.9815 | -4247.3392 | -344.599 | -4520.883 | -4439.3096 | 0
LV Generation Non-Intermittent | -1016.8879 | -1053.94 | -970.0074 | -998.8474 | -990.9979 | -77.8491 | -1054.8217 | -1035.7889 | 0
LV Sub Generation Intermittent | -129.9763 | -129.7168 | -119.3866 | -119.032 | -118.0966 | -9.5815 | -125.7024 | 0 | 0
LV Sub Generation Non-Intermittent | -518.2155 | -516.5721 | -475.4339 | -475.4267 | -471.6905 | -38.1565 | -502.0691 | 0 | 0
HV Generation Intermittent | -18779.1701 | -18741.6867 | -17249.1555 | -17197.9204 | -17062.7698 | -1384.3521 | 0 | 0 | 0
HV Generation Non-Intermittent | -88169.9959 | -87014.2394 | -80084.6888 | -78442.7134 | -77826.2677 | -6427.2949 | 0 | 0 | 0
2506. Forecast system simultaneous maximum load (kW) from forecast units
Data sources:
x1 = 2505. Contributions of users on each tariff to system simultaneous maximum load by network level (kW)
Cell summation =SUM(x1)
| GSPs | 132kV | 132kV/EHV | EHV | EHV/HV | 132kV/HV | HV | HV/LV | LV circuits
Forecast system simultaneous maximum load (kW) from forecast units | 4539070.8407 | 4521840.7071 | 4161735.0027 | 4079955.735 | 4047893.2145 | 334005.1482 | 4409592.2566 | 3273351.4201 | 3142335.7414

## AMD
Forecast aggregate maximum load for WPD East Midlands in April 17 (Final)
2601. Pre-processing of data for standing charge factors
Data sources:
x1 = Standing charges factors (in Pre-processing of data for standing charge factors)
x2 = 1018. Proportion of relevant load going through 132kV/HV direct transformation
x3 = Standing charges factors for 132kV/HV (in Pre-processing of data for standing charge factors)
Kind: | Fixed data | [7 empty] | Fixed data | Calculation
Formula: | [9 empty] | =x1+0.2*x2*x3
Standing charges factors
| GSPs | 132kV | 132kV/EHV | EHV | EHV/HV | HV | HV/LV | LV circuits | Standing charges factors for 132kV/HV | Adjusted standing charges factors for 132kV
Domestic Unrestricted | 0 | 0 | 0 | 0 | 0 | 0 | 0 | 1 | 0 | 0
Domestic Two Rate | 0 | 0 | 0 | 0 | 0 | 0 | 0 | 1 | 0 | 0
Domestic Off Peak (related MPAN) | 0 | 0 | 0 | 0 | 0 | 0 | 0 | 1 | 0 | 0
Small Non Domestic Unrestricted | 0 | 0 | 0 | 0 | 0 | 0 | 0 | 1 | 0 | 0
Small Non Domestic Two Rate | 0 | 0 | 0 | 0 | 0 | 0 | 0 | 1 | 0 | 0
Small Non Domestic Off Peak (related MPAN) | 0 | 0 | 0 | 0 | 0 | 0 | 0 | 1 | 0 | 0
LV Medium Non-Domestic | 0 | 0 | 0 | 0 | 0 | 0 | 0 | 1 | 0 | 0
LV Sub Medium Non-Domestic | 0 | 0 | 0 | 0 | 0 | 0 | 1 | 0 | 0 | 0
HV Medium Non-Domestic | 0 | 0 | 0 | 0.2 | 1 | 1 | 0 | 0 | 1 | 0.015009
LV Network Domestic | 0 | 0 | 0 | 0 | 0 | 0 | 0 | 1 | 0 | 0
LV Network Non-Domestic Non-CT | 0 | 0 | 0 | 0 | 0 | 0 | 0 | 1 | 0 | 0
LV HH Metered | 0 | 0 | 0 | 0 | 0 | 0.2 | 1 | 1 | 0 | 0
LV Sub HH Metered | 0 | 0 | 0 | 0 | 0 | 1 | 1 | 0 | 0 | 0
HV HH Metered | 0 | 0 | 0 | 0.2 | 1 | 1 | 0 | 0 | 1 | 0.015009
NHH UMS category A | 0 | 0 | 0 | 0 | 0 | 0 | 0 | 0 | 0 | 0
NHH UMS category B | 0 | 0 | 0 | 0 | 0 | 0 | 0 | 0 | 0 | 0
NHH UMS category C | 0 | 0 | 0 | 0 | 0 | 0 | 0 | 0 | 0 | 0
NHH UMS category D | 0 | 0 | 0 | 0 | 0 | 0 | 0 | 0 | 0 | 0
LV UMS (Pseudo HH Metered) | 0 | 0 | 0 | 0 | 0 | 0 | 0 | 0 | 0 | 0
2602. Standing charges factors adapted to use 132kV/HV
Data sources:
x1 = 2601. Standing charges factors for 132kV/HV (in Pre-processing of data for standing charge factors)
x2 = 2601. Adjusted standing charges factors for 132kV (in Pre-processing of data for standing charge factors)
x3 = 2601. Standing charges factors (in Pre-processing of data for standing charge factors)
Combine tables = x1 or x2 or x3
| GSPs | 132kV | 132kV/EHV | EHV | EHV/HV | 132kV/HV | HV | HV/LV | LV circuits
Domestic Unrestricted | 0 | 0 | 0 | 0 | 0 | 0 | 0 | 0 | 1
Domestic Two Rate | 0 | 0 | 0 | 0 | 0 | 0 | 0 | 0 | 1
Domestic Off Peak (related MPAN) | 0 | 0 | 0 | 0 | 0 | 0 | 0 | 0 | 1
Small Non Domestic Unrestricted | 0 | 0 | 0 | 0 | 0 | 0 | 0 | 0 | 1
Small Non Domestic Two Rate | 0 | 0 | 0 | 0 | 0 | 0 | 0 | 0 | 1
Small Non Domestic Off Peak (related MPAN) | 0 | 0 | 0 | 0 | 0 | 0 | 0 | 0 | 1
LV Medium Non-Domestic | 0 | 0 | 0 | 0 | 0 | 0 | 0 | 0 | 1
LV Sub Medium Non-Domestic | 0 | 0 | 0 | 0 | 0 | 0 | 0 | 1 | 0
HV Medium Non-Domestic | 0 | 0.015009 | 0 | 0.2 | 1 | 1 | 1 | 0 | 0
LV Network Domestic | 0 | 0 | 0 | 0 | 0 | 0 | 0 | 0 | 1
LV Network Non-Domestic Non-CT | 0 | 0 | 0 | 0 | 0 | 0 | 0 | 0 | 1
LV HH Metered | 0 | 0 | 0 | 0 | 0 | 0 | 0.2 | 1 | 1
LV Sub HH Metered | 0 | 0 | 0 | 0 | 0 | 0 | 1 | 1 | 0
HV HH Metered | 0 | 0.015009 | 0 | 0.2 | 1 | 1 | 1 | 0 | 0
NHH UMS category A | 0 | 0 | 0 | 0 | 0 | 0 | 0 | 0 | 0
NHH UMS category B | 0 | 0 | 0 | 0 | 0 | 0 | 0 | 0 | 0
NHH UMS category C | 0 | 0 | 0 | 0 | 0 | 0 | 0 | 0 | 0
NHH UMS category D | 0 | 0 | 0 | 0 | 0 | 0 | 0 | 0 | 0
LV UMS (Pseudo HH Metered) | 0 | 0 | 0 | 0 | 0 | 0 | 0 | 0 | 0
2603. Capacity-based contributions to chargeable aggregate maximum load by network level (kW)
Data sources:
x1 = 2305. Import capacity (kVA) (in Equivalent volume for each end user)
x2 = 1010. Power factor for all flows in the network model (in Financial and general assumptions)
x3 = 2602. Standing charges factors adapted to use 132kV/HV
x4 = 2012. Loss adjustment factors between end user meter reading and each network level, scaled by network use
Calculation =x1*x2*x3*x4
| GSPs | 132kV | 132kV/EHV | EHV | EHV/HV | 132kV/HV | HV | HV/LV | LV circuits
LV HH Metered | 0 | 0 | 0 | 0 | 0 | 0 | 407816.1088 | 2002288.0177 | 1929011.2375
LV Sub HH Metered | 0 | 0 | 0 | 0 | 0 | 0 | 65136.2992 | 63961.0004 | 0
HV HH Metered | 0 | 40793.7969 | 0 | 498819.5101 | 2474497.5697 | 200763.1849 | 2633864.0698 | 0 | 0
2604. Unit-based contributions to chargeable aggregate maximum load (kW)
Data sources:
x1 = 2407. All units (MWh)
x2 = 1041. Load factor for each type of demand user (in Load profile data for demand users)
x3 = 2602. Standing charges factors adapted to use 132kV/HV
x4 = 2012. Loss adjustment factors between end user meter reading and each network level, scaled by network use
x5 = 1010. Days in the charging year (in Financial and general assumptions)
Calculation =x1/x2*x3*x4/(24*x5)*1000
| GSPs | 132kV | 132kV/EHV | EHV | EHV/HV | 132kV/HV | HV | HV/LV | LV circuits
Domestic Unrestricted | 0 | 0 | 0 | 0 | 0 | 0 | 0 | 0 | 1421689.547
Domestic Two Rate | 0 | 0 | 0 | 0 | 0 | 0 | 0 | 0 | 870751.8327
Small Non Domestic Unrestricted | 0 | 0 | 0 | 0 | 0 | 0 | 0 | 0 | 331026.452
Small Non Domestic Two Rate | 0 | 0 | 0 | 0 | 0 | 0 | 0 | 0 | 425781.4903
LV Medium Non-Domestic | 0 | 0 | 0 | 0 | 0 | 0 | 0 | 0 | 0
LV Sub Medium Non-Domestic | 0 | 0 | 0 | 0 | 0 | 0 | 0 | 0 | 0
HV Medium Non-Domestic | 0 | 0 | 0 | 0 | 0 | 0 | 0 | 0 | 0
LV Network Domestic | 0 | 0 | 0 | 0 | 0 | 0 | 0 | 0 | 0
LV Network Non-Domestic Non-CT | 0 | 0 | 0 | 0 | 0 | 0 | 0 | 0 | 38280.412
2605. Contributions to aggregate maximum load by network level (kW)
Data sources:
x1 = 2603. Capacity-based contributions to chargeable aggregate maximum load by network level (kW)
x2 = 2604. Unit-based contributions to chargeable aggregate maximum load (kW)
Combine tables = x1 or x2
| GSPs | 132kV | 132kV/EHV | EHV | EHV/HV | 132kV/HV | HV | HV/LV | LV circuits
Domestic Unrestricted | 0 | 0 | 0 | 0 | 0 | 0 | 0 | 0 | 1421689.547
Domestic Two Rate | 0 | 0 | 0 | 0 | 0 | 0 | 0 | 0 | 870751.8327
Small Non Domestic Unrestricted | 0 | 0 | 0 | 0 | 0 | 0 | 0 | 0 | 331026.452
Small Non Domestic Two Rate | 0 | 0 | 0 | 0 | 0 | 0 | 0 | 0 | 425781.4903
LV Medium Non-Domestic | 0 | 0 | 0 | 0 | 0 | 0 | 0 | 0 | 0
LV Sub Medium Non-Domestic | 0 | 0 | 0 | 0 | 0 | 0 | 0 | 0 | 0
HV Medium Non-Domestic | 0 | 0 | 0 | 0 | 0 | 0 | 0 | 0 | 0
LV Network Domestic | 0 | 0 | 0 | 0 | 0 | 0 | 0 | 0 | 0
LV Network Non-Domestic Non-CT | 0 | 0 | 0 | 0 | 0 | 0 | 0 | 0 | 38280.412
LV HH Metered | 0 | 0 | 0 | 0 | 0 | 0 | 407816.1088 | 2002288.0177 | 1929011.2375
LV Sub HH Metered | 0 | 0 | 0 | 0 | 0 | 0 | 65136.2992 | 63961.0004 | 0
HV HH Metered | 0 | 40793.7969 | 0 | 498819.5101 | 2474497.5697 | 200763.1849 | 2633864.0698 | 0 | 0
2606. Forecast chargeable aggregate maximum load (kW)
Data sources:
x1 = 2605. Contributions to aggregate maximum load by network level (kW)
Cell summation =SUM(x1)
| GSPs | 132kV | 132kV/EHV | EHV | EHV/HV | 132kV/HV | HV | HV/LV | LV circuits
Forecast chargeable aggregate maximum load (kW) | 0 | 40793.7969 | 0 | 498819.5101 | 2474497.5697 | 200763.1849 | 3106816.4779 | 2066249.018 | 5016540.9715
2607. Forecast simultaneous load subject to standing charge factors (kW)
Data sources:
x1 = 2505. Contributions of users on each tariff to system simultaneous maximum load by network level (kW)
x2 = 2602. Standing charges factors adapted to use 132kV/HV
Calculation =x1*x2
| GSPs | 132kV | 132kV/EHV | EHV | EHV/HV | 132kV/HV | HV | HV/LV | LV circuits
Domestic Unrestricted | 0 | 0 | 0 | 0 | 0 | 0 | 0 | 0 | 1106968.939
Domestic Two Rate | 0 | 0 | 0 | 0 | 0 | 0 | 0 | 0 | 704118.2067
Domestic Off Peak (related MPAN) | 0 | 0 | 0 | 0 | 0 | 0 | 0 | 0 | 9761.0773
Small Non Domestic Unrestricted | 0 | 0 | 0 | 0 | 0 | 0 | 0 | 0 | 239979.5852
Small Non Domestic Two Rate | 0 | 0 | 0 | 0 | 0 | 0 | 0 | 0 | 367382.4984
Small Non Domestic Off Peak (related MPAN) | 0 | 0 | 0 | 0 | 0 | 0 | 0 | 0 | 172.2724
LV Medium Non-Domestic | 0 | 0 | 0 | 0 | 0 | 0 | 0 | 0 | 0
LV Sub Medium Non-Domestic | 0 | 0 | 0 | 0 | 0 | 0 | 0 | 0 | 0
HV Medium Non-Domestic | 0 | 0 | 0 | 0 | 0 | 0 | 0 | 0 | 0
LV Network Domestic | 0 | 0 | 0 | 0 | 0 | 0 | 0 | 0 | 0
LV Network Non-Domestic Non-CT | 0 | 0 | 0 | 0 | 0 | 0 | 0 | 0 | 28700.3388
LV HH Metered | 0 | 0 | 0 | 0 | 0 | 0 | 133271.896 | 654335.8994 | 630389.4804
LV Sub HH Metered | 0 | 0 | 0 | 0 | 0 | 0 | 17601.6985 | 17284.099 | 0
HV HH Metered | 0 | 16527.3858 | 0 | 203916.7249 | 1011571.1797 | 81338.1168 | 1076719.9843 | 0 | 0
NHH UMS category A | 0 | 0 | 0 | 0 | 0 | 0 | 0 | 0 | 0
NHH UMS category B | 0 | 0 | 0 | 0 | 0 | 0 | 0 | 0 | 0
NHH UMS category C | 0 | 0 | 0 | 0 | 0 | 0 | 0 | 0 | 0
NHH UMS category D | 0 | 0 | 0 | 0 | 0 | 0 | 0 | 0 | 0
LV UMS (Pseudo HH Metered) | 0 | 0 | 0 | 0 | 0 | 0 | 0 | 0 | 0
2608. Forecast simultaneous load replaced by standing charge (kW)
Data sources:
x1 = 2607. Forecast simultaneous load subject to standing charge factors (kW)
Cell summation =SUM(x1)
| GSPs | 132kV | 132kV/EHV | EHV | EHV/HV | 132kV/HV | HV | HV/LV | LV circuits
Forecast simultaneous load replaced by standing charge (kW) | 0 | 16527.3858 | 0 | 203916.7249 | 1011571.1797 | 81338.1168 | 1227593.5787 | 671619.9984 | 3087472.398
2609. Calculated LV diversity allowance
Data sources:
x1 = 2606. Forecast chargeable aggregate maximum load (kW)
x2 = 2608. Forecast simultaneous load replaced by standing charge (kW)
Calculation =x1/x2-1
LV circuits
Calculated LV diversity allowance | 62.48%
2610. Network level mapping for diversity allowances
| GSPs | 132kV | 132kV/EHV | EHV | EHV/HV | 132kV/HV | HV | HV/LV | LV circuits
GSPs | 100% | 0% | 0% | 0% | 0% | 0% | 0% | 0% | 0%
132kV | 0% | 100% | 0% | 0% | 0% | 0% | 0% | 0% | 0%
132kV/EHV | 0% | 0% | 100% | 0% | 0% | 100% | 0% | 0% | 0%
EHV | 0% | 0% | 0% | 100% | 0% | 0% | 0% | 0% | 0%
EHV/HV | 0% | 0% | 0% | 0% | 100% | 0% | 0% | 0% | 0%
HV | 0% | 0% | 0% | 0% | 0% | 0% | 100% | 0% | 0%
HV/LV | 0% | 0% | 0% | 0% | 0% | 0% | 0% | 100% | 0%
LV circuits | 0% | 0% | 0% | 0% | 0% | 0% | 0% | 0% | 100%
2611. Diversity allowances including 132kV/HV
Data sources:
x1 = 2104. Diversity allowance between level exit and GSP Group (in Diversity calculations)
x2 = 2610. Network level mapping for diversity allowances
Sum-product calculation =SUMPRODUCT(x1, x2)
Diversity allowances including 132kV/HV
GSPs | 2.471%
132kV | 7.084%
132kV/EHV | 7.084%
EHV | 15.55%
EHV/HV | 15.55%
132kV/HV | 7.084%
HV | 54.83%
HV/LV | 54.83%
LV circuits | 0%
2612. Diversity allowances (including calculated LV value)
Data sources:
x1 = 2609. Calculated LV diversity allowance
x2 = 2611. Diversity allowances including 132kV/HV
Combine tables = x1 or x2
| GSPs | 132kV | 132kV/EHV | EHV | EHV/HV | 132kV/HV | HV | HV/LV | LV circuits
Diversity allowances (including calculated LV value) | 2.471% | 7.084% | 7.084% | 15.55% | 15.55% | 7.084% | 54.83% | 54.83% | 62.48%
2613. Forecast simultaneous maximum load (kW) adjusted for standing charges
Data sources:
x1 = 2506. Forecast system simultaneous maximum load (kW) from forecast units
x2 = 2608. Forecast simultaneous load replaced by standing charge (kW)
x3 = 2606. Forecast chargeable aggregate maximum load (kW)
x4 = 2612. Diversity allowances (including calculated LV value)
Calculation =x1-x2+x3/(1+x4)
| GSPs | 132kV | 132kV/EHV | EHV | EHV/HV | 132kV/HV | HV | HV/LV | LV circuits
Forecast simultaneous maximum load (kW) adjusted for standing charges | 4539070.8407 | 4543408.4703 | 4161735.0027 | 4307747.3447 | 5177900.7085 | 440149.0514 | 5188584.7957 | 3936250.7359 | 3142335.7414

## Otex
Other expenditure for WPD East Midlands in April 17 (Final)
2701. Operating expenditure coded by network level (£/year)
Data sources:
x1 = 1055. Transmission exit charges (£/year)
x2 = Zero for levels other than transmission exit
Combine tables = x1 or x2
| Transmission exit | Operating 132kV | Operating 132kV/EHV | Operating EHV | Operating EHV/HV | Operating 132kV/HV | Operating HV | Operating HV/LV | Operating LV circuits | Operating LV customer | Operating HV customer
Operating expenditure coded by network level (£/year) | 11765728.3737 | 0 | 0 | 0 | 0 | 0 | 0 | 0 | 0 | 0 | 0
2702. Network model assets (£) scaled by load forecast
Data sources:
x1 = 2108. GSP simultaneous maximum load assumed through each network level (MW)
x2 = 2613. Forecast simultaneous maximum load (kW) adjusted for standing charges
x3 = 1020. Gross asset cost by network level (£)
Calculation =IF(x1,x2*x3/x1/1000,0)
| Assets 132kV | Assets 132kV/EHV | Assets EHV | Assets EHV/HV | Assets 132kV/HV | Assets HV | Assets HV/LV | Assets LV circuits
Network model assets (£) scaled by load forecast | 522092446.0409 | 261530777.4382 | 330950302.7838 | 649683401.4899 | 57233575.4611 | 1529791693.6087 | 501950094.6115 | 820783995.8789
2703. Annual consumption by tariff for unmetered users (MWh)
Data sources:
x1 = 2407. All units (MWh)
Copy cells = x1
Annual consumption by tariff for unmetered users (MWh)
NHH UMS category A | 50744.8994
NHH UMS category B | 23328.4663
NHH UMS category C | 356.2288
NHH UMS category D | 8317.3632
LV UMS (Pseudo HH Metered) | 241377.9159
2704. Total unmetered units
Data sources:
x1 = 2703. Annual consumption by tariff for unmetered users (MWh)
Cell summation =SUM(x1)
Total unmetered units
Total unmetered units | 324124.8736
2705. Service model asset data
Data sources:
x1 = 2205. Service model assets by tariff (£)
x2 = 2305. MPANs (in Equivalent volume for each end user)
x3 = 2202. LV unmetered service model assets £/(MWh/year)
x4 = 2704. Total unmetered units
x5 = Service model assets (£) scaled by annual MWh (in Service model asset data)
x6 = Service model assets (£) scaled by user count (in Service model asset data)
x7 = Service model assets (£) scaled by annual MWh (in Service model asset data)
Kind: | Sum-product calculation |  | Calculation | Copy cells |  | Calculation
Formula: | =SUMPRODUCT(x1, x2) |  | =x3*x4 | = x5 |  | =x6+x7
| Service model assets (£) scaled by user count |  |  | Service model assets (£) scaled by annual MWh |  | Service model assets (£)
| Assets LV customer | Assets HV customer | Service model assets (£) scaled by annual MWh | Assets LV customer | Assets HV customer | Assets LV customer | Assets HV customer
Service model asset data | 774192098.867 | 30844163.2997 | 77413634.2818 | 77413634.2818 |  | 851605733.1489 | 30844163.2997
2706. Data for allocation of operating expenditure
Data sources:
x1 = 2702. Network model assets (£) scaled by load forecast
x2 = 2705. Service model assets (£) (in Service model asset data)
x3 = Model assets (£) scaled by demand forecast (in Data for allocation of operating expenditure)
Kind: | Combine tables | [10 empty] | Cell summation
Formula: | = x1 or x2 | [10 empty] | =SUM(x3)
Model assets (£) scaled by demand forecast
| GSPs | Assets 132kV | Assets 132kV/EHV | Assets EHV | Assets EHV/HV | Assets 132kV/HV | Assets HV | Assets HV/LV | Assets LV circuits | Assets LV customer | Assets HV customer | Denominator for allocation of operating expenditure
Data for allocation of operating expenditure |  | 522092446.0409 | 261530777.4382 | 330950302.7838 | 649683401.4899 | 57233575.4611 | 1529791693.6087 | 501950094.6115 | 820783995.8789 | 851605733.1489 | 30844163.2997 | 5556466183.7617
2707. Amount of expenditure to be allocated according to asset values (£/year)
Data sources:
x1 = 1059. Direct cost (£/year) (in Other expenditure)
x2 = 1059. Network rates (£/year) (in Other expenditure)
x3 = 1059. Indirect cost (£/year) (in Other expenditure)
x4 = 1059. Indirect cost proportion (in Other expenditure)
Calculation =x1+x2+x3*x4
Amount of expenditure to be allocated according to asset values (£/year)
Other expenditure | 132971969.3372
2708. Total operating expenditure by network level (£/year)
Data sources:
x1 = 2701. Operating expenditure coded by network level (£/year)
x2 = 2707. Amount of expenditure to be allocated according to asset values (£/year)
x3 = 2706. Denominator for allocation of operating expenditure (in Data for allocation of operating expenditure)
x4 = 2706. Model assets (£) scaled by demand forecast (in Data for allocation of operating expenditure)
Calculation =x1+x2/x3*x4
| Transmission exit | Operating 132kV | Operating 132kV/EHV | Operating EHV | Operating EHV/HV | Operating 132kV/HV | Operating HV | Operating HV/LV | Operating LV circuits | Operating LV customer | Operating HV customer
Total operating expenditure by network level (£/year) | 11765728.3737 | 12494210.9661 | 6258701.3703 | 7919982.2438 | 15547594.1875 | 1369658.5185 | 36609493.7767 | 12012183.7121 | 19642207.9651 | 20379803.942 | 738132.655
2709. Operating expenditure percentage by network level
Data sources:
x1 = 2706. Model assets (£) scaled by demand forecast (in Data for allocation of operating expenditure)
x2 = 2708. Total operating expenditure by network level (£/year)
Calculation =IF(x1="","",IF(x1>0,x2/x1,0))
| Transmission exit | Operating 132kV | Operating 132kV/EHV | Operating EHV | Operating EHV/HV | Operating 132kV/HV | Operating HV | Operating HV/LV | Operating LV circuits | Operating LV customer | Operating HV customer
Operating expenditure percentage by network level |  | 2.393% | 2.393% | 2.393% | 2.393% | 2.393% | 2.393% | 2.393% | 2.393% | 2.393% | 2.393%
2710. Unit operating expenditure based on simultaneous maximum load (£/kW/year)
Data sources:
x1 = 2613. Forecast simultaneous maximum load (kW) adjusted for standing charges
x2 = 2708. Total operating expenditure by network level (£/year)
Calculation =IF(x1>0,x2/x1,0)
| Transmission exit | Operating 132kV | Operating 132kV/EHV | Operating EHV | Operating EHV/HV | Operating 132kV/HV | Operating HV | Operating HV/LV | Operating LV circuits
Unit operating expenditure based on simultaneous maximum load (£/kW/year) | 2.5921 | 2.75 | 1.5039 | 1.8385 | 3.0027 | 3.1118 | 7.0558 | 3.0517 | 6.2508
2711. Operating expenditure for customer assets p/MPAN/day
Data sources:
x1 = 1010. Days in the charging year (in Financial and general assumptions)
x2 = 2709. Operating expenditure percentage by network level
x3 = 2205. Service model assets by tariff (£)
x4 = Operating expenditure p/MPAN/day by level (in Operating expenditure for customer assets p/MPAN/day)
Kind: | Calculation |  | Cell summation
Formula: | =100/x1*x2*x3 |  | =SUM(x4)
Operating expenditure p/MPAN/day by level
| Operating LV customer | Operating HV customer | Operating expenditure for customer assets p/MPAN/day total
Domestic Unrestricted | 1.7251 | 0 | 1.7251
Domestic Two Rate | 1.7251 | 0 | 1.7251
Domestic Off Peak (related MPAN) | 0 | 0 | 0
Small Non Domestic Unrestricted | 3.881 | 0 | 3.881
Small Non Domestic Two Rate | 3.881 | 0 | 3.881
Small Non Domestic Off Peak (related MPAN) | 0 | 0 | 0
LV Medium Non-Domestic | 4.7251 | 0 | 4.7251
LV Sub Medium Non-Domestic | 3.5042 | 0 | 3.5042
HV Medium Non-Domestic | 0 | 60.8709 | 60.8709
LV Network Domestic | 1.7251 | 0 | 1.7251
LV Network Non-Domestic Non-CT | 3.881 | 0 | 3.881
LV HH Metered | 7.9659 | 0 | 7.9659
LV Sub HH Metered | 6.1355 | 0 | 6.1355
HV HH Metered | 0 | 60.8709 | 60.8709
NHH UMS category A | 0 | 0 | 0
NHH UMS category B | 0 | 0 | 0
NHH UMS category C | 0 | 0 | 0
NHH UMS category D | 0 | 0 | 0
LV UMS (Pseudo HH Metered) | 0 | 0 | 0
LV Generation NHH or Aggregate HH | 0 | 0 | 0
LV Sub Generation NHH | 0 | 0 | 0
LV Generation Intermittent | 0 | 0 | 0
LV Generation Non-Intermittent | 0 | 0 | 0
LV Sub Generation Intermittent | 0 | 0 | 0
LV Sub Generation Non-Intermittent | 0 | 0 | 0
HV Generation Intermittent | 0 | 29.3479 | 29.3479
HV Generation Non-Intermittent | 0 | 29.3479 | 29.3479
2712. Operating expenditure for unmetered customer assets (p/kWh)
Data sources:
x1 = 2709. Operating expenditure percentage by network level
x2 = 2202. LV unmetered service model assets £/(MWh/year)
Calculation =0.1*x1*x2
Operating LV customer
NHH UMS category A | 0.57157
NHH UMS category B | 0.57157
NHH UMS category C | 0.57157
NHH UMS category D | 0.57157
LV UMS (Pseudo HH Metered) | 0.57157

## Contrib
Customer contributions for WPD East Midlands in April 17 (Final)
This sheet calculates factors used to take account of the costs deemed to be covered by connection charges.
2801. Network level of supply (for customer contributions) by tariff
| LV network | LV substation | HV network | HV substation
Domestic Unrestricted | 100% | 0% | 0% | 0%
Domestic Two Rate | 100% | 0% | 0% | 0%
Domestic Off Peak (related MPAN) | 100% | 0% | 0% | 0%
Small Non Domestic Unrestricted | 100% | 0% | 0% | 0%
Small Non Domestic Two Rate | 100% | 0% | 0% | 0%
Small Non Domestic Off Peak (related MPAN) | 100% | 0% | 0% | 0%
LV Medium Non-Domestic | 100% | 0% | 0% | 0%
LV Sub Medium Non-Domestic | 0% | 100% | 0% | 0%
HV Medium Non-Domestic | 0% | 0% | 100% | 0%
LV Network Domestic | 100% | 0% | 0% | 0%
LV Network Non-Domestic Non-CT | 100% | 0% | 0% | 0%
LV HH Metered | 100% | 0% | 0% | 0%
LV Sub HH Metered | 0% | 100% | 0% | 0%
HV HH Metered | 0% | 0% | 100% | 0%
NHH UMS category A | 100% | 0% | 0% | 0%
NHH UMS category B | 100% | 0% | 0% | 0%
NHH UMS category C | 100% | 0% | 0% | 0%
NHH UMS category D | 100% | 0% | 0% | 0%
LV UMS (Pseudo HH Metered) | 100% | 0% | 0% | 0%
LV Generation NHH or Aggregate HH | 100% | 0% | 0% | 0%
LV Sub Generation NHH | 0% | 100% | 0% | 0%
LV Generation Intermittent | 100% | 0% | 0% | 0%
LV Generation Non-Intermittent | 100% | 0% | 0% | 0%
LV Sub Generation Intermittent | 0% | 100% | 0% | 0%
LV Sub Generation Non-Intermittent | 0% | 100% | 0% | 0%
HV Generation Intermittent | 0% | 0% | 100% | 0%
HV Generation Non-Intermittent | 0% | 0% | 100% | 0%
2802. Contribution proportion of asset annuities, by customer type and network level of assets
Data sources:
x1 = 1060. Customer contributions under current connection charging policy
x2 = 1010. Annuity proportion for customer-contributed assets (in Financial and general assumptions)
Calculation =x1*(1-x2)
| LV network | LV substation | HV network | HV substation
Assets 132kV | 0% | 0% | 0% | 0%
Assets 132kV/EHV | 0% | 0% | 0% | 0%
Assets EHV | 0% | 0% | 6.542% | 6.542%
Assets EHV/HV | 0% | 0% | 35.16% | 35.16%
Assets 132kV/HV | 0% | 0% | 35.16% | 0%
Assets HV | 47.91% | 47.91% | 63.78% | 0%
Assets HV/LV | 70.89% | 70.89% | 0% | 0%
Assets LV circuits | 93.87% | 0% | 0% | 0%
2803. Proportion of assets annuities deemed to be covered by customer contributions
Data sources:
x1 = 2801. Network level of supply (for customer contributions) by tariff
x2 = 2802. Contribution proportion of asset annuities, by customer type and network level of assets
Sum-product calculation =SUMPRODUCT(x1, x2)
| Assets 132kV | Assets 132kV/EHV | Assets EHV | Assets EHV/HV | Assets 132kV/HV | Assets HV | Assets HV/LV | Assets LV circuits
Domestic Unrestricted | 0% | 0% | 0% | 0% | 0% | 47.91% | 70.89% | 93.87%
Domestic Two Rate | 0% | 0% | 0% | 0% | 0% | 47.91% | 70.89% | 93.87%
Domestic Off Peak (related MPAN) | 0% | 0% | 0% | 0% | 0% | 47.91% | 70.89% | 93.87%
Small Non Domestic Unrestricted | 0% | 0% | 0% | 0% | 0% | 47.91% | 70.89% | 93.87%
Small Non Domestic Two Rate | 0% | 0% | 0% | 0% | 0% | 47.91% | 70.89% | 93.87%
Small Non Domestic Off Peak (related MPAN) | 0% | 0% | 0% | 0% | 0% | 47.91% | 70.89% | 93.87%
LV Medium Non-Domestic | 0% | 0% | 0% | 0% | 0% | 47.91% | 70.89% | 93.87%
LV Sub Medium Non-Domestic | 0% | 0% | 0% | 0% | 0% | 47.91% | 70.89% | 0%
HV Medium Non-Domestic | 0% | 0% | 6.542% | 35.16% | 35.16% | 63.78% | 0% | 0%
LV Network Domestic | 0% | 0% | 0% | 0% | 0% | 47.91% | 70.89% | 93.87%
LV Network Non-Domestic Non-CT | 0% | 0% | 0% | 0% | 0% | 47.91% | 70.89% | 93.87%
LV HH Metered | 0% | 0% | 0% | 0% | 0% | 47.91% | 70.89% | 93.87%
LV Sub HH Metered | 0% | 0% | 0% | 0% | 0% | 47.91% | 70.89% | 0%
HV HH Metered | 0% | 0% | 6.542% | 35.16% | 35.16% | 63.78% | 0% | 0%
NHH UMS category A | 0% | 0% | 0% | 0% | 0% | 47.91% | 70.89% | 93.87%
NHH UMS category B | 0% | 0% | 0% | 0% | 0% | 47.91% | 70.89% | 93.87%
NHH UMS category C | 0% | 0% | 0% | 0% | 0% | 47.91% | 70.89% | 93.87%
NHH UMS category D | 0% | 0% | 0% | 0% | 0% | 47.91% | 70.89% | 93.87%
LV UMS (Pseudo HH Metered) | 0% | 0% | 0% | 0% | 0% | 47.91% | 70.89% | 93.87%
LV Generation NHH or Aggregate HH | 0% | 0% | 0% | 0% | 0% | 47.91% | 70.89% | 93.87%
LV Sub Generation NHH | 0% | 0% | 0% | 0% | 0% | 47.91% | 70.89% | 0%
LV Generation Intermittent | 0% | 0% | 0% | 0% | 0% | 47.91% | 70.89% | 93.87%
LV Generation Non-Intermittent | 0% | 0% | 0% | 0% | 0% | 47.91% | 70.89% | 93.87%
LV Sub Generation Intermittent | 0% | 0% | 0% | 0% | 0% | 47.91% | 70.89% | 0%
LV Sub Generation Non-Intermittent | 0% | 0% | 0% | 0% | 0% | 47.91% | 70.89% | 0%
HV Generation Intermittent | 0% | 0% | 6.542% | 35.16% | 35.16% | 63.78% | 0% | 0%
HV Generation Non-Intermittent | 0% | 0% | 6.542% | 35.16% | 35.16% | 63.78% | 0% | 0%
2804. Proportion of annual charge covered by contributions (for all charging levels)
Data sources:
x1 = Zero for operating expenditure
x2 = Zero for GSPs level
x3 = 2803. Proportion of assets annuities deemed to be covered by customer contributions
Combine tables = x1 or x2 or x3
| GSPs | Assets 132kV | Assets 132kV/EHV | Assets EHV | Assets EHV/HV | Assets 132kV/HV | Assets HV | Assets HV/LV | Assets LV circuits | Transmission exit | Operating 132kV | Operating 132kV/EHV | Operating EHV | Operating EHV/HV | Operating 132kV/HV | Operating HV | Operating HV/LV | Operating LV circuits
Domestic Unrestricted | 0% | 0% | 0% | 0% | 0% | 0% | 47.91% | 70.89% | 93.87% | 0% | 0% | 0% | 0% | 0% | 0% | 0% | 0% | 0%
Domestic Two Rate | 0% | 0% | 0% | 0% | 0% | 0% | 47.91% | 70.89% | 93.87% | 0% | 0% | 0% | 0% | 0% | 0% | 0% | 0% | 0%
Domestic Off Peak (related MPAN) | 0% | 0% | 0% | 0% | 0% | 0% | 47.91% | 70.89% | 93.87% | 0% | 0% | 0% | 0% | 0% | 0% | 0% | 0% | 0%
Small Non Domestic Unrestricted | 0% | 0% | 0% | 0% | 0% | 0% | 47.91% | 70.89% | 93.87% | 0% | 0% | 0% | 0% | 0% | 0% | 0% | 0% | 0%
Small Non Domestic Two Rate | 0% | 0% | 0% | 0% | 0% | 0% | 47.91% | 70.89% | 93.87% | 0% | 0% | 0% | 0% | 0% | 0% | 0% | 0% | 0%
Small Non Domestic Off Peak (related MPAN) | 0% | 0% | 0% | 0% | 0% | 0% | 47.91% | 70.89% | 93.87% | 0% | 0% | 0% | 0% | 0% | 0% | 0% | 0% | 0%
LV Medium Non-Domestic | 0% | 0% | 0% | 0% | 0% | 0% | 47.91% | 70.89% | 93.87% | 0% | 0% | 0% | 0% | 0% | 0% | 0% | 0% | 0%
LV Sub Medium Non-Domestic | 0% | 0% | 0% | 0% | 0% | 0% | 47.91% | 70.89% | 0% | 0% | 0% | 0% | 0% | 0% | 0% | 0% | 0% | 0%
HV Medium Non-Domestic | 0% | 0% | 0% | 6.542% | 35.16% | 35.16% | 63.78% | 0% | 0% | 0% | 0% | 0% | 0% | 0% | 0% | 0% | 0% | 0%
LV Network Domestic | 0% | 0% | 0% | 0% | 0% | 0% | 47.91% | 70.89% | 93.87% | 0% | 0% | 0% | 0% | 0% | 0% | 0% | 0% | 0%
LV Network Non-Domestic Non-CT | 0% | 0% | 0% | 0% | 0% | 0% | 47.91% | 70.89% | 93.87% | 0% | 0% | 0% | 0% | 0% | 0% | 0% | 0% | 0%
LV HH Metered | 0% | 0% | 0% | 0% | 0% | 0% | 47.91% | 70.89% | 93.87% | 0% | 0% | 0% | 0% | 0% | 0% | 0% | 0% | 0%
LV Sub HH Metered | 0% | 0% | 0% | 0% | 0% | 0% | 47.91% | 70.89% | 0% | 0% | 0% | 0% | 0% | 0% | 0% | 0% | 0% | 0%
HV HH Metered | 0% | 0% | 0% | 6.542% | 35.16% | 35.16% | 63.78% | 0% | 0% | 0% | 0% | 0% | 0% | 0% | 0% | 0% | 0% | 0%
NHH UMS category A | 0% | 0% | 0% | 0% | 0% | 0% | 47.91% | 70.89% | 93.87% | 0% | 0% | 0% | 0% | 0% | 0% | 0% | 0% | 0%
NHH UMS category B | 0% | 0% | 0% | 0% | 0% | 0% | 47.91% | 70.89% | 93.87% | 0% | 0% | 0% | 0% | 0% | 0% | 0% | 0% | 0%
NHH UMS category C | 0% | 0% | 0% | 0% | 0% | 0% | 47.91% | 70.89% | 93.87% | 0% | 0% | 0% | 0% | 0% | 0% | 0% | 0% | 0%
NHH UMS category D | 0% | 0% | 0% | 0% | 0% | 0% | 47.91% | 70.89% | 93.87% | 0% | 0% | 0% | 0% | 0% | 0% | 0% | 0% | 0%
LV UMS (Pseudo HH Metered) | 0% | 0% | 0% | 0% | 0% | 0% | 47.91% | 70.89% | 93.87% | 0% | 0% | 0% | 0% | 0% | 0% | 0% | 0% | 0%
LV Generation NHH or Aggregate HH | 0% | 0% | 0% | 0% | 0% | 0% | 47.91% | 70.89% | 93.87% | 0% | 0% | 0% | 0% | 0% | 0% | 0% | 0% | 0%
LV Sub Generation NHH | 0% | 0% | 0% | 0% | 0% | 0% | 47.91% | 70.89% | 0% | 0% | 0% | 0% | 0% | 0% | 0% | 0% | 0% | 0%
LV Generation Intermittent | 0% | 0% | 0% | 0% | 0% | 0% | 47.91% | 70.89% | 93.87% | 0% | 0% | 0% | 0% | 0% | 0% | 0% | 0% | 0%
LV Generation Non-Intermittent | 0% | 0% | 0% | 0% | 0% | 0% | 47.91% | 70.89% | 93.87% | 0% | 0% | 0% | 0% | 0% | 0% | 0% | 0% | 0%
LV Sub Generation Intermittent | 0% | 0% | 0% | 0% | 0% | 0% | 47.91% | 70.89% | 0% | 0% | 0% | 0% | 0% | 0% | 0% | 0% | 0% | 0%
LV Sub Generation Non-Intermittent | 0% | 0% | 0% | 0% | 0% | 0% | 47.91% | 70.89% | 0% | 0% | 0% | 0% | 0% | 0% | 0% | 0% | 0% | 0%
HV Generation Intermittent | 0% | 0% | 0% | 6.542% | 35.16% | 35.16% | 63.78% | 0% | 0% | 0% | 0% | 0% | 0% | 0% | 0% | 0% | 0% | 0%
HV Generation Non-Intermittent | 0% | 0% | 0% | 6.542% | 35.16% | 35.16% | 63.78% | 0% | 0% | 0% | 0% | 0% | 0% | 0% | 0% | 0% | 0% | 0%

## Yard
Yardsticks for WPD East Midlands in April 17 (Final)
This sheet calculates average p/kWh and p/kW/day charges that would apply if no costs were recovered through capacity or fixed charges.
2901. Unit cost at each level, £/kW/year (relative to system simultaneous maximum load)
Data sources:
x1 = 2109. Network model annuity by simultaneous maximum load for each network level (£/kW/year)
x2 = 2710. Unit operating expenditure based on simultaneous maximum load (£/kW/year)
Combine tables = x1 or x2
| GSPs | Assets 132kV | Assets 132kV/EHV | Assets EHV | Assets EHV/HV | Assets 132kV/HV | Assets HV | Assets HV/LV | Assets LV circuits | Transmission exit | Operating 132kV | Operating 132kV/EHV | Operating EHV | Operating EHV/HV | Operating 132kV/HV | Operating HV | Operating HV/LV | Operating LV circuits
Unit cost at each level, £/kW/year (relative to system simultaneous maximum load) |  | 6.0763 | 3.3229 | 4.0624 | 6.6347 | 6.8758 | 15.5903 | 6.7429 | 13.8117 | 2.5921 | 2.75 | 1.5039 | 1.8385 | 3.0027 | 3.1118 | 7.0558 | 3.0517 | 6.2508
2902. Pay-as-you-go yardstick unit costs by charging level (p/kWh)
Data sources:
x1 = 2901. Unit cost at each level, £/kW/year (relative to system simultaneous maximum load)
x2 = 2302. Load coefficient
x3 = 2012. Loss adjustment factors between end user meter reading and each network level, scaled by network use
x4 = 2804. Proportion of annual charge covered by contributions (for all charging levels)
x5 = 1010. Days in the charging year (in Financial and general assumptions)
Calculation =x1*x2*x3*(1-x4)/(24*x5)*100
| GSPs | Assets 132kV | Assets 132kV/EHV | Assets EHV | Assets EHV/HV | Assets 132kV/HV | Assets HV | Assets HV/LV | Assets LV circuits | Transmission exit | Operating 132kV | Operating 132kV/EHV | Operating EHV | Operating EHV/HV | Operating 132kV/HV | Operating HV | Operating HV/LV | Operating LV circuits
Domestic Unrestricted | 0 | 0.15372 | 0.077372 | 0.09431 | 0.15281 | 0.012849 | 0.19908 | 0.04725 | 0.019632 | 0.065709 | 0.069571 | 0.035016 | 0.042682 | 0.06916 | 0.0058151 | 0.17298 | 0.073465 | 0.14497
Domestic Two Rate | 0 | 0.12725 | 0.064049 | 0.07807 | 0.1265 | 0.010636 | 0.1648 | 0.039114 | 0.016251 | 0.054394 | 0.057592 | 0.028987 | 0.035332 | 0.057251 | 0.0048137 | 0.14319 | 0.060815 | 0.12001
Domestic Off Peak (related MPAN) | 0 | 0 | 0 | 0 | 0 | 0 | 0 | 0 | 0 | 0 | 0 | 0 | 0 | 0 | 0 | 0 | 0 | 0
Small Non Domestic Unrestricted | 0 | 0.13564 | 0.068269 | 0.083214 | 0.13484 | 0.011337 | 0.17566 | 0.041691 | 0.017322 | 0.057978 | 0.061386 | 0.030897 | 0.03766 | 0.061023 | 0.0051309 | 0.15263 | 0.064822 | 0.12792
Small Non Domestic Two Rate | 0 | 0.1136 | 0.057178 | 0.069695 | 0.11293 | 0.0094954 | 0.14712 | 0.034918 | 0.014508 | 0.048559 | 0.051414 | 0.025877 | 0.031542 | 0.05111 | 0.0042974 | 0.12783 | 0.054291 | 0.10714
Small Non Domestic Off Peak (related MPAN) | 0 | 0 | 0 | 0 | 0 | 0 | 0 | 0 | 0 | 0 | 0 | 0 | 0 | 0 | 0 | 0 | 0 | 0
LV Medium Non-Domestic | 0 | 0.11838 | 0.059582 | 0.072626 | 0.11768 | 0.0098946 | 0.15331 | 0.036386 | 0.015118 | 0.050601 | 0.053575 | 0.026965 | 0.032868 | 0.053258 | 0.004478 | 0.13321 | 0.056574 | 0.11164
LV Sub Medium Non-Domestic | 0 | 0.11405 | 0.057402 | 0.069968 | 0.11337 | 0.0095325 | 0.1477 | 0.035054 | 0 | 0.048749 | 0.051615 | 0.025979 | 0.031666 | 0.051309 | 0.0043142 | 0.12833 | 0.054504 | 0
HV Medium Non-Domestic | 0 | 0.11279 | 0.056769 | 0.064669 | 0.072697 | 0.0061124 | 0.10156 | 0 | 0 | 0.048211 | 0.051045 | 0.025692 | 0.031316 | 0.050743 | 0.0042666 | 0.12692 | 0 | 0
LV Network Domestic | 0 | 0.14407 | 0.072512 | 0.088386 | 0.14322 | 0.012042 | 0.18658 | 0.044282 | 0.018399 | 0.061582 | 0.065202 | 0.032817 | 0.040001 | 0.064816 | 0.0054498 | 0.16211 | 0.068851 | 0.13587
LV Network Non-Domestic Non-CT | 0 | 0.12374 | 0.062279 | 0.075912 | 0.123 | 0.010342 | 0.16025 | 0.038033 | 0.015802 | 0.052891 | 0.056 | 0.028186 | 0.034356 | 0.055669 | 0.0046807 | 0.13924 | 0.059134 | 0.11669
LV HH Metered | 0 | 0.11175 | 0.056246 | 0.068559 | 0.11109 | 0.0093405 | 0.14472 | 0.034348 | 0.014271 | 0.047767 | 0.050575 | 0.025455 | 0.031028 | 0.050276 | 0.0042273 | 0.12575 | 0.053406 | 0.10539
LV Sub HH Metered | 0 | 0.10594 | 0.053323 | 0.064996 | 0.10532 | 0.0088552 | 0.1372 | 0.032564 | 0 | 0.045285 | 0.047947 | 0.024133 | 0.029416 | 0.047664 | 0.0040076 | 0.11921 | 0.050631 | 0
HV HH Metered | 0 | 0.086076 | 0.043324 | 0.049353 | 0.055479 | 0.0046648 | 0.077509 | 0 | 0 | 0.036793 | 0.038956 | 0.019607 | 0.023899 | 0.038725 | 0.0032561 | 0.096858 | 0 | 0
NHH UMS category A | 0 | 0.075663 | 0.038083 | 0.046419 | 0.075216 | 0.0063243 | 0.097989 | 0.023256 | 0.0096628 | 0.032342 | 0.034243 | 0.017235 | 0.021008 | 0.034041 | 0.0028622 | 0.085141 | 0.03616 | 0.071357
NHH UMS category B | 0 | 0.16018 | 0.080624 | 0.098273 | 0.15924 | 0.013389 | 0.20745 | 0.049236 | 0.020457 | 0.06847 | 0.072495 | 0.036488 | 0.044476 | 0.072067 | 0.0060595 | 0.18025 | 0.076553 | 0.15107
NHH UMS category C | 0 | 0.31427 | 0.15818 | 0.19281 | 0.31241 | 0.026268 | 0.407 | 0.096597 | 0.040135 | 0.13433 | 0.14223 | 0.071588 | 0.087259 | 0.14139 | 0.011888 | 0.35364 | 0.15019 | 0.29638
NHH UMS category D | 0 | 0.00074776 | 0.00037636 | 0.00045875 | 0.00074334 | 6.2501e-05 | 0.0009684 | 0.00022984 | 9.5495e-05 | 0.00031963 | 0.00033842 | 0.00017033 | 0.00020762 | 0.00033641 | 2.8286e-05 | 0.00084143 | 0.00035736 | 0.0007052
LV UMS (Pseudo HH Metered) | 0 | 0.16095 | 0.081007 | 0.09874 | 0.15999 | 0.013453 | 0.20844 | 0.04947 | 0.020554 | 0.068796 | 0.07284 | 0.036662 | 0.044687 | 0.072409 | 0.0060883 | 0.18111 | 0.076917 | 0.15178
LV Generation NHH or Aggregate HH | 0 | -0.075663 | -0.038083 | -0.046419 | -0.075216 | -0.0063243 | -0.097989 | -0.023256 | 0 | -0.032342 | -0.034243 | -0.017235 | -0.021008 | -0.034041 | -0.0028622 | -0.085141 | -0.03616 | 0
LV Sub Generation NHH | 0 | -0.072894 | -0.036689 | -0.044721 | -0.072463 | -0.0060928 | -0.094403 | 0 | 0 | -0.031158 | -0.03299 | -0.016604 | -0.020239 | -0.032795 | -0.0027574 | -0.082025 | 0 | 0
LV Generation Intermittent | 0 | -0.075663 | -0.038083 | -0.046419 | -0.075216 | -0.0063243 | -0.097989 | -0.023256 | 0 | -0.032342 | -0.034243 | -0.017235 | -0.021008 | -0.034041 | -0.0028622 | -0.085141 | -0.03616 | 0
LV Generation Non-Intermittent | 0 | -0.075663 | -0.038083 | -0.046419 | -0.075216 | -0.0063243 | -0.097989 | -0.023256 | 0 | -0.032342 | -0.034243 | -0.017235 | -0.021008 | -0.034041 | -0.0028622 | -0.085141 | -0.03616 | 0
LV Sub Generation Intermittent | 0 | -0.072894 | -0.036689 | -0.044721 | -0.072463 | -0.0060928 | -0.094403 | 0 | 0 | -0.031158 | -0.03299 | -0.016604 | -0.020239 | -0.032795 | -0.0027574 | -0.082025 | 0 | 0
LV Sub Generation Non-Intermittent | 0 | -0.072894 | -0.036689 | -0.044721 | -0.072463 | -0.0060928 | -0.094403 | 0 | 0 | -0.031158 | -0.03299 | -0.016604 | -0.020239 | -0.032795 | -0.0027574 | -0.082025 | 0 | 0
HV Generation Intermittent | 0 | -0.071579 | -0.036027 | -0.041041 | -0.046135 | -0.0038791 | 0 | 0 | 0 | -0.030596 | -0.032395 | -0.016305 | -0.019874 | -0.032203 | -0.0027077 | 0 | 0 | 0
HV Generation Non-Intermittent | 0 | -0.071579 | -0.036027 | -0.041041 | -0.046135 | -0.0038791 | 0 | 0 | 0 | -0.030596 | -0.032395 | -0.016305 | -0.019874 | -0.032203 | -0.0027077 | 0 | 0 | 0
2903. Contributions to pay-as-you-go unit rate 1 (p/kWh)
Data sources:
x1 = 2460. Unit rate 1 pseudo load coefficient by network level (combined)
x2 = 2901. Unit cost at each level, £/kW/year (relative to system simultaneous maximum load)
x3 = 2012. Loss adjustment factors between end user meter reading and each network level, scaled by network use
x4 = 2804. Proportion of annual charge covered by contributions (for all charging levels)
x5 = 1010. Days in the charging year (in Financial and general assumptions)
Calculation =x1*x2*x3*(1-x4)*100/(24*x5)
| GSPs | Assets 132kV | Assets 132kV/EHV | Assets EHV | Assets EHV/HV | Assets 132kV/HV | Assets HV | Assets HV/LV | Assets LV circuits | Transmission exit | Operating 132kV | Operating 132kV/EHV | Operating EHV | Operating EHV/HV | Operating 132kV/HV | Operating HV | Operating HV/LV | Operating LV circuits
Domestic Unrestricted | 0 | 0.14852 | 0.074754 | 0.08624 | 0.13974 | 0.012414 | 0.18205 | 0.043207 | 0.017952 | 0.065046 | 0.067218 | 0.033832 | 0.03903 | 0.063242 | 0.0056183 | 0.15818 | 0.067179 | 0.13257
Domestic Two Rate | 0 | 0.17991 | 0.090553 | 0.10457 | 0.16944 | 0.015038 | 0.22074 | 0.052389 | 0.021767 | 0.078763 | 0.081424 | 0.040982 | 0.047324 | 0.076682 | 0.0068057 | 0.19179 | 0.081456 | 0.16074
Domestic Off Peak (related MPAN) | 0 | 0.043866 | 0.022078 | 0.03144 | 0.050944 | 0.0036665 | 0.066368 | 0.015752 | 0.0065447 | 0.016683 | 0.019852 | 0.0099921 | 0.014229 | 0.023056 | 0.0016593 | 0.057667 | 0.024491 | 0.04833
Small Non Domestic Unrestricted | 0 | 0.13971 | 0.07032 | 0.087299 | 0.14146 | 0.011678 | 0.18428 | 0.043738 | 0.018172 | 0.057353 | 0.06323 | 0.031825 | 0.039509 | 0.064019 | 0.005285 | 0.16012 | 0.068004 | 0.1342
Small Non Domestic Two Rate | 0 | 0.1522 | 0.076603 | 0.094062 | 0.15241 | 0.012721 | 0.19856 | 0.047126 | 0.01958 | 0.063329 | 0.06888 | 0.034669 | 0.04257 | 0.068978 | 0.0057573 | 0.17253 | 0.073272 | 0.14459
Small Non Domestic Off Peak (related MPAN) | 0 | 0.019343 | 0.0097358 | 0.016551 | 0.026819 | 0.0016168 | 0.034939 | 0.0082923 | 0.0034454 | 0.0067808 | 0.0087542 | 0.0044062 | 0.0074907 | 0.012138 | 0.00073171 | 0.030358 | 0.012893 | 0.025443
LV Medium Non-Domestic | 0 | 0.11594 | 0.058353 | 0.07091 | 0.1149 | 0.0096904 | 0.14969 | 0.035526 | 0.014761 | 0.048582 | 0.05247 | 0.026409 | 0.032092 | 0.052 | 0.0043856 | 0.13006 | 0.055237 | 0.109
LV Sub Medium Non-Domestic | 0 | 0.11074 | 0.055737 | 0.067891 | 0.11001 | 0.009256 | 0.14331 | 0.034014 | 0 | 0.046317 | 0.050118 | 0.025225 | 0.030726 | 0.049787 | 0.004189 | 0.12452 | 0.052886 | 0
HV Medium Non-Domestic | 0 | 0.10912 | 0.054923 | 0.062711 | 0.070496 | 0.0059137 | 0.098488 | 0 | 0 | 0.045504 | 0.049386 | 0.024857 | 0.030368 | 0.049207 | 0.0041279 | 0.12307 | 0 | 0
LV Network Domestic | 0 | 0.93377 | 0.46998 | 0.44812 | 0.72611 | 0.078048 | 0.94595 | 0.22451 | 0.093282 | 0.45747 | 0.4226 | 0.2127 | 0.20281 | 0.32862 | 0.035323 | 0.82193 | 0.34908 | 0.68885
LV Network Non-Domestic Non-CT | 0 | 0.9617 | 0.48404 | 0.46127 | 0.74741 | 0.080382 | 0.97371 | 0.2311 | 0.096019 | 0.47128 | 0.43524 | 0.21906 | 0.20876 | 0.33826 | 0.036379 | 0.84604 | 0.35932 | 0.70906
LV HH Metered | 0 | 0.88986 | 0.44788 | 0.42681 | 0.69159 | 0.074378 | 0.90098 | 0.21384 | 0.088847 | 0.43583 | 0.40273 | 0.2027 | 0.19316 | 0.31299 | 0.033661 | 0.78285 | 0.33248 | 0.6561
LV Sub HH Metered | 0 | 0.86318 | 0.43445 | 0.41402 | 0.67085 | 0.072148 | 0.87397 | 0.20743 | 0 | 0.42276 | 0.39065 | 0.19662 | 0.18737 | 0.30361 | 0.032652 | 0.75938 | 0.32251 | 0
HV HH Metered | 0 | 0.75184 | 0.37842 | 0.33702 | 0.37886 | 0.040745 | 0.52929 | 0 | 0 | 0.36823 | 0.34026 | 0.17126 | 0.16321 | 0.26445 | 0.028441 | 0.66143 | 0 | 0
NHH UMS category A | 0 | 0.087328 | 0.043953 | 0.053639 | 0.086914 | 0.0072992 | 0.11323 | 0.026873 | 0.011166 | 0.037294 | 0.039522 | 0.019892 | 0.024276 | 0.039335 | 0.0033034 | 0.098383 | 0.041784 | 0.082454
NHH UMS category B | 0 | 0.13011 | 0.065485 | 0.06705 | 0.10865 | 0.010875 | 0.14154 | 0.033593 | 0.013957 | 0.06273 | 0.058883 | 0.029637 | 0.030345 | 0.04917 | 0.0049217 | 0.12298 | 0.052231 | 0.10307
NHH UMS category C | 0 | 0.23522 | 0.11839 | 0.1185 | 0.19201 | 0.01966 | 0.25014 | 0.059368 | 0.024667 | 0.11322 | 0.10645 | 0.053579 | 0.053629 | 0.086897 | 0.0088977 | 0.21734 | 0.092307 | 0.18216
NHH UMS category D | 0 | 0.044925 | 0.022611 | 0.039901 | 0.064653 | 0.003755 | 0.084228 | 0.01999 | 0.0083058 | 0.012371 | 0.020332 | 0.010233 | 0.018058 | 0.02926 | 0.0016994 | 0.073185 | 0.031082 | 0.061336
LV UMS (Pseudo HH Metered) | 0 | 2.5478 | 1.2823 | 1.2119 | 1.9637 | 0.21295 | 2.5583 | 0.60718 | 0.25228 | 1.249 | 1.1531 | 0.58035 | 0.54848 | 0.88874 | 0.096377 | 2.2229 | 0.94407 | 1.863
LV Generation Non-Intermittent | 0 | -0.72872 | -0.36678 | -0.34953 | -0.56636 | -0.06091 | -0.73783 | -0.17512 | 0 | -0.35691 | -0.3298 | -0.16599 | -0.15819 | -0.25632 | -0.027566 | -0.64109 | -0.27227 | 0
LV Sub Generation Non-Intermittent | 0 | -0.70205 | -0.35336 | -0.33674 | -0.54563 | -0.058681 | -0.71083 | 0 | 0 | -0.34385 | -0.31773 | -0.15992 | -0.1524 | -0.24694 | -0.026557 | -0.61763 | 0 | 0
HV Generation Non-Intermittent | 0 | -0.68939 | -0.34698 | -0.30903 | -0.34739 | -0.03736 | 0 | 0 | 0 | -0.33764 | -0.312 | -0.15703 | -0.14965 | -0.24248 | -0.026078 | 0 | 0 | 0
2904. Contributions to pay-as-you-go unit rate 2 (p/kWh)
Data sources:
x1 = 2461. Unit rate 2 pseudo load coefficient by network level (combined)
x2 = 2901. Unit cost at each level, £/kW/year (relative to system simultaneous maximum load)
x3 = 2012. Loss adjustment factors between end user meter reading and each network level, scaled by network use
x4 = 2804. Proportion of annual charge covered by contributions (for all charging levels)
x5 = 1010. Days in the charging year (in Financial and general assumptions)
Calculation =x1*x2*x3*(1-x4)*100/(24*x5)
| GSPs | Assets 132kV | Assets 132kV/EHV | Assets EHV | Assets EHV/HV | Assets 132kV/HV | Assets HV | Assets HV/LV | Assets LV circuits | Transmission exit | Operating 132kV | Operating 132kV/EHV | Operating EHV | Operating EHV/HV | Operating 132kV/HV | Operating HV | Operating HV/LV | Operating LV circuits
Domestic Two Rate | 0 | 0.0018385 | 0.00092534 | 0.0048541 | 0.0078653 | 0.00015367 | 0.010247 | 0.0024319 | 0.0010104 | 0.0013718 | 0.00083205 | 0.00041879 | 0.0021968 | 0.0035596 | 6.9546e-05 | 0.0089032 | 0.0037812 | 0.0074618
Small Non Domestic Two Rate | 0 | 0.0017644 | 0.00088804 | 0.0046583 | 0.0075482 | 0.00014747 | 0.0098335 | 0.0023339 | 0.0009697 | 0.0013165 | 0.00079851 | 0.0004019 | 0.0021082 | 0.0034161 | 6.6743e-05 | 0.0085442 | 0.0036288 | 0.0071609
LV Medium Non-Domestic | 0 | 0.0012582 | 0.0006333 | 0.0033221 | 0.005383 | 0.00010517 | 0.0070128 | 0.0016644 | 0.00069154 | 0.00093887 | 0.00056945 | 0.00028661 | 0.0015035 | 0.0024362 | 4.7597e-05 | 0.0060933 | 0.0025878 | 0.0051068
LV Sub Medium Non-Domestic | 0 | 0.0012122 | 0.00061012 | 0.0032005 | 0.005186 | 0.00010132 | 0.0067561 | 0.0016035 | 0 | 0.00090451 | 0.00054861 | 0.00027612 | 0.0014485 | 0.002347 | 4.5855e-05 | 0.0058703 | 0.0024931 | 0
HV Medium Non-Domestic | 0 | 0.0011903 | 0.00059911 | 0.0029372 | 0.0033018 | 6.4508e-05 | 0.0046128 | 0 | 0 | 0.00088819 | 0.00053871 | 0.00027114 | 0.0014223 | 0.0023047 | 4.5027e-05 | 0.0057644 | 0 | 0
LV Network Domestic | 0 | 0.041211 | 0.020742 | 0.05474 | 0.088699 | 0.0034446 | 0.11555 | 0.027425 | 0.011395 | 0 | 0.018651 | 0.0093875 | 0.024774 | 0.040143 | 0.0015589 | 0.1004 | 0.042642 | 0.084148
LV Network Non-Domestic Non-CT | 0 | 0.042444 | 0.021363 | 0.056347 | 0.091301 | 0.0035476 | 0.11894 | 0.02823 | 0.011729 | 0 | 0.019209 | 0.0096682 | 0.025501 | 0.041321 | 0.0016056 | 0.10335 | 0.043893 | 0.086617
LV HH Metered | 0 | 0.039273 | 0.019767 | 0.052138 | 0.084482 | 0.0032826 | 0.11006 | 0.026122 | 0.010853 | 0 | 0.017774 | 0.008946 | 0.023596 | 0.038234 | 0.0014856 | 0.09563 | 0.040614 | 0.080147
LV Sub HH Metered | 0 | 0.038096 | 0.019174 | 0.050575 | 0.081949 | 0.0031842 | 0.10676 | 0.025338 | 0 | 0 | 0.017241 | 0.0086778 | 0.022889 | 0.037088 | 0.0014411 | 0.092763 | 0.039397 | 0
HV HH Metered | 0 | 0.033182 | 0.016701 | 0.04117 | 0.04628 | 0.0017982 | 0.064657 | 0 | 0 | 0 | 0.015017 | 0.0075585 | 0.019937 | 0.032304 | 0.0012552 | 0.080798 | 0 | 0
LV UMS (Pseudo HH Metered) | 0 | 0.031446 | 0.015827 | 0.042384 | 0.068677 | 0.0026284 | 0.089471 | 0.021235 | 0.0088228 | 0 | 0.014232 | 0.007163 | 0.019182 | 0.031082 | 0.0011895 | 0.07774 | 0.033017 | 0.065154
LV Generation Non-Intermittent | 0 | -0.032162 | -0.016188 | -0.042697 | -0.069184 | -0.0026882 | -0.090131 | -0.021391 | 0 | 0 | -0.014556 | -0.0073261 | -0.019324 | -0.031311 | -0.0012166 | -0.078313 | -0.03326 | 0
LV Sub Generation Non-Intermittent | 0 | -0.030985 | -0.015595 | -0.041134 | -0.066652 | -0.0025898 | -0.086832 | 0 | 0 | 0 | -0.014023 | -0.007058 | -0.018616 | -0.030165 | -0.0011721 | -0.075447 | 0 | 0
HV Generation Non-Intermittent | 0 | -0.030426 | -0.015314 | -0.03775 | -0.042435 | -0.0016489 | 0 | 0 | 0 | 0 | -0.01377 | -0.0069306 | -0.01828 | -0.029621 | -0.0011509 | 0 | 0 | 0
2905. Contributions to pay-as-you-go unit rate 3 (p/kWh)
Data sources:
x1 = 2462. Unit rate 3 pseudo load coefficient by network level (combined)
x2 = 2901. Unit cost at each level, £/kW/year (relative to system simultaneous maximum load)
x3 = 2012. Loss adjustment factors between end user meter reading and each network level, scaled by network use
x4 = 2804. Proportion of annual charge covered by contributions (for all charging levels)
x5 = 1010. Days in the charging year (in Financial and general assumptions)
Calculation =x1*x2*x3*(1-x4)*100/(24*x5)
| GSPs | Assets 132kV | Assets 132kV/EHV | Assets EHV | Assets EHV/HV | Assets 132kV/HV | Assets HV | Assets HV/LV | Assets LV circuits | Transmission exit | Operating 132kV | Operating 132kV/EHV | Operating EHV | Operating EHV/HV | Operating 132kV/HV | Operating HV | Operating HV/LV | Operating LV circuits
LV Network Domestic | 0 | 0.0016123 | 0.00081149 | 0.0042592 | 0.0069013 | 0.00013476 | 0.0089908 | 0.0021339 | 0.0008866 | 0.0012034 | 0.00072968 | 0.00036726 | 0.0019276 | 0.0031234 | 6.0989e-05 | 0.007812 | 0.0033178 | 0.0065472
LV Network Non-Domestic Non-CT | 0 | 0.0016605 | 0.00083576 | 0.0043841 | 0.0071038 | 0.00013879 | 0.0092547 | 0.0021965 | 0.00091261 | 0.0012397 | 0.0007515 | 0.00037824 | 0.0019841 | 0.003215 | 6.2813e-05 | 0.0080412 | 0.0034152 | 0.0067393
LV HH Metered | 0 | 0.0015365 | 0.00077333 | 0.0040567 | 0.0065732 | 0.00012842 | 0.0085634 | 0.0020324 | 0.00084445 | 0.0011465 | 0.00069536 | 0.00034999 | 0.0018359 | 0.0029749 | 5.8121e-05 | 0.0074406 | 0.0031601 | 0.006236
LV Sub HH Metered | 0 | 0.0014904 | 0.00075014 | 0.003935 | 0.0063762 | 0.00012457 | 0.0083067 | 0.0019715 | 0 | 0.0011121 | 0.00067451 | 0.0003395 | 0.0017809 | 0.0028857 | 5.6379e-05 | 0.0072175 | 0.0030653 | 0
HV HH Metered | 0 | 0.0012982 | 0.00065339 | 0.0032033 | 0.0036009 | 7.0352e-05 | 0.0050307 | 0 | 0 | 0.00096866 | 0.00058751 | 0.00029571 | 0.0015512 | 0.0025135 | 4.9107e-05 | 0.0062866 | 0 | 0
LV UMS (Pseudo HH Metered) | 0 | 0.0014565 | 0.00073307 | 0.0038455 | 0.006231 | 0.00012174 | 0.0081176 | 0.0019266 | 0.00080049 | 0.0010868 | 0.00065916 | 0.00033177 | 0.0017404 | 0.00282 | 5.5095e-05 | 0.0070533 | 0.0029956 | 0.0059113
LV Generation Non-Intermittent | 0 | -0.0012582 | -0.0006333 | -0.0033221 | -0.005383 | -0.00010517 | -0.0070128 | -0.0016644 | 0 | -0.00093887 | -0.00056945 | -0.00028661 | -0.0015035 | -0.0024362 | -4.7597e-05 | -0.0060933 | -0.0025878 | 0
LV Sub Generation Non-Intermittent | 0 | -0.0012122 | -0.00061012 | -0.0032005 | -0.005186 | -0.00010132 | -0.0067561 | 0 | 0 | -0.00090451 | -0.00054861 | -0.00027612 | -0.0014485 | -0.002347 | -4.5855e-05 | -0.0058703 | 0 | 0
HV Generation Non-Intermittent | 0 | -0.0011903 | -0.00059911 | -0.0029372 | -0.0033018 | -6.4508e-05 | 0 | 0 | 0 | -0.00088819 | -0.00053871 | -0.00027114 | -0.0014223 | -0.0023047 | -4.5027e-05 | 0 | 0 | 0

## Standing
Allocation to standing charges for WPD East Midlands in April 17 (Final)
This sheet reallocates some costs from unit charges to fixed or capacity charges, for demand users only.
3001. Costs based on aggregate maximum load (£/kW/year)
Data sources:
x1 = 2901. Unit cost at each level, £/kW/year (relative to system simultaneous maximum load)
x2 = 2612. Diversity allowances (including calculated LV value)
Calculation =x1/(1+x2)
| GSPs | Assets 132kV | Assets 132kV/EHV | Assets EHV | Assets EHV/HV | Assets 132kV/HV | Assets HV | Assets HV/LV | Assets LV circuits | Transmission exit | Operating 132kV | Operating 132kV/EHV | Operating EHV | Operating EHV/HV | Operating 132kV/HV | Operating HV | Operating HV/LV | Operating LV circuits
Costs based on aggregate maximum load (£/kW/year) | 0 | 5.6743 | 3.1031 | 3.5159 | 5.7421 | 6.4209 | 10.0693 | 4.355 | 8.5006 | 2.5296 | 2.568 | 1.4044 | 1.5912 | 2.5987 | 2.9059 | 4.5571 | 1.971 | 3.8471
3002. Capacity elements p/kVA/day
This calculation uses aggregate maximum load and no coincidence factor.
Data sources:
x1 = 2602. Standing charges factors adapted to use 132kV/HV
x2 = 2012. Loss adjustment factors between end user meter reading and each network level, scaled by network use
x3 = 3001. Costs based on aggregate maximum load (£/kW/year)
x4 = 1010. Power factor for all flows in the network model (in Financial and general assumptions)
x5 = 1010. Days in the charging year (in Financial and general assumptions)
x6 = 2804. Proportion of annual charge covered by contributions (for all charging levels)
Calculation =100*x1*x2*x3*x4/x5*(1-x6)
| GSPs | Assets 132kV | Assets 132kV/EHV | Assets EHV | Assets EHV/HV | Assets 132kV/HV | Assets HV | Assets HV/LV | Assets LV circuits | Transmission exit | Operating 132kV | Operating 132kV/EHV | Operating EHV | Operating EHV/HV | Operating 132kV/HV | Operating HV | Operating HV/LV | Operating LV circuits
Domestic Unrestricted | 0 | 0 | 0 | 0 | 0 | 0 | 0 | 0 | 0.13559 | 0 | 0 | 0 | 0 | 0 | 0 | 0 | 0 | 1.0013
Domestic Two Rate | 0 | 0 | 0 | 0 | 0 | 0 | 0 | 0 | 0.13559 | 0 | 0 | 0 | 0 | 0 | 0 | 0 | 0 | 1.0013
Domestic Off Peak (related MPAN) | 0 | 0 | 0 | 0 | 0 | 0 | 0 | 0 | 0.13559 | 0 | 0 | 0 | 0 | 0 | 0 | 0 | 0 | 1.0013
Small Non Domestic Unrestricted | 0 | 0 | 0 | 0 | 0 | 0 | 0 | 0 | 0.13559 | 0 | 0 | 0 | 0 | 0 | 0 | 0 | 0 | 1.0013
Small Non Domestic Two Rate | 0 | 0 | 0 | 0 | 0 | 0 | 0 | 0 | 0.13559 | 0 | 0 | 0 | 0 | 0 | 0 | 0 | 0 | 1.0013
Small Non Domestic Off Peak (related MPAN) | 0 | 0 | 0 | 0 | 0 | 0 | 0 | 0 | 0.13559 | 0 | 0 | 0 | 0 | 0 | 0 | 0 | 0 | 1.0013
LV Medium Non-Domestic | 0 | 0 | 0 | 0 | 0 | 0 | 0 | 0 | 0.13559 | 0 | 0 | 0 | 0 | 0 | 0 | 0 | 0 | 1.0013
LV Sub Medium Non-Domestic | 0 | 0 | 0 | 0 | 0 | 0 | 0 | 0.32994 | 0 | 0 | 0 | 0 | 0 | 0 | 0 | 0 | 0.51299 | 0
HV Medium Non-Domestic | 0 | 0.022874 | 0 | 0.16197 | 0.91036 | 0.082593 | 0.94914 | 0 | 0 | 0 | 0.010352 | 0 | 0.078434 | 0.63545 | 0.057651 | 1.1861 | 0 | 0
LV Network Domestic | 0 | 0 | 0 | 0 | 0 | 0 | 0 | 0 | 0.13559 | 0 | 0 | 0 | 0 | 0 | 0 | 0 | 0 | 1.0013
LV Network Non-Domestic Non-CT | 0 | 0 | 0 | 0 | 0 | 0 | 0 | 0 | 0.13559 | 0 | 0 | 0 | 0 | 0 | 0 | 0 | 0 | 1.0013
LV HH Metered | 0 | 0 | 0 | 0 | 0 | 0 | 0.28859 | 0.34247 | 0.13559 | 0 | 0 | 0 | 0 | 0 | 0 | 0.25075 | 0.53248 | 1.0013
LV Sub HH Metered | 0 | 0 | 0 | 0 | 0 | 0 | 1.3902 | 0.32994 | 0 | 0 | 0 | 0 | 0 | 0 | 0 | 1.2079 | 0.51299 | 0
HV HH Metered | 0 | 0.022874 | 0 | 0.16197 | 0.91036 | 0.082593 | 0.94914 | 0 | 0 | 0 | 0.010352 | 0 | 0.078434 | 0.63545 | 0.057651 | 1.1861 | 0 | 0
NHH UMS category A | 0 | 0 | 0 | 0 | 0 | 0 | 0 | 0 | 0 | 0 | 0 | 0 | 0 | 0 | 0 | 0 | 0 | 0
NHH UMS category B | 0 | 0 | 0 | 0 | 0 | 0 | 0 | 0 | 0 | 0 | 0 | 0 | 0 | 0 | 0 | 0 | 0 | 0
NHH UMS category C | 0 | 0 | 0 | 0 | 0 | 0 | 0 | 0 | 0 | 0 | 0 | 0 | 0 | 0 | 0 | 0 | 0 | 0
NHH UMS category D | 0 | 0 | 0 | 0 | 0 | 0 | 0 | 0 | 0 | 0 | 0 | 0 | 0 | 0 | 0 | 0 | 0 | 0
LV UMS (Pseudo HH Metered) | 0 | 0 | 0 | 0 | 0 | 0 | 0 | 0 | 0 | 0 | 0 | 0 | 0 | 0 | 0 | 0 | 0 | 0
3003. Yardstick components p/kWh (taking account of standing charges)
Data sources:
x1 = 2602. Standing charges factors adapted to use 132kV/HV
x2 = 2902. Pay-as-you-go yardstick unit costs by charging level (p/kWh)
Calculation =(1-x1)*x2
| GSPs | Assets 132kV | Assets 132kV/EHV | Assets EHV | Assets EHV/HV | Assets 132kV/HV | Assets HV | Assets HV/LV | Assets LV circuits | Transmission exit | Operating 132kV | Operating 132kV/EHV | Operating EHV | Operating EHV/HV | Operating 132kV/HV | Operating HV | Operating HV/LV | Operating LV circuits
Domestic Unrestricted | 0 | 0.15372 | 0.077372 | 0.09431 | 0.15281 | 0.012849 | 0.19908 | 0.04725 | 0 | 0.065709 | 0.069571 | 0.035016 | 0.042682 | 0.06916 | 0.0058151 | 0.17298 | 0.073465 | 0
Domestic Two Rate | 0 | 0.12725 | 0.064049 | 0.07807 | 0.1265 | 0.010636 | 0.1648 | 0.039114 | 0 | 0.054394 | 0.057592 | 0.028987 | 0.035332 | 0.057251 | 0.0048137 | 0.14319 | 0.060815 | 0
Domestic Off Peak (related MPAN) | 0 | 0 | 0 | 0 | 0 | 0 | 0 | 0 | 0 | 0 | 0 | 0 | 0 | 0 | 0 | 0 | 0 | 0
Small Non Domestic Unrestricted | 0 | 0.13564 | 0.068269 | 0.083214 | 0.13484 | 0.011337 | 0.17566 | 0.041691 | 0 | 0.057978 | 0.061386 | 0.030897 | 0.03766 | 0.061023 | 0.0051309 | 0.15263 | 0.064822 | 0
Small Non Domestic Two Rate | 0 | 0.1136 | 0.057178 | 0.069695 | 0.11293 | 0.0094954 | 0.14712 | 0.034918 | 0 | 0.048559 | 0.051414 | 0.025877 | 0.031542 | 0.05111 | 0.0042974 | 0.12783 | 0.054291 | 0
Small Non Domestic Off Peak (related MPAN) | 0 | 0 | 0 | 0 | 0 | 0 | 0 | 0 | 0 | 0 | 0 | 0 | 0 | 0 | 0 | 0 | 0 | 0
LV Medium Non-Domestic | 0 | 0.11838 | 0.059582 | 0.072626 | 0.11768 | 0.0098946 | 0.15331 | 0.036386 | 0 | 0.050601 | 0.053575 | 0.026965 | 0.032868 | 0.053258 | 0.004478 | 0.13321 | 0.056574 | 0
LV Sub Medium Non-Domestic | 0 | 0.11405 | 0.057402 | 0.069968 | 0.11337 | 0.0095325 | 0.1477 | 0 | 0 | 0.048749 | 0.051615 | 0.025979 | 0.031666 | 0.051309 | 0.0043142 | 0.12833 | 0 | 0
HV Medium Non-Domestic | 0 | 0.1111 | 0.056769 | 0.051735 | 0 | 0 | 0 | 0 | 0 | 0.048211 | 0.050279 | 0.025692 | 0.025053 | 0 | 0 | 0 | 0 | 0
LV Network Domestic | 0 | 0.14407 | 0.072512 | 0.088386 | 0.14322 | 0.012042 | 0.18658 | 0.044282 | 0 | 0.061582 | 0.065202 | 0.032817 | 0.040001 | 0.064816 | 0.0054498 | 0.16211 | 0.068851 | 0
LV Network Non-Domestic Non-CT | 0 | 0.12374 | 0.062279 | 0.075912 | 0.123 | 0.010342 | 0.16025 | 0.038033 | 0 | 0.052891 | 0.056 | 0.028186 | 0.034356 | 0.055669 | 0.0046807 | 0.13924 | 0.059134 | 0
LV HH Metered | 0 | 0.11175 | 0.056246 | 0.068559 | 0.11109 | 0.0093405 | 0.11578 | 0 | 0 | 0.047767 | 0.050575 | 0.025455 | 0.031028 | 0.050276 | 0.0042273 | 0.1006 | 0 | 0
LV Sub HH Metered | 0 | 0.10594 | 0.053323 | 0.064996 | 0.10532 | 0.0088552 | 0 | 0 | 0 | 0.045285 | 0.047947 | 0.024133 | 0.029416 | 0.047664 | 0.0040076 | 0 | 0 | 0
HV HH Metered | 0 | 0.084784 | 0.043324 | 0.039482 | 0 | 0 | 0 | 0 | 0 | 0.036793 | 0.038371 | 0.019607 | 0.01912 | 0 | 0 | 0 | 0 | 0
NHH UMS category A | 0 | 0.075663 | 0.038083 | 0.046419 | 0.075216 | 0.0063243 | 0.097989 | 0.023256 | 0.0096628 | 0.032342 | 0.034243 | 0.017235 | 0.021008 | 0.034041 | 0.0028622 | 0.085141 | 0.03616 | 0.071357
NHH UMS category B | 0 | 0.16018 | 0.080624 | 0.098273 | 0.15924 | 0.013389 | 0.20745 | 0.049236 | 0.020457 | 0.06847 | 0.072495 | 0.036488 | 0.044476 | 0.072067 | 0.0060595 | 0.18025 | 0.076553 | 0.15107
NHH UMS category C | 0 | 0.31427 | 0.15818 | 0.19281 | 0.31241 | 0.026268 | 0.407 | 0.096597 | 0.040135 | 0.13433 | 0.14223 | 0.071588 | 0.087259 | 0.14139 | 0.011888 | 0.35364 | 0.15019 | 0.29638
NHH UMS category D | 0 | 0.00074776 | 0.00037636 | 0.00045875 | 0.00074334 | 6.2501e-05 | 0.0009684 | 0.00022984 | 9.5495e-05 | 0.00031963 | 0.00033842 | 0.00017033 | 0.00020762 | 0.00033641 | 2.8286e-05 | 0.00084143 | 0.00035736 | 0.0007052
LV UMS (Pseudo HH Metered) | 0 | 0.16095 | 0.081007 | 0.09874 | 0.15999 | 0.013453 | 0.20844 | 0.04947 | 0.020554 | 0.068796 | 0.07284 | 0.036662 | 0.044687 | 0.072409 | 0.0060883 | 0.18111 | 0.076917 | 0.15178
3004. Contributions to unit rate 1 p/kWh by network level (taking account of standing charges)
Data sources:
x1 = 2602. Standing charges factors adapted to use 132kV/HV
x2 = 2903. Contributions to pay-as-you-go unit rate 1 (p/kWh)
Calculation =(1-x1)*x2
| GSPs | Assets 132kV | Assets 132kV/EHV | Assets EHV | Assets EHV/HV | Assets 132kV/HV | Assets HV | Assets HV/LV | Assets LV circuits | Transmission exit | Operating 132kV | Operating 132kV/EHV | Operating EHV | Operating EHV/HV | Operating 132kV/HV | Operating HV | Operating HV/LV | Operating LV circuits
Domestic Unrestricted | 0 | 0.14852 | 0.074754 | 0.08624 | 0.13974 | 0.012414 | 0.18205 | 0.043207 | 0 | 0.065046 | 0.067218 | 0.033832 | 0.03903 | 0.063242 | 0.0056183 | 0.15818 | 0.067179 | 0
Domestic Two Rate | 0 | 0.17991 | 0.090553 | 0.10457 | 0.16944 | 0.015038 | 0.22074 | 0.052389 | 0 | 0.078763 | 0.081424 | 0.040982 | 0.047324 | 0.076682 | 0.0068057 | 0.19179 | 0.081456 | 0
Domestic Off Peak (related MPAN) | 0 | 0.043866 | 0.022078 | 0.03144 | 0.050944 | 0.0036665 | 0.066368 | 0.015752 | 0 | 0.016683 | 0.019852 | 0.0099921 | 0.014229 | 0.023056 | 0.0016593 | 0.057667 | 0.024491 | 0
Small Non Domestic Unrestricted | 0 | 0.13971 | 0.07032 | 0.087299 | 0.14146 | 0.011678 | 0.18428 | 0.043738 | 0 | 0.057353 | 0.06323 | 0.031825 | 0.039509 | 0.064019 | 0.005285 | 0.16012 | 0.068004 | 0
Small Non Domestic Two Rate | 0 | 0.1522 | 0.076603 | 0.094062 | 0.15241 | 0.012721 | 0.19856 | 0.047126 | 0 | 0.063329 | 0.06888 | 0.034669 | 0.04257 | 0.068978 | 0.0057573 | 0.17253 | 0.073272 | 0
Small Non Domestic Off Peak (related MPAN) | 0 | 0.019343 | 0.0097358 | 0.016551 | 0.026819 | 0.0016168 | 0.034939 | 0.0082923 | 0 | 0.0067808 | 0.0087542 | 0.0044062 | 0.0074907 | 0.012138 | 0.00073171 | 0.030358 | 0.012893 | 0
LV Medium Non-Domestic | 0 | 0.11594 | 0.058353 | 0.07091 | 0.1149 | 0.0096904 | 0.14969 | 0.035526 | 0 | 0.048582 | 0.05247 | 0.026409 | 0.032092 | 0.052 | 0.0043856 | 0.13006 | 0.055237 | 0
LV Sub Medium Non-Domestic | 0 | 0.11074 | 0.055737 | 0.067891 | 0.11001 | 0.009256 | 0.14331 | 0 | 0 | 0.046317 | 0.050118 | 0.025225 | 0.030726 | 0.049787 | 0.004189 | 0.12452 | 0 | 0
HV Medium Non-Domestic | 0 | 0.10749 | 0.054923 | 0.050169 | 0 | 0 | 0 | 0 | 0 | 0.045504 | 0.048645 | 0.024857 | 0.024295 | 0 | 0 | 0 | 0 | 0
LV Network Domestic | 0 | 0.93377 | 0.46998 | 0.44812 | 0.72611 | 0.078048 | 0.94595 | 0.22451 | 0 | 0.45747 | 0.4226 | 0.2127 | 0.20281 | 0.32862 | 0.035323 | 0.82193 | 0.34908 | 0
LV Network Non-Domestic Non-CT | 0 | 0.9617 | 0.48404 | 0.46127 | 0.74741 | 0.080382 | 0.97371 | 0.2311 | 0 | 0.47128 | 0.43524 | 0.21906 | 0.20876 | 0.33826 | 0.036379 | 0.84604 | 0.35932 | 0
LV HH Metered | 0 | 0.88986 | 0.44788 | 0.42681 | 0.69159 | 0.074378 | 0.72079 | 0 | 0 | 0.43583 | 0.40273 | 0.2027 | 0.19316 | 0.31299 | 0.033661 | 0.62628 | 0 | 0
LV Sub HH Metered | 0 | 0.86318 | 0.43445 | 0.41402 | 0.67085 | 0.072148 | 0 | 0 | 0 | 0.42276 | 0.39065 | 0.19662 | 0.18737 | 0.30361 | 0.032652 | 0 | 0 | 0
HV HH Metered | 0 | 0.74056 | 0.37842 | 0.26962 | 0 | 0 | 0 | 0 | 0 | 0.36823 | 0.33516 | 0.17126 | 0.13056 | 0 | 0 | 0 | 0 | 0
NHH UMS category A | 0 | 0.087328 | 0.043953 | 0.053639 | 0.086914 | 0.0072992 | 0.11323 | 0.026873 | 0.011166 | 0.037294 | 0.039522 | 0.019892 | 0.024276 | 0.039335 | 0.0033034 | 0.098383 | 0.041784 | 0.082454
NHH UMS category B | 0 | 0.13011 | 0.065485 | 0.06705 | 0.10865 | 0.010875 | 0.14154 | 0.033593 | 0.013957 | 0.06273 | 0.058883 | 0.029637 | 0.030345 | 0.04917 | 0.0049217 | 0.12298 | 0.052231 | 0.10307
NHH UMS category C | 0 | 0.23522 | 0.11839 | 0.1185 | 0.19201 | 0.01966 | 0.25014 | 0.059368 | 0.024667 | 0.11322 | 0.10645 | 0.053579 | 0.053629 | 0.086897 | 0.0088977 | 0.21734 | 0.092307 | 0.18216
NHH UMS category D | 0 | 0.044925 | 0.022611 | 0.039901 | 0.064653 | 0.003755 | 0.084228 | 0.01999 | 0.0083058 | 0.012371 | 0.020332 | 0.010233 | 0.018058 | 0.02926 | 0.0016994 | 0.073185 | 0.031082 | 0.061336
LV UMS (Pseudo HH Metered) | 0 | 2.5478 | 1.2823 | 1.2119 | 1.9637 | 0.21295 | 2.5583 | 0.60718 | 0.25228 | 1.249 | 1.1531 | 0.58035 | 0.54848 | 0.88874 | 0.096377 | 2.2229 | 0.94407 | 1.863
3005. Contributions to unit rate 2 p/kWh by network level (taking account of standing charges)
Data sources:
x1 = 2602. Standing charges factors adapted to use 132kV/HV
x2 = 2904. Contributions to pay-as-you-go unit rate 2 (p/kWh)
Calculation =(1-x1)*x2
| GSPs | Assets 132kV | Assets 132kV/EHV | Assets EHV | Assets EHV/HV | Assets 132kV/HV | Assets HV | Assets HV/LV | Assets LV circuits | Transmission exit | Operating 132kV | Operating 132kV/EHV | Operating EHV | Operating EHV/HV | Operating 132kV/HV | Operating HV | Operating HV/LV | Operating LV circuits
Domestic Two Rate | 0 | 0.0018385 | 0.00092534 | 0.0048541 | 0.0078653 | 0.00015367 | 0.010247 | 0.0024319 | 0 | 0.0013718 | 0.00083205 | 0.00041879 | 0.0021968 | 0.0035596 | 6.9546e-05 | 0.0089032 | 0.0037812 | 0
Small Non Domestic Two Rate | 0 | 0.0017644 | 0.00088804 | 0.0046583 | 0.0075482 | 0.00014747 | 0.0098335 | 0.0023339 | 0 | 0.0013165 | 0.00079851 | 0.0004019 | 0.0021082 | 0.0034161 | 6.6743e-05 | 0.0085442 | 0.0036288 | 0
LV Medium Non-Domestic | 0 | 0.0012582 | 0.0006333 | 0.0033221 | 0.005383 | 0.00010517 | 0.0070128 | 0.0016644 | 0 | 0.00093887 | 0.00056945 | 0.00028661 | 0.0015035 | 0.0024362 | 4.7597e-05 | 0.0060933 | 0.0025878 | 0
LV Sub Medium Non-Domestic | 0 | 0.0012122 | 0.00061012 | 0.0032005 | 0.005186 | 0.00010132 | 0.0067561 | 0 | 0 | 0.00090451 | 0.00054861 | 0.00027612 | 0.0014485 | 0.002347 | 4.5855e-05 | 0.0058703 | 0 | 0
HV Medium Non-Domestic | 0 | 0.0011725 | 0.00059911 | 0.0023497 | 0 | 0 | 0 | 0 | 0 | 0.00088819 | 0.00053062 | 0.00027114 | 0.0011379 | 0 | 0 | 0 | 0 | 0
LV Network Domestic | 0 | 0.041211 | 0.020742 | 0.05474 | 0.088699 | 0.0034446 | 0.11555 | 0.027425 | 0 | 0 | 0.018651 | 0.0093875 | 0.024774 | 0.040143 | 0.0015589 | 0.1004 | 0.042642 | 0
LV Network Non-Domestic Non-CT | 0 | 0.042444 | 0.021363 | 0.056347 | 0.091301 | 0.0035476 | 0.11894 | 0.02823 | 0 | 0 | 0.019209 | 0.0096682 | 0.025501 | 0.041321 | 0.0016056 | 0.10335 | 0.043893 | 0
LV HH Metered | 0 | 0.039273 | 0.019767 | 0.052138 | 0.084482 | 0.0032826 | 0.088048 | 0 | 0 | 0 | 0.017774 | 0.008946 | 0.023596 | 0.038234 | 0.0014856 | 0.076504 | 0 | 0
LV Sub HH Metered | 0 | 0.038096 | 0.019174 | 0.050575 | 0.081949 | 0.0031842 | 0 | 0 | 0 | 0 | 0.017241 | 0.0086778 | 0.022889 | 0.037088 | 0.0014411 | 0 | 0 | 0
HV HH Metered | 0 | 0.032684 | 0.016701 | 0.032936 | 0 | 0 | 0 | 0 | 0 | 0 | 0.014792 | 0.0075585 | 0.015949 | 0 | 0 | 0 | 0 | 0
LV UMS (Pseudo HH Metered) | 0 | 0.031446 | 0.015827 | 0.042384 | 0.068677 | 0.0026284 | 0.089471 | 0.021235 | 0.0088228 | 0 | 0.014232 | 0.007163 | 0.019182 | 0.031082 | 0.0011895 | 0.07774 | 0.033017 | 0.065154
3006. Contributions to unit rate 3 p/kWh by network level (taking account of standing charges)
Data sources:
x1 = 2602. Standing charges factors adapted to use 132kV/HV
x2 = 2905. Contributions to pay-as-you-go unit rate 3 (p/kWh)
Calculation =(1-x1)*x2
| GSPs | Assets 132kV | Assets 132kV/EHV | Assets EHV | Assets EHV/HV | Assets 132kV/HV | Assets HV | Assets HV/LV | Assets LV circuits | Transmission exit | Operating 132kV | Operating 132kV/EHV | Operating EHV | Operating EHV/HV | Operating 132kV/HV | Operating HV | Operating HV/LV | Operating LV circuits
LV Network Domestic | 0 | 0.0016123 | 0.00081149 | 0.0042592 | 0.0069013 | 0.00013476 | 0.0089908 | 0.0021339 | 0 | 0.0012034 | 0.00072968 | 0.00036726 | 0.0019276 | 0.0031234 | 6.0989e-05 | 0.007812 | 0.0033178 | 0
LV Network Non-Domestic Non-CT | 0 | 0.0016605 | 0.00083576 | 0.0043841 | 0.0071038 | 0.00013879 | 0.0092547 | 0.0021965 | 0 | 0.0012397 | 0.0007515 | 0.00037824 | 0.0019841 | 0.003215 | 6.2813e-05 | 0.0080412 | 0.0034152 | 0
LV HH Metered | 0 | 0.0015365 | 0.00077333 | 0.0040567 | 0.0065732 | 0.00012842 | 0.0068507 | 0 | 0 | 0.0011465 | 0.00069536 | 0.00034999 | 0.0018359 | 0.0029749 | 5.8121e-05 | 0.0059525 | 0 | 0
LV Sub HH Metered | 0 | 0.0014904 | 0.00075014 | 0.003935 | 0.0063762 | 0.00012457 | 0 | 0 | 0 | 0.0011121 | 0.00067451 | 0.0003395 | 0.0017809 | 0.0028857 | 5.6379e-05 | 0 | 0 | 0
HV HH Metered | 0 | 0.0012787 | 0.00065339 | 0.0025626 | 0 | 0 | 0 | 0 | 0 | 0.00096866 | 0.0005787 | 0.00029571 | 0.001241 | 0 | 0 | 0 | 0 | 0
LV UMS (Pseudo HH Metered) | 0 | 0.0014565 | 0.00073307 | 0.0038455 | 0.006231 | 0.00012174 | 0.0081176 | 0.0019266 | 0.00080049 | 0.0010868 | 0.00065916 | 0.00033177 | 0.0017404 | 0.00282 | 5.5095e-05 | 0.0070533 | 0.0029956 | 0.0059113

## AggCap
Standing charges as fixed charges for WPD East Midlands in April 17 (Final)
This sheet allocates standing charges to fixed charges for non half hourly settled demand users.
3101. Mapping of tariffs to tariff groups
| LV domestic and small non-domestic tariffs | LV medium non-domestic tariffs | LV substation aggregated tariffs | HV network aggregated tariffs
Domestic Unrestricted | 1 | 0 | 0 | 0
Domestic Two Rate | 1 | 0 | 0 | 0
Small Non Domestic Unrestricted | 1 | 0 | 0 | 0
Small Non Domestic Two Rate | 1 | 0 | 0 | 0
LV Medium Non-Domestic | 0 | 1 | 0 | 0
LV Sub Medium Non-Domestic | 0 | 0 | 1 | 0
HV Medium Non-Domestic | 0 | 0 | 0 | 1
LV Network Domestic | 1 | 0 | 0 | 0
LV Network Non-Domestic Non-CT | 1 | 0 | 0 | 0
3102. Capacity use for tariffs charged for capacity on an exit point basis
Data sources:
x1 = 2407. All units (MWh)
x2 = 1041. Load factor for each type of demand user (in Load profile data for demand users)
x3 = 1010. Days in the charging year (in Financial and general assumptions)
x4 = 2305. MPANs (in Equivalent volume for each end user)
Kind: | Calculation | Copy cells
Formula: | =x1/x2/(24*x3)*1000 | = x4
| Unit-based contributions to aggregate maximum load (kW) | MPANs
Domestic Unrestricted | 1421689.547 | 1573884.4684
Domestic Two Rate | 870751.8327 | 892009.1884
Small Non Domestic Unrestricted | 331026.452 | 95985.2348
Small Non Domestic Two Rate | 425781.4903 | 83272.4565
LV Medium Non-Domestic | 0 | 0
LV Sub Medium Non-Domestic | 0 | 0
HV Medium Non-Domestic | 0 | 0
LV Network Domestic | 0 | 0
LV Network Non-Domestic Non-CT | 38280.412 | 2551.8234
3103. Aggregate capacity (kW)
Data sources:
x1 = 3101. Mapping of tariffs to tariff groups
x2 = 3102. Unit-based contributions to aggregate maximum load (kW) (in Capacity use for tariffs charged for capacity on an exit point basis)
Sum-product calculation =SUMPRODUCT(x1, x2)
| LV domestic and small non-domestic tariffs | LV medium non-domestic tariffs | LV substation aggregated tariffs | HV network aggregated tariffs
Aggregate capacity (kW) | 3087529.7339 | 0 | 0 | 0
3104. Aggregate number of users charged for capacity on an exit point basis
Data sources:
x1 = 3101. Mapping of tariffs to tariff groups
x2 = 3102. MPANs (in Equivalent volume for each end user) (in Capacity use for tariffs charged for capacity on an exit point basis)
Sum-product calculation =SUMPRODUCT(x1, x2)
| LV domestic and small non-domestic tariffs | LV medium non-domestic tariffs | LV substation aggregated tariffs | HV network aggregated tariffs
Aggregate number of users charged for capacity on an exit point basis | 2647703.1714 | 0 | 0 | 0
3105. Average maximum kVA by exit point
Data sources:
x1 = 3104. Aggregate number of users charged for capacity on an exit point basis
x2 = 3103. Aggregate capacity (kW)
x3 = 1010. Power factor for all flows in the network model (in Financial and general assumptions)
Calculation =IF(x1,x2/x1/x3,0)
| LV domestic and small non-domestic tariffs | LV medium non-domestic tariffs | LV substation aggregated tariffs | HV network aggregated tariffs
Average maximum kVA by exit point | 1.2275 | 0 | 0 | 0
3106. Deemed average maximum kVA for each tariff
Data sources:
x1 = 3101. Mapping of tariffs to tariff groups
x2 = 3105. Average maximum kVA by exit point
Sum-product calculation =SUMPRODUCT(x1, x2)
Deemed average maximum kVA for each tariff
Domestic Unrestricted | 1.2275
Domestic Two Rate | 1.2275
Small Non Domestic Unrestricted | 1.2275
Small Non Domestic Two Rate | 1.2275
LV Medium Non-Domestic | 0
LV Sub Medium Non-Domestic | 0
HV Medium Non-Domestic | 0
LV Network Domestic | 1.2275
LV Network Non-Domestic Non-CT | 1.2275
3107. Capacity-driven fixed charge elements from standing charges factors p/MPAN/day
Data sources:
x1 = 3002. Capacity elements p/kVA/day
x2 = 3106. Deemed average maximum kVA for each tariff
Calculation =x1*x2
| GSPs | Assets 132kV | Assets 132kV/EHV | Assets EHV | Assets EHV/HV | Assets 132kV/HV | Assets HV | Assets HV/LV | Assets LV circuits | Transmission exit | Operating 132kV | Operating 132kV/EHV | Operating EHV | Operating EHV/HV | Operating 132kV/HV | Operating HV | Operating HV/LV | Operating LV circuits
Domestic Unrestricted | 0 | 0 | 0 | 0 | 0 | 0 | 0 | 0 | 0.16644 | 0 | 0 | 0 | 0 | 0 | 0 | 0 | 0 | 1.2291
Domestic Two Rate | 0 | 0 | 0 | 0 | 0 | 0 | 0 | 0 | 0.16644 | 0 | 0 | 0 | 0 | 0 | 0 | 0 | 0 | 1.2291
Small Non Domestic Unrestricted | 0 | 0 | 0 | 0 | 0 | 0 | 0 | 0 | 0.16644 | 0 | 0 | 0 | 0 | 0 | 0 | 0 | 0 | 1.2291
Small Non Domestic Two Rate | 0 | 0 | 0 | 0 | 0 | 0 | 0 | 0 | 0.16644 | 0 | 0 | 0 | 0 | 0 | 0 | 0 | 0 | 1.2291
LV Medium Non-Domestic | 0 | 0 | 0 | 0 | 0 | 0 | 0 | 0 | 0 | 0 | 0 | 0 | 0 | 0 | 0 | 0 | 0 | 0
LV Sub Medium Non-Domestic | 0 | 0 | 0 | 0 | 0 | 0 | 0 | 0 | 0 | 0 | 0 | 0 | 0 | 0 | 0 | 0 | 0 | 0
HV Medium Non-Domestic | 0 | 0 | 0 | 0 | 0 | 0 | 0 | 0 | 0 | 0 | 0 | 0 | 0 | 0 | 0 | 0 | 0 | 0
LV Network Domestic | 0 | 0 | 0 | 0 | 0 | 0 | 0 | 0 | 0.16644 | 0 | 0 | 0 | 0 | 0 | 0 | 0 | 0 | 1.2291
LV Network Non-Domestic Non-CT | 0 | 0 | 0 | 0 | 0 | 0 | 0 | 0 | 0.16644 | 0 | 0 | 0 | 0 | 0 | 0 | 0 | 0 | 1.2291

## Reactive
Reactive power unit charges for WPD East Midlands in April 17 (Final)
3201. Network use factors for generator reactive unit charges
These factors differ from the network use factors for active power charges/credits in the case of generators, who do not qualify
for active power credits at the voltage of connection but are charged reactive unit charges for costs caused at that voltage.
| GSPs | 132kV | 132kV/EHV | EHV | EHV/HV | 132kV/HV | HV | HV/LV | LV circuits
LV Generation Intermittent | 1 | 1 | 1 | 1 | 1 | 1 | 1 | 1 | 1
LV Generation Non-Intermittent | 1 | 1 | 1 | 1 | 1 | 1 | 1 | 1 | 1
LV Sub Generation Intermittent | 1 | 1 | 1 | 1 | 1 | 1 | 1 | 1 | 0
LV Sub Generation Non-Intermittent | 1 | 1 | 1 | 1 | 1 | 1 | 1 | 1 | 0
HV Generation Intermittent | 1 | 1 | 1 | 1 | 1 | 1 | 1 | 0 | 0
HV Generation Non-Intermittent | 1 | 1 | 1 | 1 | 1 | 1 | 1 | 0 | 0
3202. Standard components p/kWh for reactive power (absolute value)
Data sources:
x1 = 3003. Yardstick components p/kWh (taking account of standing charges)
Calculation =ABS(x1)
| GSPs | Assets 132kV | Assets 132kV/EHV | Assets EHV | Assets EHV/HV | Assets 132kV/HV | Assets HV | Assets HV/LV | Assets LV circuits | Transmission exit | Operating 132kV | Operating 132kV/EHV | Operating EHV | Operating EHV/HV | Operating 132kV/HV | Operating HV | Operating HV/LV | Operating LV circuits
LV HH Metered | 0 | 0.11175 | 0.056246 | 0.068559 | 0.11109 | 0.0093405 | 0.11578 | 0 | 0 | 0.047767 | 0.050575 | 0.025455 | 0.031028 | 0.050276 | 0.0042273 | 0.1006 | 0 | 0
LV Sub HH Metered | 0 | 0.10594 | 0.053323 | 0.064996 | 0.10532 | 0.0088552 | 0 | 0 | 0 | 0.045285 | 0.047947 | 0.024133 | 0.029416 | 0.047664 | 0.0040076 | 0 | 0 | 0
HV HH Metered | 0 | 0.084784 | 0.043324 | 0.039482 | 0 | 0 | 0 | 0 | 0 | 0.036793 | 0.038371 | 0.019607 | 0.01912 | 0 | 0 | 0 | 0 | 0
3203. Standard reactive p/kVArh
Data sources:
x1 = 3202. Standard components p/kWh for reactive power (absolute value)
x2 = 1092. Average kVAr by kVA, by network level
x3 = 1010. Power factor for all flows in the network model (in Financial and general assumptions)
Calculation =x1*x2*x3
| GSPs | Assets 132kV | Assets 132kV/EHV | Assets EHV | Assets EHV/HV | Assets 132kV/HV | Assets HV | Assets HV/LV | Assets LV circuits | Transmission exit | Operating 132kV | Operating 132kV/EHV | Operating EHV | Operating EHV/HV | Operating 132kV/HV | Operating HV | Operating HV/LV | Operating LV circuits
LV HH Metered | 0 | 0.030857 | 0.015531 | 0.018931 | 0.030674 | 0.0025791 | 0.031969 | 0 | 0 | 0.01319 | 0.013965 | 0.0070288 | 0.0085675 | 0.013882 | 0.0011673 | 0.027778 | 0 | 0
LV Sub HH Metered | 0 | 0.029254 | 0.014724 | 0.017947 | 0.02908 | 0.0024451 | 0 | 0 | 0 | 0.012504 | 0.013239 | 0.0066636 | 0.0081224 | 0.013161 | 0.0011066 | 0 | 0 | 0
HV HH Metered | 0 | 0.023411 | 0.011963 | 0.010902 | 0 | 0 | 0 | 0 | 0 | 0.010159 | 0.010595 | 0.005414 | 0.0052793 | 0 | 0 | 0 | 0 | 0
3204. Absolute value of load coefficient (kW peak / average kW)
Data sources:
x1 = 2302. Load coefficient
Calculation =ABS(x1)
Absolute load coefficient
LV Generation Intermittent | 1
LV Generation Non-Intermittent | 1
LV Sub Generation Intermittent | 1
LV Sub Generation Non-Intermittent | 1
HV Generation Intermittent | 1
HV Generation Non-Intermittent | 1
3205. Pay-as-you-go components p/kWh for reactive power (absolute value)
Data sources:
x1 = 2901. Unit cost at each level, £/kW/year (relative to system simultaneous maximum load)
x2 = 3204. Absolute value of load coefficient (kW peak / average kW)
x3 = 2001. Loss adjustment factor to transmission (in Loss adjustment factors to transmission)
x4 = 2004. Loss adjustment factor to transmission for each network level
x5 = 2804. Proportion of annual charge covered by contributions (for all charging levels)
x6 = 3201. Network use factors for generator reactive unit charges
x7 = 1010. Days in the charging year (in Financial and general assumptions)
Calculation =x1*x2*x3/x4*(1-x5)*x6/(24*x7)*100
| GSPs | Assets 132kV | Assets 132kV/EHV | Assets EHV | Assets EHV/HV | Assets 132kV/HV | Assets HV | Assets HV/LV | Assets LV circuits | Transmission exit | Operating 132kV | Operating 132kV/EHV | Operating EHV | Operating EHV/HV | Operating 132kV/HV | Operating HV | Operating HV/LV | Operating LV circuits
LV Generation Intermittent | 0 | 0.075663 | 0.041172 | 0.050186 | 0.081318 | 0.084274 | 0.097989 | 0.023256 | 0.0096628 | 0.032342 | 0.034243 | 0.018634 | 0.022713 | 0.036803 | 0.03814 | 0.085141 | 0.03616 | 0.071357
LV Generation Non-Intermittent | 0 | 0.075663 | 0.041172 | 0.050186 | 0.081318 | 0.084274 | 0.097989 | 0.023256 | 0.0096628 | 0.032342 | 0.034243 | 0.018634 | 0.022713 | 0.036803 | 0.03814 | 0.085141 | 0.03616 | 0.071357
LV Sub Generation Intermittent | 0 | 0.072894 | 0.039666 | 0.048349 | 0.078342 | 0.081189 | 0.094403 | 0.022405 | 0 | 0.031158 | 0.03299 | 0.017952 | 0.021881 | 0.035456 | 0.036744 | 0.082025 | 0.034837 | 0
LV Sub Generation Non-Intermittent | 0 | 0.072894 | 0.039666 | 0.048349 | 0.078342 | 0.081189 | 0.094403 | 0.022405 | 0 | 0.031158 | 0.03299 | 0.017952 | 0.021881 | 0.035456 | 0.036744 | 0.082025 | 0.034837 | 0
HV Generation Intermittent | 0 | 0.071579 | 0.03895 | 0.044371 | 0.049878 | 0.051691 | 0.064454 | 0 | 0 | 0.030596 | 0.032395 | 0.017628 | 0.021487 | 0.034816 | 0.036081 | 0.080545 | 0 | 0
HV Generation Non-Intermittent | 0 | 0.071579 | 0.03895 | 0.044371 | 0.049878 | 0.051691 | 0.064454 | 0 | 0 | 0.030596 | 0.032395 | 0.017628 | 0.021487 | 0.034816 | 0.036081 | 0.080545 | 0 | 0
3206. Pay-as-you-go reactive p/kVArh
Data sources:
x1 = 3205. Pay-as-you-go components p/kWh for reactive power (absolute value)
x2 = 1092. Average kVAr by kVA, by network level
x3 = 1010. Power factor for all flows in the network model (in Financial and general assumptions)
Calculation =x1*x2*x3
| GSPs | Assets 132kV | Assets 132kV/EHV | Assets EHV | Assets EHV/HV | Assets 132kV/HV | Assets HV | Assets HV/LV | Assets LV circuits | Transmission exit | Operating 132kV | Operating 132kV/EHV | Operating EHV | Operating EHV/HV | Operating 132kV/HV | Operating HV | Operating HV/LV | Operating LV circuits
LV Generation Intermittent | 0 | 0.020892 | 0.011369 | 0.013857 | 0.022454 | 0.02327 | 0.027057 | 0.0064217 | 0.0026681 | 0.0089304 | 0.0094554 | 0.0051452 | 0.0062715 | 0.010162 | 0.010531 | 0.02351 | 0.0099846 | 0.019703
LV Generation Non-Intermittent | 0 | 0.020892 | 0.011369 | 0.013857 | 0.022454 | 0.02327 | 0.027057 | 0.0064217 | 0.0026681 | 0.0089304 | 0.0094554 | 0.0051452 | 0.0062715 | 0.010162 | 0.010531 | 0.02351 | 0.0099846 | 0.019703
LV Sub Generation Intermittent | 0 | 0.020128 | 0.010953 | 0.01335 | 0.021632 | 0.022418 | 0.026067 | 0.0061867 | 0 | 0.0086036 | 0.0091093 | 0.0049569 | 0.006042 | 0.0097901 | 0.010146 | 0.022649 | 0.0096192 | 0
LV Sub Generation Non-Intermittent | 0 | 0.020128 | 0.010953 | 0.01335 | 0.021632 | 0.022418 | 0.026067 | 0.0061867 | 0 | 0.0086036 | 0.0091093 | 0.0049569 | 0.006042 | 0.0097901 | 0.010146 | 0.022649 | 0.0096192 | 0
HV Generation Intermittent | 0 | 0.019765 | 0.010755 | 0.012252 | 0.013773 | 0.014273 | 0.017797 | 0 | 0 | 0.0084483 | 0.008945 | 0.0048674 | 0.005933 | 0.0096135 | 0.0099629 | 0.02224 | 0 | 0
HV Generation Non-Intermittent | 0 | 0.019765 | 0.010755 | 0.012252 | 0.013773 | 0.014273 | 0.017797 | 0 | 0 | 0.0084483 | 0.008945 | 0.0048674 | 0.005933 | 0.0096135 | 0.0099629 | 0.02224 | 0 | 0

## Aggreg
Aggregation for WPD East Midlands in April 17 (Final)
This sheet aggregates elements of tariffs excluding revenue matching and final adjustments and rounding.
3301. Unit rate 1 p/kWh (elements)
Data sources:
x1 = 3004. Unit rate 1 total p/kWh (taking account of standing charges) — for Tariffs with Unit rate 1 p/kWh from Standard 1 kWh
x2 = 2903. Pay-as-you-go unit rate 1 (p/kWh) — for Tariffs with Unit rate 1 p/kWh from PAYG 1 kWh
x3 = 2903. Pay-as-you-go unit rate 1 (p/kWh) — for Tariffs with Unit rate 1 p/kWh from PAYG 1 kWh & customer
x4 = 2902. Pay-as-you-go yardstick unit rate (p/kWh) — for Tariffs with Unit rate 1 p/kWh from PAYG yardstick kWh
x5 = 2203. LV unmetered service model asset charge (p/kWh) — for Tariffs with Unit rate 1 p/kWh from PAYG 1 kWh & customer
x6 = 2712. Operating expenditure for unmetered customer assets (p/kWh) — for Tariffs with Unit rate 1 p/kWh from PAYG 1 kWh & customer
Combine tables = x1 or x2 or x3 or x4 or x5 or x6
| GSPs | Assets 132kV | Assets 132kV/EHV | Assets EHV | Assets EHV/HV | Assets 132kV/HV | Assets HV | Assets HV/LV | Assets LV circuits | Assets LV customer | Assets HV customer | Transmission exit | Operating 132kV | Operating 132kV/EHV | Operating EHV | Operating EHV/HV | Operating 132kV/HV | Operating HV | Operating HV/LV | Operating LV circuits | Operating LV customer | Operating HV customer
Domestic Unrestricted | 0 | 0.14852 | 0.074754 | 0.08624 | 0.13974 | 0.012414 | 0.18205 | 0.043207 | 0 |  |  | 0.065046 | 0.067218 | 0.033832 | 0.03903 | 0.063242 | 0.0056183 | 0.15818 | 0.067179 | 0
Domestic Two Rate | 0 | 0.17991 | 0.090553 | 0.10457 | 0.16944 | 0.015038 | 0.22074 | 0.052389 | 0 |  |  | 0.078763 | 0.081424 | 0.040982 | 0.047324 | 0.076682 | 0.0068057 | 0.19179 | 0.081456 | 0
Domestic Off Peak (related MPAN) | 0 | 0.043866 | 0.022078 | 0.03144 | 0.050944 | 0.0036665 | 0.066368 | 0.015752 | 0 |  |  | 0.016683 | 0.019852 | 0.0099921 | 0.014229 | 0.023056 | 0.0016593 | 0.057667 | 0.024491 | 0
Small Non Domestic Unrestricted | 0 | 0.13971 | 0.07032 | 0.087299 | 0.14146 | 0.011678 | 0.18428 | 0.043738 | 0 |  |  | 0.057353 | 0.06323 | 0.031825 | 0.039509 | 0.064019 | 0.005285 | 0.16012 | 0.068004 | 0
Small Non Domestic Two Rate | 0 | 0.1522 | 0.076603 | 0.094062 | 0.15241 | 0.012721 | 0.19856 | 0.047126 | 0 |  |  | 0.063329 | 0.06888 | 0.034669 | 0.04257 | 0.068978 | 0.0057573 | 0.17253 | 0.073272 | 0
Small Non Domestic Off Peak (related MPAN) | 0 | 0.019343 | 0.0097358 | 0.016551 | 0.026819 | 0.0016168 | 0.034939 | 0.0082923 | 0 |  |  | 0.0067808 | 0.0087542 | 0.0044062 | 0.0074907 | 0.012138 | 0.00073171 | 0.030358 | 0.012893 | 0
LV Medium Non-Domestic | 0 | 0.11594 | 0.058353 | 0.07091 | 0.1149 | 0.0096904 | 0.14969 | 0.035526 | 0 |  |  | 0.048582 | 0.05247 | 0.026409 | 0.032092 | 0.052 | 0.0043856 | 0.13006 | 0.055237 | 0
LV Sub Medium Non-Domestic | 0 | 0.11074 | 0.055737 | 0.067891 | 0.11001 | 0.009256 | 0.14331 | 0 | 0 |  |  | 0.046317 | 0.050118 | 0.025225 | 0.030726 | 0.049787 | 0.004189 | 0.12452 | 0 | 0
HV Medium Non-Domestic | 0 | 0.10749 | 0.054923 | 0.050169 | 0 | 0 | 0 | 0 | 0 |  |  | 0.045504 | 0.048645 | 0.024857 | 0.024295 | 0 | 0 | 0 | 0 | 0
LV Network Domestic | 0 | 0.93377 | 0.46998 | 0.44812 | 0.72611 | 0.078048 | 0.94595 | 0.22451 | 0 |  |  | 0.45747 | 0.4226 | 0.2127 | 0.20281 | 0.32862 | 0.035323 | 0.82193 | 0.34908 | 0
LV Network Non-Domestic Non-CT | 0 | 0.9617 | 0.48404 | 0.46127 | 0.74741 | 0.080382 | 0.97371 | 0.2311 | 0 |  |  | 0.47128 | 0.43524 | 0.21906 | 0.20876 | 0.33826 | 0.036379 | 0.84604 | 0.35932 | 0
LV HH Metered | 0 | 0.88986 | 0.44788 | 0.42681 | 0.69159 | 0.074378 | 0.72079 | 0 | 0 |  |  | 0.43583 | 0.40273 | 0.2027 | 0.19316 | 0.31299 | 0.033661 | 0.62628 | 0 | 0
LV Sub HH Metered | 0 | 0.86318 | 0.43445 | 0.41402 | 0.67085 | 0.072148 | 0 | 0 | 0 |  |  | 0.42276 | 0.39065 | 0.19662 | 0.18737 | 0.30361 | 0.032652 | 0 | 0 | 0
HV HH Metered | 0 | 0.74056 | 0.37842 | 0.26962 | 0 | 0 | 0 | 0 | 0 |  |  | 0.36823 | 0.33516 | 0.17126 | 0.13056 | 0 | 0 | 0 | 0 | 0
NHH UMS category A | 0 | 0.087328 | 0.043953 | 0.053639 | 0.086914 | 0.0072992 | 0.11323 | 0.026873 | 0.011166 |  |  | 0.037294 | 0.039522 | 0.019892 | 0.024276 | 0.039335 | 0.0033034 | 0.098383 | 0.041784 | 0.082454 | 0.57157
NHH UMS category B | 0 | 0.13011 | 0.065485 | 0.06705 | 0.10865 | 0.010875 | 0.14154 | 0.033593 | 0.013957 |  |  | 0.06273 | 0.058883 | 0.029637 | 0.030345 | 0.04917 | 0.0049217 | 0.12298 | 0.052231 | 0.10307 | 0.57157
NHH UMS category C | 0 | 0.23522 | 0.11839 | 0.1185 | 0.19201 | 0.01966 | 0.25014 | 0.059368 | 0.024667 |  |  | 0.11322 | 0.10645 | 0.053579 | 0.053629 | 0.086897 | 0.0088977 | 0.21734 | 0.092307 | 0.18216 | 0.57157
NHH UMS category D | 0 | 0.044925 | 0.022611 | 0.039901 | 0.064653 | 0.003755 | 0.084228 | 0.01999 | 0.0083058 |  |  | 0.012371 | 0.020332 | 0.010233 | 0.018058 | 0.02926 | 0.0016994 | 0.073185 | 0.031082 | 0.061336 | 0.57157
LV UMS (Pseudo HH Metered) | 0 | 2.5478 | 1.2823 | 1.2119 | 1.9637 | 0.21295 | 2.5583 | 0.60718 | 0.25228 |  |  | 1.249 | 1.1531 | 0.58035 | 0.54848 | 0.88874 | 0.096377 | 2.2229 | 0.94407 | 1.863 | 0.57157
LV Generation NHH or Aggregate HH | 0 | -0.075663 | -0.038083 | -0.046419 | -0.075216 | -0.0063243 | -0.097989 | -0.023256 | 0 |  |  | -0.032342 | -0.034243 | -0.017235 | -0.021008 | -0.034041 | -0.0028622 | -0.085141 | -0.03616 | 0
LV Sub Generation NHH | 0 | -0.072894 | -0.036689 | -0.044721 | -0.072463 | -0.0060928 | -0.094403 | 0 | 0 |  |  | -0.031158 | -0.03299 | -0.016604 | -0.020239 | -0.032795 | -0.0027574 | -0.082025 | 0 | 0
LV Generation Intermittent | 0 | -0.075663 | -0.038083 | -0.046419 | -0.075216 | -0.0063243 | -0.097989 | -0.023256 | 0 |  |  | -0.032342 | -0.034243 | -0.017235 | -0.021008 | -0.034041 | -0.0028622 | -0.085141 | -0.03616 | 0
LV Generation Non-Intermittent | 0 | -0.72872 | -0.36678 | -0.34953 | -0.56636 | -0.06091 | -0.73783 | -0.17512 | 0 |  |  | -0.35691 | -0.3298 | -0.16599 | -0.15819 | -0.25632 | -0.027566 | -0.64109 | -0.27227 | 0
LV Sub Generation Intermittent | 0 | -0.072894 | -0.036689 | -0.044721 | -0.072463 | -0.0060928 | -0.094403 | 0 | 0 |  |  | -0.031158 | -0.03299 | -0.016604 | -0.020239 | -0.032795 | -0.0027574 | -0.082025 | 0 | 0
LV Sub Generation Non-Intermittent | 0 | -0.70205 | -0.35336 | -0.33674 | -0.54563 | -0.058681 | -0.71083 | 0 | 0 |  |  | -0.34385 | -0.31773 | -0.15992 | -0.1524 | -0.24694 | -0.026557 | -0.61763 | 0 | 0
HV Generation Intermittent | 0 | -0.071579 | -0.036027 | -0.041041 | -0.046135 | -0.0038791 | 0 | 0 | 0 |  |  | -0.030596 | -0.032395 | -0.016305 | -0.019874 | -0.032203 | -0.0027077 | 0 | 0 | 0
HV Generation Non-Intermittent | 0 | -0.68939 | -0.34698 | -0.30903 | -0.34739 | -0.03736 | 0 | 0 | 0 |  |  | -0.33764 | -0.312 | -0.15703 | -0.14965 | -0.24248 | -0.026078 | 0 | 0 | 0
3302. Unit rate 2 p/kWh (elements)
Data sources:
x1 = 3005. Unit rate 2 total p/kWh (taking account of standing charges) — for Tariffs with Unit rate 2 p/kWh from Standard 2 kWh
x2 = 2904. Pay-as-you-go unit rate 2 (p/kWh) — for Tariffs with Unit rate 2 p/kWh from PAYG 2 kWh
x3 = 2904. Pay-as-you-go unit rate 2 (p/kWh) — for Tariffs with Unit rate 2 p/kWh from PAYG 2 kWh & customer
x4 = 2203. LV unmetered service model asset charge (p/kWh) — for Tariffs with Unit rate 2 p/kWh from PAYG 2 kWh & customer
x5 = 2712. Operating expenditure for unmetered customer assets (p/kWh) — for Tariffs with Unit rate 2 p/kWh from PAYG 2 kWh & customer
Combine tables = x1 or x2 or x3 or x4 or x5
| GSPs | Assets 132kV | Assets 132kV/EHV | Assets EHV | Assets EHV/HV | Assets 132kV/HV | Assets HV | Assets HV/LV | Assets LV circuits | Assets LV customer | Assets HV customer | Transmission exit | Operating 132kV | Operating 132kV/EHV | Operating EHV | Operating EHV/HV | Operating 132kV/HV | Operating HV | Operating HV/LV | Operating LV circuits | Operating LV customer | Operating HV customer
Domestic Unrestricted
Domestic Two Rate | 0 | 0.0018385 | 0.00092534 | 0.0048541 | 0.0078653 | 0.00015367 | 0.010247 | 0.0024319 | 0 |  |  | 0.0013718 | 0.00083205 | 0.00041879 | 0.0021968 | 0.0035596 | 6.9546e-05 | 0.0089032 | 0.0037812 | 0
Domestic Off Peak (related MPAN)
Small Non Domestic Unrestricted
Small Non Domestic Two Rate | 0 | 0.0017644 | 0.00088804 | 0.0046583 | 0.0075482 | 0.00014747 | 0.0098335 | 0.0023339 | 0 |  |  | 0.0013165 | 0.00079851 | 0.0004019 | 0.0021082 | 0.0034161 | 6.6743e-05 | 0.0085442 | 0.0036288 | 0
Small Non Domestic Off Peak (related MPAN)
LV Medium Non-Domestic | 0 | 0.0012582 | 0.0006333 | 0.0033221 | 0.005383 | 0.00010517 | 0.0070128 | 0.0016644 | 0 |  |  | 0.00093887 | 0.00056945 | 0.00028661 | 0.0015035 | 0.0024362 | 4.7597e-05 | 0.0060933 | 0.0025878 | 0
LV Sub Medium Non-Domestic | 0 | 0.0012122 | 0.00061012 | 0.0032005 | 0.005186 | 0.00010132 | 0.0067561 | 0 | 0 |  |  | 0.00090451 | 0.00054861 | 0.00027612 | 0.0014485 | 0.002347 | 4.5855e-05 | 0.0058703 | 0 | 0
HV Medium Non-Domestic | 0 | 0.0011725 | 0.00059911 | 0.0023497 | 0 | 0 | 0 | 0 | 0 |  |  | 0.00088819 | 0.00053062 | 0.00027114 | 0.0011379 | 0 | 0 | 0 | 0 | 0
LV Network Domestic | 0 | 0.041211 | 0.020742 | 0.05474 | 0.088699 | 0.0034446 | 0.11555 | 0.027425 | 0 |  |  | 0 | 0.018651 | 0.0093875 | 0.024774 | 0.040143 | 0.0015589 | 0.1004 | 0.042642 | 0
LV Network Non-Domestic Non-CT | 0 | 0.042444 | 0.021363 | 0.056347 | 0.091301 | 0.0035476 | 0.11894 | 0.02823 | 0 |  |  | 0 | 0.019209 | 0.0096682 | 0.025501 | 0.041321 | 0.0016056 | 0.10335 | 0.043893 | 0
LV HH Metered | 0 | 0.039273 | 0.019767 | 0.052138 | 0.084482 | 0.0032826 | 0.088048 | 0 | 0 |  |  | 0 | 0.017774 | 0.008946 | 0.023596 | 0.038234 | 0.0014856 | 0.076504 | 0 | 0
LV Sub HH Metered | 0 | 0.038096 | 0.019174 | 0.050575 | 0.081949 | 0.0031842 | 0 | 0 | 0 |  |  | 0 | 0.017241 | 0.0086778 | 0.022889 | 0.037088 | 0.0014411 | 0 | 0 | 0
HV HH Metered | 0 | 0.032684 | 0.016701 | 0.032936 | 0 | 0 | 0 | 0 | 0 |  |  | 0 | 0.014792 | 0.0075585 | 0.015949 | 0 | 0 | 0 | 0 | 0
NHH UMS category A
NHH UMS category B
NHH UMS category C
NHH UMS category D
LV UMS (Pseudo HH Metered) | 0 | 0.031446 | 0.015827 | 0.042384 | 0.068677 | 0.0026284 | 0.089471 | 0.021235 | 0.0088228 |  |  | 0 | 0.014232 | 0.007163 | 0.019182 | 0.031082 | 0.0011895 | 0.07774 | 0.033017 | 0.065154 | 0.57157
LV Generation NHH or Aggregate HH
LV Sub Generation NHH
LV Generation Intermittent
LV Generation Non-Intermittent | 0 | -0.032162 | -0.016188 | -0.042697 | -0.069184 | -0.0026882 | -0.090131 | -0.021391 | 0 |  |  | 0 | -0.014556 | -0.0073261 | -0.019324 | -0.031311 | -0.0012166 | -0.078313 | -0.03326 | 0
LV Sub Generation Intermittent
LV Sub Generation Non-Intermittent | 0 | -0.030985 | -0.015595 | -0.041134 | -0.066652 | -0.0025898 | -0.086832 | 0 | 0 |  |  | 0 | -0.014023 | -0.007058 | -0.018616 | -0.030165 | -0.0011721 | -0.075447 | 0 | 0
HV Generation Intermittent
HV Generation Non-Intermittent | 0 | -0.030426 | -0.015314 | -0.03775 | -0.042435 | -0.0016489 | 0 | 0 | 0 |  |  | 0 | -0.01377 | -0.0069306 | -0.01828 | -0.029621 | -0.0011509 | 0 | 0 | 0
3303. Unit rate 3 p/kWh (elements)
Data sources:
x1 = 3006. Unit rate 3 total p/kWh (taking account of standing charges) — for Tariffs with Unit rate 3 p/kWh from Standard 3 kWh
x2 = 2905. Pay-as-you-go unit rate 3 (p/kWh) — for Tariffs with Unit rate 3 p/kWh from PAYG 3 kWh
x3 = 2905. Pay-as-you-go unit rate 3 (p/kWh) — for Tariffs with Unit rate 3 p/kWh from PAYG 3 kWh & customer
x4 = 2203. LV unmetered service model asset charge (p/kWh) — for Tariffs with Unit rate 3 p/kWh from PAYG 3 kWh & customer
x5 = 2712. Operating expenditure for unmetered customer assets (p/kWh) — for Tariffs with Unit rate 3 p/kWh from PAYG 3 kWh & customer
Combine tables = x1 or x2 or x3 or x4 or x5
| GSPs | Assets 132kV | Assets 132kV/EHV | Assets EHV | Assets EHV/HV | Assets 132kV/HV | Assets HV | Assets HV/LV | Assets LV circuits | Assets LV customer | Assets HV customer | Transmission exit | Operating 132kV | Operating 132kV/EHV | Operating EHV | Operating EHV/HV | Operating 132kV/HV | Operating HV | Operating HV/LV | Operating LV circuits | Operating LV customer | Operating HV customer
Domestic Unrestricted
Domestic Two Rate
Domestic Off Peak (related MPAN)
Small Non Domestic Unrestricted
Small Non Domestic Two Rate
Small Non Domestic Off Peak (related MPAN)
LV Medium Non-Domestic
LV Sub Medium Non-Domestic
HV Medium Non-Domestic
LV Network Domestic | 0 | 0.0016123 | 0.00081149 | 0.0042592 | 0.0069013 | 0.00013476 | 0.0089908 | 0.0021339 | 0 |  |  | 0.0012034 | 0.00072968 | 0.00036726 | 0.0019276 | 0.0031234 | 6.0989e-05 | 0.007812 | 0.0033178 | 0
LV Network Non-Domestic Non-CT | 0 | 0.0016605 | 0.00083576 | 0.0043841 | 0.0071038 | 0.00013879 | 0.0092547 | 0.0021965 | 0 |  |  | 0.0012397 | 0.0007515 | 0.00037824 | 0.0019841 | 0.003215 | 6.2813e-05 | 0.0080412 | 0.0034152 | 0
LV HH Metered | 0 | 0.0015365 | 0.00077333 | 0.0040567 | 0.0065732 | 0.00012842 | 0.0068507 | 0 | 0 |  |  | 0.0011465 | 0.00069536 | 0.00034999 | 0.0018359 | 0.0029749 | 5.8121e-05 | 0.0059525 | 0 | 0
LV Sub HH Metered | 0 | 0.0014904 | 0.00075014 | 0.003935 | 0.0063762 | 0.00012457 | 0 | 0 | 0 |  |  | 0.0011121 | 0.00067451 | 0.0003395 | 0.0017809 | 0.0028857 | 5.6379e-05 | 0 | 0 | 0
HV HH Metered | 0 | 0.0012787 | 0.00065339 | 0.0025626 | 0 | 0 | 0 | 0 | 0 |  |  | 0.00096866 | 0.0005787 | 0.00029571 | 0.001241 | 0 | 0 | 0 | 0 | 0
NHH UMS category A
NHH UMS category B
NHH UMS category C
NHH UMS category D
LV UMS (Pseudo HH Metered) | 0 | 0.0014565 | 0.00073307 | 0.0038455 | 0.006231 | 0.00012174 | 0.0081176 | 0.0019266 | 0.00080049 |  |  | 0.0010868 | 0.00065916 | 0.00033177 | 0.0017404 | 0.00282 | 5.5095e-05 | 0.0070533 | 0.0029956 | 0.0059113 | 0.57157
LV Generation NHH or Aggregate HH
LV Sub Generation NHH
LV Generation Intermittent
LV Generation Non-Intermittent | 0 | -0.0012582 | -0.0006333 | -0.0033221 | -0.005383 | -0.00010517 | -0.0070128 | -0.0016644 | 0 |  |  | -0.00093887 | -0.00056945 | -0.00028661 | -0.0015035 | -0.0024362 | -4.7597e-05 | -0.0060933 | -0.0025878 | 0
LV Sub Generation Intermittent
LV Sub Generation Non-Intermittent | 0 | -0.0012122 | -0.00061012 | -0.0032005 | -0.005186 | -0.00010132 | -0.0067561 | 0 | 0 |  |  | -0.00090451 | -0.00054861 | -0.00027612 | -0.0014485 | -0.002347 | -4.5855e-05 | -0.0058703 | 0 | 0
HV Generation Intermittent
HV Generation Non-Intermittent | 0 | -0.0011903 | -0.00059911 | -0.0029372 | -0.0033018 | -6.4508e-05 | 0 | 0 | 0 |  |  | -0.00088819 | -0.00053871 | -0.00027114 | -0.0014223 | -0.0023047 | -4.5027e-05 | 0 | 0 | 0
3304. Fixed charge p/MPAN/day (elements)
Data sources:
x1 = 3107. Fixed charge from standing charges factors p/MPAN/day — for Tariffs with Fixed charge p/MPAN/day from Fixed from network & customer
x2 = 2206. Service model p/MPAN/day (in Replacement annuities for service models) — for Tariffs with Fixed charge p/MPAN/day from Customer
x3 = 2206. Service model p/MPAN/day (in Replacement annuities for service models) — for Tariffs with Fixed charge p/MPAN/day from Fixed from network & customer
x4 = 2711. Operating expenditure for customer assets p/MPAN/day total (in Operating expenditure for customer assets p/MPAN/day) — for Tariffs with Fixed charge p/MPAN/day from Customer
x5 = 2711. Operating expenditure for customer assets p/MPAN/day total (in Operating expenditure for customer assets p/MPAN/day) — for Tariffs with Fixed charge p/MPAN/day from Fixed from network & customer
Combine tables = x1 or x2 or x3 or x4 or x5
| GSPs | Assets 132kV | Assets 132kV/EHV | Assets EHV | Assets EHV/HV | Assets 132kV/HV | Assets HV | Assets HV/LV | Assets LV circuits | Assets LV customer | Assets HV customer | Transmission exit | Operating 132kV | Operating 132kV/EHV | Operating EHV | Operating EHV/HV | Operating 132kV/HV | Operating HV | Operating HV/LV | Operating LV circuits | Operating LV customer | Operating HV customer
Domestic Unrestricted | 0 | 0 | 0 | 0 | 0 | 0 | 0 | 0 | 0.16644 | 0 | 0 | 0 | 0 | 0 | 0 | 0 | 0 | 0 | 0 | 1.2291 | 1.7251 | 0
Domestic Two Rate | 0 | 0 | 0 | 0 | 0 | 0 | 0 | 0 | 0.16644 | 0 | 0 | 0 | 0 | 0 | 0 | 0 | 0 | 0 | 0 | 1.2291 | 1.7251 | 0
Domestic Off Peak (related MPAN)
Small Non Domestic Unrestricted | 0 | 0 | 0 | 0 | 0 | 0 | 0 | 0 | 0.16644 | 0 | 0 | 0 | 0 | 0 | 0 | 0 | 0 | 0 | 0 | 1.2291 | 3.881 | 0
Small Non Domestic Two Rate | 0 | 0 | 0 | 0 | 0 | 0 | 0 | 0 | 0.16644 | 0 | 0 | 0 | 0 | 0 | 0 | 0 | 0 | 0 | 0 | 1.2291 | 3.881 | 0
Small Non Domestic Off Peak (related MPAN)
LV Medium Non-Domestic | 0 | 0 | 0 | 0 | 0 | 0 | 0 | 0 | 0 | 0 | 0 | 0 | 0 | 0 | 0 | 0 | 0 | 0 | 0 | 0 | 4.7251 | 0
LV Sub Medium Non-Domestic | 0 | 0 | 0 | 0 | 0 | 0 | 0 | 0 | 0 | 0 | 0 | 0 | 0 | 0 | 0 | 0 | 0 | 0 | 0 | 0 | 3.5042 | 0
HV Medium Non-Domestic | 0 | 0 | 0 | 0 | 0 | 0 | 0 | 0 | 0 | 0 | 0 | 0 | 0 | 0 | 0 | 0 | 0 | 0 | 0 | 0 | 0 | 60.8709
LV Network Domestic | 0 | 0 | 0 | 0 | 0 | 0 | 0 | 0 | 0.16644 | 0 | 0 | 0 | 0 | 0 | 0 | 0 | 0 | 0 | 0 | 1.2291 | 1.7251 | 0
LV Network Non-Domestic Non-CT | 0 | 0 | 0 | 0 | 0 | 0 | 0 | 0 | 0.16644 | 0 | 0 | 0 | 0 | 0 | 0 | 0 | 0 | 0 | 0 | 1.2291 | 3.881 | 0
LV HH Metered | [9 empty] | 0 | 0 | [9 empty] | 7.9659 | 0
LV Sub HH Metered | [9 empty] | 0 | 0 | [9 empty] | 6.1355 | 0
HV HH Metered | [9 empty] | 0 | 0 | [9 empty] | 0 | 60.8709
NHH UMS category A
NHH UMS category B
NHH UMS category C
NHH UMS category D
LV UMS (Pseudo HH Metered)
LV Generation NHH or Aggregate HH | [9 empty] | 0 | 0 | [9 empty] | 0 | 0
LV Sub Generation NHH | [9 empty] | 0 | 0 | [9 empty] | 0 | 0
LV Generation Intermittent | [9 empty] | 0 | 0 | [9 empty] | 0 | 0
LV Generation Non-Intermittent | [9 empty] | 0 | 0 | [9 empty] | 0 | 0
LV Sub Generation Intermittent | [9 empty] | 0 | 0 | [9 empty] | 0 | 0
LV Sub Generation Non-Intermittent | [9 empty] | 0 | 0 | [9 empty] | 0 | 0
HV Generation Intermittent | [9 empty] | 0 | 0 | [9 empty] | 0 | 29.3479
HV Generation Non-Intermittent | [9 empty] | 0 | 0 | [9 empty] | 0 | 29.3479
3305. Capacity charge p/kVA/day (elements)
Data sources:
x1 = 3002. Capacity charge p/kVA/day — for Tariffs with Capacity charge p/kVA/day from Capacity
Copy cells = x1
| GSPs | Assets 132kV | Assets 132kV/EHV | Assets EHV | Assets EHV/HV | Assets 132kV/HV | Assets HV | Assets HV/LV | Assets LV circuits | Assets LV customer | Assets HV customer | Transmission exit | Operating 132kV | Operating 132kV/EHV | Operating EHV | Operating EHV/HV | Operating 132kV/HV | Operating HV | Operating HV/LV | Operating LV circuits | Operating LV customer | Operating HV customer
Domestic Unrestricted
Domestic Two Rate
Domestic Off Peak (related MPAN)
Small Non Domestic Unrestricted
Small Non Domestic Two Rate
Small Non Domestic Off Peak (related MPAN)
LV Medium Non-Domestic
LV Sub Medium Non-Domestic
HV Medium Non-Domestic
LV Network Domestic
LV Network Non-Domestic Non-CT
LV HH Metered | 0 | 0 | 0 | 0 | 0 | 0 | 0.28859 | 0.34247 | 0.13559 |  |  | 0 | 0 | 0 | 0 | 0 | 0 | 0.25075 | 0.53248 | 1.0013
LV Sub HH Metered | 0 | 0 | 0 | 0 | 0 | 0 | 1.3902 | 0.32994 | 0 |  |  | 0 | 0 | 0 | 0 | 0 | 0 | 1.2079 | 0.51299 | 0
HV HH Metered | 0 | 0.022874 | 0 | 0.16197 | 0.91036 | 0.082593 | 0.94914 | 0 | 0 |  |  | 0 | 0.010352 | 0 | 0.078434 | 0.63545 | 0.057651 | 1.1861 | 0 | 0
NHH UMS category A
NHH UMS category B
NHH UMS category C
NHH UMS category D
LV UMS (Pseudo HH Metered)
LV Generation NHH or Aggregate HH
LV Sub Generation NHH
LV Generation Intermittent
LV Generation Non-Intermittent
LV Sub Generation Intermittent
LV Sub Generation Non-Intermittent
HV Generation Intermittent
HV Generation Non-Intermittent
3306. Reactive power charge p/kVArh (elements)
Data sources:
x1 = 3206. Pay-as-you-go reactive p/kVArh
x2 = 3203. Standard reactive p/kVArh
Combine tables = x1 or x2
| GSPs | Assets 132kV | Assets 132kV/EHV | Assets EHV | Assets EHV/HV | Assets 132kV/HV | Assets HV | Assets HV/LV | Assets LV circuits | Assets LV customer | Assets HV customer | Transmission exit | Operating 132kV | Operating 132kV/EHV | Operating EHV | Operating EHV/HV | Operating 132kV/HV | Operating HV | Operating HV/LV | Operating LV circuits | Operating LV customer | Operating HV customer
Domestic Unrestricted
Domestic Two Rate
Domestic Off Peak (related MPAN)
Small Non Domestic Unrestricted
Small Non Domestic Two Rate
Small Non Domestic Off Peak (related MPAN)
LV Medium Non-Domestic
LV Sub Medium Non-Domestic
HV Medium Non-Domestic
LV Network Domestic
LV Network Non-Domestic Non-CT
LV HH Metered | 0 | 0.030857 | 0.015531 | 0.018931 | 0.030674 | 0.0025791 | 0.031969 | 0 | 0 |  |  | 0.01319 | 0.013965 | 0.0070288 | 0.0085675 | 0.013882 | 0.0011673 | 0.027778 | 0 | 0
LV Sub HH Metered | 0 | 0.029254 | 0.014724 | 0.017947 | 0.02908 | 0.0024451 | 0 | 0 | 0 |  |  | 0.012504 | 0.013239 | 0.0066636 | 0.0081224 | 0.013161 | 0.0011066 | 0 | 0 | 0
HV HH Metered | 0 | 0.023411 | 0.011963 | 0.010902 | 0 | 0 | 0 | 0 | 0 |  |  | 0.010159 | 0.010595 | 0.005414 | 0.0052793 | 0 | 0 | 0 | 0 | 0
NHH UMS category A
NHH UMS category B
NHH UMS category C
NHH UMS category D
LV UMS (Pseudo HH Metered)
LV Generation NHH or Aggregate HH
LV Sub Generation NHH
LV Generation Intermittent | 0 | 0.020892 | 0.011369 | 0.013857 | 0.022454 | 0.02327 | 0.027057 | 0.0064217 | 0.0026681 |  |  | 0.0089304 | 0.0094554 | 0.0051452 | 0.0062715 | 0.010162 | 0.010531 | 0.02351 | 0.0099846 | 0.019703
LV Generation Non-Intermittent | 0 | 0.020892 | 0.011369 | 0.013857 | 0.022454 | 0.02327 | 0.027057 | 0.0064217 | 0.0026681 |  |  | 0.0089304 | 0.0094554 | 0.0051452 | 0.0062715 | 0.010162 | 0.010531 | 0.02351 | 0.0099846 | 0.019703
LV Sub Generation Intermittent | 0 | 0.020128 | 0.010953 | 0.01335 | 0.021632 | 0.022418 | 0.026067 | 0.0061867 | 0 |  |  | 0.0086036 | 0.0091093 | 0.0049569 | 0.006042 | 0.0097901 | 0.010146 | 0.022649 | 0.0096192 | 0
LV Sub Generation Non-Intermittent | 0 | 0.020128 | 0.010953 | 0.01335 | 0.021632 | 0.022418 | 0.026067 | 0.0061867 | 0 |  |  | 0.0086036 | 0.0091093 | 0.0049569 | 0.006042 | 0.0097901 | 0.010146 | 0.022649 | 0.0096192 | 0
HV Generation Intermittent | 0 | 0.019765 | 0.010755 | 0.012252 | 0.013773 | 0.014273 | 0.017797 | 0 | 0 |  |  | 0.0084483 | 0.008945 | 0.0048674 | 0.005933 | 0.0096135 | 0.0099629 | 0.02224 | 0 | 0
HV Generation Non-Intermittent | 0 | 0.019765 | 0.010755 | 0.012252 | 0.013773 | 0.014273 | 0.017797 | 0 | 0 |  |  | 0.0084483 | 0.008945 | 0.0048674 | 0.005933 | 0.0096135 | 0.0099629 | 0.02224 | 0 | 0
3307. Summary of charges before revenue matching
Data sources:
x1 = 3301. Unit rate 1 p/kWh (elements)
x2 = 3302. Unit rate 2 p/kWh (elements)
x3 = 3303. Unit rate 3 p/kWh (elements)
x4 = 3304. Fixed charge p/MPAN/day (elements)
x5 = 3305. Capacity charge p/kVA/day (elements)
x6 = 3306. Reactive power charge p/kVArh (elements)
Kind: | Cell summation | Cell summation | Cell summation | Cell summation | Cell summation | Cell summation
Formula: | =SUM(x1) | =SUM(x2) | =SUM(x3) | =SUM(x4) | =SUM(x5) | =SUM(x6)
| Unit rate 1 p/kWh (total) | Unit rate 2 p/kWh (total) | Unit rate 3 p/kWh (total) | Fixed charge p/MPAN/day (total) | Capacity charge p/kVA/day (total) | Reactive power charge p/kVArh
Domestic Unrestricted | 1.1863 | 0 | 0 | 3.1206 | 0 | 0
Domestic Two Rate | 1.4379 | 0.049449 | 0 | 3.1206 | 0 | 0
Domestic Off Peak (related MPAN) | 0.40174 | 0 | 0 | 0 | 0 | 0
Small Non Domestic Unrestricted | 1.1678 | 0 | 0 | 5.2766 | 0 | 0
Small Non Domestic Two Rate | 1.2637 | 0.047455 | 0 | 5.2766 | 0 | 0
Small Non Domestic Off Peak (related MPAN) | 0.20085 | 0 | 0 | 0 | 0 | 0
LV Medium Non-Domestic | 0.95624 | 0.033842 | 0 | 4.7251 | 0 | 0
LV Sub Medium Non-Domestic | 0.82783 | 0.028507 | 0 | 3.5042 | 0 | 0
HV Medium Non-Domestic | 0.35588 | 0.0069491 | 0 | 60.8709 | 0 | 0
LV Network Domestic | 6.657 | 0.58938 | 0.043386 | 3.1206 | 0 | 0
LV Network Non-Domestic Non-CT | 6.8539 | 0.60672 | 0.044662 | 5.2766 | 0 | 0
LV HH Metered | 5.4587 | 0.45353 | 0.032932 | 7.9659 | 2.5512 | 0.21612
LV Sub HH Metered | 3.9883 | 0.28031 | 0.019525 | 6.1355 | 3.441 | 0.14825
HV HH Metered | 2.3938 | 0.12062 | 0.0075787 | 60.8709 | 4.0949 | 0.077724
NHH UMS category A | 1.3882 | 0 | 0 | 0 | 0 | 0
NHH UMS category B | 1.6568 | 0 | 0 | 0 | 0 | 0
NHH UMS category C | 2.504 | 0 | 0 | 0 | 0 | 0
NHH UMS category D | 1.1175 | 0 | 0 | 0 | 0 | 0
LV UMS (Pseudo HH Metered) | 20.754 | 1.1008 | 0.61745 | 0 | 0 | 0
LV Generation NHH or Aggregate HH | -0.62598 | 0 | 0 | 0 | 0 | 0
LV Sub Generation NHH | -0.54583 | 0 | 0 | 0 | 0 | 0
LV Generation Intermittent | -0.62598 | 0 | 0 | 0 | 0 | 0.23168
LV Generation Non-Intermittent | -5.1934 | -0.45975 | -0.033842 | 0 | 0 | 0.23168
LV Sub Generation Intermittent | -0.54583 | 0 | 0 | 0 | 0 | 0.20165
LV Sub Generation Non-Intermittent | -4.5723 | -0.39027 | -0.028507 | 0 | 0 | 0.20165
HV Generation Intermittent | -0.33274 | 0 | 0 | 29.3479 | 0 | 0.15863
HV Generation Non-Intermittent | -2.955 | -0.19733 | -0.013563 | 29.3479 | 0 | 0.15863

## Revenue
Revenue shortfall or surplus for WPD East Midlands in April 17 (Final)
3401. Net revenues by tariff before matching (£)
Data sources:
x1 = 1010. Days in the charging year (in Financial and general assumptions)
x2 = 3307. Fixed charge p/MPAN/day (total) (in Summary of charges before revenue matching)
x3 = 2305. MPANs (in Equivalent volume for each end user)
x4 = 3307. Capacity charge p/kVA/day (total) (in Summary of charges before revenue matching)
x5 = 2305. Import capacity (kVA) (in Equivalent volume for each end user)
x6 = 3307. Unit rate 1 p/kWh (total) (in Summary of charges before revenue matching)
x7 = 2305. Rate 1 units (MWh) (in Equivalent volume for each end user)
x8 = 3307. Unit rate 2 p/kWh (total) (in Summary of charges before revenue matching)
x9 = 2305. Rate 2 units (MWh) (in Equivalent volume for each end user)
x10 = 3307. Unit rate 3 p/kWh (total) (in Summary of charges before revenue matching)
x11 = 2305. Rate 3 units (MWh) (in Equivalent volume for each end user)
x12 = 3307. Reactive power charge p/kVArh (in Summary of charges before revenue matching)
x13 = 2305. Reactive power units (MVArh) (in Equivalent volume for each end user)
Calculation =0.01*x1*(x2*x3+x4*x5)+10*(x6*x7+x8*x9+x10*x11+x12*x13)
Net revenues
Domestic Unrestricted | 79844466.929
Domestic Two Rate | 49316202.1834
Domestic Off Peak (related MPAN) | 507185.734
Small Non Domestic Unrestricted | 14902793.9936
Small Non Domestic Two Rate | 21598758.5162
Small Non Domestic Off Peak (related MPAN) | 8500.7671
LV Medium Non-Domestic | 0
LV Sub Medium Non-Domestic | 0
HV Medium Non-Domestic | 0
LV Network Domestic | 0
LV Network Non-Domestic Non-CT | 1618667.8246
LV HH Metered | 49186747.5531
LV Sub HH Metered | 1423634.6655
HV HH Metered | 64565874.7545
NHH UMS category A | 704445.4053
NHH UMS category B | 386503.8017
NHH UMS category C | 8919.9272
NHH UMS category D | 92945.7529
LV UMS (Pseudo HH Metered) | 4230409.2017
LV Generation NHH or Aggregate HH | -8468.6359
LV Sub Generation NHH | 0
LV Generation Intermittent | -228974.0169
LV Generation Non-Intermittent | -52456.9111
LV Sub Generation Intermittent | -5641.1889
LV Sub Generation Non-Intermittent | -23480.7159
HV Generation Intermittent | -515967.0082
HV Generation Non-Intermittent | -2410674.6269
3402. Target CDCM revenue
Data sources:
x1 = 1001. Value (in CDCM target revenue)
x2 = Target CDCM revenue (£/year) (in Target CDCM revenue)
x3 = 1001. Revenue elements and subtotals (£/year) (in CDCM target revenue)
Kind: | Special calculation | Calculation
Formula: | = derived from x1 | =x2-x3
| Target CDCM revenue (£/year) | Check (should be zero)
Latest Forecast of CDCM Revenue | 450379445.5929 | 0
3403. Revenue surplus or shortfall
Data sources:
x1 = 3401. Net revenues by tariff before matching (£)
x2 = 3402. Target CDCM revenue (£/year) (in Target CDCM revenue)
x3 = Total net revenues before matching (£) (in Revenue surplus or shortfall)
Kind: | Cell summation | Calculation
Formula: | =SUM(x1) | =x2-x3
| Total net revenues before matching (£) | Revenue shortfall (surplus) £
Revenue surplus or shortfall | 285150393.906 | 165229051.6868

## Scaler
Revenue matching for WPD East Midlands in April 17 (Final)
This sheet modifies tariffs so that the total expected net revenues matches the target.
3501. Factor to scale to £1/kW at transmission exit level
Data sources:
x1 = 2901. Unit cost at each level, £/kW/year (relative to system simultaneous maximum load)
Calculation =IF(x1,1/x1,0)
Transmission exit
Factor to scale to £1/kW at transmission exit level | 0.38579
3502. Applicability factor for £1/kW scaler
Data sources:
x1 = 3501. Factor to scale to £1/kW at transmission exit level
x2 = Zero for other levels
Combine tables = x1 or x2
| GSPs | Assets 132kV | Assets 132kV/EHV | Assets EHV | Assets EHV/HV | Assets 132kV/HV | Assets HV | Assets HV/LV | Assets LV circuits | Assets LV customer | Assets HV customer | Transmission exit | Operating 132kV | Operating 132kV/EHV | Operating EHV | Operating EHV/HV | Operating 132kV/HV | Operating HV | Operating HV/LV | Operating LV circuits | Operating LV customer | Operating HV customer
Applicability factor for £1/kW scaler | 0 | 0 | 0 | 0 | 0 | 0 | 0 | 0 | 0 | 0 | 0 | 0.38579 | 0 | 0 | 0 | 0 | 0 | 0 | 0 | 0 | 0 | 0
3503. Scalable elements of tariff components
Data sources:
x1 = 3301. Unit rate 1 p/kWh (elements)
x2 = 3502. Applicability factor for £1/kW scaler
x3 = 3302. Unit rate 2 p/kWh (elements)
x4 = 3303. Unit rate 3 p/kWh (elements)
x5 = 3304. Fixed charge p/MPAN/day (elements)
x6 = 3305. Capacity charge p/kVA/day (elements)
x7 = 3306. Reactive power charge p/kVArh (elements)
Kind: | Sum-product calculation | Sum-product calculation | Sum-product calculation | Sum-product calculation | Sum-product calculation | Sum-product calculation
Formula: | =SUMPRODUCT(x1, x2) | =SUMPRODUCT(x3, x2) | =SUMPRODUCT(x4, x2) | =SUMPRODUCT(x5, x2) | =SUMPRODUCT(x6, x2) | =SUMPRODUCT(x7, x2)
| Unit rate 1 p/kWh scalable part | Unit rate 2 p/kWh scalable part | Unit rate 3 p/kWh scalable part | Fixed charge p/MPAN/day scalable part | Capacity charge p/kVA/day scalable part | Reactive power charge p/kVArh scalable part
Domestic Unrestricted | 0.025094 | 0 | 0 | 0 | 0 | 0
Domestic Two Rate | 0.030386 | 0.00052924 | 0 | 0 | 0 | 0
Domestic Off Peak (related MPAN) | 0.0064359 | 0 | 0 | 0 | 0 | 0
Small Non Domestic Unrestricted | 0.022126 | 0 | 0 | 0 | 0 | 0
Small Non Domestic Two Rate | 0.024431 | 0.0005079 | 0 | 0 | 0 | 0
Small Non Domestic Off Peak (related MPAN) | 0.0026159 | 0 | 0 | 0 | 0 | 0
LV Medium Non-Domestic | 0.018742 | 0.00036221 | 0 | 0 | 0 | 0
LV Sub Medium Non-Domestic | 0.017869 | 0.00034895 | 0 | 0 | 0 | 0
HV Medium Non-Domestic | 0.017555 | 0.00034265 | 0 | 0 | 0 | 0
LV Network Domestic | 0.17649 | 0 | 0.00046426 | 0 | 0 | 0
LV Network Non-Domestic Non-CT | 0.18182 | 0 | 0.00047828 | 0 | 0 | 0
LV HH Metered | 0.16814 | 0 | 0.0004423 | 0 | 0 | 0.0050884
LV Sub HH Metered | 0.1631 | 0 | 0.00042904 | 0 | 0 | 0.004824
HV HH Metered | 0.14206 | 0 | 0.0003737 | 0 | 0 | 0.0039194
NHH UMS category A | 0.014387 | 0 | 0 | 0 | 0 | 0
NHH UMS category B | 0.024201 | 0 | 0 | 0 | 0 | 0
NHH UMS category C | 0.043678 | 0 | 0 | 0 | 0 | 0
NHH UMS category D | 0.0047724 | 0 | 0 | 0 | 0 | 0
LV UMS (Pseudo HH Metered) | 0.48186 | 0 | 0.00041927 | 0 | 0 | 0
LV Generation NHH or Aggregate HH | -0.012477 | 0 | 0 | 0 | 0 | 0
LV Sub Generation NHH | -0.012021 | 0 | 0 | 0 | 0 | 0
LV Generation Intermittent | -0.012477 | 0 | 0 | 0 | 0 | 0.0034452
LV Generation Non-Intermittent | -0.13769 | 0 | -0.00036221 | 0 | 0 | 0.0034452
LV Sub Generation Intermittent | -0.012021 | 0 | 0 | 0 | 0 | 0.0033192
LV Sub Generation Non-Intermittent | -0.13265 | 0 | -0.00034895 | 0 | 0 | 0.0033192
HV Generation Intermittent | -0.011804 | 0 | 0 | 0 | 0 | 0.0032593
HV Generation Non-Intermittent | -0.13026 | 0 | -0.00034265 | 0 | 0 | 0.0032593
3504. Marginal revenue effect of scaler
Data sources:
x1 = 2302. Load coefficient
x2 = 3503. Unit rate 1 p/kWh scalable part (in Scalable elements of tariff components)
x3 = 2305. Rate 1 units (MWh) (in Equivalent volume for each end user)
x4 = 3503. Unit rate 2 p/kWh scalable part (in Scalable elements of tariff components)
x5 = 2305. Rate 2 units (MWh) (in Equivalent volume for each end user)
x6 = 3503. Unit rate 3 p/kWh scalable part (in Scalable elements of tariff components)
x7 = 2305. Rate 3 units (MWh) (in Equivalent volume for each end user)
x8 = 3503. Fixed charge p/MPAN/day scalable part (in Scalable elements of tariff components)
x9 = 1010. Days in the charging year (in Financial and general assumptions)
x10 = 2305. MPANs (in Equivalent volume for each end user)
x11 = 3503. Capacity charge p/kVA/day scalable part (in Scalable elements of tariff components)
x12 = 2305. Import capacity (kVA) (in Equivalent volume for each end user)
x13 = 3503. Reactive power charge p/kVArh scalable part (in Scalable elements of tariff components)
x14 = 2305. Reactive power units (MVArh) (in Equivalent volume for each end user)
Kind: | Calculation | Calculation | Calculation | Calculation | Calculation | Calculation
Formula: | =IF(x1<0,0,x2*x3*10) | =IF(x1<0,0,x4*x5*10) | =IF(x1<0,0,x6*x7*10) | =x8*x9*x10/100 | =x11*x9*x12/100 | =IF(x1<0,0,x13*x14*10)
| Effect through Unit rate 1 p/kWh | Effect through Unit rate 2 p/kWh | Effect through Unit rate 3 p/kWh | Effect through Fixed charge p/MPAN/day | Effect through Capacity charge p/kVA/day | Effect through Reactive power charge p/kVArh
Domestic Unrestricted | 1309793.0074 | 0 | 0 | 0 | 0 | 0
Domestic Two Rate | 814518.5105 | 6561.1894 | 0 | 0 | 0 | 0
Domestic Off Peak (related MPAN) | 8125.1327 | 0 | 0 | 0 | 0 | 0
Small Non Domestic Unrestricted | 247328.2406 | 0 | 0 | 0 | 0 | 0
Small Non Domestic Two Rate | 382047.5271 | 2508.6776 | 0 | 0 | 0 | 0
Small Non Domestic Off Peak (related MPAN) | 110.7172 | 0 | 0 | 0 | 0 | 0
LV Medium Non-Domestic | 0 | 0 | 0 | 0 | 0 | 0
LV Sub Medium Non-Domestic | 0 | 0 | 0 | 0 | 0 | 0
HV Medium Non-Domestic | 0 | 0 | 0 | 0 | 0 | 0
LV Network Domestic | 0 | 0 | 0 | 0 | 0 | 0
LV Network Non-Domestic Non-CT | 30322.2625 | 0 | 349.7106 | 0 | 0 | 0
LV HH Metered | 662353.6461 | 0 | 7541.0553 | 0 | 0 | 16972.2039
LV Sub HH Metered | 17606.2997 | 0 | 215.1942 | 0 | 0 | 575.0855
HV HH Metered | 1071669.379 | 0 | 15002.6979 | 0 | 0 | 27022.8453
NHH UMS category A | 7300.9103 | 0 | 0 | 0 | 0 | 0
NHH UMS category B | 5645.6074 | 0 | 0 | 0 | 0 | 0
NHH UMS category C | 155.5924 | 0 | 0 | 0 | 0 | 0
NHH UMS category D | 396.9388 | 0 | 0 | 0 | 0 | 0
LV UMS (Pseudo HH Metered) | 62142.359 | 0 | 833.8215 | 0 | 0 | 0
LV Generation NHH or Aggregate HH | 0 | 0 | 0 | 0 | 0 | 0
LV Sub Generation NHH | 0 | 0 | 0 | 0 | 0 | 0
LV Generation Intermittent | 0 | 0 | 0 | 0 | 0 | 0
LV Generation Non-Intermittent | 0 | 0 | 0 | 0 | 0 | 0
LV Sub Generation Intermittent | 0 | 0 | 0 | 0 | 0 | 0
LV Sub Generation Non-Intermittent | 0 | 0 | 0 | 0 | 0 | 0
HV Generation Intermittent | 0 | 0 | 0 | 0 | 0 | 0
HV Generation Non-Intermittent | 0 | 0 | 0 | 0 | 0 | 0
3505. Scaler value at which the minimum is breached
Data sources:
x1 = 3503. Unit rate 1 p/kWh scalable part (in Scalable elements of tariff components)
x2 = 3307. Unit rate 1 p/kWh (total) (in Summary of charges before revenue matching)
x3 = 3503. Unit rate 2 p/kWh scalable part (in Scalable elements of tariff components)
x4 = 3307. Unit rate 2 p/kWh (total) (in Summary of charges before revenue matching)
x5 = 3503. Unit rate 3 p/kWh scalable part (in Scalable elements of tariff components)
x6 = 3307. Unit rate 3 p/kWh (total) (in Summary of charges before revenue matching)
x7 = 3503. Fixed charge p/MPAN/day scalable part (in Scalable elements of tariff components)
x8 = 3307. Fixed charge p/MPAN/day (total) (in Summary of charges before revenue matching)
x9 = 3503. Capacity charge p/kVA/day scalable part (in Scalable elements of tariff components)
x10 = 3307. Capacity charge p/kVA/day (total) (in Summary of charges before revenue matching)
x11 = 3503. Reactive power charge p/kVArh scalable part (in Scalable elements of tariff components)
x12 = 3307. Reactive power charge p/kVArh (in Summary of charges before revenue matching)
Kind: | Calculation | Calculation | Calculation | Calculation | Calculation | Calculation
Formula: | =IF(x1,0-x2/x1,0) | =IF(x3,0-x4/x3,0) | =IF(x5,0-x6/x5,0) | =IF(x7,0-x8/x7,0) | =IF(x9,0-x10/x9,0) | =IF(x11,0-x12/x11,0)
| Scaler threshold for Unit rate 1 p/kWh | Scaler threshold for Unit rate 2 p/kWh | Scaler threshold for Unit rate 3 p/kWh | Scaler threshold for Fixed charge p/MPAN/day | Scaler threshold for Capacity charge p/kVA/day | Scaler threshold for Reactive power charge p/kVArh
Domestic Unrestricted | -47.2729 |  |  | 0
Domestic Two Rate | -47.32 | -93.4338 |  | 0
Domestic Off Peak (related MPAN) | -62.4218
Small Non Domestic Unrestricted | -52.7808 |  |  | 0
Small Non Domestic Two Rate | -51.7228 | -93.4338 |  | 0
Small Non Domestic Off Peak (related MPAN) | -76.7791
LV Medium Non-Domestic | -51.0201 | -93.4338 |  | 0
LV Sub Medium Non-Domestic | -46.3288 | -81.6939 |  | 0
HV Medium Non-Domestic | -20.2725 | -20.2803 |  | 0
LV Network Domestic | -37.7197 | 0 | -93.4512 | 0
LV Network Non-Domestic Non-CT | -37.6974 | 0 | -93.3805 | 0
LV HH Metered | -32.4657 | 0 | -74.4571 | 0 | 0 | -42.4729
LV Sub HH Metered | -24.4539 | 0 | -45.5099 | 0 | 0 | -30.7311
HV HH Metered | -16.8508 | 0 | -20.2803 | 0 | 0 | -19.8306
NHH UMS category A | -96.4873
NHH UMS category B | -68.461
NHH UMS category C | -57.3288
NHH UMS category D | -234.1564
LV UMS (Pseudo HH Metered) | -43.0711 | 0 | -1472.6829
LV Generation NHH or Aggregate HH | -50.1704 |  |  | 0
LV Sub Generation NHH | -45.4084 |  |  | 0
LV Generation Intermittent | -50.1704 |  |  | 0 |  | -67.2471
LV Generation Non-Intermittent | -37.7179 | 0 | -93.4338 | 0 |  | -67.2471
LV Sub Generation Intermittent | -45.4084 |  |  | 0 |  | -60.7537
LV Sub Generation Non-Intermittent | -34.4686 | 0 | -81.6939 | 0 |  | -60.7537
HV Generation Intermittent | -28.1898 |  |  | 0 |  | -48.669
HV Generation Non-Intermittent | -22.686 | 0 | -39.582 | 0 |  | -48.669
3506. Constraint-free solution
Data sources:
x1 = 3403. Revenue shortfall (surplus) £ (in Revenue surplus or shortfall)
x2 = 3504. Effect through Unit rate 1 p/kWh (in Marginal revenue effect of scaler)
x3 = 3504. Effect through Unit rate 2 p/kWh (in Marginal revenue effect of scaler)
x4 = 3504. Effect through Unit rate 3 p/kWh (in Marginal revenue effect of scaler)
x5 = 3504. Effect through Fixed charge p/MPAN/day (in Marginal revenue effect of scaler)
x6 = 3504. Effect through Capacity charge p/kVA/day (in Marginal revenue effect of scaler)
x7 = 3504. Effect through Reactive power charge p/kVArh (in Marginal revenue effect of scaler)
Calculation =x1/SUM(x2,x3,x4,x5,x6,x7)
Constraint-free solution
Constraint-free solution | 35.1768
3507. Starting point
Data sources:
x1 = 3506. Constraint-free solution
x2 = 3505. Scaler threshold for Unit rate 1 p/kWh (in Scaler value at which the minimum is breached)
x3 = 3505. Scaler threshold for Unit rate 2 p/kWh (in Scaler value at which the minimum is breached)
x4 = 3505. Scaler threshold for Unit rate 3 p/kWh (in Scaler value at which the minimum is breached)
x5 = 3505. Scaler threshold for Fixed charge p/MPAN/day (in Scaler value at which the minimum is breached)
x6 = 3505. Scaler threshold for Capacity charge p/kVA/day (in Scaler value at which the minimum is breached)
x7 = 3505. Scaler threshold for Reactive power charge p/kVArh (in Scaler value at which the minimum is breached)
Calculation =MIN(x1,x2,x3,x4,x5,x6,x7)
Starting point
Starting point | -1472.6829
3508. Solve for General scaler rate
Data sources:
x1 = 3507. Starting point
x2 = 3504. Effect through Unit rate 1 p/kWh (in Marginal revenue effect of scaler)
x3 = 3504. Effect through Unit rate 2 p/kWh (in Marginal revenue effect of scaler)
x4 = 3504. Effect through Unit rate 3 p/kWh (in Marginal revenue effect of scaler)
x5 = 3504. Effect through Fixed charge p/MPAN/day (in Marginal revenue effect of scaler)
x6 = 3504. Effect through Capacity charge p/kVA/day (in Marginal revenue effect of scaler)
x7 = 3504. Effect through Reactive power charge p/kVArh (in Marginal revenue effect of scaler)
x8 = Location (in Solve for General scaler rate)
x9 = Kink (in Solve for General scaler rate)
x10 = Ranking before tie break (in Solve for General scaler rate)
x11 = Counter (in Solve for General scaler rate)
x12 = Tie breaker (in Solve for General scaler rate)
x13 = Ranking (in Solve for General scaler rate)
x14 = Kink reordering (in Solve for General scaler rate)
x15 = Starting slope contributions (in Solve for General scaler rate)
x16 = New slope (in Solve for General scaler rate)
x17 = Location (ordered) (in Solve for General scaler rate)
x18 = Starting values (in Solve for General scaler rate)
x19 = 3403. Revenue shortfall (surplus) £ (in Revenue surplus or shortfall)
x20 = 3506. Constraint-free solution
x21 = Value (in Solve for General scaler rate)
Kind: | Special calculation | Special calculation | Special calculation | Special calculation | Special calculation | Fixed data | Calculation | Special calculation | Special calculation | Special calculation | Special calculation | Special calculation | Special calculation
Formula: | =x1 | Special calculation | =IF(ISERROR(x8),x9,0) | =MAX(x1,x8)*x9 | =RANK(x8,x8,1) |  | =x10*162+x11 | =RANK(x12,x12,1) | =MATCH(x11,x13,0) | =INDEX(x8,x14,1) or =x8 | Special calculation | Special calculation | Special calculation
| Location | Kink | Starting slope contributions | Starting values | Ranking before tie break | Counter | Tie breaker | Ranking | Kink reordering | Location (ordered) | New slope | Value | Root
Starting point | -1472.6829 |  |  |  |  | 0 | 0 |  |  | -1472.6829 | 0 | -348283485.5265 | 35.1768
Kink 1 | -47.2729 | 1309793.0074 | 0 | -61917690.8892 | 29 | 1 | 4699 | 29 | 73 | -1472.6829 | 833.8215 | -348283485.5265
Kink 2 | -47.32 | 814518.5105 | 0 | -38543049.4061 | 28 | 2 | 4538 | 28 | 18 | -234.1564 | 1230.7603 | -347250775.4082
Kink 3 | -62.4218 | 8125.1327 | 0 | -507185.734 | 17 | 3 | 2757 | 17 | 15 | -96.4873 | 8531.6706 | -347081337.7877
Kink 4 | -52.7808 | 247328.2406 | 0 | -13054171.4409 | 21 | 4 | 3406 | 21 | 64 | -93.4512 | 8531.6706 | -347055434.099
Kink 5 | -51.7228 | 382047.5271 | 0 | -19760581.8215 | 22 | 5 | 3569 | 22 | 32 | -93.4338 | 11040.3482 | -347055285.7979
Kink 6 | -76.7791 | 110.7172 | 0 | -8500.7671 | 12 | 6 | 1950 | 12 | 29 | -93.4338 | 17601.5376 | -347055285.7413
Kink 7 | -51.0201 | 0 | 0 | 0 | 23 | 7 | 3733 | 23 | 34 | -93.4338 | 17601.5376 | -347055285.7413
Kink 8 | -46.3288 | 0 | 0 | 0 | 30 | 8 | 4868 | 30 | 77 | -93.4338 | 17601.5376 | -347055285.7413
Kink 9 | -20.2725 | 0 | 0 | 0 | 48 | 9 | 7785 | 48 | 65 | -93.3805 | 17951.2482 | -347054348.7838
Kink 10 | -37.7197 | 0 | 0 | 0 | 37 | 10 | 6004 | 37 | 35 | -81.6939 | 17951.2482 | -346844559.5546
Kink 11 | -37.6974 | 30322.2625 | 0 | -1143069.3435 | 39 | 11 | 6329 | 39 | 79 | -81.6939 | 17951.2482 | -346844559.5546
Kink 12 | -32.4657 | 662353.6461 | 0 | -21503768.9739 | 41 | 12 | 6654 | 41 | 6 | -76.7791 | 18061.9654 | -346756332.0958
Kink 13 | -24.4539 | 17606.2997 | 0 | -430543.391 | 44 | 13 | 7141 | 44 | 66 | -74.4571 | 25603.0207 | -346714392.9273
Kink 14 | -16.8508 | 1071669.379 | 0 | -18058527.6825 | 50 | 14 | 8114 | 50 | 16 | -68.461 | 31248.6281 | -346560873.2486
Kink 15 | -96.4873 | 7300.9103 | 0 | -704445.4053 | 3 | 15 | 501 | 3 | 157 | -67.2471 | 31248.6281 | -346522941.8968
Kink 16 | -68.461 | 5645.6074 | 0 | -386503.8017 | 14 | 16 | 2284 | 14 | 158 | -67.2471 | 31248.6281 | -346522941.8968
Kink 17 | -57.3288 | 155.5924 | 0 | -8919.9272 | 20 | 17 | 3257 | 20 | 3 | -62.4218 | 39373.7608 | -346372158.4884
Kink 18 | -234.1564 | 396.9388 | 0 | -92945.7529 | 2 | 18 | 342 | 2 | 159 | -60.7537 | 39373.7608 | -346306478.071
Kink 19 | -43.0711 | 62142.359 | 0 | -2676536.8767 | 34 | 19 | 5527 | 34 | 160 | -60.7537 | 39373.7608 | -346306478.071
Kink 20 | -50.1704 | 0 | 0 | 0 | 24 | 20 | 3908 | 24 | 17 | -57.3288 | 39529.3532 | -346171626.1784
Kink 21 | -45.4084 | 0 | 0 | 0 | 32 | 21 | 5205 | 32 | 4 | -52.7808 | 286857.5938 | -345991845.0951
Kink 22 | -50.1704 | 0 | 0 | 0 | 24 | 22 | 3910 | 25 | 5 | -51.7228 | 668905.1209 | -345688372.9757
Kink 23 | -37.7179 | 0 | 0 | 0 | 38 | 23 | 6179 | 38 | 7 | -51.0201 | 668905.1209 | -345218338.3989
Kink 24 | -45.4084 | 0 | 0 | 0 | 32 | 24 | 5208 | 33 | 20 | -50.1704 | 668905.1209 | -344649919.9162
Kink 25 | -34.4686 | 0 | 0 | 0 | 40 | 25 | 6505 | 40 | 22 | -50.1704 | 668905.1209 | -344649919.9162
Kink 26 | -28.1898 | 0 | 0 | 0 | 43 | 26 | 6992 | 43 | 161 | -48.669 | 668905.1209 | -343645627.9651
Kink 27 | -22.686 | 0 | 0 | 0 | 45 | 27 | 7317 | 45 | 162 | -48.669 | 668905.1209 | -343645627.9651
Kink 28 | 0 | 0 | 0 | 0 | 51 | 28 | 8290 | 51 | 2 | -47.32 | 1483423.6314 | -342743320.5248
Kink 29 | -93.4338 | 6561.1894 | 0 | -613036.6649 | 6 | 29 | 1001 | 6 | 1 | -47.2729 | 2793216.6388 | -342673364.2653
Kink 30 | 0 | 0 | 0 | 0 | 51 | 30 | 8292 | 52 | 8 | -46.3288 | 2793216.6388 | -340036286.0729
Kink 31 | 0 | 0 | 0 | 0 | 51 | 31 | 8293 | 53 | 67 | -45.5099 | 2793431.8329 | -337749092.0269
Kink 32 | -93.4338 | 2508.6776 | 0 | -234395.2229 | 5 | 32 | 842 | 5 | 21 | -45.4084 | 2793431.8329 | -337465334.9911
Kink 33 | 0 | 0 | 0 | 0 | 51 | 33 | 8295 | 54 | 24 | -45.4084 | 2793431.8329 | -337465334.9911
Kink 34 | -93.4338 | 0 | 0 | 0 | 7 | 34 | 1168 | 7 | 19 | -43.0711 | 2855574.1919 | -330936221.2943
Kink 35 | -81.6939 | 0 | 0 | 0 | 10 | 35 | 1655 | 10 | 147 | -42.4729 | 2872546.3958 | -329228194.7145
Kink 36 | -20.2803 | 0 | 0 | 0 | 46 | 36 | 7488 | 46 | 81 | -39.582 | 2872546.3958 | -320924032.6533
Kink 37 | 0 | 0 | 0 | 0 | 51 | 37 | 8299 | 55 | 10 | -37.7197 | 2872546.3958 | -315574354.3714
Kink 38 | 0 | 0 | 0 | 0 | 51 | 38 | 8300 | 56 | 23 | -37.7179 | 2872546.3958 | -315569134.2512
Kink 39 | 0 | 0 | 0 | 0 | 51 | 39 | 8301 | 57 | 11 | -37.6974 | 2902868.6583 | -315510197.9065
Kink 40 | 0 | 0 | 0 | 0 | 51 | 40 | 8302 | 58 | 25 | -34.4686 | 2902868.6583 | -306137606.9305
Kink 41 | 0 | 0 | 0 | 0 | 51 | 41 | 8303 | 59 | 12 | -32.4657 | 3565222.3044 | -300323341.3308
Kink 42 | 0 | 0 | 0 | 0 | 51 | 42 | 8304 | 60 | 148 | -30.7311 | 3565797.3899 | -294139240.153
Kink 43 | 0 | 0 | 0 | 0 | 51 | 43 | 8305 | 61 | 26 | -28.1898 | 3565797.3899 | -285077350.3174
Kink 44 | 0 | 0 | 0 | 0 | 51 | 44 | 8306 | 62 | 13 | -24.4539 | 3583403.6896 | -271756056.1778
Kink 45 | 0 | 0 | 0 | 0 | 51 | 45 | 8307 | 63 | 27 | -22.686 | 3583403.6896 | -265420728.412
Kink 46 | 0 | 0 | 0 | 0 | 51 | 46 | 8308 | 64 | 36 | -20.2803 | 3583403.6896 | -256800238.6984
Kink 47 | 0 | 0 | 0 | 0 | 51 | 47 | 8309 | 65 | 68 | -20.2803 | 3598406.3875 | -256800238.6984
Kink 48 | 0 | 0 | 0 | 0 | 51 | 48 | 8310 | 66 | 9 | -20.2725 | 3598406.3875 | -256772052.6051
Kink 49 | 0 | 0 | 0 | 0 | 51 | 49 | 8311 | 67 | 149 | -19.8306 | 3625429.2328 | -255182073.6363
Kink 50 | 0 | 0 | 0 | 0 | 51 | 50 | 8312 | 68 | 14 | -16.8508 | 4697098.6118 | -244379102.0413
Kink 51 | 0 | 0 | 0 | 0 | 51 | 51 | 8313 | 69 | 28 | 0 | 4697098.6118 | -165229051.6868
Kink 52 | 0 | 0 | 0 | 0 | 51 | 52 | 8314 | 70 | 30 | 0 | 4697098.6118 | -165229051.6868
Kink 53 | 0 | 0 | 0 | 0 | 51 | 53 | 8315 | 71 | 31 | 0 | 4697098.6118 | -165229051.6868
Kink 54 | 0 | 0 | 0 | 0 | 51 | 54 | 8316 | 72 | 33 | 0 | 4697098.6118 | -165229051.6868
Kink 55 | 0 | 0 | 0 | 0 | 51 | 55 | 8317 | 73 | 37 | 0 | 4697098.6118 | -165229051.6868
Kink 56 | 0 | 0 | 0 | 0 | 51 | 56 | 8318 | 74 | 38 | 0 | 4697098.6118 | -165229051.6868
Kink 57 | 0 | 0 | 0 | 0 | 51 | 57 | 8319 | 75 | 39 | 0 | 4697098.6118 | -165229051.6868
Kink 58 | 0 | 0 | 0 | 0 | 51 | 58 | 8320 | 76 | 40 | 0 | 4697098.6118 | -165229051.6868
Kink 59 | 0 | 0 | 0 | 0 | 51 | 59 | 8321 | 77 | 41 | 0 | 4697098.6118 | -165229051.6868
Kink 60 | 0 | 0 | 0 | 0 | 51 | 60 | 8322 | 78 | 42 | 0 | 4697098.6118 | -165229051.6868
Kink 61 | 0 | 0 | 0 | 0 | 51 | 61 | 8323 | 79 | 43 | 0 | 4697098.6118 | -165229051.6868
Kink 62 | 0 | 0 | 0 | 0 | 51 | 62 | 8324 | 80 | 44 | 0 | 4697098.6118 | -165229051.6868
Kink 63 | 0 | 0 | 0 | 0 | 51 | 63 | 8325 | 81 | 45 | 0 | 4697098.6118 | -165229051.6868
Kink 64 | -93.4512 | 0 | 0 | 0 | 4 | 64 | 712 | 4 | 46 | 0 | 4697098.6118 | -165229051.6868
Kink 65 | -93.3805 | 349.7106 | 0 | -32656.1628 | 9 | 65 | 1523 | 9 | 47 | 0 | 4697098.6118 | -165229051.6868
Kink 66 | -74.4571 | 7541.0553 | 0 | -561485.354 | 13 | 66 | 2172 | 13 | 48 | 0 | 4697098.6118 | -165229051.6868
Kink 67 | -45.5099 | 215.1942 | 0 | -9793.4744 | 31 | 67 | 5089 | 31 | 49 | 0 | 4697098.6118 | -165229051.6868
Kink 68 | -20.2803 | 15002.6979 | 0 | -304259.2921 | 47 | 68 | 7682 | 47 | 50 | 0 | 4697098.6118 | -165229051.6868
Kink 69 | 0 | 0 | 0 | 0 | 51 | 69 | 8331 | 82 | 51 | 0 | 4697098.6118 | -165229051.6868
Kink 70 | 0 | 0 | 0 | 0 | 51 | 70 | 8332 | 83 | 52 | 0 | 4697098.6118 | -165229051.6868
Kink 71 | 0 | 0 | 0 | 0 | 51 | 71 | 8333 | 84 | 53 | 0 | 4697098.6118 | -165229051.6868
Kink 72 | 0 | 0 | 0 | 0 | 51 | 72 | 8334 | 85 | 54 | 0 | 4697098.6118 | -165229051.6868
Kink 73 | -1472.6829 | 833.8215 | 0 | -1227954.7726 | 1 | 73 | 235 | 1 | 55 | 0 | 4697098.6118 | -165229051.6868
Kink 74 | 0 | 0 | 0 | 0 | 51 | 74 | 8336 | 86 | 56 | 0 | 4697098.6118 | -165229051.6868
Kink 75 | 0 | 0 | 0 | 0 | 51 | 75 | 8337 | 87 | 57 | 0 | 4697098.6118 | -165229051.6868
Kink 76 | 0 | 0 | 0 | 0 | 51 | 76 | 8338 | 88 | 58 | 0 | 4697098.6118 | -165229051.6868
Kink 77 | -93.4338 | 0 | 0 | 0 | 7 | 77 | 1211 | 8 | 59 | 0 | 4697098.6118 | -165229051.6868
Kink 78 | 0 | 0 | 0 | 0 | 51 | 78 | 8340 | 89 | 60 | 0 | 4697098.6118 | -165229051.6868
Kink 79 | -81.6939 | 0 | 0 | 0 | 10 | 79 | 1699 | 11 | 61 | 0 | 4697098.6118 | -165229051.6868
Kink 80 | 0 | 0 | 0 | 0 | 51 | 80 | 8342 | 90 | 62 | 0 | 4697098.6118 | -165229051.6868
Kink 81 | -39.582 | 0 | 0 | 0 | 36 | 81 | 5913 | 36 | 63 | 0 | 4697098.6118 | -165229051.6868
Kink 82 | 0 | 0 | 0 | 0 | 51 | 82 | 8344 | 91 | 69 | 0 | 4697098.6118 | -165229051.6868
Kink 83 | 0 | 0 | 0 | 0 | 51 | 83 | 8345 | 92 | 70 | 0 | 4697098.6118 | -165229051.6868
Kink 84 | 0 | 0 | 0 | 0 | 51 | 84 | 8346 | 93 | 71 | 0 | 4697098.6118 | -165229051.6868
Kink 85 | 0 | 0 | 0 | 0 | 51 | 85 | 8347 | 94 | 72 | 0 | 4697098.6118 | -165229051.6868
Kink 86 | 0 | 0 | 0 | 0 | 51 | 86 | 8348 | 95 | 74 | 0 | 4697098.6118 | -165229051.6868
Kink 87 | 0 | 0 | 0 | 0 | 51 | 87 | 8349 | 96 | 75 | 0 | 4697098.6118 | -165229051.6868
Kink 88 | 0 | 0 | 0 | 0 | 51 | 88 | 8350 | 97 | 76 | 0 | 4697098.6118 | -165229051.6868
Kink 89 | 0 | 0 | 0 | 0 | 51 | 89 | 8351 | 98 | 78 | 0 | 4697098.6118 | -165229051.6868
Kink 90 | 0 | 0 | 0 | 0 | 51 | 90 | 8352 | 99 | 80 | 0 | 4697098.6118 | -165229051.6868
Kink 91 | 0 | 0 | 0 | 0 | 51 | 91 | 8353 | 100 | 82 | 0 | 4697098.6118 | -165229051.6868
Kink 92 | 0 | 0 | 0 | 0 | 51 | 92 | 8354 | 101 | 83 | 0 | 4697098.6118 | -165229051.6868
Kink 93 | 0 | 0 | 0 | 0 | 51 | 93 | 8355 | 102 | 84 | 0 | 4697098.6118 | -165229051.6868
Kink 94 | 0 | 0 | 0 | 0 | 51 | 94 | 8356 | 103 | 85 | 0 | 4697098.6118 | -165229051.6868
Kink 95 | 0 | 0 | 0 | 0 | 51 | 95 | 8357 | 104 | 86 | 0 | 4697098.6118 | -165229051.6868
Kink 96 | 0 | 0 | 0 | 0 | 51 | 96 | 8358 | 105 | 87 | 0 | 4697098.6118 | -165229051.6868
Kink 97 | 0 | 0 | 0 | 0 | 51 | 97 | 8359 | 106 | 88 | 0 | 4697098.6118 | -165229051.6868
Kink 98 | 0 | 0 | 0 | 0 | 51 | 98 | 8360 | 107 | 89 | 0 | 4697098.6118 | -165229051.6868
Kink 99 | 0 | 0 | 0 | 0 | 51 | 99 | 8361 | 108 | 90 | 0 | 4697098.6118 | -165229051.6868
Kink 100 | 0 | 0 | 0 | 0 | 51 | 100 | 8362 | 109 | 91 | 0 | 4697098.6118 | -165229051.6868
Kink 101 | 0 | 0 | 0 | 0 | 51 | 101 | 8363 | 110 | 92 | 0 | 4697098.6118 | -165229051.6868
Kink 102 | 0 | 0 | 0 | 0 | 51 | 102 | 8364 | 111 | 93 | 0 | 4697098.6118 | -165229051.6868
Kink 103 | 0 | 0 | 0 | 0 | 51 | 103 | 8365 | 112 | 94 | 0 | 4697098.6118 | -165229051.6868
Kink 104 | 0 | 0 | 0 | 0 | 51 | 104 | 8366 | 113 | 95 | 0 | 4697098.6118 | -165229051.6868
Kink 105 | 0 | 0 | 0 | 0 | 51 | 105 | 8367 | 114 | 96 | 0 | 4697098.6118 | -165229051.6868
Kink 106 | 0 | 0 | 0 | 0 | 51 | 106 | 8368 | 115 | 97 | 0 | 4697098.6118 | -165229051.6868
Kink 107 | 0 | 0 | 0 | 0 | 51 | 107 | 8369 | 116 | 98 | 0 | 4697098.6118 | -165229051.6868
Kink 108 | 0 | 0 | 0 | 0 | 51 | 108 | 8370 | 117 | 99 | 0 | 4697098.6118 | -165229051.6868
Kink 109 | 0 | 0 | 0 | 0 | 51 | 109 | 8371 | 118 | 100 | 0 | 4697098.6118 | -165229051.6868
Kink 110 | 0 | 0 | 0 | 0 | 51 | 110 | 8372 | 119 | 101 | 0 | 4697098.6118 | -165229051.6868
Kink 111 | 0 | 0 | 0 | 0 | 51 | 111 | 8373 | 120 | 102 | 0 | 4697098.6118 | -165229051.6868
Kink 112 | 0 | 0 | 0 | 0 | 51 | 112 | 8374 | 121 | 103 | 0 | 4697098.6118 | -165229051.6868
Kink 113 | 0 | 0 | 0 | 0 | 51 | 113 | 8375 | 122 | 104 | 0 | 4697098.6118 | -165229051.6868
Kink 114 | 0 | 0 | 0 | 0 | 51 | 114 | 8376 | 123 | 105 | 0 | 4697098.6118 | -165229051.6868
Kink 115 | 0 | 0 | 0 | 0 | 51 | 115 | 8377 | 124 | 106 | 0 | 4697098.6118 | -165229051.6868
Kink 116 | 0 | 0 | 0 | 0 | 51 | 116 | 8378 | 125 | 107 | 0 | 4697098.6118 | -165229051.6868
Kink 117 | 0 | 0 | 0 | 0 | 51 | 117 | 8379 | 126 | 108 | 0 | 4697098.6118 | -165229051.6868
Kink 118 | 0 | 0 | 0 | 0 | 51 | 118 | 8380 | 127 | 109 | 0 | 4697098.6118 | -165229051.6868
Kink 119 | 0 | 0 | 0 | 0 | 51 | 119 | 8381 | 128 | 110 | 0 | 4697098.6118 | -165229051.6868
Kink 120 | 0 | 0 | 0 | 0 | 51 | 120 | 8382 | 129 | 111 | 0 | 4697098.6118 | -165229051.6868
Kink 121 | 0 | 0 | 0 | 0 | 51 | 121 | 8383 | 130 | 112 | 0 | 4697098.6118 | -165229051.6868
Kink 122 | 0 | 0 | 0 | 0 | 51 | 122 | 8384 | 131 | 113 | 0 | 4697098.6118 | -165229051.6868
Kink 123 | 0 | 0 | 0 | 0 | 51 | 123 | 8385 | 132 | 114 | 0 | 4697098.6118 | -165229051.6868
Kink 124 | 0 | 0 | 0 | 0 | 51 | 124 | 8386 | 133 | 115 | 0 | 4697098.6118 | -165229051.6868
Kink 125 | 0 | 0 | 0 | 0 | 51 | 125 | 8387 | 134 | 116 | 0 | 4697098.6118 | -165229051.6868
Kink 126 | 0 | 0 | 0 | 0 | 51 | 126 | 8388 | 135 | 117 | 0 | 4697098.6118 | -165229051.6868
Kink 127 | 0 | 0 | 0 | 0 | 51 | 127 | 8389 | 136 | 118 | 0 | 4697098.6118 | -165229051.6868
Kink 128 | 0 | 0 | 0 | 0 | 51 | 128 | 8390 | 137 | 119 | 0 | 4697098.6118 | -165229051.6868
Kink 129 | 0 | 0 | 0 | 0 | 51 | 129 | 8391 | 138 | 120 | 0 | 4697098.6118 | -165229051.6868
Kink 130 | 0 | 0 | 0 | 0 | 51 | 130 | 8392 | 139 | 121 | 0 | 4697098.6118 | -165229051.6868
Kink 131 | 0 | 0 | 0 | 0 | 51 | 131 | 8393 | 140 | 122 | 0 | 4697098.6118 | -165229051.6868
Kink 132 | 0 | 0 | 0 | 0 | 51 | 132 | 8394 | 141 | 123 | 0 | 4697098.6118 | -165229051.6868
Kink 133 | 0 | 0 | 0 | 0 | 51 | 133 | 8395 | 142 | 124 | 0 | 4697098.6118 | -165229051.6868
Kink 134 | 0 | 0 | 0 | 0 | 51 | 134 | 8396 | 143 | 125 | 0 | 4697098.6118 | -165229051.6868
Kink 135 | 0 | 0 | 0 | 0 | 51 | 135 | 8397 | 144 | 126 | 0 | 4697098.6118 | -165229051.6868
Kink 136 | 0 | 0 | 0 | 0 | 51 | 136 | 8398 | 145 | 127 | 0 | 4697098.6118 | -165229051.6868
Kink 137 | 0 | 0 | 0 | 0 | 51 | 137 | 8399 | 146 | 128 | 0 | 4697098.6118 | -165229051.6868
Kink 138 | 0 | 0 | 0 | 0 | 51 | 138 | 8400 | 147 | 129 | 0 | 4697098.6118 | -165229051.6868
Kink 139 | 0 | 0 | 0 | 0 | 51 | 139 | 8401 | 148 | 130 | 0 | 4697098.6118 | -165229051.6868
Kink 140 | 0 | 0 | 0 | 0 | 51 | 140 | 8402 | 149 | 131 | 0 | 4697098.6118 | -165229051.6868
Kink 141 | 0 | 0 | 0 | 0 | 51 | 141 | 8403 | 150 | 132 | 0 | 4697098.6118 | -165229051.6868
Kink 142 | 0 | 0 | 0 | 0 | 51 | 142 | 8404 | 151 | 133 | 0 | 4697098.6118 | -165229051.6868
Kink 143 | 0 | 0 | 0 | 0 | 51 | 143 | 8405 | 152 | 134 | 0 | 4697098.6118 | -165229051.6868
Kink 144 | 0 | 0 | 0 | 0 | 51 | 144 | 8406 | 153 | 135 | 0 | 4697098.6118 | -165229051.6868
Kink 145 | 0 | 0 | 0 | 0 | 51 | 145 | 8407 | 154 | 136 | 0 | 4697098.6118 | -165229051.6868
Kink 146 | 0 | 0 | 0 | 0 | 51 | 146 | 8408 | 155 | 137 | 0 | 4697098.6118 | -165229051.6868
Kink 147 | -42.4729 | 16972.2039 | 0 | -720858.9916 | 35 | 147 | 5817 | 35 | 138 | 0 | 4697098.6118 | -165229051.6868
Kink 148 | -30.7311 | 575.0855 | 0 | -17673.0269 | 42 | 148 | 6952 | 42 | 139 | 0 | 4697098.6118 | -165229051.6868
Kink 149 | -19.8306 | 27022.8453 | 0 | -535879.6637 | 49 | 149 | 8087 | 49 | 140 | 0 | 4697098.6118 | -165229051.6868
Kink 150 | 0 | 0 | 0 | 0 | 51 | 150 | 8412 | 156 | 141 | 0 | 4697098.6118 | -165229051.6868
Kink 151 | 0 | 0 | 0 | 0 | 51 | 151 | 8413 | 157 | 142 | 0 | 4697098.6118 | -165229051.6868
Kink 152 | 0 | 0 | 0 | 0 | 51 | 152 | 8414 | 158 | 143 | 0 | 4697098.6118 | -165229051.6868
Kink 153 | 0 | 0 | 0 | 0 | 51 | 153 | 8415 | 159 | 144 | 0 | 4697098.6118 | -165229051.6868
Kink 154 | 0 | 0 | 0 | 0 | 51 | 154 | 8416 | 160 | 145 | 0 | 4697098.6118 | -165229051.6868
Kink 155 | 0 | 0 | 0 | 0 | 51 | 155 | 8417 | 161 | 146 | 0 | 4697098.6118 | -165229051.6868
Kink 156 | 0 | 0 | 0 | 0 | 51 | 156 | 8418 | 162 | 150 | 0 | 4697098.6118 | -165229051.6868
Kink 157 | -67.2471 | 0 | 0 | 0 | 15 | 157 | 2587 | 15 | 151 | 0 | 4697098.6118 | -165229051.6868
Kink 158 | -67.2471 | 0 | 0 | 0 | 15 | 158 | 2588 | 16 | 152 | 0 | 4697098.6118 | -165229051.6868
Kink 159 | -60.7537 | 0 | 0 | 0 | 18 | 159 | 3075 | 18 | 153 | 0 | 4697098.6118 | -165229051.6868
Kink 160 | -60.7537 | 0 | 0 | 0 | 18 | 160 | 3076 | 19 | 154 | 0 | 4697098.6118 | -165229051.6868
Kink 161 | -48.669 | 0 | 0 | 0 | 26 | 161 | 4373 | 26 | 155 | 0 | 4697098.6118 | -165229051.6868
Kink 162 | -48.669 | 0 | 0 | 0 | 26 | 162 | 4374 | 27 | 156 | 0 | 4697098.6118 | -165229051.6868
3509. General scaler rate
Data sources:
x1 = 3508. Root (in Solve for General scaler rate)
Calculation =MIN(x1)
General scaler rate
General scaler rate | 35.1768
3510. Scaler
Data sources:
x1 = 2302. Load coefficient
x2 = 3503. Unit rate 1 p/kWh scalable part (in Scalable elements of tariff components)
x3 = 3509. General scaler rate
x4 = 3307. Unit rate 1 p/kWh (total) (in Summary of charges before revenue matching)
x5 = 3503. Unit rate 2 p/kWh scalable part (in Scalable elements of tariff components)
x6 = 3307. Unit rate 2 p/kWh (total) (in Summary of charges before revenue matching)
x7 = 3503. Unit rate 3 p/kWh scalable part (in Scalable elements of tariff components)
x8 = 3307. Unit rate 3 p/kWh (total) (in Summary of charges before revenue matching)
x9 = 3503. Fixed charge p/MPAN/day scalable part (in Scalable elements of tariff components)
x10 = 3307. Fixed charge p/MPAN/day (total) (in Summary of charges before revenue matching)
x11 = 3503. Capacity charge p/kVA/day scalable part (in Scalable elements of tariff components)
x12 = 3307. Capacity charge p/kVA/day (total) (in Summary of charges before revenue matching)
x13 = 3503. Reactive power charge p/kVArh scalable part (in Scalable elements of tariff components)
x14 = 3307. Reactive power charge p/kVArh (in Summary of charges before revenue matching)
x15 = 1010. Days in the charging year (in Financial and general assumptions)
x16 = Fixed charge p/MPAN/day scaler (in Scaler)
x17 = 2305. MPANs (in Equivalent volume for each end user)
x18 = Capacity charge p/kVA/day scaler (in Scaler)
x19 = 2305. Import capacity (kVA) (in Equivalent volume for each end user)
x20 = Unit rate 1 p/kWh scaler (in Scaler)
x21 = 2305. Rate 1 units (MWh) (in Equivalent volume for each end user)
x22 = Unit rate 2 p/kWh scaler (in Scaler)
x23 = 2305. Rate 2 units (MWh) (in Equivalent volume for each end user)
x24 = Unit rate 3 p/kWh scaler (in Scaler)
x25 = 2305. Rate 3 units (MWh) (in Equivalent volume for each end user)
x26 = Reactive power charge p/kVArh scaler (in Scaler)
x27 = 2305. Reactive power units (MVArh) (in Equivalent volume for each end user)
Kind: | Calculation | Calculation | Calculation | Calculation | Calculation | Calculation | Calculation
Formula: | =IF(x1<0,0,IF(x2*x3+x4>0,x2*x3,0-x4)) | =IF(x1<0,0,IF(x5*x3+x6>0,x5*x3,0-x6)) | =IF(x1<0,0,IF(x7*x3+x8>0,x7*x3,0-x8)) | =IF(x1<0,0,IF(x9*x3+x10>0,x9*x3,0-x10)) | =IF(x1<0,0,IF(x11*x3+x12>0,x11*x3,0-x12)) | =IF(x1<0,0,IF(x13*x3+x14>0,x13*x3,0-x14)) | =0.01*x15*(x16*x17+x18*x19)+10*(x20*x21+x22*x23+x24*x25+x26*x27)
| Unit rate 1 p/kWh scaler | Unit rate 2 p/kWh scaler | Unit rate 3 p/kWh scaler | Fixed charge p/MPAN/day scaler | Capacity charge p/kVA/day scaler | Reactive power charge p/kVArh scaler | Net revenues by tariff from scaler
Domestic Unrestricted | 0.88273 | 0 | 0 | 0 | 0 | 0 | 46074369.3922
Domestic Two Rate | 1.0689 | 0.018617 | 0 | 0 | 0 | 0 | 28882983.1724
Domestic Off Peak (related MPAN) | 0.2264 | 0 | 0 | 0 | 0 | 0 | 285816.4328
Small Non Domestic Unrestricted | 0.77833 | 0 | 0 | 0 | 0 | 0 | 8700224.1234
Small Non Domestic Two Rate | 0.85942 | 0.017866 | 0 | 0 | 0 | 0 | 13527469.2484
Small Non Domestic Off Peak (related MPAN) | 0.092021 | 0 | 0 | 0 | 0 | 0 | 3894.6809
LV Medium Non-Domestic | 0.6593 | 0.012741 | 0 | 0 | 0 | 0 | 0
LV Sub Medium Non-Domestic | 0.62856 | 0.012275 | 0 | 0 | 0 | 0 | 0
HV Medium Non-Domestic | 0.61752 | 0.012053 | 0 | 0 | 0 | 0 | 0
LV Network Domestic | 6.2082 | 0 | 0.016331 | 0 | 0 | 0 | 0
LV Network Non-Domestic Non-CT | 6.3957 | 0 | 0.016824 | 0 | 0 | 0 | 1078942.8638
LV HH Metered | 5.9145 | 0 | 0.015559 | 0 | 0 | 0.17899 | 24161802.1629
LV Sub HH Metered | 5.7372 | 0 | 0.015092 | 0 | 0 | 0.16969 | 647133.3928
HV HH Metered | 4.9972 | 0 | 0.013145 | 0 | 0 | 0.13787 | 39176259.8729
NHH UMS category A | 0.50611 | 0 | 0 | 0 | 0 | 0 | 256822.8996
NHH UMS category B | 0.8513 | 0 | 0 | 0 | 0 | 0 | 198594.5866
NHH UMS category C | 1.5364 | 0 | 0 | 0 | 0 | 0 | 5473.2492
NHH UMS category D | 0.16788 | 0 | 0 | 0 | 0 | 0 | 13963.0484
LV UMS (Pseudo HH Metered) | 16.9502 | 0 | 0.014749 | 0 | 0 | 0 | 2215302.5606
LV Generation NHH or Aggregate HH | 0 | 0 | 0 | 0 | 0 | 0 | 0
LV Sub Generation NHH | 0 | 0 | 0 | 0 | 0 | 0 | 0
LV Generation Intermittent | 0 | 0 | 0 | 0 | 0 | 0 | 0
LV Generation Non-Intermittent | 0 | 0 | 0 | 0 | 0 | 0 | 0
LV Sub Generation Intermittent | 0 | 0 | 0 | 0 | 0 | 0 | 0
LV Sub Generation Non-Intermittent | 0 | 0 | 0 | 0 | 0 | 0 | 0
HV Generation Intermittent | 0 | 0 | 0 | 0 | 0 | 0 | 0
HV Generation Non-Intermittent | 0 | 0 | 0 | 0 | 0 | 0 | 0

## Adjust
Tariff component adjustment and rounding for WPD East Midlands in April 17 (Final)
3601. Tariffs before rounding
Data sources:
x1 = 3307. Unit rate 1 p/kWh (total) (in Summary of charges before revenue matching)
x2 = 3510. Unit rate 1 p/kWh scaler (in Scaler)
x3 = 3307. Unit rate 2 p/kWh (total) (in Summary of charges before revenue matching)
x4 = 3510. Unit rate 2 p/kWh scaler (in Scaler)
x5 = 3307. Unit rate 3 p/kWh (total) (in Summary of charges before revenue matching)
x6 = 3510. Unit rate 3 p/kWh scaler (in Scaler)
x7 = 3307. Fixed charge p/MPAN/day (total) (in Summary of charges before revenue matching)
x8 = 3510. Fixed charge p/MPAN/day scaler (in Scaler)
x9 = 3307. Capacity charge p/kVA/day (total) (in Summary of charges before revenue matching)
x10 = 3510. Capacity charge p/kVA/day scaler (in Scaler)
x11 = 3307. Reactive power charge p/kVArh (in Summary of charges before revenue matching)
x12 = 3510. Reactive power charge p/kVArh scaler (in Scaler)
Kind: | Calculation | Calculation | Calculation | Calculation | Calculation | Calculation
Formula: | =x1+x2 | =x3+x4 | =x5+x6 | =x7+x8 | =x9+x10 | =x11+x12
| Unit rate 1 p/kWh | Unit rate 2 p/kWh | Unit rate 3 p/kWh | Fixed charge p/MPAN/day | Capacity charge p/kVA/day | Reactive power charge p/kVArh
Domestic Unrestricted | 2.069 |  |  | 3.1206
Domestic Two Rate | 2.5067 | 0.068066 |  | 3.1206
Domestic Off Peak (related MPAN) | 0.62814
Small Non Domestic Unrestricted | 1.9462 |  |  | 5.2766
Small Non Domestic Two Rate | 2.1231 | 0.065321 |  | 5.2766
Small Non Domestic Off Peak (related MPAN) | 0.29287
LV Medium Non-Domestic | 1.6155 | 0.046583 |  | 4.7251
LV Sub Medium Non-Domestic | 1.4564 | 0.040782 |  | 3.5042
HV Medium Non-Domestic | 0.9734 | 0.019003 |  | 60.8709
LV Network Domestic | 12.8652 | 0.58938 | 0.059717 | 3.1206
LV Network Non-Domestic Non-CT | 13.2496 | 0.60672 | 0.061486 | 5.2766
LV HH Metered | 11.3732 | 0.45353 | 0.048491 | 7.9659 | 2.5512 | 0.39511
LV Sub HH Metered | 9.7255 | 0.28031 | 0.034617 | 6.1355 | 3.441 | 0.31794
HV HH Metered | 7.391 | 0.12062 | 0.020724 | 60.8709 | 4.0949 | 0.21559
NHH UMS category A | 1.8943
NHH UMS category B | 2.5081
NHH UMS category C | 4.0404
NHH UMS category D | 1.2854
LV UMS (Pseudo HH Metered) | 37.7042 | 1.1008 | 0.6322
LV Generation NHH or Aggregate HH | -0.62598 |  |  | 0
LV Sub Generation NHH | -0.54583 |  |  | 0
LV Generation Intermittent | -0.62598 |  |  | 0 |  | 0.23168
LV Generation Non-Intermittent | -5.1934 | -0.45975 | -0.033842 | 0 |  | 0.23168
LV Sub Generation Intermittent | -0.54583 |  |  | 0 |  | 0.20165
LV Sub Generation Non-Intermittent | -4.5723 | -0.39027 | -0.028507 | 0 |  | 0.20165
HV Generation Intermittent | -0.33274 |  |  | 29.3479 |  | 0.15863
HV Generation Non-Intermittent | -2.955 | -0.19733 | -0.013563 | 29.3479 |  | 0.15863
3602. Decimal places
| Unit rate 1 p/kWh | Unit rate 2 p/kWh | Unit rate 3 p/kWh | Fixed charge p/MPAN/day | Capacity charge p/kVA/day | Reactive power charge p/kVArh
Decimal places | 3 | 3 | 3 | 2 | 2 | 3
3603. Tariff rounding
Data sources:
x1 = 3601. Unit rate 1 p/kWh before rounding (in Tariffs before rounding)
x2 = 3602. Unit rate 1 p/kWh decimal places (in Decimal places)
x3 = 3601. Unit rate 2 p/kWh before rounding (in Tariffs before rounding)
x4 = 3602. Unit rate 2 p/kWh decimal places (in Decimal places)
x5 = 3601. Unit rate 3 p/kWh before rounding (in Tariffs before rounding)
x6 = 3602. Unit rate 3 p/kWh decimal places (in Decimal places)
x7 = 3601. Fixed charge p/MPAN/day before rounding (in Tariffs before rounding)
x8 = 3602. Fixed charge p/MPAN/day decimal places (in Decimal places)
x9 = 3601. Capacity charge p/kVA/day before rounding (in Tariffs before rounding)
x10 = 3602. Capacity charge p/kVA/day decimal places (in Decimal places)
x11 = 3601. Reactive power charge p/kVArh before rounding (in Tariffs before rounding)
x12 = 3602. Reactive power charge p/kVArh decimal places (in Decimal places)
Kind: | Calculation | Calculation | Calculation | Calculation | Calculation | Calculation
Formula: | =ROUND(x1,x2)-x1 | =ROUND(x3,x4)-x3 | =ROUND(x5,x6)-x5 | =ROUND(x7,x8)-x7 | =ROUND(x9,x10)-x9 | =ROUND(x11,x12)-x11
| Unit rate 1 p/kWh | Unit rate 2 p/kWh | Unit rate 3 p/kWh | Fixed charge p/MPAN/day | Capacity charge p/kVA/day | Reactive power charge p/kVArh
Domestic Unrestricted | -3.1336e-09 |  |  | -0.00058832
Domestic Two Rate | 0.00025702 | -6.5713e-05 |  | -0.00058832
Domestic Off Peak (related MPAN) | -0.00013972
Small Non Domestic Unrestricted | -0.00015974 |  |  | 0.0034391
Small Non Domestic Two Rate | -8.0245e-05 | -0.00032098 |  | 0.0034391
Small Non Domestic Off Peak (related MPAN) | 0.00012983
LV Medium Non-Domestic | 0.00046715 | 0.00041652 |  | 0.0048779
LV Sub Medium Non-Domestic | -0.00039168 | 0.00021793 |  | -0.0042449
HV Medium Non-Domestic | -0.000397 | -2.5987e-06 |  | -0.0009067
LV Network Domestic | -0.00024138 | -0.00037616 | 0.00028294 | -0.00058832
LV Network Non-Domestic Non-CT | 0.0003723 | 0.00027619 | -0.00048636 | 0.0034391
LV HH Metered | -0.0001549 | 0.00046867 | -0.00049067 | 0.0040715 | -0.0011957 | -0.00011343
LV Sub HH Metered | -0.00049523 | -0.00031494 | 0.00038251 | 0.0045376 | -0.00096789 | 5.9222e-05
HV HH Metered | 2.731e-05 | 0.00037955 | 0.00027586 | -0.0009067 | -0.0049142 | 0.00040535
NHH UMS category A | -0.00031513
NHH UMS category B | -8.7676e-05
NHH UMS category C | -0.00042998
NHH UMS category D | -0.00036891
LV UMS (Pseudo HH Metered) | -0.00018439 | 0.00018394 | -0.00020056
LV Generation NHH or Aggregate HH | -1.5821e-05 |  |  | 0
LV Sub Generation NHH | -0.0001666 |  |  | 0
LV Generation Intermittent | -1.5821e-05 |  |  | 0 |  | 0.00031756
LV Generation Non-Intermittent | 0.00038561 | -0.00025315 | -0.00015776 | 0 |  | 0.00031756
LV Sub Generation Intermittent | -0.0001666 |  |  | 0 |  | 0.00034897
LV Sub Generation Non-Intermittent | 0.00030836 | 0.00027024 | -0.00049289 | 0 |  | 0.00034897
HV Generation Intermittent | -0.00025747 |  |  | 0.0020796 |  | 0.00037488
HV Generation Non-Intermittent | 2.4846e-05 | 0.00032591 | -0.00043706 | 0.0020796 |  | 0.00037488
3604. All the way tariffs
Data sources:
x1 = 3601. Unit rate 1 p/kWh before rounding (in Tariffs before rounding)
x2 = 3603. Unit rate 1 p/kWh rounding (in Tariff rounding)
x3 = 3601. Unit rate 2 p/kWh before rounding (in Tariffs before rounding)
x4 = 3603. Unit rate 2 p/kWh rounding (in Tariff rounding)
x5 = 3601. Unit rate 3 p/kWh before rounding (in Tariffs before rounding)
x6 = 3603. Unit rate 3 p/kWh rounding (in Tariff rounding)
x7 = 3601. Fixed charge p/MPAN/day before rounding (in Tariffs before rounding)
x8 = 3603. Fixed charge p/MPAN/day rounding (in Tariff rounding)
x9 = 3601. Capacity charge p/kVA/day before rounding (in Tariffs before rounding)
x10 = 3603. Capacity charge p/kVA/day rounding (in Tariff rounding)
x11 = 3601. Reactive power charge p/kVArh before rounding (in Tariffs before rounding)
x12 = 3603. Reactive power charge p/kVArh rounding (in Tariff rounding)
Kind: | Calculation | Calculation | Calculation | Calculation | Calculation | Calculation
Formula: | =x1+x2 | =x3+x4 | =x5+x6 | =x7+x8 | =x9+x10 | =x11+x12
| Unit rate 1 p/kWh | Unit rate 2 p/kWh | Unit rate 3 p/kWh | Fixed charge p/MPAN/day | Capacity charge p/kVA/day | Reactive power charge p/kVArh
Domestic Unrestricted | 2.069 |  |  | 3.12
Domestic Two Rate | 2.507 | 0.068 |  | 3.12
Domestic Off Peak (related MPAN) | 0.628
Small Non Domestic Unrestricted | 1.946 |  |  | 5.28
Small Non Domestic Two Rate | 2.123 | 0.065 |  | 5.28
Small Non Domestic Off Peak (related MPAN) | 0.293
LV Medium Non-Domestic | 1.616 | 0.047 |  | 4.73
LV Sub Medium Non-Domestic | 1.456 | 0.041 |  | 3.5
HV Medium Non-Domestic | 0.973 | 0.019 |  | 60.87
LV Network Domestic | 12.865 | 0.589 | 0.06 | 3.12
LV Network Non-Domestic Non-CT | 13.25 | 0.607 | 0.061 | 5.28
LV HH Metered | 11.373 | 0.454 | 0.048 | 7.97 | 2.55 | 0.395
LV Sub HH Metered | 9.725 | 0.28 | 0.035 | 6.14 | 3.44 | 0.318
HV HH Metered | 7.391 | 0.121 | 0.021 | 60.87 | 4.09 | 0.216
NHH UMS category A | 1.894
NHH UMS category B | 2.508
NHH UMS category C | 4.04
NHH UMS category D | 1.285
LV UMS (Pseudo HH Metered) | 37.704 | 1.101 | 0.632
LV Generation NHH or Aggregate HH | -0.626 |  |  | 0
LV Sub Generation NHH | -0.546 |  |  | 0
LV Generation Intermittent | -0.626 |  |  | 0 |  | 0.232
LV Generation Non-Intermittent | -5.193 | -0.46 | -0.034 | 0 |  | 0.232
LV Sub Generation Intermittent | -0.546 |  |  | 0 |  | 0.202
LV Sub Generation Non-Intermittent | -4.572 | -0.39 | -0.029 | 0 |  | 0.202
HV Generation Intermittent | -0.333 |  |  | 29.35 |  | 0.159
HV Generation Non-Intermittent | -2.955 | -0.197 | -0.014 | 29.35 |  | 0.159
3605. Net revenues by tariff from rounding
Data sources:
x1 = 1010. Days in the charging year (in Financial and general assumptions)
x2 = 3603. Fixed charge p/MPAN/day rounding (in Tariff rounding)
x3 = 2305. MPANs (in Equivalent volume for each end user)
x4 = 3603. Capacity charge p/kVA/day rounding (in Tariff rounding)
x5 = 2305. Import capacity (kVA) (in Equivalent volume for each end user)
x6 = 3603. Unit rate 1 p/kWh rounding (in Tariff rounding)
x7 = 2305. Rate 1 units (MWh) (in Equivalent volume for each end user)
x8 = 3603. Unit rate 2 p/kWh rounding (in Tariff rounding)
x9 = 2305. Rate 2 units (MWh) (in Equivalent volume for each end user)
x10 = 3603. Unit rate 3 p/kWh rounding (in Tariff rounding)
x11 = 2305. Rate 3 units (MWh) (in Equivalent volume for each end user)
x12 = 3603. Reactive power charge p/kVArh rounding (in Tariff rounding)
x13 = 2305. Reactive power units (MVArh) (in Equivalent volume for each end user)
Calculation =0.01*x1*(x2*x3+x4*x5)+10*(x6*x7+x8*x9+x10*x11+x12*x13)
Net revenues by tariff from rounding
Domestic Unrestricted | -3379.8776
Domestic Two Rate | 4159.3804
Domestic Off Peak (related MPAN) | -176.39
Small Non Domestic Unrestricted | -580.6565
Small Non Domestic Two Rate | -1794.9444
Small Non Domestic Off Peak (related MPAN) | 5.4949
LV Medium Non-Domestic | 0
LV Sub Medium Non-Domestic | 0
HV Medium Non-Domestic | 0
LV Network Domestic | 0
LV Network Non-Domestic Non-CT | -82.2297
LV HH Metered | -10693.6201
LV Sub HH Metered | -220.9331
HV HH Metered | -24602.299
NHH UMS category A | -159.9107
NHH UMS category B | -20.4534
NHH UMS category C | -1.5317
NHH UMS category D | -30.6837
LV UMS (Pseudo HH Metered) | -368.1795
LV Generation NHH or Aggregate HH | -0.21403
LV Sub Generation NHH | 0
LV Generation Intermittent | 1.6828
LV Generation Non-Intermittent | -8.9936
LV Sub Generation Intermittent | -1.35
LV Sub Generation Non-Intermittent | -9.1248
HV Generation Intermittent | -396.009
HV Generation Non-Intermittent | -1008.8687
3606. Revenue forecast summary
Data sources:
x1 = 3403. Total net revenues before matching (£) (in Revenue surplus or shortfall)
x2 = 3510. Net revenues by tariff from scaler (in Scaler)
x3 = 3605. Net revenues by tariff from rounding
x4 = Total net revenues before matching (£) (in Revenue forecast summary)
x5 = Total net revenues from scaler (£) (in Revenue forecast summary)
x6 = Total net revenues from rounding (£) (in Revenue forecast summary)
x7 = Total net revenues (£) (in Revenue forecast summary)
x8 = 3402. Target CDCM revenue (£/year) (in Target CDCM revenue)
Kind: | Copy cells | Cell summation | Cell summation | Calculation | Calculation
Formula: | =x1 | =SUM(x2) | =SUM(x3) | =x4+x5+x6 | =x7-x8
| Total net revenues before matching (£) | Total net revenues from scaler (£) | Total net revenues from rounding (£) | Total net revenues (£) | Deviation from target revenue (£)
Revenue forecast summary | 285150393.906 | 165229051.6868 | -39369.7114 | 450340075.8815 | -39369.7114
3607. Tariffs
Data sources:
x1 = 3604. Unit rate 1 p/kWh (in All the way tariffs)
x2 = 2304. Discount for each tariff (except for fixed charges) (in LDNO discounts and volumes adjusted for discount)
x3 = 3604. Unit rate 2 p/kWh (in All the way tariffs)
x4 = 3604. Unit rate 3 p/kWh (in All the way tariffs)
x5 = 3604. Fixed charge p/MPAN/day (in All the way tariffs)
x6 = 2304. Discount for each tariff for fixed charges only (in LDNO discounts and volumes adjusted for discount)
x7 = 3604. Capacity charge p/kVA/day (in All the way tariffs)
x8 = 3604. Reactive power charge p/kVArh (in All the way tariffs)
Kind: | Calculation | Calculation | Calculation | Calculation | Calculation | Calculation
Formula: | =ROUND(x1*(1-x2),3) | =ROUND(x3*(1-x2),3) | =ROUND(x4*(1-x2),3) | =ROUND(x5*(1-x6),2) | =ROUND(x7*(1-x2),2) | =ROUND(x8*(1-x2),3)
| Unit rate 1 p/kWh | Unit rate 2 p/kWh | Unit rate 3 p/kWh | Fixed charge p/MPAN/day | Capacity charge p/kVA/day | Reactive power charge p/kVArh
> Domestic Unrestricted
Domestic Unrestricted | 2.069 | 0 | 0 | 3.12 | 0 | 0
LDNO LV: Domestic Unrestricted | 1.446 | 0 | 0 | 2.18 | 0 | 0
LDNO HV: Domestic Unrestricted | 1.059 | 0 | 0 | 1.6 | 0 | 0
> Domestic Two Rate
Domestic Two Rate | 2.507 | 0.068 | 0 | 3.12 | 0 | 0
LDNO LV: Domestic Two Rate | 1.752 | 0.048 | 0 | 2.18 | 0 | 0
LDNO HV: Domestic Two Rate | 1.283 | 0.035 | 0 | 1.6 | 0 | 0
> Domestic Off Peak (related MPAN)
Domestic Off Peak (related MPAN) | 0.628 | 0 | 0 | 0 | 0 | 0
LDNO LV: Domestic Off Peak (related MPAN) | 0.439 | 0 | 0 | 0 | 0 | 0
LDNO HV: Domestic Off Peak (related MPAN) | 0.321 | 0 | 0 | 0 | 0 | 0
> Small Non Domestic Unrestricted
Small Non Domestic Unrestricted | 1.946 | 0 | 0 | 5.28 | 0 | 0
LDNO LV: Small Non Domestic Unrestricted | 1.36 | 0 | 0 | 3.69 | 0 | 0
LDNO HV: Small Non Domestic Unrestricted | 0.996 | 0 | 0 | 2.7 | 0 | 0
> Small Non Domestic Two Rate
Small Non Domestic Two Rate | 2.123 | 0.065 | 0 | 5.28 | 0 | 0
LDNO LV: Small Non Domestic Two Rate | 1.484 | 0.045 | 0 | 3.69 | 0 | 0
LDNO HV: Small Non Domestic Two Rate | 1.087 | 0.033 | 0 | 2.7 | 0 | 0
> Small Non Domestic Off Peak (related MPAN)
Small Non Domestic Off Peak (related MPAN) | 0.293 | 0 | 0 | 0 | 0 | 0
LDNO LV: Small Non Domestic Off Peak (related MPAN) | 0.205 | 0 | 0 | 0 | 0 | 0
LDNO HV: Small Non Domestic Off Peak (related MPAN) | 0.15 | 0 | 0 | 0 | 0 | 0
> LV Medium Non-Domestic
LV Medium Non-Domestic | 1.616 | 0.047 | 0 | 4.73 | 0 | 0
LDNO LV: LV Medium Non-Domestic | 1.129 | 0.033 | 0 | 3.31 | 0 | 0
LDNO HV: LV Medium Non-Domestic | 0.827 | 0.024 | 0 | 2.42 | 0 | 0
> LV Sub Medium Non-Domestic
LV Sub Medium Non-Domestic | 1.456 | 0.041 | 0 | 3.5 | 0 | 0
> HV Medium Non-Domestic
HV Medium Non-Domestic | 0.973 | 0.019 | 0 | 60.87 | 0 | 0
> LV Network Domestic
LV Network Domestic | 12.865 | 0.589 | 0.06 | 3.12 | 0 | 0
LDNO LV: LV Network Domestic | 8.99 | 0.412 | 0.042 | 2.18 | 0 | 0
LDNO HV: LV Network Domestic | 6.584 | 0.301 | 0.031 | 1.6 | 0 | 0
> LV Network Non-Domestic Non-CT
LV Network Non-Domestic Non-CT | 13.25 | 0.607 | 0.061 | 5.28 | 0 | 0
LDNO LV: LV Network Non-Domestic Non-CT | 9.259 | 0.424 | 0.043 | 3.69 | 0 | 0
LDNO HV: LV Network Non-Domestic Non-CT | 6.781 | 0.311 | 0.031 | 2.7 | 0 | 0
> LV HH Metered
LV HH Metered | 11.373 | 0.454 | 0.048 | 7.97 | 2.55 | 0.395
LDNO LV: LV HH Metered | 7.947 | 0.317 | 0.034 | 5.57 | 1.78 | 0.276
LDNO HV: LV HH Metered | 5.821 | 0.232 | 0.025 | 4.08 | 1.31 | 0.202
> LV Sub HH Metered
LV Sub HH Metered | 9.725 | 0.28 | 0.035 | 6.14 | 3.44 | 0.318
LDNO HV: LV Sub HH Metered | 7.212 | 0.208 | 0.026 | 4.55 | 2.55 | 0.236
> HV HH Metered
HV HH Metered | 7.391 | 0.121 | 0.021 | 60.87 | 4.09 | 0.216
LDNO HV: HV HH Metered | 6.212 | 0.102 | 0.018 | 51.16 | 3.44 | 0.182
> NHH UMS category A
NHH UMS category A | 1.894 | 0 | 0 | 0 | 0 | 0
LDNO LV: NHH UMS category A | 1.323 | 0 | 0 | 0 | 0 | 0
LDNO HV: NHH UMS category A | 0.969 | 0 | 0 | 0 | 0 | 0
> NHH UMS category B
NHH UMS category B | 2.508 | 0 | 0 | 0 | 0 | 0
LDNO LV: NHH UMS category B | 1.753 | 0 | 0 | 0 | 0 | 0
LDNO HV: NHH UMS category B | 1.284 | 0 | 0 | 0 | 0 | 0
> NHH UMS category C
NHH UMS category C | 4.04 | 0 | 0 | 0 | 0 | 0
LDNO LV: NHH UMS category C | 2.823 | 0 | 0 | 0 | 0 | 0
LDNO HV: NHH UMS category C | 2.068 | 0 | 0 | 0 | 0 | 0
> NHH UMS category D
NHH UMS category D | 1.285 | 0 | 0 | 0 | 0 | 0
LDNO LV: NHH UMS category D | 0.898 | 0 | 0 | 0 | 0 | 0
LDNO HV: NHH UMS category D | 0.658 | 0 | 0 | 0 | 0 | 0
> LV UMS (Pseudo HH Metered)
LV UMS (Pseudo HH Metered) | 37.704 | 1.101 | 0.632 | 0 | 0 | 0
LDNO LV: LV UMS (Pseudo HH Metered) | 26.347 | 0.769 | 0.442 | 0 | 0 | 0
LDNO HV: LV UMS (Pseudo HH Metered) | 19.297 | 0.563 | 0.323 | 0 | 0 | 0
> LV Generation NHH or Aggregate HH
LV Generation NHH or Aggregate HH | -0.626 | 0 | 0 | 0 | 0 | 0
LDNO LV: LV Generation NHH or Aggregate HH | -0.626 | 0 | 0 | 0 | 0 | 0
LDNO HV: LV Generation NHH or Aggregate HH | -0.626 | 0 | 0 | 0 | 0 | 0
> LV Sub Generation NHH
LV Sub Generation NHH | -0.546 | 0 | 0 | 0 | 0 | 0
LDNO HV: LV Sub Generation NHH | -0.546 | 0 | 0 | 0 | 0 | 0
> LV Generation Intermittent
LV Generation Intermittent | -0.626 | 0 | 0 | 0 | 0 | 0.232
LDNO LV: LV Generation Intermittent | -0.626 | 0 | 0 | 0 | 0 | 0.232
LDNO HV: LV Generation Intermittent | -0.626 | 0 | 0 | 0 | 0 | 0.232
> LV Generation Non-Intermittent
LV Generation Non-Intermittent | -5.193 | -0.46 | -0.034 | 0 | 0 | 0.232
LDNO LV: LV Generation Non-Intermittent | -5.193 | -0.46 | -0.034 | 0 | 0 | 0.232
LDNO HV: LV Generation Non-Intermittent | -5.193 | -0.46 | -0.034 | 0 | 0 | 0.232
> LV Sub Generation Intermittent
LV Sub Generation Intermittent | -0.546 | 0 | 0 | 0 | 0 | 0.202
LDNO HV: LV Sub Generation Intermittent | -0.546 | 0 | 0 | 0 | 0 | 0.202
> LV Sub Generation Non-Intermittent
LV Sub Generation Non-Intermittent | -4.572 | -0.39 | -0.029 | 0 | 0 | 0.202
LDNO HV: LV Sub Generation Non-Intermittent | -4.572 | -0.39 | -0.029 | 0 | 0 | 0.202
> HV Generation Intermittent
HV Generation Intermittent | -0.333 | 0 | 0 | 29.35 | 0 | 0.159
LDNO HV: HV Generation Intermittent | -0.333 | 0 | 0 | 0 | 0 | 0.159
> HV Generation Non-Intermittent
HV Generation Non-Intermittent | -2.955 | -0.197 | -0.014 | 29.35 | 0 | 0.159
LDNO HV: HV Generation Non-Intermittent | -2.955 | -0.197 | -0.014 | 0 | 0 | 0.159

## Tariffs
Tariffs for WPD East Midlands in April 17 (Final)
3701. Tariffs
Data sources:
x1 = 3607. Unit rate 1 p/kWh (in Tariffs)
x2 = 3607. Unit rate 2 p/kWh (in Tariffs)
x3 = 3607. Unit rate 3 p/kWh (in Tariffs)
x4 = 3607. Fixed charge p/MPAN/day (in Tariffs)
x5 = 3607. Capacity charge p/kVA/day (in Tariffs)
x6 = 3607. Reactive power charge p/kVArh (in Tariffs)
Kind: | Input data | Fixed data | Copy cells | Copy cells | Copy cells | Copy cells | Copy cells | Copy cells | Input data
Formula: |  |  | = x1 | = x2 | = x3 | = x4 | = x5 | = x6
| Open LLFCs | PCs | Unit rate 1 p/kWh | Unit rate 2 p/kWh | Unit rate 3 p/kWh | Fixed charge p/MPAN/day | Capacity charge p/kVA/day | Reactive power charge p/kVArh | Closed LLFCs
Domestic Unrestricted | 1 | 1 | 2.069 | 0 | 0 | 3.12 | 0 | 0
Domestic Two Rate | 3 | 2 | 2.507 | 0.068 | 0 | 3.12 | 0 | 0 | 4, 8
Domestic Off Peak (related MPAN) | 11 | 2 | 0.628 | 0 | 0 | 0 | 0 | 0 | 900
Small Non Domestic Unrestricted | 13 | 3 | 1.946 | 0 | 0 | 5.28 | 0 | 0 | 22, 34, 43
Small Non Domestic Two Rate | 37 | 4 | 2.123 | 0.065 | 0 | 5.28 | 0 | 0 | 16, 28, 31, 49, 52
Small Non Domestic Off Peak (related MPAN) | 901 | 4 | 0.293 | 0 | 0 | 0 | 0 | 0
LV Medium Non-Domestic | 81 | 5-8 | 1.616 | 0.047 | 0 | 4.73 | 0 | 0 | 83,85
LV Sub Medium Non-Domestic | 80 | 5-8 | 1.456 | 0.041 | 0 | 3.5 | 0 | 0
HV Medium Non-Domestic | 90 | 5-8 | 0.973 | 0.019 | 0 | 60.87 | 0 | 0
LV Network Domestic | 246 |  | 12.865 | 0.589 | 0.06 | 3.12 | 0 | 0
LV Network Non-Domestic Non-CT | 247 |  | 13.25 | 0.607 | 0.061 | 5.28 | 0 | 0
LV HH Metered | 58, 990 |  | 11.373 | 0.454 | 0.048 | 7.97 | 2.55 | 0.395
LV Sub HH Metered | 59 |  | 9.725 | 0.28 | 0.035 | 6.14 | 3.44 | 0.318
HV HH Metered | 60, 991 |  | 7.391 | 0.121 | 0.021 | 60.87 | 4.09 | 0.216 | 929
NHH UMS category A | 800 | 8 | 1.894 | 0 | 0 | 0 | 0 | 0
NHH UMS category B | 801 | 1 | 2.508 | 0 | 0 | 0 | 0 | 0
NHH UMS category C | 802 | 1 | 4.04 | 0 | 0 | 0 | 0 | 0
NHH UMS category D | 803 | 1 | 1.285 | 0 | 0 | 0 | 0 | 0
LV UMS (Pseudo HH Metered) | 804 |  | 37.704 | 1.101 | 0.632 | 0 | 0 | 0
LV Generation NHH or Aggregate HH | 986 | 8&0 | -0.626 | 0 | 0 | 0 | 0 | 0
LV Sub Generation NHH | 970 | 8 | -0.546 | 0 | 0 | 0 | 0 | 0
LV Generation Intermittent | 971 |  | -0.626 | 0 | 0 | 0 | 0 | 0.232
LV Generation Non-Intermittent | 973 |  | -5.193 | -0.46 | -0.034 | 0 | 0 | 0.232
LV Sub Generation Intermittent | 972 |  | -0.546 | 0 | 0 | 0 | 0 | 0.202
LV Sub Generation Non-Intermittent | 974 |  | -4.572 | -0.39 | -0.029 | 0 | 0 | 0.202
HV Generation Intermittent | 975 |  | -0.333 | 0 | 0 | 29.35 | 0 | 0.159
HV Generation Non-Intermittent | 977 |  | -2.955 | -0.197 | -0.014 | 29.35 | 0 | 0.159
LDNO LV: Domestic Unrestricted |  | 1 | 1.446 | 0 | 0 | 2.18 | 0 | 0
LDNO LV: Domestic Two Rate |  | 2 | 1.752 | 0.048 | 0 | 2.18 | 0 | 0
LDNO LV: Domestic Off Peak (related MPAN) |  | 2 | 0.439 | 0 | 0 | 0 | 0 | 0
LDNO LV: Small Non Domestic Unrestricted |  | 3 | 1.36 | 0 | 0 | 3.69 | 0 | 0
LDNO LV: Small Non Domestic Two Rate |  | 4 | 1.484 | 0.045 | 0 | 3.69 | 0 | 0
LDNO LV: Small Non Domestic Off Peak (related MPAN) |  | 4 | 0.205 | 0 | 0 | 0 | 0 | 0
LDNO LV: LV Medium Non-Domestic |  | 5-8 | 1.129 | 0.033 | 0 | 3.31 | 0 | 0
LDNO LV: LV Network Domestic |  |  | 8.99 | 0.412 | 0.042 | 2.18 | 0 | 0
LDNO LV: LV Network Non-Domestic Non-CT |  |  | 9.259 | 0.424 | 0.043 | 3.69 | 0 | 0
LDNO LV: LV HH Metered |  |  | 7.947 | 0.317 | 0.034 | 5.57 | 1.78 | 0.276
LDNO LV: NHH UMS category A |  | 8 | 1.323 | 0 | 0 | 0 | 0 | 0
LDNO LV: NHH UMS category B |  | 1 | 1.753 | 0 | 0 | 0 | 0 | 0
LDNO LV: NHH UMS category C |  | 1 | 2.823 | 0 | 0 | 0 | 0 | 0
LDNO LV: NHH UMS category D |  | 1 | 0.898 | 0 | 0 | 0 | 0 | 0
LDNO LV: LV UMS (Pseudo HH Metered) |  |  | 26.347 | 0.769 | 0.442 | 0 | 0 | 0
LDNO LV: LV Generation NHH or Aggregate HH |  | 8&0 | -0.626 | 0 | 0 | 0 | 0 | 0
LDNO LV: LV Generation Intermittent |  |  | -0.626 | 0 | 0 | 0 | 0 | 0.232
LDNO LV: LV Generation Non-Intermittent |  |  | -5.193 | -0.46 | -0.034 | 0 | 0 | 0.232
LDNO HV: Domestic Unrestricted |  | 1 | 1.059 | 0 | 0 | 1.6 | 0 | 0
LDNO HV: Domestic Two Rate |  | 2 | 1.283 | 0.035 | 0 | 1.6 | 0 | 0
LDNO HV: Domestic Off Peak (related MPAN) |  | 2 | 0.321 | 0 | 0 | 0 | 0 | 0
LDNO HV: Small Non Domestic Unrestricted |  | 3 | 0.996 | 0 | 0 | 2.7 | 0 | 0
LDNO HV: Small Non Domestic Two Rate |  | 4 | 1.087 | 0.033 | 0 | 2.7 | 0 | 0
LDNO HV: Small Non Domestic Off Peak (related MPAN) |  | 4 | 0.15 | 0 | 0 | 0 | 0 | 0
LDNO HV: LV Medium Non-Domestic |  | 5-8 | 0.827 | 0.024 | 0 | 2.42 | 0 | 0
LDNO HV: LV Network Domestic |  |  | 6.584 | 0.301 | 0.031 | 1.6 | 0 | 0
LDNO HV: LV Network Non-Domestic Non-CT |  |  | 6.781 | 0.311 | 0.031 | 2.7 | 0 | 0
LDNO HV: LV HH Metered |  |  | 5.821 | 0.232 | 0.025 | 4.08 | 1.31 | 0.202
LDNO HV: LV Sub HH Metered |  |  | 7.212 | 0.208 | 0.026 | 4.55 | 2.55 | 0.236
LDNO HV: HV HH Metered |  |  | 6.212 | 0.102 | 0.018 | 51.16 | 3.44 | 0.182
LDNO HV: NHH UMS category A |  | 8 | 0.969 | 0 | 0 | 0 | 0 | 0
LDNO HV: NHH UMS category B |  | 1 | 1.284 | 0 | 0 | 0 | 0 | 0
LDNO HV: NHH UMS category C |  | 1 | 2.068 | 0 | 0 | 0 | 0 | 0
LDNO HV: NHH UMS category D |  | 1 | 0.658 | 0 | 0 | 0 | 0 | 0
LDNO HV: LV UMS (Pseudo HH Metered) |  |  | 19.297 | 0.563 | 0.323 | 0 | 0 | 0
LDNO HV: LV Generation NHH or Aggregate HH |  | 8&0 | -0.626 | 0 | 0 | 0 | 0 | 0
LDNO HV: LV Sub Generation NHH |  | 8 | -0.546 | 0 | 0 | 0 | 0 | 0
LDNO HV: LV Generation Intermittent |  |  | -0.626 | 0 | 0 | 0 | 0 | 0.232
LDNO HV: LV Generation Non-Intermittent |  |  | -5.193 | -0.46 | -0.034 | 0 | 0 | 0.232
LDNO HV: LV Sub Generation Intermittent |  |  | -0.546 | 0 | 0 | 0 | 0 | 0.202
LDNO HV: LV Sub Generation Non-Intermittent |  |  | -4.572 | -0.39 | -0.029 | 0 | 0 | 0.202
LDNO HV: HV Generation Intermittent |  |  | -0.333 | 0 | 0 | 0 | 0 | 0.159
LDNO HV: HV Generation Non-Intermittent |  |  | -2.955 | -0.197 | -0.014 | 0 | 0 | 0.159

## Summary
Summary for WPD East Midlands in April 17 (Final)
This sheet is for information only. It can be deleted without affecting any calculations elsewhere in the model.
3801. Headline parameters
Data sources:
x1 = 1010. Annuity proportion for customer-contributed assets (in Financial and general assumptions)
x2 = 3606. Total net revenues from scaler (£) (in Revenue forecast summary)
x3 = 3606. Deviation from target revenue (£) (in Revenue forecast summary)
x4 = 3402. Target CDCM revenue (£/year) (in Target CDCM revenue)
Kind: | Copy cells | Copy cells | Copy cells | Calculation
Formula: | = x1 | = x2 | = x3 | =x3/x4
| Annuity proportion for customer-contributed assets | Total net revenues from scaler (£) | Deviation from target revenue (£) | Over/under recovery
Headline parameters | 0 | 165229051.6868 | -39369.7114 | -0.008741%
3802. Revenue summary
Data sources:
x1 = 1053. Rate 1 units (MWh) by tariff (in Volume forecasts for the charging year)
x2 = 1053. Rate 2 units (MWh) by tariff (in Volume forecasts for the charging year)
x3 = 1053. Rate 3 units (MWh) by tariff (in Volume forecasts for the charging year)
x4 = 1053. MPANs by tariff (in Volume forecasts for the charging year)
x5 = 1010. Days in the charging year (in Financial and general assumptions)
x6 = 3607. Fixed charge p/MPAN/day (in Tariffs)
x7 = 3607. Capacity charge p/kVA/day (in Tariffs)
x8 = 1053. Import capacity (kVA) by tariff (in Volume forecasts for the charging year)
x9 = 3607. Unit rate 1 p/kWh (in Tariffs)
x10 = 3607. Unit rate 2 p/kWh (in Tariffs)
x11 = 3607. Unit rate 3 p/kWh (in Tariffs)
x12 = 3607. Reactive power charge p/kVArh (in Tariffs)
x13 = 1053. Reactive power units (MVArh) by tariff (in Volume forecasts for the charging year)
x14 = All units (MWh) (in Revenue summary)
x15 = Net revenues (£) (in Revenue summary)
x16 = MPANs (in Revenue summary)
x17 = Revenues from unit rates (£) (in Revenue summary)
x18 = Net revenues from unit rate 1 (£) (in Revenue summary)
x19 = Net revenues from unit rate 2 (£) (in Revenue summary)
x20 = Net revenues from unit rate 3 (£) (in Revenue summary)
x21 = Revenues from fixed charges (£) (in Revenue summary)
x22 = Revenues from capacity charges (£) (in Revenue summary)
x23 = Revenues from reactive power charges (£) (in Revenue summary)
Kind: | Calculation | Copy cells | Calculation | Calculation | Calculation | Calculation | Calculation | Calculation | Calculation | Calculation | Calculation | Calculation | Calculation | Calculation | Calculation | Calculation | Calculation | Calculation | Calculation
Formula: | =x1+x2+x3 | = x4 | =0.01*x5*(x6*x4+x7*x8)+10*(x9*x1+x10*x2+x11*x3+x12*x13) | =10*(x9*x1+x10*x2+x11*x3) | =x6*x5*x4/100 | =x7*x5*x8/100 | =x12*x13*10 | =IF(x14<>0,0.1*x15/x14,"") | =IF(x16<>0,x15/x16,"") | =IF(x14<>0,0.1*x17/x14,0) | =x9*x1*10 | =x10*x2*10 | =x11*x3*10 | =IF(x17<>0,x18/x17,"") | =IF(x17<>0,x19/x17,"") | =IF(x17<>0,x20/x17,"") | =IF(x15<>0,x21/x15,"") | =IF(x15<>0,x22/x15,"") | =IF(x15<>0,x23/x15,"")
| All units (MWh) | MPANs | Net revenues (£) | Revenues from unit rates (£) | Revenues from fixed charges (£) | Revenues from capacity charges (£) | Revenues from reactive power charges (£) | Average p/kWh | Average £/MPAN | Average unit rate p/kWh | Net revenues from unit rate 1 (£) | Net revenues from unit rate 2 (£) | Net revenues from unit rate 3 (£) | Rate 1 revenue proportion | Rate 2 revenue proportion | Rate 3 revenue proportion | Fixed charge proportion | Capacity charge proportion | Reactive power charge proportion
> Domestic Unrestricted
Domestic Unrestricted | 5135811.7458 | 1545669.868 | 123862033.4765 | 106259945.02 | 17602088.4564 | 0 | 0 | 2.4117 | 80.1349 | 2.069 | 106259945.02 | 0 | 0 | 100% | 0% | 0% | 14.21% | 0% | 0%
LDNO LV: Domestic Unrestricted | 62399.7331 | 20838.152 | 1068109.316 | 902300.1405 | 165809.1756 | 0 | 0 | 1.7117 | 51.2574 | 1.446 | 902300.1405 | 0 | 0 | 100% | 0% | 0% | 15.52% | 0% | 0%
LDNO HV: Domestic Unrestricted | 78378.6028 | 26677.2883 | 985824.7669 | 830029.4035 | 155795.3634 | 0 | 0 | 1.2578 | 36.9537 | 1.059 | 830029.4035 | 0 | 0 | 100% | 0% | 0% | 15.8% | 0% | 0%
> Domestic Two Rate
Domestic Two Rate | 3912790.5152 | 890301.5671 | 78039826.8934 | 67901072.6468 | 10138754.2466 | 0 | 0 | 1.9945 | 87.6555 | 1.7354 | 67059294.9434 | 841777.7035 | 0 | 98.76% | 1.24% | 0% | 12.99% | 0% | 0%
LDNO LV: Domestic Two Rate | 5435.745 | 1174.2552 | 82373.2309 | 73029.682 | 9343.5489 | 0 | 0 | 1.5154 | 70.1493 | 1.3435 | 72404.2011 | 625.4808 | 0 | 99.14% | 0.8565% | 0% | 11.34% | 0% | 0%
LDNO HV: Domestic Two Rate | 7290.503 | 1733.2604 | 81176.4976 | 71054.2568 | 10122.2408 | 0 | 0 | 1.1135 | 46.8346 | 0.97461 | 70423.7269 | 630.53 | 0 | 99.11% | 0.8874% | 0% | 12.47% | 0% | 0%
> Domestic Off Peak (related MPAN)
Domestic Off Peak (related MPAN) | 126246.1428 | 37550 | 792825.7769 | 792825.7769 | 0 | 0 | 0 | 0.628 | 21.1139 | 0.628 | 792825.7769 | 0 | 0 | 100% | 0% | 0% | 0% | 0% | 0%
LDNO LV: Domestic Off Peak (related MPAN) | 0 | 0 | 0 | 0 | 0 | 0 | 0 |  |  | 0 | 0 | 0 | 0
LDNO HV: Domestic Off Peak (related MPAN) | 0 | 0 | 0 | 0 | 0 | 0 | 0 |  |  | 0 | 0 | 0 | 0
> Small Non Domestic Unrestricted
Small Non Domestic Unrestricted | 1110178.3066 | 95231.7389 | 23439375.919 | 21604069.847 | 1835306.072 | 0 | 0 | 2.1113 | 246.1299 | 1.946 | 21604069.847 | 0 | 0 | 100% | 0% | 0% | 7.83% | 0% | 0%
LDNO LV: Small Non Domestic Unrestricted | 4173.4418 | 536.0481 | 63978.5725 | 56758.8088 | 7219.7637 | 0 | 0 | 1.533 | 119.3523 | 1.36 | 56758.8088 | 0 | 0 | 100% | 0% | 0% | 11.28% | 0% | 0%
LDNO HV: Small Non Domestic Unrestricted | 9216.1408 | 740.3662 | 99089.0715 | 91792.7625 | 7296.3089 | 0 | 0 | 1.0752 | 133.8379 | 0.996 | 91792.7625 | 0 | 0 | 100% | 0% | 0% | 7.363% | 0% | 0%
> Small Non Domestic Two Rate
Small Non Domestic Two Rate | 2056876.6681 | 83250.6073 | 35110257.5644 | 33505851.8601 | 1604405.7042 | 0 | 0 | 1.707 | 421.7418 | 1.629 | 33184905.9965 | 320945.8636 | 0 | 99.04% | 0.9579% | 0% | 4.57% | 0% | 0%
LDNO LV: Small Non Domestic Two Rate | 266.6471 | 6.8871 | 2960.5186 | 2867.7593 | 92.7593 | 0 | 0 | 1.1103 | 429.8626 | 1.0755 | 2833.6955 | 34.0638 | 0 | 98.81% | 1.188% | 0% | 3.133% | 0% | 0%
LDNO HV: Small Non Domestic Two Rate | 1226.0712 | 33.2878 | 11219.0087 | 10890.9576 | 328.0511 | 0 | 0 | 0.91504 | 337.0308 | 0.88828 | 10814.6745 | 76.2831 | 0 | 99.3% | 0.7004% | 0% | 2.924% | 0% | 0%
> Small Non Domestic Off Peak (related MPAN)
Small Non Domestic Off Peak (related MPAN) | 4232.4037 | 725 | 12400.9429 | 12400.9429 | 0 | 0 | 0 | 0.293 | 17.1047 | 0.293 | 12400.9429 | 0 | 0 | 100% | 0% | 0% | 0% | 0% | 0%
LDNO LV: Small Non Domestic Off Peak (related MPAN) | 0 | 0 | 0 | 0 | 0 | 0 | 0 |  |  | 0 | 0 | 0 | 0
LDNO HV: Small Non Domestic Off Peak (related MPAN) | 0 | 0 | 0 | 0 | 0 | 0 | 0 |  |  | 0 | 0 | 0 | 0
> LV Medium Non-Domestic
LV Medium Non-Domestic | 0 | 0 | 0 | 0 | 0 | 0 | 0 |  |  | 0 | 0 | 0 | 0
LDNO LV: LV Medium Non-Domestic | 0 | 0 | 0 | 0 | 0 | 0 | 0 |  |  | 0 | 0 | 0 | 0
LDNO HV: LV Medium Non-Domestic | 0 | 0 | 0 | 0 | 0 | 0 | 0 |  |  | 0 | 0 | 0 | 0
> LV Sub Medium Non-Domestic
LV Sub Medium Non-Domestic | 0 | 0 | 0 | 0 | 0 | 0 | 0 |  |  | 0 | 0 | 0 | 0
> HV Medium Non-Domestic
HV Medium Non-Domestic | 0 | 0 | 0 | 0 | 0 | 0 | 0 |  |  | 0 | 0 | 0 | 0
> LV Network Domestic
LV Network Domestic | 0 | 0 | 0 | 0 | 0 | 0 | 0 |  |  | 0 | 0 | 0 | 0
LDNO LV: LV Network Domestic | 0 | 0 | 0 | 0 | 0 | 0 | 0 |  |  | 0 | 0 | 0 | 0
LDNO HV: LV Network Domestic | 0 | 0 | 0 | 0 | 0 | 0 | 0 |  |  | 0 | 0 | 0 | 0
> LV Network Non-Domestic Non-CT
LV Network Non-Domestic Non-CT | 153849.8007 | 2537.8967 | 2682576.2729 | 2633665.9282 | 48910.3446 | 0 | 0 | 1.7436 | 1057.0077 | 1.7118 | 2197517.1607 | 391789.8849 | 44358.8826 | 83.44% | 14.88% | 1.684% | 1.823% | 0% | 0%
LDNO LV: LV Network Non-Domestic Non-CT | 173.8845 | 4.4921 | 2016.8881 | 1956.3866 | 60.5016 | 0 | 0 | 1.1599 | 448.9878 | 1.1251 | 1628.4011 | 290.2093 | 37.7762 | 83.24% | 14.83% | 1.931% | 3% | 0% | 0%
LDNO HV: LV Network Non-Domestic Non-CT | 1426.2025 | 21.0782 | 12935.5214 | 12727.7956 | 207.7258 | 0 | 0 | 0.90699 | 613.6916 | 0.89243 | 10626.5761 | 1896.7414 | 204.4781 | 83.49% | 14.9% | 1.607% | 1.606% | 0% | 0%
> LV HH Metered
LV HH Metered | 3599989.4438 | 14377.71 | 72129086.1863 | 51869410.8924 | 418254.7741 | 18542103.7516 | 1299316.7682 | 2.0036 | 5016.7298 | 1.4408 | 44094899.8401 | 6969481.0606 | 805029.9916 | 85.01% | 13.44% | 1.552% | 0.5799% | 25.71% | 1.801%
LDNO LV: LV HH Metered | 6266.3246 | 29.9436 | 98849.7238 | 62293.2064 | 608.7675 | 34573.9189 | 1373.831 | 1.5775 | 3301.2015 | 0.99409 | 53207.1061 | 8046.1861 | 1039.9142 | 85.41% | 12.92% | 1.669% | 0.6159% | 34.98% | 1.39%
LDNO HV: LV HH Metered | 104628.6208 | 224.5627 | 1111194.7481 | 767310.5908 | 3344.1873 | 323734.9031 | 16805.0669 | 1.062 | 4948.2612 | 0.73337 | 654591.448 | 100167.2032 | 12551.9397 | 85.31% | 13.05% | 1.636% | 0.301% | 29.13% | 1.512%
> LV Sub HH Metered
LV Sub HH Metered | 102561.7353 | 151.3024 | 2070547.1252 | 1183884.0709 | 3390.8378 | 845362.4427 | 37909.7738 | 2.0188 | 13684.828 | 1.1543 | 1049823.7871 | 116505.1001 | 17555.1837 | 88.68% | 9.841% | 1.483% | 0.1638% | 40.83% | 1.831%
LDNO HV: LV Sub HH Metered | 0 | 0 | 0 | 0 | 0 | 0 | 0 |  |  | 0 | 0 | 0 | 0
> HV HH Metered
HV HH Metered | 7648623.7915 | 3193.489 | 103136237.9669 | 59838781.206 | 709515.0197 | 41101038.8051 | 1486902.9361 | 1.3484 | 32295.786 | 0.78235 | 55488655.4476 | 3510904.9227 | 839220.8357 | 92.73% | 5.867% | 1.402% | 0.6879% | 39.85% | 1.442%
LDNO HV: HV HH Metered | 41723.03 | 17.2178 | 581606.9736 | 287787.1457 | 3215.1522 | 288249.2417 | 2355.4341 | 1.394 | 33779.3645 | 0.68976 | 268003.2708 | 15846.7934 | 3937.0815 | 93.13% | 5.506% | 1.368% | 0.5528% | 49.56% | 0.405%
> NHH UMS category A
NHH UMS category A | 50361.5557 | 1442.895 | 953847.8641 | 953847.8641 | 0 | 0 | 0 | 1.894 | 661.0653 | 1.894 | 953847.8641 | 0 | 0 | 100% | 0% | 0% | 0% | 0% | 0%
LDNO LV: NHH UMS category A | 287.0681 | 0 | 3797.9106 | 3797.9106 | 0 | 0 | 0 | 1.323 |  | 1.323 | 3797.9106 | 0 | 0 | 100% | 0% | 0% | 0% | 0% | 0%
LDNO HV: NHH UMS category A | 357.069 | 0 | 3459.9985 | 3459.9985 | 0 | 0 | 0 | 0.969 |  | 0.969 | 3459.9985 | 0 | 0 | 100% | 0% | 0% | 0% | 0% | 0%
> NHH UMS category B
NHH UMS category B | 22903.1851 | 1187.4883 | 574411.8828 | 574411.8828 | 0 | 0 | 0 | 2.508 | 483.72 | 2.508 | 574411.8828 | 0 | 0 | 100% | 0% | 0% | 0% | 0% | 0%
LDNO LV: NHH UMS category B | 189.8887 | 0 | 3328.7487 | 3328.7487 | 0 | 0 | 0 | 1.753 |  | 1.753 | 3328.7487 | 0 | 0 | 100% | 0% | 0% | 0% | 0% | 0%
LDNO HV: NHH UMS category B | 571.6938 | 0 | 7340.5488 | 7340.5488 | 0 | 0 | 0 | 1.284 |  | 1.284 | 7340.5488 | 0 | 0 | 100% | 0% | 0% | 0% | 0% | 0%
> NHH UMS category C
NHH UMS category C | 356.2288 | 161.7915 | 14391.6446 | 14391.6446 | 0 | 0 | 0 | 4.04 | 88.9518 | 4.04 | 14391.6446 | 0 | 0 | 100% | 0% | 0% | 0% | 0% | 0%
LDNO LV: NHH UMS category C | 0 | 0 | 0 | 0 | 0 | 0 | 0 |  |  | 0 | 0 | 0 | 0
LDNO HV: NHH UMS category C | 0 | 0 | 0 | 0 | 0 | 0 | 0 |  |  | 0 | 0 | 0 | 0
> NHH UMS category D
NHH UMS category D | 8317.3632 | 261.512 | 106878.1176 | 106878.1176 | 0 | 0 | 0 | 1.285 | 408.693 | 1.285 | 106878.1176 | 0 | 0 | 100% | 0% | 0% | 0% | 0% | 0%
LDNO LV: NHH UMS category D | 0 | 0 | 0 | 0 | 0 | 0 | 0 |  |  | 0 | 0 | 0 | 0
LDNO HV: NHH UMS category D | 0 | 0 | 0 | 0 | 0 | 0 | 0 |  |  | 0 | 0 | 0 | 0
> LV UMS (Pseudo HH Metered)
LV UMS (Pseudo HH Metered) | 241377.9159 | 117.019 | 6445343.5828 | 6445343.5828 | 0 | 0 | 0 | 2.6702 | 55079.4688 | 2.6702 | 4862484.4566 | 325972.0101 | 1256887.1161 | 75.44% | 5.057% | 19.5% | 0% | 0% | 0%
LDNO LV: LV UMS (Pseudo HH Metered) | 0 | 0 | 0 | 0 | 0 | 0 | 0 |  |  | 0 | 0 | 0 | 0
LDNO HV: LV UMS (Pseudo HH Metered) | 0 | 0 | 0 | 0 | 0 | 0 | 0 |  |  | 0 | 0 | 0 | 0
> LV Generation NHH or Aggregate HH
LV Generation NHH or Aggregate HH | 1315.3859 | 18.316 | -8234.316 | -8234.316 | 0 | 0 | 0 | -0.626 | -449.5692 | -0.626 | -8234.316 | 0 | 0 | 100% | 0% | 0% | 0% | 0% | 0%
LDNO LV: LV Generation NHH or Aggregate HH | 37.4655 | 0 | -234.5339 | -234.5339 | 0 | 0 | 0 | -0.626 |  | -0.626 | -234.5339 | 0 | 0 | 100% | 0% | 0% | 0% | 0% | 0%
LDNO HV: LV Generation NHH or Aggregate HH | 0 | 0 | 0 | 0 | 0 | 0 | 0 |  |  | 0 | 0 | 0 | 0
> LV Sub Generation NHH
LV Sub Generation NHH | 0 | 0 | 0 | 0 | 0 | 0 | 0 |  |  | 0 | 0 | 0 | 0
LDNO HV: LV Sub Generation NHH | 0 | 0 | 0 | 0 | 0 | 0 | 0 |  |  | 0 | 0 | 0 | 0
> LV Generation Intermittent
LV Generation Intermittent | 37363.5756 | 190.283 | -228563.7174 | -233895.9835 | 0 | 0 | 5332.2661 | -0.61173 | -1201.1775 | -0.626 | -233895.9835 | 0 | 0 | 100% | 0% | 0% | 0% | 0% | -2.333%
LDNO LV: LV Generation Intermittent | 0 | 0 | 0 | 0 | 0 | 0 | 0 |  |  | 0 | 0 | 0 | 0
LDNO HV: LV Generation Intermittent | 101.5981 | 0 | -408.6167 | -636.0042 | 0 | 0 | 227.3875 | -0.40219 |  | -0.626 | -636.0042 | 0 | 0 | 100% | 0% | 0% | 0% | 0% | -55.65%
> LV Generation Non-Intermittent
LV Generation Non-Intermittent | 7624.033 | 71.2289 | -52465.9047 | -54055.8011 | 0 | 0 | 1589.8964 | -0.68816 | -736.5812 | -0.70902 | -37854.4539 | -14962.9788 | -1238.3684 | 70.03% | 27.68% | 2.291% | 0% | 0% | -3.03%
LDNO LV: LV Generation Non-Intermittent | 0 | 0 | 0 | 0 | 0 | 0 | 0 |  |  | 0 | 0 | 0 | 0
LDNO HV: LV Generation Non-Intermittent | 0 | 0 | 0 | 0 | 0 | 0 | 0 |  |  | 0 | 0 | 0 | 0
> LV Sub Generation Intermittent
LV Sub Generation Intermittent | 1081.2842 | 4.0702 | -5642.5389 | -5903.8116 | 0 | 0 | 261.2727 | -0.52184 | -1386.2964 | -0.546 | -5903.8116 | 0 | 0 | 100% | 0% | 0% | 0% | 0% | -4.63%
LDNO HV: LV Sub Generation Intermittent | 0 | 0 | 0 | 0 | 0 | 0 | 0 |  |  | 0 | 0 | 0 | 0
> LV Sub Generation Non-Intermittent
LV Sub Generation Non-Intermittent | 4568.328 | 1.0176 | -23489.8407 | -23558.6756 | 0 | 0 | 68.8349 | -0.51419 | -23084.559 | -0.5157 | -17518.4234 | -5214.2846 | -825.9676 | 74.36% | 22.13% | 3.506% | 0% | 0% | -0.293%
LDNO HV: LV Sub Generation Non-Intermittent | 0 | 0 | 0 | 0 | 0 | 0 | 0 |  |  | 0 | 0 | 0 | 0
> HV Generation Intermittent
HV Generation Intermittent | 159023.4168 | 73.6338 | -516120.4586 | -529547.9779 | 7888.2079 | 0 | 5539.3114 | -0.32456 | -7009.2847 | -0.333 | -529547.9779 | 0 | 0 | 100% | 0% | 0% | -1.528% | 0% | -1.073%
LDNO HV: HV Generation Intermittent | 72.8404 | 0 | -242.5586 | -242.5586 | 0 | 0 | 0 | -0.333 |  | -0.333 | -242.5586 | 0 | 0 | 100% | 0% | 0% | 0% | 0% | 0%
> HV Generation Non-Intermittent
HV Generation Non-Intermittent | 679703.3125 | 163.4066 | -2411683.4957 | -2443319.43 | 17505.338 | 0 | 14130.5963 | -0.35481 | -14758.7909 | -0.35947 | -1969049.433 | -418157.1121 | -56112.8849 | 80.59% | 17.11% | 2.297% | -0.7259% | 0% | -0.5859%
LDNO HV: HV Generation Non-Intermittent | 0 | 0 | 0 | 0 | 0 | 0 | 0 |  |  | 0 | 0 | 0 | 0
3803. Revenue summary by tariff component
Data sources:
x1 = 3802. All units (MWh) (in Revenue summary)
x2 = 3802. MPANs (in Revenue summary)
x3 = 3802. Net revenues (£) (in Revenue summary)
x4 = 3802. Revenues from unit rates (£) (in Revenue summary)
x5 = 3802. Revenues from fixed charges (£) (in Revenue summary)
x6 = 3802. Revenues from capacity charges (£) (in Revenue summary)
x7 = 3802. Revenues from reactive power charges (£) (in Revenue summary)
Kind: | Cell summation | Cell summation | Cell summation | Cell summation | Cell summation | Cell summation | Cell summation
Formula: | =SUM(x1) | =SUM(x2) | =SUM(x3) | =SUM(x4) | =SUM(x5) | =SUM(x6) | =SUM(x7)
| Total units (MWh) | Total MPANs | Total net revenues (£) | Total net revenues from unit rates (£) | Total revenues from fixed charges (£) | Total revenues from capacity charges (£) | Total revenues from reactive power charges (£)
Revenue summary by tariff component | 25389378.7091 | 2728718.6808 | 450342217.2793 | 353585878.2936 | 32749462.5473 | 61135063.0631 | 2871813.3754

## M-ATW
Tariff matrices for WPD East Midlands in April 17 (Final)
This sheet provides matrices breaking down each tariff component into its elements.
This sheet is for information only. It can be deleted without affecting any calculations elsewhere in the model.
Domestic Unrestricted
Domestic Two Rate
Domestic Off Peak (related MPAN)
Small Non Domestic Unrestricted
Small Non Domestic Two Rate
Small Non Domestic Off Peak (related MPAN)
LV Medium Non-Domestic
LV Sub Medium Non-Domestic
HV Medium Non-Domestic
LV Network Domestic
LV Network Non-Domestic Non-CT
LV HH Metered
LV Sub HH Metered
HV HH Metered
NHH UMS category A
NHH UMS category B
NHH UMS category C
NHH UMS category D
LV UMS (Pseudo HH Metered)
LV Generation NHH or Aggregate HH
LV Sub Generation NHH
LV Generation Intermittent
LV Generation Non-Intermittent
LV Sub Generation Intermittent
LV Sub Generation Non-Intermittent
HV Generation Intermittent
HV Generation Non-Intermittent
Domestic Unrestricted
| Rate 1 units (MWh) | MPANs | MWh/year | MWh/MPAN/year
Domestic Unrestricted | 5219529.2469 | 1573884.4684 | 5219529.2469 | 3.3163
| Unit rate 1 p/kWh | Fixed charge p/MPAN/day | Revenue (£/year) | Average p/kWh | Average £/MPAN/year
Assets 132kV | 0.14852 | 0 | 7752208.2185 | 0.14852 | 4.9255
Assets 132kV/EHV | 0.074754 | 0 | 3901821.0589 | 0.074754 | 2.4791
Assets EHV | 0.08624 | 0 | 4501319.1451 | 0.08624 | 2.86
Assets EHV/HV | 0.13974 | 0 | 7293716.7779 | 0.13974 | 4.6342
Assets 132kV/HV | 0.012414 | 0 | 647960.9178 | 0.012414 | 0.4117
Assets HV | 0.18205 | 0 | 9502042.2817 | 0.18205 | 6.0373
Assets HV/LV | 0.043207 | 0 | 2255193.1823 | 0.043207 | 1.4329
Assets LV circuits | 0 | 0.16644 | 956140.8718 | 0.018319 | 0.6075
Assets LV customer |  | 0 | 0 | 0 | 0
Assets HV customer |  | 0 | 0 | 0 | 0
Transmission exit | 0.065046 | 0 | 3395115.276 | 0.065046 | 2.1572
Operating 132kV | 0.067218 | 0 | 3508445.576 | 0.067218 | 2.2292
Operating 132kV/EHV | 0.033832 | 0 | 1765861.6031 | 0.033832 | 1.122
Operating EHV | 0.03903 | 0 | 2037178.6716 | 0.03903 | 1.2944
Operating EHV/HV | 0.063242 | 0 | 3300944.4071 | 0.063242 | 2.0973
Operating 132kV/HV | 0.0056183 | 0 | 293250.0716 | 0.0056183 | 0.18632
Operating HV | 0.15818 | 0 | 8256193.5032 | 0.15818 | 5.2457
Operating HV/LV | 0.067179 | 0 | 3506440.1983 | 0.067179 | 2.2279
Operating LV circuits | 0 | 1.2291 | 7060755.0043 | 0.13528 | 4.4862
Operating LV customer |  | 1.7251 | 9909880.1637 | 0.18986 | 6.2964
Operating HV customer |  | 0 | 0 | 0 | 0
Scaler | 0.88273 | 0 | 46074369.3922 | 0.88273 | 29.2743
Rounding | -3.1336e-09 | -0.00058832 | -3379.8776 | -6.4754e-05 | -0.0021475
Total | 2.069 | 3.12 | 125915456.4437 | 2.4124 | 80.003
Domestic Two Rate
| Rate 1 units (MWh) | Rate 2 units (MWh) | MPANs | MWh/year | MWh/MPAN/year
Domestic Two Rate | 2680579.188 | 1239740.9643 | 892009.1884 | 3920320.1523 | 4.3949
| Unit rate 1 p/kWh | Unit rate 2 p/kWh | Fixed charge p/MPAN/day | Average unit rate (p/kWh) | Revenue (£/year) | Average p/kWh | Average £/MPAN/year
Assets 132kV | 0.17991 | 0.0018385 | 0 | 0.1236 | 4845483.6562 | 0.1236 | 5.4321
Assets 132kV/EHV | 0.090553 | 0.00092534 | 0 | 0.06221 | 2438816.0944 | 0.06221 | 2.7341
Assets EHV | 0.10457 | 0.0048541 | 0 | 0.073035 | 2863188.5253 | 0.073035 | 3.2098
Assets EHV/HV | 0.16944 | 0.0078653 | 0 | 0.11834 | 4639370.2629 | 0.11834 | 5.201
Assets 132kV/HV | 0.015038 | 0.00015367 | 0 | 0.010331 | 405005.1222 | 0.010331 | 0.45404
Assets HV | 0.22074 | 0.010247 | 0 | 0.15417 | 6044036.7704 | 0.15417 | 6.7758
Assets HV/LV | 0.052389 | 0.0024319 | 0 | 0.036591 | 1434477.9906 | 0.036591 | 1.6081
Assets LV circuits | 0 | 0 | 0.16644 | 0 | 541899.015 | 0.013823 | 0.6075
Assets LV customer |  |  | 0 | 0 | 0 | 0 | 0
Assets HV customer |  |  | 0 | 0 | 0 | 0 | 0
Transmission exit | 0.078763 | 0.0013718 | 0 | 0.054289 | 2128321.205 | 0.054289 | 2.386
Operating 132kV | 0.081424 | 0.00083205 | 0 | 0.055938 | 2192938.4787 | 0.055938 | 2.4584
Operating 132kV/EHV | 0.040982 | 0.00041879 | 0 | 0.028154 | 1103744.0296 | 0.028154 | 1.2374
Operating EHV | 0.047324 | 0.0021968 | 0 | 0.033054 | 1295803.8319 | 0.033054 | 1.4527
Operating EHV/HV | 0.076682 | 0.0035596 | 0 | 0.053558 | 2099656.9771 | 0.053558 | 2.3539
Operating 132kV/HV | 0.0068057 | 6.9546e-05 | 0 | 0.0046755 | 183294.6677 | 0.0046755 | 0.20549
Operating HV | 0.19179 | 0.0089032 | 0 | 0.13396 | 5251580.2011 | 0.13396 | 5.8874
Operating HV/LV | 0.081456 | 0.0037812 | 0 | 0.056893 | 2230368.258 | 0.056893 | 2.5004
Operating LV circuits | 0 | 0 | 1.2291 | 0 | 4001728.5052 | 0.10208 | 4.4862
Operating LV customer |  |  | 1.7251 | 0 | 5616488.5922 | 0.14327 | 6.2964
Operating HV customer |  |  | 0 | 0 | 0 | 0 | 0
Scaler | 1.0689 | 0.018617 | 0 | 0.73675 | 28882983.1724 | 0.73675 | 32.3797
Rounding | 0.00025702 | -6.5713e-05 | -0.00058832 | 0.00015496 | 4159.3804 | 0.0001061 | 0.0046629
Total | 2.507 | 0.068 | 3.12 | 1.7357 | 78203344.7363 | 1.9948 | 87.671
Domestic Off Peak (related MPAN)
| Rate 1 units (MWh) | MWh/year
Domestic Off Peak (related MPAN) | 126246.1428 | 126246.1428
| Unit rate 1 p/kWh | Revenue (£/year) | Average p/kWh
Assets 132kV | 0.043866 | 55378.5408 | 0.043866
Assets 132kV/EHV | 0.022078 | 27872.9816 | 0.022078
Assets EHV | 0.03144 | 39691.9213 | 0.03144
Assets EHV/HV | 0.050944 | 64314.8426 | 0.050944
Assets 132kV/HV | 0.0036665 | 4628.7624 | 0.0036665
Assets HV | 0.066368 | 83787.5081 | 0.066368
Assets HV/LV | 0.015752 | 19885.9373 | 0.015752
Assets LV circuits | 0 | 0 | 0
Transmission exit | 0.016683 | 21061.1616 | 0.016683
Operating 132kV | 0.019852 | 25062.8713 | 0.019852
Operating 132kV/EHV | 0.0099921 | 12614.5785 | 0.0099921
Operating EHV | 0.014229 | 17963.5198 | 0.014229
Operating EHV/HV | 0.023056 | 29107.2064 | 0.023056
Operating 132kV/HV | 0.0016593 | 2094.8562 | 0.0016593
Operating HV | 0.057667 | 72801.8104 | 0.057667
Operating HV/LV | 0.024491 | 30919.2359 | 0.024491
Operating LV circuits | 0 | 0 | 0
Scaler | 0.2264 | 285816.4328 | 0.2264
Rounding | -0.00013972 | -176.39 | -0.00013972
Total | 0.628 | 792825.7769 | 0.628
Small Non Domestic Unrestricted
| Rate 1 units (MWh) | MPANs | MWh/year | MWh/MPAN/year
Small Non Domestic Unrestricted | 1117811.4089 | 95985.2348 | 1117811.4089 | 11.6457
| Unit rate 1 p/kWh | Fixed charge p/MPAN/day | Revenue (£/year) | Average p/kWh | Average £/MPAN/year
Assets 132kV | 0.13971 | 0 | 1561721.0412 | 0.13971 | 16.2704
Assets 132kV/EHV | 0.07032 | 0 | 786041.3285 | 0.07032 | 8.1892
Assets EHV | 0.087299 | 0 | 975840.119 | 0.087299 | 10.1666
Assets EHV/HV | 0.14146 | 0 | 1581203.4693 | 0.14146 | 16.4734
Assets 132kV/HV | 0.011678 | 0 | 130534.9612 | 0.011678 | 1.3599
Assets HV | 0.18428 | 0 | 2059945.9341 | 0.18428 | 21.4611
Assets HV/LV | 0.043738 | 0 | 488902.8999 | 0.043738 | 5.0935
Assets LV circuits | 0 | 0.16644 | 58311.3995 | 0.0052166 | 0.6075
Assets LV customer |  | 0 | 0 | 0 | 0
Assets HV customer |  | 0 | 0 | 0 | 0
Transmission exit | 0.057353 | 0 | 641099.6877 | 0.057353 | 6.6791
Operating 132kV | 0.06323 | 0 | 706793.8739 | 0.06323 | 7.3636
Operating 132kV/EHV | 0.031825 | 0 | 355741.6343 | 0.031825 | 3.7062
Operating EHV | 0.039509 | 0 | 441639.5757 | 0.039509 | 4.6011
Operating EHV/HV | 0.064019 | 0 | 715611.1085 | 0.064019 | 7.4554
Operating 132kV/HV | 0.005285 | 0 | 59076.6907 | 0.005285 | 0.61548
Operating HV | 0.16012 | 0 | 1789858.615 | 0.16012 | 18.6472
Operating HV/LV | 0.068004 | 0 | 760160.5019 | 0.068004 | 7.9196
Operating LV circuits | 0 | 1.2291 | 430608.6249 | 0.038522 | 4.4862
Operating LV customer |  | 3.881 | 1359702.5283 | 0.12164 | 14.1657
Operating HV customer |  | 0 | 0 | 0 | 0
Scaler | 0.77833 | 0 | 8700224.1234 | 0.77833 | 90.6413
Rounding | -0.00015974 | 0.0034391 | -580.6565 | -5.1946e-05 | -0.0060494
Total | 1.946 | 5.28 | 23602437.4605 | 2.1115 | 245.8965
Small Non Domestic Two Rate
| Rate 1 units (MWh) | Rate 2 units (MWh) | MPANs | MWh/year | MWh/MPAN/year
Small Non Domestic Two Rate | 1563756.4246 | 493934.0702 | 83272.4565 | 2057690.4947 | 24.7103
| Unit rate 1 p/kWh | Unit rate 2 p/kWh | Fixed charge p/MPAN/day | Average unit rate (p/kWh) | Revenue (£/year) | Average p/kWh | Average £/MPAN/year
Assets 132kV | 0.1522 | 0.0017644 | 0 | 0.11609 | 2388704.2045 | 0.11609 | 28.6854
Assets 132kV/EHV | 0.076603 | 0.00088804 | 0 | 0.058428 | 1202276.32 | 0.058428 | 14.4379
Assets EHV | 0.094062 | 0.0046583 | 0 | 0.072601 | 1493904.4947 | 0.072601 | 17.94
Assets EHV/HV | 0.15241 | 0.0075482 | 0 | 0.11764 | 2420649.5754 | 0.11764 | 29.069
Assets 132kV/HV | 0.012721 | 0.00014747 | 0 | 0.009703 | 199657.5589 | 0.009703 | 2.3976
Assets HV | 0.19856 | 0.0098335 | 0 | 0.15326 | 3153551.929 | 0.15326 | 37.8703
Assets HV/LV | 0.047126 | 0.0023339 | 0 | 0.036374 | 748456.8685 | 0.036374 | 8.988
Assets LV circuits | 0 | 0 | 0.16644 | 0 | 50588.3378 | 0.0024585 | 0.6075
Assets LV customer |  |  | 0 | 0 | 0 | 0 | 0
Assets HV customer |  |  | 0 | 0 | 0 | 0 | 0
Transmission exit | 0.063329 | 0.0013165 | 0 | 0.048443 | 996808.3795 | 0.048443 | 11.9704
Operating 132kV | 0.06888 | 0.00079851 | 0 | 0.052538 | 1081064.706 | 0.052538 | 12.9823
Operating 132kV/EHV | 0.034669 | 0.0004019 | 0 | 0.026443 | 544118.6456 | 0.026443 | 6.5342
Operating EHV | 0.04257 | 0.0021082 | 0 | 0.032857 | 676101.8883 | 0.032857 | 8.1192
Operating EHV/HV | 0.068978 | 0.0034161 | 0 | 0.05324 | 1095522.3408 | 0.05324 | 13.1559
Operating 132kV/HV | 0.0057573 | 6.6743e-05 | 0 | 0.0043913 | 90359.7606 | 0.0043913 | 1.0851
Operating HV | 0.17253 | 0.0085442 | 0 | 0.13316 | 2740077.783 | 0.13316 | 32.905
Operating HV/LV | 0.073272 | 0.0036288 | 0 | 0.056555 | 1163722.5897 | 0.056555 | 13.9749
Operating LV circuits | 0 | 0 | 1.2291 | 0 | 373576.6034 | 0.018155 | 4.4862
Operating LV customer |  |  | 3.881 | 0 | 1179616.5306 | 0.057327 | 14.1657
Operating HV customer |  |  | 0 | 0 | 0 | 0 | 0
Scaler | 0.85942 | 0.017866 | 0 | 0.65741 | 13527469.2484 | 0.65741 | 162.4483
Rounding | -8.0245e-05 | -0.00032098 | 0.0034391 | -0.00013803 | -1794.9444 | -8.7231e-05 | -0.021555
Total | 2.123 | 0.065 | 5.28 | 1.629 | 35124432.8202 | 1.707 | 421.8013
Small Non Domestic Off Peak (related MPAN)
| Rate 1 units (MWh) | MWh/year
Small Non Domestic Off Peak (related MPAN) | 4232.4037 | 4232.4037
| Unit rate 1 p/kWh | Revenue (£/year) | Average p/kWh
Assets 132kV | 0.019343 | 818.6818 | 0.019343
Assets 132kV/EHV | 0.0097358 | 412.0568 | 0.0097358
Assets EHV | 0.016551 | 700.5192 | 0.016551
Assets EHV/HV | 0.026819 | 1135.087 | 0.026819
Assets 132kV/HV | 0.0016168 | 68.4287 | 0.0016168
Assets HV | 0.034939 | 1478.7584 | 0.034939
Assets HV/LV | 0.0082923 | 350.9652 | 0.0082923
Assets LV circuits | 0 | 0 | 0
Transmission exit | 0.0067808 | 286.9902 | 0.0067808
Operating 132kV | 0.0087542 | 370.5139 | 0.0087542
Operating 132kV/EHV | 0.0044062 | 186.4861 | 0.0044062
Operating EHV | 0.0074907 | 317.0366 | 0.0074907
Operating EHV/HV | 0.012138 | 513.7105 | 0.012138
Operating 132kV/HV | 0.00073171 | 30.969 | 0.00073171
Operating HV | 0.030358 | 1284.8728 | 0.030358
Operating HV/LV | 0.012893 | 545.6909 | 0.012893
Operating LV circuits | 0 | 0 | 0
Scaler | 0.092021 | 3894.6809 | 0.092021
Rounding | 0.00012983 | 5.4949 | 0.00012983
Total | 0.293 | 12400.9429 | 0.293
LV Medium Non-Domestic
| Rate 1 units (MWh) | Rate 2 units (MWh) | MPANs | MWh/year | MWh/MPAN/year
LV Medium Non-Domestic | 0 | 0 | 0 | 0
| Unit rate 1 p/kWh | Unit rate 2 p/kWh | Fixed charge p/MPAN/day | Average unit rate (p/kWh) | Revenue (£/year) | Average p/kWh | Average £/MPAN/year
Assets 132kV | 0.11594 | 0.0012582 | 0 | 0 | 0
Assets 132kV/EHV | 0.058353 | 0.0006333 | 0 | 0 | 0
Assets EHV | 0.07091 | 0.0033221 | 0 | 0 | 0
Assets EHV/HV | 0.1149 | 0.005383 | 0 | 0 | 0
Assets 132kV/HV | 0.0096904 | 0.00010517 | 0 | 0 | 0
Assets HV | 0.14969 | 0.0070128 | 0 | 0 | 0
Assets HV/LV | 0.035526 | 0.0016644 | 0 | 0 | 0
Assets LV circuits | 0 | 0 | 0 | 0 | 0
Assets LV customer |  |  | 0 | 0 | 0
Assets HV customer |  |  | 0 | 0 | 0
Transmission exit | 0.048582 | 0.00093887 | 0 | 0 | 0
Operating 132kV | 0.05247 | 0.00056945 | 0 | 0 | 0
Operating 132kV/EHV | 0.026409 | 0.00028661 | 0 | 0 | 0
Operating EHV | 0.032092 | 0.0015035 | 0 | 0 | 0
Operating EHV/HV | 0.052 | 0.0024362 | 0 | 0 | 0
Operating 132kV/HV | 0.0043856 | 4.7597e-05 | 0 | 0 | 0
Operating HV | 0.13006 | 0.0060933 | 0 | 0 | 0
Operating HV/LV | 0.055237 | 0.0025878 | 0 | 0 | 0
Operating LV circuits | 0 | 0 | 0 | 0 | 0
Operating LV customer |  |  | 4.7251 | 0 | 0
Operating HV customer |  |  | 0 | 0 | 0
Scaler | 0.6593 | 0.012741 | 0 | 0 | 0
Rounding | 0.00046715 | 0.00041652 | 0.0048779 | 0 | 0
Total | 1.616 | 0.047 | 4.73 | 0 | 0 | 0 | 0
LV Sub Medium Non-Domestic
| Rate 1 units (MWh) | Rate 2 units (MWh) | MPANs | MWh/year | MWh/MPAN/year
LV Sub Medium Non-Domestic | 0 | 0 | 0 | 0
| Unit rate 1 p/kWh | Unit rate 2 p/kWh | Fixed charge p/MPAN/day | Average unit rate (p/kWh) | Revenue (£/year) | Average p/kWh | Average £/MPAN/year
Assets 132kV | 0.11074 | 0.0012122 | 0 | 0 | 0
Assets 132kV/EHV | 0.055737 | 0.00061012 | 0 | 0 | 0
Assets EHV | 0.067891 | 0.0032005 | 0 | 0 | 0
Assets EHV/HV | 0.11001 | 0.005186 | 0 | 0 | 0
Assets 132kV/HV | 0.009256 | 0.00010132 | 0 | 0 | 0
Assets HV | 0.14331 | 0.0067561 | 0 | 0 | 0
Assets HV/LV | 0 | 0 | 0 | 0 | 0
Assets LV circuits | 0 | 0 | 0 | 0 | 0
Assets LV customer |  |  | 0 | 0 | 0
Assets HV customer |  |  | 0 | 0 | 0
Transmission exit | 0.046317 | 0.00090451 | 0 | 0 | 0
Operating 132kV | 0.050118 | 0.00054861 | 0 | 0 | 0
Operating 132kV/EHV | 0.025225 | 0.00027612 | 0 | 0 | 0
Operating EHV | 0.030726 | 0.0014485 | 0 | 0 | 0
Operating EHV/HV | 0.049787 | 0.002347 | 0 | 0 | 0
Operating 132kV/HV | 0.004189 | 4.5855e-05 | 0 | 0 | 0
Operating HV | 0.12452 | 0.0058703 | 0 | 0 | 0
Operating HV/LV | 0 | 0 | 0 | 0 | 0
Operating LV circuits | 0 | 0 | 0 | 0 | 0
Operating LV customer |  |  | 3.5042 | 0 | 0
Operating HV customer |  |  | 0 | 0 | 0
Scaler | 0.62856 | 0.012275 | 0 | 0 | 0
Rounding | -0.00039168 | 0.00021793 | -0.0042449 | 0 | 0
Total | 1.456 | 0.041 | 3.5 | 0 | 0 | 0 | 0
HV Medium Non-Domestic
| Rate 1 units (MWh) | Rate 2 units (MWh) | MPANs | MWh/year | MWh/MPAN/year
HV Medium Non-Domestic | 0 | 0 | 0 | 0
| Unit rate 1 p/kWh | Unit rate 2 p/kWh | Fixed charge p/MPAN/day | Average unit rate (p/kWh) | Revenue (£/year) | Average p/kWh | Average £/MPAN/year
Assets 132kV | 0.10749 | 0.0011725 | 0 | 0 | 0
Assets 132kV/EHV | 0.054923 | 0.00059911 | 0 | 0 | 0
Assets EHV | 0.050169 | 0.0023497 | 0 | 0 | 0
Assets EHV/HV | 0 | 0 | 0 | 0 | 0
Assets 132kV/HV | 0 | 0 | 0 | 0 | 0
Assets HV | 0 | 0 | 0 | 0 | 0
Assets HV/LV | 0 | 0 | 0 | 0 | 0
Assets LV circuits | 0 | 0 | 0 | 0 | 0
Assets LV customer |  |  | 0 | 0 | 0
Assets HV customer |  |  | 0 | 0 | 0
Transmission exit | 0.045504 | 0.00088819 | 0 | 0 | 0
Operating 132kV | 0.048645 | 0.00053062 | 0 | 0 | 0
Operating 132kV/EHV | 0.024857 | 0.00027114 | 0 | 0 | 0
Operating EHV | 0.024295 | 0.0011379 | 0 | 0 | 0
Operating EHV/HV | 0 | 0 | 0 | 0 | 0
Operating 132kV/HV | 0 | 0 | 0 | 0 | 0
Operating HV | 0 | 0 | 0 | 0 | 0
Operating HV/LV | 0 | 0 | 0 | 0 | 0
Operating LV circuits | 0 | 0 | 0 | 0 | 0
Operating LV customer |  |  | 0 | 0 | 0
Operating HV customer |  |  | 60.8709 | 0 | 0
Scaler | 0.61752 | 0.012053 | 0 | 0 | 0
Rounding | -0.000397 | -2.5987e-06 | -0.0009067 | 0 | 0
Total | 0.973 | 0.019 | 60.87 | 0 | 0 | 0 | 0
LV Network Domestic
| Rate 1 units (MWh) | Rate 2 units (MWh) | Rate 3 units (MWh) | MPANs | MWh/year | MWh/MPAN/year
LV Network Domestic | 0 | 0 | 0 | 0 | 0
| Unit rate 1 p/kWh | Unit rate 2 p/kWh | Unit rate 3 p/kWh | Fixed charge p/MPAN/day | Average unit rate (p/kWh) | Revenue (£/year) | Average p/kWh | Average £/MPAN/year
Assets 132kV | 0.93377 | 0.041211 | 0.0016123 | 0 | 0 | 0
Assets 132kV/EHV | 0.46998 | 0.020742 | 0.00081149 | 0 | 0 | 0
Assets EHV | 0.44812 | 0.05474 | 0.0042592 | 0 | 0 | 0
Assets EHV/HV | 0.72611 | 0.088699 | 0.0069013 | 0 | 0 | 0
Assets 132kV/HV | 0.078048 | 0.0034446 | 0.00013476 | 0 | 0 | 0
Assets HV | 0.94595 | 0.11555 | 0.0089908 | 0 | 0 | 0
Assets HV/LV | 0.22451 | 0.027425 | 0.0021339 | 0 | 0 | 0
Assets LV circuits | 0 | 0 | 0 | 0.16644 | 0 | 0
Assets LV customer |  |  |  | 0 | 0 | 0
Assets HV customer |  |  |  | 0 | 0 | 0
Transmission exit | 0.45747 | 0 | 0.0012034 | 0 | 0 | 0
Operating 132kV | 0.4226 | 0.018651 | 0.00072968 | 0 | 0 | 0
Operating 132kV/EHV | 0.2127 | 0.0093875 | 0.00036726 | 0 | 0 | 0
Operating EHV | 0.20281 | 0.024774 | 0.0019276 | 0 | 0 | 0
Operating EHV/HV | 0.32862 | 0.040143 | 0.0031234 | 0 | 0 | 0
Operating 132kV/HV | 0.035323 | 0.0015589 | 6.0989e-05 | 0 | 0 | 0
Operating HV | 0.82193 | 0.1004 | 0.007812 | 0 | 0 | 0
Operating HV/LV | 0.34908 | 0.042642 | 0.0033178 | 0 | 0 | 0
Operating LV circuits | 0 | 0 | 0 | 1.2291 | 0 | 0
Operating LV customer |  |  |  | 1.7251 | 0 | 0
Operating HV customer |  |  |  | 0 | 0 | 0
Scaler | 6.2082 | 0 | 0.016331 | 0 | 0 | 0
Rounding | -0.00024138 | -0.00037616 | 0.00028294 | -0.00058832 | 0 | 0
Total | 12.865 | 0.589 | 0.06 | 3.12 | 0 | 0 | 0 | 0
LV Network Non-Domestic Non-CT
| Rate 1 units (MWh) | Rate 2 units (MWh) | Rate 3 units (MWh) | MPANs | MWh/year | MWh/MPAN/year
LV Network Non-Domestic Non-CT | 16677.529 | 64905.2512 | 73118.4533 | 2551.8234 | 154701.2334 | 60.6238
| Unit rate 1 p/kWh | Unit rate 2 p/kWh | Unit rate 3 p/kWh | Fixed charge p/MPAN/day | Average unit rate (p/kWh) | Revenue (£/year) | Average p/kWh | Average £/MPAN/year
Assets 132kV | 0.9617 | 0.042444 | 0.0016605 | 0 | 0.12227 | 189149.5013 | 0.12227 | 74.1233
Assets 132kV/EHV | 0.48404 | 0.021363 | 0.00083576 | 0 | 0.061539 | 95202.2297 | 0.061539 | 37.3075
Assets EHV | 0.46127 | 0.056347 | 0.0043841 | 0 | 0.075439 | 116705.519 | 0.075439 | 45.7342
Assets EHV/HV | 0.74741 | 0.091301 | 0.0071038 | 0 | 0.12224 | 189103.8992 | 0.12224 | 74.1054
Assets 132kV/HV | 0.080382 | 0.0035476 | 0.00013879 | 0 | 0.01022 | 15809.8804 | 0.01022 | 6.1955
Assets HV | 0.97371 | 0.11894 | 0.0092547 | 0 | 0.15925 | 246359.065 | 0.15925 | 96.5424
Assets HV/LV | 0.2311 | 0.02823 | 0.0021965 | 0 | 0.037796 | 58470.3022 | 0.037796 | 22.9131
Assets LV circuits | 0 | 0 | 0 | 0.16644 | 0 | 1550.2425 | 0.0010021 | 0.6075
Assets LV customer |  |  |  | 0 | 0 | 0 | 0 | 0
Assets HV customer |  |  |  | 0 | 0 | 0 | 0 | 0
Transmission exit | 0.47128 | 0 | 0.0012397 | 0 | 0.051393 | 79504.8407 | 0.051393 | 31.1561
Operating 132kV | 0.43524 | 0.019209 | 0.0007515 | 0 | 0.055335 | 85604.0901 | 0.055335 | 33.5462
Operating 132kV/EHV | 0.21906 | 0.0096682 | 0.00037824 | 0 | 0.027851 | 43086.0256 | 0.027851 | 16.8844
Operating EHV | 0.20876 | 0.025501 | 0.0019841 | 0 | 0.034142 | 52817.8488 | 0.034142 | 20.6981
Operating EHV/HV | 0.33826 | 0.041321 | 0.003215 | 0 | 0.055322 | 85583.4518 | 0.055322 | 33.5382
Operating 132kV/HV | 0.036379 | 0.0016056 | 6.2813e-05 | 0 | 0.0046251 | 7155.1361 | 0.0046251 | 2.8039
Operating HV | 0.84604 | 0.10335 | 0.0080412 | 0 | 0.13837 | 214057.9942 | 0.13837 | 83.8843
Operating HV/LV | 0.35932 | 0.043893 | 0.0034152 | 0 | 0.058766 | 90911.3328 | 0.058766 | 35.626
Operating LV circuits | 0 | 0 | 0 | 1.2291 | 0 | 11447.9812 | 0.0074001 | 4.4862
Operating LV customer |  |  |  | 3.881 | 0 | 36148.484 | 0.023367 | 14.1657
Operating HV customer |  |  |  | 0 | 0 | 0 | 0 | 0
Scaler | 6.3957 | 0 | 0.016824 | 0 | 0.69744 | 1078942.8638 | 0.69744 | 422.8125
Rounding | 0.0003723 | 0.00027619 | -0.00048636 | 0.0034391 | -7.386e-05 | -82.2297 | -5.3154e-05 | -0.032224
Total | 13.25 | 0.607 | 0.061 | 5.28 | 1.7119 | 2697528.4586 | 1.7437 | 1057.0984
LV HH Metered
| Rate 1 units (MWh) | Rate 2 units (MWh) | Rate 3 units (MWh) | MPANs | Import capacity (kVA) | Reactive power units (MVArh) | MWh/year | MWh/MPAN/year
LV HH Metered | 393938.821 | 1558998.739 | 1704979.2497 | 14513.5644 | 2030538.1447 | 333546.5929 | 3657916.8096 | 252.0344
| Unit rate 1 p/kWh | Unit rate 2 p/kWh | Unit rate 3 p/kWh | Fixed charge p/MPAN/day | Capacity charge p/kVA/day | Reactive power charge p/kVArh | Average unit rate (p/kWh) | Revenue (£/year) | Average p/kWh | Average £/MPAN/year | Average p/kVA/day
Assets 132kV | 0.88986 | 0.039273 | 0.0015365 |  | 0 | 0.030857 | 0.1161 | 4246884.4905 | 0.1161 | 292.6149 | 0.57302
Assets 132kV/EHV | 0.44788 | 0.019767 | 0.00077333 |  | 0 | 0.015531 | 0.058436 | 2137530.7362 | 0.058436 | 147.2781 | 0.28841
Assets EHV | 0.42681 | 0.052138 | 0.0040567 |  | 0 | 0.018931 | 0.071804 | 2626524.5842 | 0.071804 | 180.9703 | 0.35439
Assets EHV/HV | 0.69159 | 0.084482 | 0.0065732 |  | 0 | 0.030674 | 0.11635 | 4255891.6197 | 0.11635 | 293.2355 | 0.57423
Assets 132kV/HV | 0.074378 | 0.0032826 | 0.00012842 |  | 0 | 0.0025791 | 0.0097042 | 354971.7828 | 0.0097042 | 24.4579 | 0.047895
Assets HV | 0.72079 | 0.088048 | 0.0068507 |  | 0.28859 | 0.031969 | 0.12126 | 6574451.6991 | 0.17973 | 452.9867 | 0.88707
Assets HV/LV | 0 | 0 | 0 |  | 0.34247 | 0 | 0 | 2538196.7055 | 0.069389 | 174.8844 | 0.34247
Assets LV circuits | 0 | 0 | 0 |  | 0.13559 | 0 | 0 | 1004944.1773 | 0.027473 | 69.2417 | 0.13559
Assets LV customer |  |  |  | 0 |  |  | 0 | 0 | 0 | 0 | 0
Assets HV customer |  |  |  | 0 |  |  | 0 | 0 | 0 | 0 | 0
Transmission exit | 0.43583 | 0 | 0.0011465 |  | 0 | 0.01319 | 0.048673 | 1780428.1361 | 0.048673 | 122.6734 | 0.24023
Operating 132kV | 0.40273 | 0.017774 | 0.00069536 |  | 0 | 0.013965 | 0.052544 | 1922028.238 | 0.052544 | 132.4298 | 0.25933
Operating 132kV/EHV | 0.2027 | 0.008946 | 0.00034999 |  | 0 | 0.0070288 | 0.026446 | 967390.1995 | 0.026446 | 66.6542 | 0.13053
Operating EHV | 0.19316 | 0.023596 | 0.0018359 |  | 0 | 0.0085675 | 0.032497 | 1188695.9558 | 0.032497 | 81.9024 | 0.16039
Operating EHV/HV | 0.31299 | 0.038234 | 0.0029749 |  | 0 | 0.013882 | 0.052656 | 1926104.6278 | 0.052656 | 132.7107 | 0.25988
Operating 132kV/HV | 0.033661 | 0.0014856 | 5.8121e-05 |  | 0 | 0.0011673 | 0.0043919 | 160650.894 | 0.0043919 | 11.069 | 0.021676
Operating HV | 0.62628 | 0.076504 | 0.0059525 |  | 0.25075 | 0.027778 | 0.10536 | 5712450.4182 | 0.15617 | 393.5939 | 0.77076
Operating HV/LV | 0 | 0 | 0 |  | 0.53248 | 0 | 0 | 3946462.3382 | 0.10789 | 271.9154 | 0.53248
Operating LV circuits | 0 | 0 | 0 |  | 1.0013 | 0 | 0 | 7421149.7883 | 0.20288 | 511.3251 | 1.0013
Operating LV customer |  |  |  | 7.9659 |  |  | 0 | 421991.162 | 0.011536 | 29.0756 | 0.056938
Operating HV customer |  |  |  | 0 |  |  | 0 | 0 | 0 | 0 | 0
Scaler | 5.9145 | 0 | 0.015559 | 0 | 0 | 0.17899 | 0.66053 | 24161802.1629 | 0.66053 | 1664.7738 | 3.2601
Rounding | -0.0001549 | 0.00046867 | -0.00049067 | 0.0040715 | -0.0011957 | -0.00011343 | -5.5982e-05 | -10693.6201 | -0.00029234 | -0.7368 | -0.0014428
Total | 11.373 | 0.454 | 0.048 | 7.97 | 2.55 | 0.395 | 1.4767 | 73337856.0959 | 2.0049 | 5053.0562 | 9.8952
LV Sub HH Metered
| Rate 1 units (MWh) | Rate 2 units (MWh) | Rate 3 units (MWh) | MPANs | Import capacity (kVA) | Reactive power units (MVArh) | MWh/year | MWh/MPAN/year
LV Sub HH Metered | 10795.1032 | 41608.9643 | 50157.6678 | 151.3024 | 67327.3688 | 11921.3125 | 102561.7353 | 677.8593
| Unit rate 1 p/kWh | Unit rate 2 p/kWh | Unit rate 3 p/kWh | Fixed charge p/MPAN/day | Capacity charge p/kVA/day | Reactive power charge p/kVArh | Average unit rate (p/kWh) | Revenue (£/year) | Average p/kWh | Average £/MPAN/year | Average p/kVA/day
Assets 132kV | 0.86318 | 0.038096 | 0.0014904 |  | 0 | 0.029254 | 0.11044 | 113267.2918 | 0.11044 | 748.6154 | 0.46091
Assets 132kV/EHV | 0.43445 | 0.019174 | 0.00075014 |  | 0 | 0.014724 | 0.055585 | 57009.3955 | 0.055585 | 376.7911 | 0.23199
Assets EHV | 0.41402 | 0.050575 | 0.003935 |  | 0 | 0.017947 | 0.068106 | 69850.5366 | 0.068106 | 461.6618 | 0.28424
Assets EHV/HV | 0.67085 | 0.081949 | 0.0063762 |  | 0 | 0.02908 | 0.11036 | 113182.3837 | 0.11036 | 748.0542 | 0.46057
Assets 132kV/HV | 0.072148 | 0.0031842 | 0.00012457 |  | 0 | 0.0024451 | 0.0092309 | 9467.3384 | 0.0092309 | 62.5723 | 0.038525
Assets HV | 0 | 0 | 0 |  | 1.3902 | 0 | 0 | 341623.0643 | 0.33309 | 2257.8829 | 1.3902
Assets HV/LV | 0 | 0 | 0 |  | 0.32994 | 0 | 0 | 81080.0439 | 0.079055 | 535.8808 | 0.32994
Assets LV circuits | 0 | 0 | 0 |  | 0 | 0 | 0 | 0 | 0 | 0 | 0
Assets LV customer |  |  |  | 0 |  |  | 0 | 0 | 0 | 0 | 0
Assets HV customer |  |  |  | 0 |  |  | 0 | 0 | 0 | 0 | 0
Transmission exit | 0.42276 | 0 | 0.0011121 |  | 0 | 0.012504 | 0.046495 | 47685.7849 | 0.046495 | 315.1688 | 0.19405
Operating 132kV | 0.39065 | 0.017241 | 0.00067451 |  | 0 | 0.013239 | 0.049981 | 51261.7976 | 0.049981 | 338.8036 | 0.2086
Operating 132kV/EHV | 0.19662 | 0.0086778 | 0.0003395 |  | 0 | 0.0066636 | 0.025157 | 25800.9532 | 0.025157 | 170.5258 | 0.10499
Operating EHV | 0.18737 | 0.022889 | 0.0017809 |  | 0 | 0.0081224 | 0.030823 | 31612.516 | 0.030823 | 208.936 | 0.12864
Operating EHV/HV | 0.30361 | 0.037088 | 0.0028857 |  | 0 | 0.013161 | 0.049944 | 51223.3704 | 0.049944 | 338.5497 | 0.20844
Operating 132kV/HV | 0.032652 | 0.0014411 | 5.6379e-05 |  | 0 | 0.0011066 | 0.0041776 | 4284.6684 | 0.0041776 | 28.3186 | 0.017435
Operating HV | 0 | 0 | 0 |  | 1.2079 | 0 | 0 | 296831.5695 | 0.28942 | 1961.8433 | 1.2079
Operating HV/LV | 0 | 0 | 0 |  | 0.51299 | 0 | 0 | 126065.6193 | 0.12292 | 833.2031 | 0.51299
Operating LV circuits | 0 | 0 | 0 |  | 0 | 0 | 0 | 0 | 0 | 0 | 0
Operating LV customer |  |  |  | 6.1355 |  |  | 0 | 3388.3319 | 0.0033037 | 22.3944 | 0.013788
Operating HV customer |  |  |  | 0 |  |  | 0 | 0 | 0 | 0 | 0
Scaler | 5.7372 | 0 | 0.015092 | 0 | 0 | 0.16969 | 0.63097 | 647133.3928 | 0.63097 | 4277.0865 | 2.6334
Rounding | -0.00049523 | -0.00031494 | 0.00038251 | 0.0045376 | -0.00096789 | 5.9222e-05 | 1.4055e-05 | -220.9331 | -0.00021541 | -1.4602 | -0.00089903
Total | 9.725 | 0.28 | 0.035 | 6.14 | 3.44 | 0.318 | 1.1913 | 2070547.1252 | 2.0188 | 13684.828 | 8.4256
HV HH Metered
| Rate 1 units (MWh) | Rate 2 units (MWh) | Rate 3 units (MWh) | MPANs | Import capacity (kVA) | Reactive power units (MVArh) | MWh/year | MWh/MPAN/year
HV HH Metered | 754385.984 | 2914632.556 | 4014673.918 | 3207.9608 | 2772488.4946 | 689468.7737 | 7683692.4581 | 2395.1953
| Unit rate 1 p/kWh | Unit rate 2 p/kWh | Unit rate 3 p/kWh | Fixed charge p/MPAN/day | Capacity charge p/kVA/day | Reactive power charge p/kVArh | Average unit rate (p/kWh) | Revenue (£/year) | Average p/kWh | Average £/MPAN/year | Average p/kVA/day
Assets 132kV | 0.74056 | 0.032684 | 0.0012787 |  | 0.022874 | 0.023411 | 0.087875 | 6983507.8174 | 0.090887 | 2176.9305 | 0.6901
Assets 132kV/EHV | 0.37842 | 0.016701 | 0.00065339 |  | 0 | 0.011963 | 0.044903 | 3450198.0845 | 0.044903 | 1075.5113 | 0.34094
Assets EHV | 0.26962 | 0.032936 | 0.0025626 |  | 0.16197 | 0.010902 | 0.041282 | 4811019.4117 | 0.062613 | 1499.7127 | 0.47542
Assets EHV/HV | 0 | 0 | 0 |  | 0.91036 | 0 | 0 | 9212497.0379 | 0.1199 | 2871.7611 | 0.91036
Assets 132kV/HV | 0 | 0 | 0 |  | 0.082593 | 0 | 0 | 835807.0045 | 0.010878 | 260.5415 | 0.082593
Assets HV | 0 | 0 | 0 |  | 0.94914 | 0 | 0 | 9604892.2379 | 0.125 | 2994.0803 | 0.94914
Assets HV/LV | 0 | 0 | 0 |  | 0 | 0 | 0 | 0 | 0 | 0 | 0
Assets LV circuits | 0 | 0 | 0 |  | 0 | 0 | 0 | 0 | 0 | 0 | 0
Assets LV customer |  |  |  | 0 |  |  | 0 | 0 | 0 | 0 | 0
Assets HV customer |  |  |  | 0 |  |  | 0 | 0 | 0 | 0 | 0
Transmission exit | 0.36823 | 0 | 0.00096866 |  | 0 | 0.010159 | 0.037571 | 2886809.3065 | 0.037571 | 899.8892 | 0.28527
Operating 132kV | 0.33516 | 0.014792 | 0.0005787 |  | 0.010352 | 0.010595 | 0.03977 | 3160551.9893 | 0.041133 | 985.2215 | 0.31232
Operating 132kV/EHV | 0.17126 | 0.0075585 | 0.00029571 |  | 0 | 0.005414 | 0.020322 | 1561468.9215 | 0.020322 | 486.7481 | 0.1543
Operating EHV | 0.13056 | 0.015949 | 0.001241 |  | 0.078434 | 0.0052793 | 0.019991 | 2329753.4544 | 0.030321 | 726.2413 | 0.23022
Operating EHV/HV | 0 | 0 | 0 |  | 0.63545 | 0 | 0 | 6430481.7753 | 0.08369 | 2004.5388 | 0.63545
Operating 132kV/HV | 0 | 0 | 0 |  | 0.057651 | 0 | 0 | 583407.7002 | 0.0075928 | 181.8625 | 0.057651
Operating HV | 0 | 0 | 0 |  | 1.1861 | 0 | 0 | 12002739.105 | 0.15621 | 3741.548 | 1.1861
Operating HV/LV | 0 | 0 | 0 |  | 0 | 0 | 0 | 0 | 0 | 0 | 0
Operating LV circuits | 0 | 0 | 0 |  | 0 | 0 | 0 | 0 | 0 | 0 | 0
Operating LV customer |  |  |  | 0 |  |  | 0 | 0 | 0 | 0 | 0
Operating HV customer |  |  |  | 60.8709 |  |  | 0 | 712740.9083 | 0.009276 | 222.1788 | 0.070432
Scaler | 4.9972 | 0 | 0.013145 | 0 | 0 | 0.13787 | 0.50986 | 39176259.8729 | 0.50986 | 12212.2004 | 3.8713
Rounding | 2.731e-05 | 0.00037955 | 0.00027586 | -0.0009067 | -0.0049142 | 0.00040535 | 0.00032716 | -24602.299 | -0.00032019 | -7.6691 | -0.0024312
Total | 7.391 | 0.121 | 0.021 | 60.87 | 4.09 | 0.216 | 0.8019 | 103717532.3284 | 1.3498 | 32331.2968 | 10.2492
NHH UMS category A
| Rate 1 units (MWh) | MWh/year
NHH UMS category A | 50744.8994 | 50744.8994
| Unit rate 1 p/kWh | Revenue (£/year) | Average p/kWh
Assets 132kV | 0.087328 | 44314.286 | 0.087328
Assets 132kV/EHV | 0.043953 | 22304.1499 | 0.043953
Assets EHV | 0.053639 | 27218.9696 | 0.053639
Assets EHV/HV | 0.086914 | 44104.2834 | 0.086914
Assets 132kV/HV | 0.0072992 | 3703.9673 | 0.0072992
Assets HV | 0.11323 | 57457.7789 | 0.11323
Assets HV/LV | 0.026873 | 13636.899 | 0.026873
Assets LV circuits | 0.011166 | 5665.9896 | 0.011166
Assets LV customer |  | 0 | 0
Transmission exit | 0.037294 | 18924.6942 | 0.037294
Operating 132kV | 0.039522 | 20055.4805 | 0.039522
Operating 132kV/EHV | 0.019892 | 10094.2717 | 0.019892
Operating EHV | 0.024276 | 12318.5898 | 0.024276
Operating EHV/HV | 0.039335 | 19960.4388 | 0.039335
Operating 132kV/HV | 0.0033034 | 1676.3182 | 0.0033034
Operating HV | 0.098383 | 49924.2717 | 0.098383
Operating HV/LV | 0.041784 | 21203.0487 | 0.041784
Operating LV circuits | 0.082454 | 41841.2865 | 0.082454
Operating LV customer | 0.57157 | 290040.6815 | 0.57157
Scaler | 0.50611 | 256822.8996 | 0.50611
Rounding | -0.00031513 | -159.9107 | -0.00031513
Total | 1.894 | 961108.3942 | 1.894
NHH UMS category B
| Rate 1 units (MWh) | MWh/year
NHH UMS category B | 23328.4663 | 23328.4663
| Unit rate 1 p/kWh | Revenue (£/year) | Average p/kWh
Assets 132kV | 0.13011 | 30352.086 | 0.13011
Assets 132kV/EHV | 0.065485 | 15276.7321 | 0.065485
Assets EHV | 0.06705 | 15641.8346 | 0.06705
Assets EHV/HV | 0.10865 | 25345.2616 | 0.10865
Assets 132kV/HV | 0.010875 | 2536.9501 | 0.010875
Assets HV | 0.14154 | 33019.0703 | 0.14154
Assets HV/LV | 0.033593 | 7836.6713 | 0.033593
Assets LV circuits | 0.013957 | 3256.0553 | 0.013957
Assets LV customer |  | 0 | 0
Transmission exit | 0.06273 | 14633.9825 | 0.06273
Operating 132kV | 0.058883 | 13736.5559 | 0.058883
Operating 132kV/EHV | 0.029637 | 6913.8472 | 0.029637
Operating EHV | 0.030345 | 7079.083 | 0.030345
Operating EHV/HV | 0.04917 | 11470.5989 | 0.04917
Operating 132kV/HV | 0.0049217 | 1148.1569 | 0.0049217
Operating HV | 0.12298 | 28689.8149 | 0.12298
Operating HV/LV | 0.052231 | 12184.6854 | 0.052231
Operating LV circuits | 0.10307 | 24044.7927 | 0.10307
Operating LV customer | 0.57157 | 133337.623 | 0.57157
Scaler | 0.8513 | 198594.5866 | 0.8513
Rounding | -8.7676e-05 | -20.4534 | -8.7676e-05
Total | 2.508 | 585077.9349 | 2.508
NHH UMS category C
| Rate 1 units (MWh) | MWh/year
NHH UMS category C | 356.2288 | 356.2288
| Unit rate 1 p/kWh | Revenue (£/year) | Average p/kWh
Assets 132kV | 0.23522 | 837.9037 | 0.23522
Assets 132kV/EHV | 0.11839 | 421.7315 | 0.11839
Assets EHV | 0.1185 | 422.1213 | 0.1185
Assets EHV/HV | 0.19201 | 683.9846 | 0.19201
Assets 132kV/HV | 0.01966 | 70.0354 | 0.01966
Assets HV | 0.25014 | 891.0752 | 0.25014
Assets HV/LV | 0.059368 | 211.4858 | 0.059368
Assets LV circuits | 0.024667 | 87.8701 | 0.024667
Assets LV customer |  | 0 | 0
Transmission exit | 0.11322 | 403.3113 | 0.11322
Operating 132kV | 0.10645 | 379.2132 | 0.10645
Operating 132kV/EHV | 0.053579 | 190.8646 | 0.053579
Operating EHV | 0.053629 | 191.041 | 0.053629
Operating EHV/HV | 0.086897 | 309.5534 | 0.086897
Operating 132kV/HV | 0.0088977 | 31.6962 | 0.0088977
Operating HV | 0.21734 | 774.243 | 0.21734
Operating HV/LV | 0.092307 | 328.8243 | 0.092307
Operating LV circuits | 0.18216 | 648.8892 | 0.18216
Operating LV customer | 0.57157 | 2036.0835 | 0.57157
Scaler | 1.5364 | 5473.2492 | 1.5364
Rounding | -0.00042998 | -1.5317 | -0.00042998
Total | 4.04 | 14391.6446 | 4.04
NHH UMS category D
| Rate 1 units (MWh) | MWh/year
NHH UMS category D | 8317.3632 | 8317.3632
| Unit rate 1 p/kWh | Revenue (£/year) | Average p/kWh
Assets 132kV | 0.044925 | 3736.5618 | 0.044925
Assets 132kV/EHV | 0.022611 | 1880.6765 | 0.022611
Assets EHV | 0.039901 | 3318.6772 | 0.039901
Assets EHV/HV | 0.064653 | 5377.4218 | 0.064653
Assets 132kV/HV | 0.003755 | 312.317 | 0.003755
Assets HV | 0.084228 | 7005.5488 | 0.084228
Assets HV/LV | 0.01999 | 1662.6811 | 0.01999
Assets LV circuits | 0.0083058 | 690.8267 | 0.0083058
Assets LV customer |  | 0 | 0
Transmission exit | 0.012371 | 1028.9052 | 0.012371
Operating 132kV | 0.020332 | 1691.0696 | 0.020332
Operating 132kV/EHV | 0.010233 | 851.1447 | 0.010233
Operating EHV | 0.018058 | 1501.946 | 0.018058
Operating EHV/HV | 0.02926 | 2433.6797 | 0.02926
Operating 132kV/HV | 0.0016994 | 141.3464 | 0.0016994
Operating HV | 0.073185 | 6087.0248 | 0.073185
Operating HV/LV | 0.031082 | 2585.1851 | 0.031082
Operating LV circuits | 0.061336 | 5101.5055 | 0.061336
Operating LV customer | 0.57157 | 47539.2351 | 0.57157
Scaler | 0.16788 | 13963.0484 | 0.16788
Rounding | -0.00036891 | -30.6837 | -0.00036891
Total | 1.285 | 106878.1176 | 1.285
LV UMS (Pseudo HH Metered)
| Rate 1 units (MWh) | Rate 2 units (MWh) | Rate 3 units (MWh) | MWh/year
LV UMS (Pseudo HH Metered) | 12896.4684 | 29606.9037 | 198874.5437 | 241377.9159
| Unit rate 1 p/kWh | Unit rate 2 p/kWh | Unit rate 3 p/kWh | Average unit rate (p/kWh) | Revenue (£/year) | Average p/kWh
Assets 132kV | 2.5478 | 0.031446 | 0.0014565 | 0.14118 | 340780.2728 | 0.14118
Assets 132kV/EHV | 1.2823 | 0.015827 | 0.00073307 | 0.071059 | 171520.631 | 0.071059
Assets EHV | 1.2119 | 0.042384 | 0.0038455 | 0.073118 | 176491.7555 | 0.073118
Assets EHV/HV | 1.9637 | 0.068677 | 0.006231 | 0.11848 | 285978.5846 | 0.11848
Assets 132kV/HV | 0.21295 | 0.0026284 | 0.00012174 | 0.0118 | 28483.7935 | 0.0118
Assets HV | 2.5583 | 0.089471 | 0.0081176 | 0.15435 | 372564.5902 | 0.15435
Assets HV/LV | 0.60718 | 0.021235 | 0.0019266 | 0.036633 | 88423.6356 | 0.036633
Assets LV circuits | 0.25228 | 0.0088228 | 0.00080049 | 0.015221 | 36739.0999 | 0.015221
Assets LV customer |  |  |  | 0 | 0 | 0
Transmission exit | 1.249 | 0 | 0.0010868 | 0.067629 | 163240.597 | 0.067629
Operating 132kV | 1.1531 | 0.014232 | 0.00065916 | 0.063895 | 154228.1898 | 0.063895
Operating 132kV/EHV | 0.58035 | 0.007163 | 0.00033177 | 0.032159 | 77625.727 | 0.032159
Operating EHV | 0.54848 | 0.019182 | 0.0017404 | 0.033091 | 79875.5272 | 0.033091
Operating EHV/HV | 0.88874 | 0.031082 | 0.00282 | 0.05362 | 129426.3869 | 0.05362
Operating 132kV/HV | 0.096377 | 0.0011895 | 5.5095e-05 | 0.0053406 | 12891.0159 | 0.0053406
Operating HV | 2.2229 | 0.07774 | 0.0070533 | 0.13411 | 323716.2347 | 0.13411
Operating HV/LV | 0.94407 | 0.033017 | 0.0029956 | 0.056958 | 137483.65 | 0.056958
Operating LV circuits | 1.863 | 0.065154 | 0.0059113 | 0.1124 | 271304.9839 | 0.1124
Operating LV customer | 0.57157 | 0.57157 | 0.57157 | 0.57157 | 1379634.5262 | 0.57157
Scaler | 16.9502 | 0 | 0.014749 | 0.91777 | 2215302.5606 | 0.91777
Rounding | -0.00018439 | 0.00018394 | -0.00020056 | -0.00015253 | -368.1795 | -0.00015253
Total | 37.704 | 1.101 | 0.632 | 2.6702 | 6445343.5828 | 2.6702
LV Generation NHH or Aggregate HH
| Rate 1 units (MWh) | MPANs | MWh/year | MWh/MPAN/year
LV Generation NHH or Aggregate HH | 1352.8514 | 18.316 | 1352.8514 | 73.8617
| Unit rate 1 p/kWh | Fixed charge p/MPAN/day | Revenue (£/year) | Average p/kWh | Average £/MPAN/year
Assets 132kV | -0.075663 |  | -1023.6139 | -0.075663 | -55.8863
Assets 132kV/EHV | -0.038083 |  | -515.2027 | -0.038083 | -28.1285
Assets EHV | -0.046419 |  | -627.9866 | -0.046419 | -34.2862
Assets EHV/HV | -0.075216 |  | -1017.5587 | -0.075216 | -55.5557
Assets 132kV/HV | -0.0063243 |  | -85.5578 | -0.0063243 | -4.6712
Assets HV | -0.097989 |  | -1325.6459 | -0.097989 | -72.3763
Assets HV/LV | -0.023256 |  | -314.6258 | -0.023256 | -17.1776
Assets LV circuits | 0 |  | 0 | 0 | 0
Assets LV customer |  | 0 | 0 | 0 | 0
Assets HV customer |  | 0 | 0 | 0 | 0
Transmission exit | -0.032342 |  | -437.5403 | -0.032342 | -23.8884
Operating 132kV | -0.034243 |  | -463.2607 | -0.034243 | -25.2927
Operating 132kV/EHV | -0.017235 |  | -233.1672 | -0.017235 | -12.7302
Operating EHV | -0.021008 |  | -284.2102 | -0.021008 | -15.517
Operating EHV/HV | -0.034041 |  | -460.5203 | -0.034041 | -25.143
Operating 132kV/HV | -0.0028622 |  | -38.7212 | -0.0028622 | -2.1141
Operating HV | -0.085141 |  | -1151.8354 | -0.085141 | -62.8868
Operating HV/LV | -0.03616 |  | -489.1894 | -0.03616 | -26.7083
Operating LV circuits | 0 |  | 0 | 0 | 0
Operating LV customer |  | 0 | 0 | 0 | 0
Operating HV customer |  | 0 | 0 | 0 | 0
Scaler | 0 | 0 | 0 | 0 | 0
Rounding | -1.5821e-05 | 0 | -0.21403 | -1.5821e-05 | -0.011686
Total | -0.626 | 0 | -8468.8499 | -0.626 | -462.374
LV Sub Generation NHH
| Rate 1 units (MWh) | MPANs | MWh/year | MWh/MPAN/year
LV Sub Generation NHH | 0 | 0 | 0
| Unit rate 1 p/kWh | Fixed charge p/MPAN/day | Revenue (£/year) | Average p/kWh | Average £/MPAN/year
Assets 132kV | -0.072894 |  | 0
Assets 132kV/EHV | -0.036689 |  | 0
Assets EHV | -0.044721 |  | 0
Assets EHV/HV | -0.072463 |  | 0
Assets 132kV/HV | -0.0060928 |  | 0
Assets HV | -0.094403 |  | 0
Assets HV/LV | 0 |  | 0
Assets LV circuits | 0 |  | 0
Assets LV customer |  | 0 | 0
Assets HV customer |  | 0 | 0
Transmission exit | -0.031158 |  | 0
Operating 132kV | -0.03299 |  | 0
Operating 132kV/EHV | -0.016604 |  | 0
Operating EHV | -0.020239 |  | 0
Operating EHV/HV | -0.032795 |  | 0
Operating 132kV/HV | -0.0027574 |  | 0
Operating HV | -0.082025 |  | 0
Operating HV/LV | 0 |  | 0
Operating LV circuits | 0 |  | 0
Operating LV customer |  | 0 | 0
Operating HV customer |  | 0 | 0
Scaler | 0 | 0 | 0
Rounding | -0.0001666 | 0 | 0
Total | -0.546 | 0 | 0 | 0 | 0
LV Generation Intermittent
| Rate 1 units (MWh) | MPANs | Reactive power units (MVArh) | MWh/year | MWh/MPAN/year
LV Generation Intermittent | 37465.1738 | 190.283 | 2396.4024 | 37465.1738 | 196.8918
| Unit rate 1 p/kWh | Fixed charge p/MPAN/day | Reactive power charge p/kVArh | Revenue (£/year) | Average p/kWh | Average £/MPAN/year
Assets 132kV | -0.075663 |  | 0.020892 | -27846.7713 | -0.074327 | -146.3439
Assets 132kV/EHV | -0.038083 |  | 0.011369 | -13995.3186 | -0.037356 | -73.55
Assets EHV | -0.046419 |  | 0.013857 | -17059.0588 | -0.045533 | -89.651
Assets EHV/HV | -0.075216 |  | 0.022454 | -27641.6622 | -0.07378 | -145.266
Assets 132kV/HV | -0.0063243 |  | 0.02327 | -1811.7527 | -0.0048358 | -9.5214
Assets HV | -0.097989 |  | 0.027057 | -36063.3606 | -0.096258 | -189.5248
Assets HV/LV | -0.023256 |  | 0.0064217 | -8559.1963 | -0.022846 | -44.9814
Assets LV circuits | 0 |  | 0.0026681 | 63.9392 | 0.00017066 | 0.33602
Assets LV customer |  | 0 |  | 0 | 0 | 0
Assets HV customer |  | 0 |  | 0 | 0 | 0
Transmission exit | -0.032342 |  | 0.0089304 | -11903.007 | -0.031771 | -62.5542
Operating 132kV | -0.034243 |  | 0.0094554 | -12602.7164 | -0.033638 | -66.2314
Operating 132kV/EHV | -0.017235 |  | 0.0051452 | -6333.9132 | -0.016906 | -33.2868
Operating EHV | -0.021008 |  | 0.0062715 | -7720.4814 | -0.020607 | -40.5737
Operating EHV/HV | -0.034041 |  | 0.010162 | -12509.8894 | -0.033391 | -65.7436
Operating 132kV/HV | -0.0028622 |  | 0.010531 | -819.9516 | -0.0021886 | -4.3091
Operating HV | -0.085141 |  | 0.02351 | -31334.9567 | -0.083638 | -164.6755
Operating HV/LV | -0.03616 |  | 0.0099846 | -13308.0882 | -0.035521 | -69.9384
Operating LV circuits | 0 |  | 0.019703 | 472.1682 | 0.0012603 | 2.4814
Operating LV customer |  | 0 |  | 0 | 0 | 0
Operating HV customer |  | 0 |  | 0 | 0 | 0
Scaler | 0 | 0 | 0 | 0 | 0 | 0
Rounding | -1.5821e-05 | 0 | 0.00031756 | 1.6828 | 4.4916e-06 | 0.0088437
Total | -0.626 | 0 | 0.232 | -228972.3341 | -0.61116 | -1203.3249
LV Generation Non-Intermittent
| Rate 1 units (MWh) | Rate 2 units (MWh) | Rate 3 units (MWh) | MPANs | Reactive power units (MVArh) | MWh/year | MWh/MPAN/year
LV Generation Non-Intermittent | 728.9515 | 3252.8215 | 3642.2599 | 71.2289 | 685.3002 | 7624.033 | 107.0356
| Unit rate 1 p/kWh | Unit rate 2 p/kWh | Unit rate 3 p/kWh | Fixed charge p/MPAN/day | Reactive power charge p/kVArh | Average unit rate (p/kWh) | Revenue (£/year) | Average p/kWh | Average £/MPAN/year
Assets 132kV | -0.72872 | -0.032162 | -0.0012582 |  | 0.020892 | -0.08212 | -6260.8581 | -0.08212 | -87.8977
Assets 132kV/EHV | -0.36678 | -0.016188 | -0.0006333 |  | 0.011369 | -0.041256 | -3145.352 | -0.041256 | -44.1583
Assets EHV | -0.34953 | -0.042697 | -0.0033221 |  | 0.013857 | -0.051977 | -3962.7713 | -0.051977 | -55.6343
Assets EHV/HV | -0.56636 | -0.069184 | -0.005383 |  | 0.022454 | -0.084222 | -6421.0803 | -0.084222 | -90.1471
Assets 132kV/HV | -0.06091 | -0.0026882 | -0.00010517 |  | 0.02327 | -0.0049292 | -375.8063 | -0.0049292 | -5.276
Assets HV | -0.73783 | -0.090131 | -0.0070128 |  | 0.027057 | -0.10992 | -8380.2406 | -0.10992 | -117.6522
Assets HV/LV | -0.17512 | -0.021391 | -0.0016644 |  | 0.0064217 | -0.026088 | -1988.9473 | -0.026088 | -27.9233
Assets LV circuits | 0 | 0 | 0 |  | 0.0026681 | 0.00023983 | 18.2847 | 0.00023983 | 0.2567
Assets LV customer |  |  |  | 0 |  | 0 | 0 | 0 | 0
Assets HV customer |  |  |  | 0 |  | 0 | 0 | 0 | 0
Transmission exit | -0.35691 | 0 | -0.00093887 |  | 0.0089304 | -0.033771 | -2574.6757 | -0.033771 | -36.1465
Operating 132kV | -0.3298 | -0.014556 | -0.00056945 |  | 0.0094554 | -0.037165 | -2833.4997 | -0.037165 | -39.7802
Operating 132kV/EHV | -0.16599 | -0.0073261 | -0.00028661 |  | 0.0051452 | -0.018671 | -1423.5036 | -0.018671 | -19.9849
Operating EHV | -0.15819 | -0.019324 | -0.0015035 |  | 0.0062715 | -0.023524 | -1793.4461 | -0.023524 | -25.1786
Operating EHV/HV | -0.25632 | -0.031311 | -0.0024362 |  | 0.010162 | -0.038116 | -2906.0121 | -0.038116 | -40.7982
Operating 132kV/HV | -0.027566 | -0.0012166 | -4.7597e-05 |  | 0.010531 | -0.0022308 | -170.08 | -0.0022308 | -2.3878
Operating HV | -0.64109 | -0.078313 | -0.0060933 |  | 0.02351 | -0.095507 | -7281.4755 | -0.095507 | -102.2264
Operating HV/LV | -0.27227 | -0.03326 | -0.0025878 |  | 0.0099846 | -0.040562 | -3092.4734 | -0.040562 | -43.416
Operating LV circuits | 0 | 0 | 0 |  | 0.019703 | 0.0017711 | 135.0261 | 0.0017711 | 1.8957
Operating LV customer |  |  |  | 0 |  | 0 | 0 | 0 | 0
Operating HV customer |  |  |  | 0 |  | 0 | 0 | 0 | 0
Scaler | 0 | 0 | 0 | 0 | 0 | 0 | 0 | 0 | 0
Rounding | 0.00038561 | -0.00025315 | -0.00015776 | 0 | 0.00031756 | -0.00011796 | -8.9936 | -0.00011796 | -0.12626
Total | -5.193 | -0.46 | -0.034 | 0 | 0.232 | -0.68816 | -52465.9047 | -0.68816 | -736.5812
LV Sub Generation Intermittent
| Rate 1 units (MWh) | MPANs | Reactive power units (MVArh) | MWh/year | MWh/MPAN/year
LV Sub Generation Intermittent | 1081.2842 | 4.0702 | 129.3429 | 1081.2842 | 265.6571
| Unit rate 1 p/kWh | Fixed charge p/MPAN/day | Reactive power charge p/kVArh | Revenue (£/year) | Average p/kWh | Average £/MPAN/year
Assets 132kV | -0.072894 |  | 0.020128 | -762.1619 | -0.070487 | -187.253
Assets 132kV/EHV | -0.036689 |  | 0.010953 | -382.5462 | -0.035379 | -93.9865
Assets EHV | -0.044721 |  | 0.01335 | -466.2901 | -0.043124 | -114.5612
Assets EHV/HV | -0.072463 |  | 0.021632 | -755.5535 | -0.069876 | -185.6294
Assets 132kV/HV | -0.0060928 |  | 0.022418 | -36.8841 | -0.0034111 | -9.0619
Assets HV | -0.094403 |  | 0.026067 | -987.0486 | -0.091285 | -242.5047
Assets HV/LV | 0 |  | 0.0061867 | 8.002 | 0.00074005 | 1.966
Assets LV circuits | 0 |  | 0 | 0 | 0 | 0
Assets LV customer |  | 0 |  | 0 | 0 | 0
Assets HV customer |  | 0 |  | 0 | 0 | 0
Transmission exit | -0.031158 |  | 0.0086036 | -325.7835 | -0.030129 | -80.0406
Operating 132kV | -0.03299 |  | 0.0091093 | -344.9344 | -0.0319 | -84.7458
Operating 132kV/EHV | -0.016604 |  | 0.0049569 | -173.1303 | -0.016012 | -42.5358
Operating EHV | -0.020239 |  | 0.006042 | -211.0306 | -0.019517 | -51.8474
Operating EHV/HV | -0.032795 |  | 0.0097901 | -341.9437 | -0.031624 | -84.011
Operating 132kV/HV | -0.0027574 |  | 0.010146 | -16.6928 | -0.0015438 | -4.1012
Operating HV | -0.082025 |  | 0.022649 | -857.633 | -0.079316 | -210.7089
Operating HV/LV | 0 |  | 0.0096192 | 12.4417 | 0.0011506 | 3.0568
Operating LV circuits | 0 |  | 0 | 0 | 0 | 0
Operating LV customer |  | 0 |  | 0 | 0 | 0
Operating HV customer |  | 0 |  | 0 | 0 | 0
Scaler | 0 | 0 | 0 | 0 | 0 | 0
Rounding | -0.0001666 | 0 | 0.00034897 | -1.35 | -0.00012485 | -0.33169
Total | -0.546 | 0 | 0.202 | -5642.5389 | -0.52184 | -1386.2964
LV Sub Generation Non-Intermittent
| Rate 1 units (MWh) | Rate 2 units (MWh) | Rate 3 units (MWh) | MPANs | Reactive power units (MVArh) | MWh/year | MWh/MPAN/year
LV Sub Generation Non-Intermittent | 383.1676 | 1336.996 | 2848.1643 | 1.0176 | 34.0767 | 4568.328 | 4489.5084
| Unit rate 1 p/kWh | Unit rate 2 p/kWh | Unit rate 3 p/kWh | Fixed charge p/MPAN/day | Reactive power charge p/kVArh | Average unit rate (p/kWh) | Revenue (£/year) | Average p/kWh | Average £/MPAN/year
Assets 132kV | -0.70205 | -0.030985 | -0.0012122 |  | 0.020128 | -0.068559 | -3131.9778 | -0.068559 | -3077.9403
Assets 132kV/EHV | -0.35336 | -0.015595 | -0.00061012 |  | 0.010953 | -0.034501 | -1576.0987 | -0.034501 | -1548.9055
Assets EHV | -0.33674 | -0.041134 | -0.0032005 |  | 0.01335 | -0.042178 | -1926.8329 | -0.042178 | -1893.5883
Assets EHV/HV | -0.54563 | -0.066652 | -0.005186 |  | 0.021632 | -0.068343 | -3122.1455 | -0.068343 | -3068.2776
Assets 132kV/HV | -0.058681 | -0.0025898 | -0.00010132 |  | 0.022418 | -0.0055757 | -254.7172 | -0.0055757 | -250.3225
Assets HV | -0.71083 | -0.086832 | -0.0067561 |  | 0.026067 | -0.089051 | -4068.1611 | -0.089051 | -3997.9711
Assets HV/LV | 0 | 0 | 0 |  | 0.0061867 | 4.6148e-05 | 2.1082 | 4.6148e-05 | 2.0718
Assets LV circuits | 0 | 0 | 0 |  | 0 | 0 | 0 | 0 | 0
Assets LV customer |  |  |  | 0 |  | 0 | 0 | 0 | 0
Assets HV customer |  |  |  | 0 |  | 0 | 0 | 0 | 0
Transmission exit | -0.34385 | 0 | -0.00090451 |  | 0.0086036 | -0.02934 | -1340.3349 | -0.02934 | -1317.2094
Operating 132kV | -0.31773 | -0.014023 | -0.00054861 |  | 0.0091093 | -0.031028 | -1417.4508 | -0.031028 | -1392.9948
Operating 132kV/EHV | -0.15992 | -0.007058 | -0.00027612 |  | 0.0049569 | -0.015614 | -713.3008 | -0.015614 | -700.9939
Operating EHV | -0.1524 | -0.018616 | -0.0014485 |  | 0.006042 | -0.019089 | -872.0339 | -0.019089 | -856.9883
Operating EHV/HV | -0.24694 | -0.030165 | -0.002347 |  | 0.0097901 | -0.03093 | -1413.0009 | -0.03093 | -1388.6217
Operating 132kV/HV | -0.026557 | -0.0011721 | -4.5855e-05 |  | 0.010146 | -0.0025234 | -115.2783 | -0.0025234 | -113.2894
Operating HV | -0.61763 | -0.075447 | -0.0058703 |  | 0.022649 | -0.077376 | -3534.7691 | -0.077376 | -3473.782
Operating HV/LV | 0 | 0 | 0 |  | 0.0096192 | 7.1753e-05 | 3.2779 | 7.1753e-05 | 3.2213
Operating LV circuits | 0 | 0 | 0 |  | 0 | 0 | 0 | 0 | 0
Operating LV customer |  |  |  | 0 |  | 0 | 0 | 0 | 0
Operating HV customer |  |  |  | 0 |  | 0 | 0 | 0 | 0
Scaler | 0 | 0 | 0 | 0 | 0 | 0 | 0 | 0 | 0
Rounding | 0.00030836 | 0.00027024 | -0.00049289 | 0 | 0.00034897 | -0.00019974 | -9.1248 | -0.00019974 | -8.9674
Total | -4.572 | -0.39 | -0.029 | 0 | 0.202 | -0.51419 | -23489.8407 | -0.51419 | -23084.559
HV Generation Intermittent
| Rate 1 units (MWh) | MPANs | Reactive power units (MVArh) | MWh/year | MWh/MPAN/year
HV Generation Intermittent | 159096.2572 | 73.6338 | 3483.8436 | 159096.2572 | 2160.6409
| Unit rate 1 p/kWh | Fixed charge p/MPAN/day | Reactive power charge p/kVArh | Revenue (£/year) | Average p/kWh | Average £/MPAN/year
Assets 132kV | -0.071579 |  | 0.019765 | -113191.1546 | -0.071146 | -1537.2168
Assets 132kV/EHV | -0.036027 |  | 0.010755 | -56942.9561 | -0.035792 | -773.326
Assets EHV | -0.041041 |  | 0.012252 | -64867.7365 | -0.040773 | -880.9502
Assets EHV/HV | -0.046135 |  | 0.013773 | -72919.6437 | -0.045834 | -990.3009
Assets 132kV/HV | -0.0038791 |  | 0.014273 | -5674.279 | -0.0035666 | -77.0608
Assets HV | 0 |  | 0.017797 | 620.0331 | 0.00038972 | 8.4205
Assets HV/LV | 0 |  | 0 | 0 | 0 | 0
Assets LV circuits | 0 |  | 0 | 0 | 0 | 0
Assets LV customer |  | 0 |  | 0 | 0 | 0
Assets HV customer |  | 0 |  | 0 | 0 | 0
Transmission exit | -0.030596 |  | 0.0084483 | -48383.1714 | -0.030411 | -657.078
Operating 132kV | -0.032395 |  | 0.008945 | -51227.3399 | -0.032199 | -695.7039
Operating 132kV/EHV | -0.016305 |  | 0.0048674 | -25770.8845 | -0.016198 | -349.987
Operating EHV | -0.019874 |  | 0.005933 | -31412.4347 | -0.019744 | -426.6033
Operating EHV/HV | -0.032203 |  | 0.0096135 | -50899.1686 | -0.031993 | -691.2471
Operating 132kV/HV | -0.0027077 |  | 0.0099629 | -3960.7446 | -0.0024895 | -53.7897
Operating HV | 0 |  | 0.02224 | 774.8234 | 0.00048702 | 10.5227
Operating HV/LV | 0 |  | 0 | 0 | 0 | 0
Operating LV circuits | 0 |  | 0 | 0 | 0 | 0
Operating LV customer |  | 0 |  | 0 | 0 | 0
Operating HV customer |  | 29.3479 |  | 7887.649 | 0.0049578 | 107.1199
Scaler | 0 | 0 | 0 | 0 | 0 | 0
Rounding | -0.00025747 | 0.0020796 | 0.00037488 | -396.009 | -0.00024891 | -5.3781
Total | -0.333 | 29.35 | 0.159 | -516363.0172 | -0.32456 | -7012.5788
HV Generation Non-Intermittent
| Rate 1 units (MWh) | Rate 2 units (MWh) | Rate 3 units (MWh) | MPANs | Reactive power units (MVArh) | MWh/year | MWh/MPAN/year
HV Generation Non-Intermittent | 66634.4986 | 212262.4935 | 400806.3204 | 163.4066 | 8887.1675 | 679703.3125 | 4159.5836
| Unit rate 1 p/kWh | Unit rate 2 p/kWh | Unit rate 3 p/kWh | Fixed charge p/MPAN/day | Reactive power charge p/kVArh | Average unit rate (p/kWh) | Revenue (£/year) | Average p/kWh | Average £/MPAN/year
Assets 132kV | -0.68939 | -0.030426 | -0.0011903 |  | 0.019765 | -0.077529 | -526966.3113 | -0.077529 | -3224.8782
Assets 132kV/EHV | -0.34698 | -0.015314 | -0.00059911 |  | 0.010755 | -0.039011 | -265159.5698 | -0.039011 | -1622.6983
Assets EHV | -0.30903 | -0.03775 | -0.0029372 |  | 0.012252 | -0.043656 | -296731.0791 | -0.043656 | -1815.9066
Assets EHV/HV | -0.34739 | -0.042435 | -0.0033018 |  | 0.013773 | -0.049075 | -333563.7365 | -0.049075 | -2041.3116
Assets 132kV/HV | -0.03736 | -0.0016489 | -6.4508e-05 |  | 0.014273 | -0.0040289 | -27384.8232 | -0.0040289 | -167.587
Assets HV | 0 | 0 | 0 |  | 0.017797 | 0.0002327 | 1581.6834 | 0.0002327 | 9.6794
Assets HV/LV | 0 | 0 | 0 |  | 0 | 0 | 0 | 0 | 0
Assets LV circuits | 0 | 0 | 0 |  | 0 | 0 | 0 | 0 | 0
Assets LV customer |  |  |  | 0 |  | 0 | 0 | 0 | 0
Assets HV customer |  |  |  | 0 |  | 0 | 0 | 0 | 0
Transmission exit | -0.33764 | 0 | -0.00088819 |  | 0.0084483 | -0.033514 | -227794.6832 | -0.033514 | -1394.0362
Operating 132kV | -0.312 | -0.01377 | -0.00053871 |  | 0.008945 | -0.035088 | -238491.0946 | -0.035088 | -1459.4951
Operating 132kV/EHV | -0.15703 | -0.0069306 | -0.00027114 |  | 0.0048674 | -0.017655 | -120004.2482 | -0.017655 | -734.3906
Operating EHV | -0.14965 | -0.01828 | -0.0014223 |  | 0.005933 | -0.021141 | -143693.0923 | -0.021141 | -879.3593
Operating EHV/HV | -0.24248 | -0.029621 | -0.0023047 |  | 0.0096135 | -0.034255 | -232833.2394 | -0.034255 | -1424.8707
Operating 132kV/HV | -0.026078 | -0.0011509 | -4.5027e-05 |  | 0.0099629 | -0.0028123 | -19115.0787 | -0.0028123 | -116.9786
Operating HV | 0 | 0 | 0 |  | 0.02224 | 0.0002908 | 1976.5483 | 0.0002908 | 12.0959
Operating HV/LV | 0 | 0 | 0 |  | 0 | 0 | 0 | 0 | 0
Operating LV circuits | 0 | 0 | 0 |  | 0 | 0 | 0 | 0 | 0
Operating LV customer |  |  |  | 0 |  | 0 | 0 | 0 | 0
Operating HV customer |  |  |  | 29.3479 |  | 0 | 17504.0977 | 0.0025753 | 107.1199
Scaler | 0 | 0 | 0 | 0 | 0 | 0 | 0 | 0 | 0
Rounding | 2.4846e-05 | 0.00032591 | -0.00043706 | 0.0020796 | 0.00037488 | -0.00014861 | -1008.8687 | -0.00014843 | -6.174
Total | -2.955 | -0.197 | -0.014 | 29.35 | 0.159 | -0.35739 | -2411683.4957 | -0.35481 | -14758.7909

## M-Rev
Revenue matrix for WPD East Midlands in April 17 (Final)
This sheet is for information only. It can be deleted without affecting any calculations elsewhere in the model.
3901. Revenue matrix by tariff
Revenue matrix by tariff, charging element and network level
| Assets 132kV | Assets 132kV/EHV | Assets EHV | Assets EHV/HV | Assets 132kV/HV | Assets HV | Assets HV/LV | Assets LV circuits | Assets LV customer | Assets HV customer | Transmission exit | Operating 132kV | Operating 132kV/EHV | Operating EHV | Operating EHV/HV | Operating 132kV/HV | Operating HV | Operating HV/LV | Operating LV circuits | Operating LV customer | Operating HV customer | Scaler | Rounding | Total net revenue by tariff (£/year)
Domestic Unrestricted | 7752208.2185 | 3901821.0589 | 4501319.1451 | 7293716.7779 | 647960.9178 | 9502042.2817 | 2255193.1823 | 956140.8718 | 0 | 0 | 3395115.276 | 3508445.576 | 1765861.6031 | 2037178.6716 | 3300944.4071 | 293250.0716 | 8256193.5032 | 3506440.1983 | 7060755.0043 | 9909880.1637 | 0 | 46074369.3922 | -3379.8776 | 125915456.4437
Domestic Two Rate | 4845483.6562 | 2438816.0944 | 2863188.5253 | 4639370.2629 | 405005.1222 | 6044036.7704 | 1434477.9906 | 541899.015 | 0 | 0 | 2128321.205 | 2192938.4787 | 1103744.0296 | 1295803.8319 | 2099656.9771 | 183294.6677 | 5251580.2011 | 2230368.258 | 4001728.5052 | 5616488.5922 | 0 | 28882983.1724 | 4159.3804 | 78203344.7363
Domestic Off Peak (related MPAN) | 55378.5408 | 27872.9816 | 39691.9213 | 64314.8426 | 4628.7624 | 83787.5081 | 19885.9373 | 0 |  |  | 21061.1616 | 25062.8713 | 12614.5785 | 17963.5198 | 29107.2064 | 2094.8562 | 72801.8104 | 30919.2359 | 0 |  |  | 285816.4328 | -176.39 | 792825.7769
Small Non Domestic Unrestricted | 1561721.0412 | 786041.3285 | 975840.119 | 1581203.4693 | 130534.9612 | 2059945.9341 | 488902.8999 | 58311.3995 | 0 | 0 | 641099.6877 | 706793.8739 | 355741.6343 | 441639.5757 | 715611.1085 | 59076.6907 | 1789858.615 | 760160.5019 | 430608.6249 | 1359702.5283 | 0 | 8700224.1234 | -580.6565 | 23602437.4605
Small Non Domestic Two Rate | 2388704.2045 | 1202276.32 | 1493904.4947 | 2420649.5754 | 199657.5589 | 3153551.929 | 748456.8685 | 50588.3378 | 0 | 0 | 996808.3795 | 1081064.706 | 544118.6456 | 676101.8883 | 1095522.3408 | 90359.7606 | 2740077.783 | 1163722.5897 | 373576.6034 | 1179616.5306 | 0 | 13527469.2484 | -1794.9444 | 35124432.8202
Small Non Domestic Off Peak (related MPAN) | 818.6818 | 412.0568 | 700.5192 | 1135.087 | 68.4287 | 1478.7584 | 350.9652 | 0 |  |  | 286.9902 | 370.5139 | 186.4861 | 317.0366 | 513.7105 | 30.969 | 1284.8728 | 545.6909 | 0 |  |  | 3894.6809 | 5.4949 | 12400.9429
LV Medium Non-Domestic | 0 | 0 | 0 | 0 | 0 | 0 | 0 | 0 | 0 | 0 | 0 | 0 | 0 | 0 | 0 | 0 | 0 | 0 | 0 | 0 | 0 | 0 | 0 | 0
LV Sub Medium Non-Domestic | 0 | 0 | 0 | 0 | 0 | 0 | 0 | 0 | 0 | 0 | 0 | 0 | 0 | 0 | 0 | 0 | 0 | 0 | 0 | 0 | 0 | 0 | 0 | 0
HV Medium Non-Domestic | 0 | 0 | 0 | 0 | 0 | 0 | 0 | 0 | 0 | 0 | 0 | 0 | 0 | 0 | 0 | 0 | 0 | 0 | 0 | 0 | 0 | 0 | 0 | 0
LV Network Domestic | 0 | 0 | 0 | 0 | 0 | 0 | 0 | 0 | 0 | 0 | 0 | 0 | 0 | 0 | 0 | 0 | 0 | 0 | 0 | 0 | 0 | 0 | 0 | 0
LV Network Non-Domestic Non-CT | 189149.5013 | 95202.2297 | 116705.519 | 189103.8992 | 15809.8804 | 246359.065 | 58470.3022 | 1550.2425 | 0 | 0 | 79504.8407 | 85604.0901 | 43086.0256 | 52817.8488 | 85583.4518 | 7155.1361 | 214057.9942 | 90911.3328 | 11447.9812 | 36148.484 | 0 | 1078942.8638 | -82.2297 | 2697528.4586
LV HH Metered | 4246884.4905 | 2137530.7362 | 2626524.5842 | 4255891.6197 | 354971.7828 | 6574451.6991 | 2538196.7055 | 1004944.1773 | 0 | 0 | 1780428.1361 | 1922028.238 | 967390.1995 | 1188695.9558 | 1926104.6278 | 160650.894 | 5712450.4182 | 3946462.3382 | 7421149.7883 | 421991.162 | 0 | 24161802.1629 | -10693.6201 | 73337856.0959
LV Sub HH Metered | 113267.2918 | 57009.3955 | 69850.5366 | 113182.3837 | 9467.3384 | 341623.0643 | 81080.0439 | 0 | 0 | 0 | 47685.7849 | 51261.7976 | 25800.9532 | 31612.516 | 51223.3704 | 4284.6684 | 296831.5695 | 126065.6193 | 0 | 3388.3319 | 0 | 647133.3928 | -220.9331 | 2070547.1252
HV HH Metered | 6983507.8174 | 3450198.0845 | 4811019.4117 | 9212497.0379 | 835807.0045 | 9604892.2379 | 0 | 0 | 0 | 0 | 2886809.3065 | 3160551.9893 | 1561468.9215 | 2329753.4544 | 6430481.7753 | 583407.7002 | 12002739.105 | 0 | 0 | 0 | 712740.9083 | 39176259.8729 | -24602.299 | 103717532.3284
NHH UMS category A | 44314.286 | 22304.1499 | 27218.9696 | 44104.2834 | 3703.9673 | 57457.7789 | 13636.899 | 5665.9896 | 0 |  | 18924.6942 | 20055.4805 | 10094.2717 | 12318.5898 | 19960.4388 | 1676.3182 | 49924.2717 | 21203.0487 | 41841.2865 | 290040.6815 |  | 256822.8996 | -159.9107 | 961108.3942
NHH UMS category B | 30352.086 | 15276.7321 | 15641.8346 | 25345.2616 | 2536.9501 | 33019.0703 | 7836.6713 | 3256.0553 | 0 |  | 14633.9825 | 13736.5559 | 6913.8472 | 7079.083 | 11470.5989 | 1148.1569 | 28689.8149 | 12184.6854 | 24044.7927 | 133337.623 |  | 198594.5866 | -20.4534 | 585077.9349
NHH UMS category C | 837.9037 | 421.7315 | 422.1213 | 683.9846 | 70.0354 | 891.0752 | 211.4858 | 87.8701 | 0 |  | 403.3113 | 379.2132 | 190.8646 | 191.041 | 309.5534 | 31.6962 | 774.243 | 328.8243 | 648.8892 | 2036.0835 |  | 5473.2492 | -1.5317 | 14391.6446
NHH UMS category D | 3736.5618 | 1880.6765 | 3318.6772 | 5377.4218 | 312.317 | 7005.5488 | 1662.6811 | 690.8267 | 0 |  | 1028.9052 | 1691.0696 | 851.1447 | 1501.946 | 2433.6797 | 141.3464 | 6087.0248 | 2585.1851 | 5101.5055 | 47539.2351 |  | 13963.0484 | -30.6837 | 106878.1176
LV UMS (Pseudo HH Metered) | 340780.2728 | 171520.631 | 176491.7555 | 285978.5846 | 28483.7935 | 372564.5902 | 88423.6356 | 36739.0999 | 0 |  | 163240.597 | 154228.1898 | 77625.727 | 79875.5272 | 129426.3869 | 12891.0159 | 323716.2347 | 137483.65 | 271304.9839 | 1379634.5262 |  | 2215302.5606 | -368.1795 | 6445343.5828
LV Generation NHH or Aggregate HH | -1023.6139 | -515.2027 | -627.9866 | -1017.5587 | -85.5578 | -1325.6459 | -314.6258 | 0 | 0 | 0 | -437.5403 | -463.2607 | -233.1672 | -284.2102 | -460.5203 | -38.7212 | -1151.8354 | -489.1894 | 0 | 0 | 0 | 0 | -0.21403 | -8468.8499
LV Sub Generation NHH | 0 | 0 | 0 | 0 | 0 | 0 | 0 | 0 | 0 | 0 | 0 | 0 | 0 | 0 | 0 | 0 | 0 | 0 | 0 | 0 | 0 | 0 | 0 | 0
LV Generation Intermittent | -27846.7713 | -13995.3186 | -17059.0588 | -27641.6622 | -1811.7527 | -36063.3606 | -8559.1963 | 63.9392 | 0 | 0 | -11903.007 | -12602.7164 | -6333.9132 | -7720.4814 | -12509.8894 | -819.9516 | -31334.9567 | -13308.0882 | 472.1682 | 0 | 0 | 0 | 1.6828 | -228972.3341
LV Generation Non-Intermittent | -6260.8581 | -3145.352 | -3962.7713 | -6421.0803 | -375.8063 | -8380.2406 | -1988.9473 | 18.2847 | 0 | 0 | -2574.6757 | -2833.4997 | -1423.5036 | -1793.4461 | -2906.0121 | -170.08 | -7281.4755 | -3092.4734 | 135.0261 | 0 | 0 | 0 | -8.9936 | -52465.9047
LV Sub Generation Intermittent | -762.1619 | -382.5462 | -466.2901 | -755.5535 | -36.8841 | -987.0486 | 8.002 | 0 | 0 | 0 | -325.7835 | -344.9344 | -173.1303 | -211.0306 | -341.9437 | -16.6928 | -857.633 | 12.4417 | 0 | 0 | 0 | 0 | -1.35 | -5642.5389
LV Sub Generation Non-Intermittent | -3131.9778 | -1576.0987 | -1926.8329 | -3122.1455 | -254.7172 | -4068.1611 | 2.1082 | 0 | 0 | 0 | -1340.3349 | -1417.4508 | -713.3008 | -872.0339 | -1413.0009 | -115.2783 | -3534.7691 | 3.2779 | 0 | 0 | 0 | 0 | -9.1248 | -23489.8407
HV Generation Intermittent | -113191.1546 | -56942.9561 | -64867.7365 | -72919.6437 | -5674.279 | 620.0331 | 0 | 0 | 0 | 0 | -48383.1714 | -51227.3399 | -25770.8845 | -31412.4347 | -50899.1686 | -3960.7446 | 774.8234 | 0 | 0 | 0 | 7887.649 | 0 | -396.009 | -516363.0172
HV Generation Non-Intermittent | -526966.3113 | -265159.5698 | -296731.0791 | -333563.7365 | -27384.8232 | 1581.6834 | 0 | 0 | 0 | 0 | -227794.6832 | -238491.0946 | -120004.2482 | -143693.0923 | -232833.2394 | -19115.0787 | 1976.5483 | 0 | 0 | 0 | 17504.0977 | 0 | -1008.8687 | -2411683.4957
3902. Revenues by charging element and network level
Total net revenue by charging element and network level (£/year)
| Assets 132kV | Assets 132kV/EHV | Assets EHV | Assets EHV/HV | Assets 132kV/HV | Assets HV | Assets HV/LV | Assets LV circuits | Assets LV customer | Assets HV customer | Transmission exit | Operating 132kV | Operating 132kV/EHV | Operating EHV | Operating EHV/HV | Operating 132kV/HV | Operating HV | Operating HV/LV | Operating LV circuits | Operating LV customer | Operating HV customer | Scaler | Rounding | Total net revenue (£/year)
Revenues by charging element and network level | 27877961.7056 | 13966867.1629 | 17336196.379 | 29687113.1112 | 2603395.0003 | 38034484.571 | 7725933.6091 | 2659956.1096 | 0 | 0 | 11882593.0623 | 12616832.3472 | 6321036.7842 | 7986863.7567 | 15596985.8591 | 1375257.4009 | 36705658.1634 | 12012507.1271 | 19642815.1594 | 20379803.942 | 738132.655 | 165229051.6868 | -39369.7114 | 450340075.8815

## CData
Additional calculations for tariff comparisons for WPD East Midlands in April 17 (Final)
This sheet is for information only. It can be deleted without affecting any calculations elsewhere in the model.
4001. Revenues under current tariffs (£)
Data sources:
x1 = 1201. Current revenues if known (£) (in Current tariff information)
x2 = 1010. Days in the charging year (in Financial and general assumptions)
x3 = 1201. Current Fixed charge p/MPAN/day (in Current tariff information)
x4 = 1053. MPANs by tariff (in Volume forecasts for the charging year)
x5 = 1201. Current Capacity charge p/kVA/day (in Current tariff information)
x6 = 1053. Import capacity (kVA) by tariff (in Volume forecasts for the charging year)
x7 = 1201. Current Unit rate 1 p/kWh (in Current tariff information)
x8 = 1053. Rate 1 units (MWh) by tariff (in Volume forecasts for the charging year)
x9 = 1201. Current Unit rate 2 p/kWh (in Current tariff information)
x10 = 1053. Rate 2 units (MWh) by tariff (in Volume forecasts for the charging year)
x11 = 1201. Current Unit rate 3 p/kWh (in Current tariff information)
x12 = 1053. Rate 3 units (MWh) by tariff (in Volume forecasts for the charging year)
x13 = 1201. Current Reactive power charge p/kVArh (in Current tariff information)
x14 = 1053. Reactive power units (MVArh) by tariff (in Volume forecasts for the charging year)
Calculation =IF(x1,x1,0.01*x2*(x3*x4+x5*x6)+10*(x7*x8+x9*x10+x11*x12+x13*x14))
Revenues under current tariffs (£)
Domestic Unrestricted | 127421689.8695
Domestic Two Rate | 77318496.9761
Domestic Off Peak (related MPAN) | 780201.1626
Small Non Domestic Unrestricted | 22789088.0717
Small Non Domestic Two Rate | 34728885.585
Small Non Domestic Off Peak (related MPAN) | 12146.9987
LV Medium Non-Domestic | 0
LV Sub Medium Non-Domestic | 0
HV Medium Non-Domestic | 0
LV Network Domestic | 0
LV Network Non-Domestic Non-CT | 2639714.8444
LV HH Metered | 71131165.2459
LV Sub HH Metered | 2026259.4051
HV HH Metered | 101478636.1869
NHH UMS category A | 927659.8552
NHH UMS category B | 562960.2903
NHH UMS category C | 14177.9073
NHH UMS category D | 102469.9151
LV UMS (Pseudo HH Metered) | 6320851.9356
4002. All-the-way volumes
Data sources:
x1 = 1053. Rate 1 units (MWh) by tariff (in Volume forecasts for the charging year)
x2 = 1053. Rate 2 units (MWh) by tariff (in Volume forecasts for the charging year)
x3 = 1053. Rate 3 units (MWh) by tariff (in Volume forecasts for the charging year)
x4 = 1053. MPANs by tariff (in Volume forecasts for the charging year)
x5 = 1053. Import capacity (kVA) by tariff (in Volume forecasts for the charging year)
x6 = 1053. Reactive power units (MVArh) by tariff (in Volume forecasts for the charging year)
x7 = 3802. All units (MWh) (in Revenue summary)
Kind: | Copy cells | Copy cells | Copy cells | Copy cells | Copy cells | Copy cells | Copy cells
Formula: | = x1 | = x2 | = x3 | = x4 | = x5 | = x6 | = x7
| Rate 1 units (MWh) | Rate 2 units (MWh) | Rate 3 units (MWh) | MPANs | Import capacity (kVA) | Reactive power units (MVArh) | All units (MWh)
Domestic Unrestricted | 5135811.7458 | 0 | 0 | 1545669.868 | 0 | 0 | 5135811.7458
Domestic Two Rate | 2674882.1278 | 1237908.3874 | 0 | 890301.5671 | 0 | 0 | 3912790.5152
Domestic Off Peak (related MPAN) | 126246.1428 | 0 | 0 | 37550 | 0 | 0 | 126246.1428
Small Non Domestic Unrestricted | 1110178.3066 | 0 | 0 | 95231.7389 | 0 | 0 | 1110178.3066
Small Non Domestic Two Rate | 1563113.8011 | 493762.8671 | 0 | 83250.6073 | 0 | 0 | 2056876.6681
Small Non Domestic Off Peak (related MPAN) | 4232.4037 | 0 | 0 | 725 | 0 | 0 | 4232.4037
LV Medium Non-Domestic | 0 | 0 | 0 | 0 | 0 | 0 | 0
LV Sub Medium Non-Domestic | 0 | 0 | 0 | 0 | 0 | 0 | 0
HV Medium Non-Domestic | 0 | 0 | 0 | 0 | 0 | 0 | 0
LV Network Domestic | 0 | 0 | 0 | 0 | 0 | 0 | 0
LV Network Non-Domestic Non-CT | 16585.0352 | 64545.2858 | 72719.4798 | 2537.8967 | 0 | 0 | 153849.8007
LV HH Metered | 387715.6409 | 1535127.9869 | 1677145.8159 | 14377.71 | 1992168.0098 | 328940.954 | 3599989.4438
LV Sub HH Metered | 10795.1032 | 41608.9643 | 50157.6678 | 151.3024 | 67327.3688 | 11921.3125 | 102561.7353
HV HH Metered | 750759.7815 | 2901574.3163 | 3996289.6937 | 3193.489 | 2753192.806 | 688380.989 | 7648623.7915
NHH UMS category A | 50361.5557 | 0 | 0 | 1442.895 | 0 | 0 | 50361.5557
NHH UMS category B | 22903.1851 | 0 | 0 | 1187.4883 | 0 | 0 | 22903.1851
NHH UMS category C | 356.2288 | 0 | 0 | 161.7915 | 0 | 0 | 356.2288
NHH UMS category D | 8317.3632 | 0 | 0 | 261.512 | 0 | 0 | 8317.3632
LV UMS (Pseudo HH Metered) | 12896.4684 | 29606.9037 | 198874.5437 | 117.019 | 0 | 0 | 241377.9159
LV Generation NHH or Aggregate HH | 1315.3859 | 0 | 0 | 18.316 | 0 | 0 | 1315.3859
LV Sub Generation NHH | 0 | 0 | 0 | 0 | 0 | 0 | 0
LV Generation Intermittent | 37363.5756 | 0 | 0 | 190.283 | 0 | 2298.3906 | 37363.5756
LV Generation Non-Intermittent | 728.9515 | 3252.8215 | 3642.2599 | 71.2289 | 0 | 685.3002 | 7624.033
LV Sub Generation Intermittent | 1081.2842 | 0 | 0 | 4.0702 | 0 | 129.3429 | 1081.2842
LV Sub Generation Non-Intermittent | 383.1676 | 1336.996 | 2848.1643 | 1.0176 | 0 | 34.0767 | 4568.328
HV Generation Intermittent | 159023.4168 | 0 | 0 | 73.6338 | 0 | 3483.8436 | 159023.4168
HV Generation Non-Intermittent | 66634.4986 | 212262.4935 | 400806.3204 | 163.4066 | 0 | 8887.1675 | 679703.3125
4003. Normalised to
Normalised to
Domestic Unrestricted | = x1: MPAN
Domestic Two Rate | = x1: MPAN
Domestic Off Peak (related MPAN) | = x1: MPAN
Small Non Domestic Unrestricted | = x1: MPAN
Small Non Domestic Two Rate | = x1: MPAN
Small Non Domestic Off Peak (related MPAN) | = x1: MPAN
LV Medium Non-Domestic | = x1: MPAN
LV Sub Medium Non-Domestic | = x1: MPAN
HV Medium Non-Domestic | = x1: MPAN
LV Network Domestic | = x1: MPAN
LV Network Non-Domestic Non-CT | = x1: MPAN
LV HH Metered | = x1: kVA
LV Sub HH Metered | = x1: kVA
HV HH Metered | = x1: kVA
NHH UMS category A | = x1: MWh
NHH UMS category B | = x1: MWh
NHH UMS category C | = x1: MWh
NHH UMS category D | = x1: MWh
LV UMS (Pseudo HH Metered) | = x1: MWh
LV Generation NHH or Aggregate HH | = x1: MWh
LV Sub Generation NHH | = x1: MWh
LV Generation Intermittent | = x1: MWh
LV Generation Non-Intermittent | = x1: MWh
LV Sub Generation Intermittent | = x1: MWh
LV Sub Generation Non-Intermittent | = x1: MWh
HV Generation Intermittent | = x1: MWh
HV Generation Non-Intermittent | = x1: MWh
4004. Normalised volumes for comparisons
Data sources:
x1 = 4002. Rate 1 units (MWh) by tariff (in Volume forecasts for the charging year) (in All-the-way volumes)
x2 = 4003. Normalised to
x3 = 4002. Import capacity (kVA) by tariff (in Volume forecasts for the charging year) (in All-the-way volumes)
x4 = 4002. MPANs by tariff (in Volume forecasts for the charging year) (in All-the-way volumes)
x5 = 4002. All units (MWh) (in Revenue summary) (in All-the-way volumes)
x6 = 4002. Rate 2 units (MWh) by tariff (in Volume forecasts for the charging year) (in All-the-way volumes)
x7 = 4002. Rate 3 units (MWh) by tariff (in Volume forecasts for the charging year) (in All-the-way volumes)
x8 = 4002. Reactive power units (MVArh) by tariff (in Volume forecasts for the charging year) (in All-the-way volumes)
x9 = 1010. Days in the charging year (in Financial and general assumptions)
x10 = 3607. Fixed charge p/MPAN/day (in Tariffs)
x11 = Normalised MPANs (in Normalised volumes for comparisons)
x12 = 3607. Capacity charge p/kVA/day (in Tariffs)
x13 = Normalised Import capacity (kVA) (in Normalised volumes for comparisons)
x14 = 3607. Unit rate 1 p/kWh (in Tariffs)
x15 = Normalised Rate 1 units (MWh) (in Normalised volumes for comparisons)
x16 = 3607. Unit rate 2 p/kWh (in Tariffs)
x17 = Normalised Rate 2 units (MWh) (in Normalised volumes for comparisons)
x18 = 3607. Unit rate 3 p/kWh (in Tariffs)
x19 = Normalised Rate 3 units (MWh) (in Normalised volumes for comparisons)
x20 = 3607. Reactive power charge p/kVArh (in Tariffs)
x21 = Normalised Reactive power units (MVArh) (in Normalised volumes for comparisons)
Kind: | Calculation | Calculation | Calculation | Calculation | Calculation | Calculation | Calculation
Formula: | =x1/IF(x2="kVA",IF(x3,x3,1),IF(x2="MPAN",IF(x4,x4,1),IF(x5,x5,1))) | =x6/IF(x2="kVA",IF(x3,x3,1),IF(x2="MPAN",IF(x4,x4,1),IF(x5,x5,1))) | =x7/IF(x2="kVA",IF(x3,x3,1),IF(x2="MPAN",IF(x4,x4,1),IF(x5,x5,1))) | =x4/IF(x2="kVA",IF(x3,x3,1),IF(x2="MPAN",IF(x4,x4,1),IF(x5,x5,1))) | =x3/IF(x2="kVA",IF(x3,x3,1),IF(x2="MPAN",IF(x4,x4,1),IF(x5,x5,1))) | =x8/IF(x2="kVA",IF(x3,x3,1),IF(x2="MPAN",IF(x4,x4,1),IF(x5,x5,1))) | =0.01*x9*(x10*x11+x12*x13)+10*(x14*x15+x16*x17+x18*x19+x20*x21)
| Normalised Rate 1 units (MWh) | Normalised Rate 2 units (MWh) | Normalised Rate 3 units (MWh) | Normalised MPANs | Normalised Import capacity (kVA) | Normalised Reactive power units (MVArh) | Normalised revenues (£)
Domestic Unrestricted
Domestic Unrestricted | 3.3227 | 0 | 0 | 1 | 0 | 0 | 80.1349
LDNO LV: Domestic Unrestricted | 3.3227 | 0 | 0 | 1 | 0 | 0 | 56.0034
LDNO HV: Domestic Unrestricted | 3.3227 | 0 | 0 | 1 | 0 | 0 | 41.0275
Domestic Two Rate
Domestic Two Rate | 3.0045 | 1.3904 | 0 | 1 | 0 | 0 | 87.6555
LDNO LV: Domestic Two Rate | 3.0045 | 1.3904 | 0 | 1 | 0 | 0 | 61.2627
LDNO HV: Domestic Two Rate | 3.0045 | 1.3904 | 0 | 1 | 0 | 0 | 44.874
Domestic Off Peak (related MPAN)
Domestic Off Peak (related MPAN) | 3.3621 | 0 | 0 | 1 | 0 | 0 | 21.1139
LDNO LV: Domestic Off Peak (related MPAN) | 3.3621 | 0 | 0 | 1 | 0 | 0 | 14.7595
LDNO HV: Domestic Off Peak (related MPAN) | 3.3621 | 0 | 0 | 1 | 0 | 0 | 10.7923
Small Non Domestic Unrestricted
Small Non Domestic Unrestricted | 11.6577 | 0 | 0 | 1 | 0 | 0 | 246.1299
LDNO LV: Small Non Domestic Unrestricted | 11.6577 | 0 | 0 | 1 | 0 | 0 | 172.0125
LDNO HV: Small Non Domestic Unrestricted | 11.6577 | 0 | 0 | 1 | 0 | 0 | 125.9652
Small Non Domestic Two Rate
Small Non Domestic Two Rate | 18.776 | 5.931 | 0 | 1 | 0 | 0 | 421.7418
LDNO LV: Small Non Domestic Two Rate | 18.776 | 5.931 | 0 | 1 | 0 | 0 | 294.7734
LDNO HV: Small Non Domestic Two Rate | 18.776 | 5.931 | 0 | 1 | 0 | 0 | 215.9074
Small Non Domestic Off Peak (related MPAN)
Small Non Domestic Off Peak (related MPAN) | 5.8378 | 0 | 0 | 1 | 0 | 0 | 17.1047
LDNO LV: Small Non Domestic Off Peak (related MPAN) | 5.8378 | 0 | 0 | 1 | 0 | 0 | 11.9675
LDNO HV: Small Non Domestic Off Peak (related MPAN) | 5.8378 | 0 | 0 | 1 | 0 | 0 | 8.7567
LV Medium Non-Domestic
LV Medium Non-Domestic | 0 | 0 | 0 | 0 | 0 | 0 | 0
LDNO LV: LV Medium Non-Domestic | 0 | 0 | 0 | 0 | 0 | 0 | 0
LDNO HV: LV Medium Non-Domestic | 0 | 0 | 0 | 0 | 0 | 0 | 0
LV Sub Medium Non-Domestic
LV Sub Medium Non-Domestic | 0 | 0 | 0 | 0 | 0 | 0 | 0
HV Medium Non-Domestic
HV Medium Non-Domestic | 0 | 0 | 0 | 0 | 0 | 0 | 0
LV Network Domestic
LV Network Domestic | 0 | 0 | 0 | 0 | 0 | 0 | 0
LDNO LV: LV Network Domestic | 0 | 0 | 0 | 0 | 0 | 0 | 0
LDNO HV: LV Network Domestic | 0 | 0 | 0 | 0 | 0 | 0 | 0
LV Network Non-Domestic Non-CT
LV Network Non-Domestic Non-CT | 6.535 | 25.4326 | 28.6534 | 1 | 0 | 0 | 1057.0077
LDNO LV: LV Network Non-Domestic Non-CT | 6.535 | 25.4326 | 28.6534 | 1 | 0 | 0 | 738.695
LDNO HV: LV Network Non-Domestic Non-CT | 6.535 | 25.4326 | 28.6534 | 1 | 0 | 0 | 540.9681
LV HH Metered
LV HH Metered | 0.19462 | 0.77058 | 0.84187 | 0.0072171 | 1 | 0.16512 | 36.2063
LDNO LV: LV HH Metered | 0.19462 | 0.77058 | 0.84187 | 0.0072171 | 1 | 0.16512 | 25.2949
LDNO HV: LV HH Metered | 0.19462 | 0.77058 | 0.84187 | 0.0072171 | 1 | 0.16512 | 18.5496
LV Sub HH Metered
LV Sub HH Metered | 0.16034 | 0.61801 | 0.74498 | 0.0022473 | 1 | 0.17706 | 30.7534
LDNO HV: LV Sub HH Metered | 0.16034 | 0.61801 | 0.74498 | 0.0022473 | 1 | 0.17706 | 22.8054
HV HH Metered
HV HH Metered | 0.27269 | 1.0539 | 1.4515 | 0.0011599 | 1 | 0.25003 | 37.4606
LDNO HV: HV HH Metered | 0.27269 | 1.0539 | 1.4515 | 0.0011599 | 1 | 0.25003 | 31.5032
NHH UMS category A
NHH UMS category A | 1 | 0 | 0 | 0.028651 | 0 | 0 | 18.94
LDNO LV: NHH UMS category A | 1 | 0 | 0 | 0.028651 | 0 | 0 | 13.23
LDNO HV: NHH UMS category A | 1 | 0 | 0 | 0.028651 | 0 | 0 | 9.69
NHH UMS category B
NHH UMS category B | 1 | 0 | 0 | 0.051848 | 0 | 0 | 25.08
LDNO LV: NHH UMS category B | 1 | 0 | 0 | 0.051848 | 0 | 0 | 17.53
LDNO HV: NHH UMS category B | 1 | 0 | 0 | 0.051848 | 0 | 0 | 12.84
NHH UMS category C
NHH UMS category C | 1 | 0 | 0 | 0.45418 | 0 | 0 | 40.4
LDNO LV: NHH UMS category C | 1 | 0 | 0 | 0.45418 | 0 | 0 | 28.23
LDNO HV: NHH UMS category C | 1 | 0 | 0 | 0.45418 | 0 | 0 | 20.68
NHH UMS category D
NHH UMS category D | 1 | 0 | 0 | 0.031442 | 0 | 0 | 12.85
LDNO LV: NHH UMS category D | 1 | 0 | 0 | 0.031442 | 0 | 0 | 8.98
LDNO HV: NHH UMS category D | 1 | 0 | 0 | 0.031442 | 0 | 0 | 6.58
LV UMS (Pseudo HH Metered)
LV UMS (Pseudo HH Metered) | 0.053429 | 0.12266 | 0.82391 | 0.0004848 | 0 | 0 | 26.7023
LDNO LV: LV UMS (Pseudo HH Metered) | 0.053429 | 0.12266 | 0.82391 | 0.0004848 | 0 | 0 | 18.6618
LDNO HV: LV UMS (Pseudo HH Metered) | 0.053429 | 0.12266 | 0.82391 | 0.0004848 | 0 | 0 | 13.6619
LV Generation NHH or Aggregate HH
LV Generation NHH or Aggregate HH | 1 | 0 | 0 | 0.013924 | 0 | 0 | -6.26
LDNO LV: LV Generation NHH or Aggregate HH | 1 | 0 | 0 | 0.013924 | 0 | 0 | -6.26
LDNO HV: LV Generation NHH or Aggregate HH | 1 | 0 | 0 | 0.013924 | 0 | 0 | -6.26
LV Sub Generation NHH
LV Sub Generation NHH | 0 | 0 | 0 | 0 | 0 | 0 | 0
LDNO HV: LV Sub Generation NHH | 0 | 0 | 0 | 0 | 0 | 0 | 0
LV Generation Intermittent
LV Generation Intermittent | 1 | 0 | 0 | 0.0050927 | 0 | 0.061514 | -6.1173
LDNO LV: LV Generation Intermittent | 1 | 0 | 0 | 0.0050927 | 0 | 0.061514 | -6.1173
LDNO HV: LV Generation Intermittent | 1 | 0 | 0 | 0.0050927 | 0 | 0.061514 | -6.1173
LV Generation Non-Intermittent
LV Generation Non-Intermittent | 0.095612 | 0.42665 | 0.47773 | 0.0093427 | 0 | 0.089887 | -6.8816
LDNO LV: LV Generation Non-Intermittent | 0.095612 | 0.42665 | 0.47773 | 0.0093427 | 0 | 0.089887 | -6.8816
LDNO HV: LV Generation Non-Intermittent | 0.095612 | 0.42665 | 0.47773 | 0.0093427 | 0 | 0.089887 | -6.8816
LV Sub Generation Intermittent
LV Sub Generation Intermittent | 1 | 0 | 0 | 0.0037643 | 0 | 0.11962 | -5.2184
LDNO HV: LV Sub Generation Intermittent | 1 | 0 | 0 | 0.0037643 | 0 | 0.11962 | -5.2184
LV Sub Generation Non-Intermittent
LV Sub Generation Non-Intermittent | 0.083875 | 0.29267 | 0.62346 | 0.00022274 | 0 | 0.0074593 | -5.1419
LDNO HV: LV Sub Generation Non-Intermittent | 0.083875 | 0.29267 | 0.62346 | 0.00022274 | 0 | 0.0074593 | -5.1419
HV Generation Intermittent
HV Generation Intermittent | 1 | 0 | 0 | 0.00046304 | 0 | 0.021908 | -3.2456
LDNO HV: HV Generation Intermittent | 1 | 0 | 0 | 0.00046304 | 0 | 0.021908 | -3.2952
HV Generation Non-Intermittent
HV Generation Non-Intermittent | 0.098035 | 0.31229 | 0.58968 | 0.00024041 | 0 | 0.013075 | -3.5481
LDNO HV: HV Generation Non-Intermittent | 0.098035 | 0.31229 | 0.58968 | 0.00024041 | 0 | 0.013075 | -3.5739
4005. LDNO LV charges (normalised £)
Data sources:
x1 = 4004. Normalised revenues (£) (in Normalised volumes for comparisons)
Copy cells = x1
LDNO LV charges (normalised £)
LDNO LV: Domestic Unrestricted | = x1: 56.0034
LDNO LV: Domestic Two Rate | = x1: 61.2627
LDNO LV: Domestic Off Peak (related MPAN) | = x1: 14.7595
LDNO LV: Small Non Domestic Unrestricted | = x1: 172.0125
LDNO LV: Small Non Domestic Two Rate | = x1: 294.7734
LDNO LV: Small Non Domestic Off Peak (related MPAN) | = x1: 11.9675
LDNO LV: LV Medium Non-Domestic | = x1: 0
LDNO LV: LV Network Domestic | = x1: 0
LDNO LV: LV Network Non-Domestic Non-CT | = x1: 738.695
LDNO LV: LV HH Metered | = x1: 25.2949
N/A | bar: = x1
N/A | bar: = x1
LDNO LV: NHH UMS category A | = x1: 13.23
LDNO LV: NHH UMS category B | = x1: 17.53
LDNO LV: NHH UMS category C | = x1: 28.23
LDNO LV: NHH UMS category D | = x1: 8.98
LDNO LV: LV UMS (Pseudo HH Metered) | = x1: 18.6618
LDNO LV: LV Generation NHH or Aggregate HH | = x1: -6.26
N/A | bar: = x1
LDNO LV: LV Generation Intermittent | = x1: -6.1173
LDNO LV: LV Generation Non-Intermittent | = x1: -6.8816
N/A | bar: = x1
N/A | bar: = x1
N/A | bar: = x1
N/A | bar: = x1
4006. LDNO HV charges (normalised £)
Data sources:
x1 = 4004. Normalised revenues (£) (in Normalised volumes for comparisons)
Copy cells = x1
LDNO HV charges (normalised £)
LDNO HV: Domestic Unrestricted | = x1: 41.0275
LDNO HV: Domestic Two Rate | = x1: 44.874
LDNO HV: Domestic Off Peak (related MPAN) | = x1: 10.7923
LDNO HV: Small Non Domestic Unrestricted | = x1: 125.9652
LDNO HV: Small Non Domestic Two Rate | = x1: 215.9074
LDNO HV: Small Non Domestic Off Peak (related MPAN) | = x1: 8.7567
LDNO HV: LV Medium Non-Domestic | = x1: 0
LDNO HV: LV Network Domestic | = x1: 0
LDNO HV: LV Network Non-Domestic Non-CT | = x1: 540.9681
LDNO HV: LV HH Metered | = x1: 18.5496
LDNO HV: LV Sub HH Metered | = x1: 22.8054
LDNO HV: HV HH Metered | = x1: 31.5032
LDNO HV: NHH UMS category A | = x1: 9.69
LDNO HV: NHH UMS category B | = x1: 12.84
LDNO HV: NHH UMS category C | = x1: 20.68
LDNO HV: NHH UMS category D | = x1: 6.58
LDNO HV: LV UMS (Pseudo HH Metered) | = x1: 13.6619
LDNO HV: LV Generation NHH or Aggregate HH | = x1: -6.26
LDNO HV: LV Sub Generation NHH | = x1: 0
LDNO HV: LV Generation Intermittent | = x1: -6.1173
LDNO HV: LV Generation Non-Intermittent | = x1: -6.8816
LDNO HV: LV Sub Generation Intermittent | = x1: -5.2184
LDNO HV: LV Sub Generation Non-Intermittent | = x1: -5.1419
LDNO HV: HV Generation Intermittent | = x1: -3.2952
LDNO HV: HV Generation Non-Intermittent | = x1: -3.5739

## CTables
Tariff comparisons for WPD East Midlands in April 17 (Final)
This sheet is for information only. It can be deleted without affecting any calculations elsewhere in the model.
4101. Comparison with current all-the-way demand tariffs
Data sources:
x1 = 4001. Revenues under current tariffs (£)
x2 = 3802. Net revenues (£) (in Revenue summary)
x3 = 3802. All units (MWh) (in Revenue summary)
x4 = 1053. MPANs by tariff (in Volume forecasts for the charging year)
Kind: | Calculation | Calculation | Copy cells
Formula: | =IF(x1,x2/x1-1,"") | =(x2-x1)/IF(x3,x3,1)/10 | = x4
| Change | Absolute change (average p/kWh) | MPANs
Domestic Unrestricted | -2.794% | -0.06931 | 1545669.868
Domestic Two Rate | 0.9329% | 0.018435 | 890301.5671
Domestic Off Peak (related MPAN) | 1.618% | 0.01 | 37550
Small Non Domestic Unrestricted | 2.854% | 0.058575 | 95231.7389
Small Non Domestic Two Rate | 1.098% | 0.018541 | 83250.6073
Small Non Domestic Off Peak (related MPAN) | 2.091% | 0.006 | 725
LV Medium Non-Domestic |  | 0 | 0
LV Sub Medium Non-Domestic |  | 0 | 0
HV Medium Non-Domestic |  | 0 | 0
LV Network Domestic |  | 0 | 0
LV Network Non-Domestic Non-CT | 1.624% | 0.027859 | 2537.8967
LV HH Metered | 1.403% | 0.02772 | 14377.71
LV Sub HH Metered | 2.186% | 0.043182 | 151.3024
HV HH Metered | 1.633% | 0.021672 | 3193.489
NHH UMS category A | 2.823% | 0.052 | 1442.895
NHH UMS category B | 2.034% | 0.05 | 1187.4883
NHH UMS category C | 1.508% | 0.06 | 161.7915
NHH UMS category D | 4.302% | 0.053 | 261.512
LV UMS (Pseudo HH Metered) | 1.97% | 0.051575 | 117.019
4102. LDNO margins in use of system charges
Data sources:
x1 = 4003. Normalised to
x2 = 4004. Normalised revenues (£) (in Normalised volumes for comparisons)
x3 = 4005. LDNO LV charges (normalised £)
x4 = All-the-way charges (normalised £) (in LDNO margins in use of system charges)
x5 = 4006. LDNO HV charges (normalised £)
Kind: | Copy cells | Copy cells | Calculation | Calculation
Formula: | = x1 | = x2 | =IF(x3,x4-x3,"") | =IF(x5,x4-x5,"")
| Normalised to | All-the-way charges (normalised £) | LDNO LV margin (normalised £) | LDNO HV margin (normalised £)
Domestic Unrestricted | MPAN | 80.1349 | 24.1315 | 39.1074
Domestic Two Rate | MPAN | 87.6555 | 26.3928 | 42.7815
Domestic Off Peak (related MPAN) | MPAN | 21.1139 | 6.3543 | 10.3216
Small Non Domestic Unrestricted | MPAN | 246.1299 | 74.1173 | 120.1647
Small Non Domestic Two Rate | MPAN | 421.7418 | 126.9684 | 205.8343
Small Non Domestic Off Peak (related MPAN) | MPAN | 17.1047 | 5.1373 | 8.3481
LV Medium Non-Domestic | MPAN | 0
LV Network Domestic | MPAN | 0
LV Network Non-Domestic Non-CT | MPAN | 1057.0077 | 318.3127 | 516.0396
LV HH Metered | kVA | 36.2063 | 10.9114 | 17.6568
LV Sub HH Metered | kVA | 30.7534 |  | 7.948
HV HH Metered | kVA | 37.4606 |  | 5.9574
NHH UMS category A | MWh | 18.94 | 5.71 | 9.25
NHH UMS category B | MWh | 25.08 | 7.55 | 12.24
NHH UMS category C | MWh | 40.4 | 12.17 | 19.72
NHH UMS category D | MWh | 12.85 | 3.87 | 6.27
LV UMS (Pseudo HH Metered) | MWh | 26.7023 | 8.0405 | 13.0404
LV Generation NHH or Aggregate HH | MWh | -6.26 | 0 | 0
LV Sub Generation NHH | MWh | 0
LV Generation Intermittent | MWh | -6.1173 | 0 | 0
LV Generation Non-Intermittent | MWh | -6.8816 | 0 | 0
LV Sub Generation Intermittent | MWh | -5.2184 |  | 0
LV Sub Generation Non-Intermittent | MWh | -5.1419 |  | 0
HV Generation Intermittent | MWh | -3.2456 |  | 0.049604
HV Generation Non-Intermittent | MWh | -3.5481 |  | 0.025754