## Index
Overview for WPD South West in April 17 (Final)
This document, model or dataset has been prepared by Reckon LLP on the instructions of the DCUSA Panel or one of its working
groups. Only the DCUSA Panel and its working groups have authority to approve this material as meeting their requirements.
Reckon LLP makes no representation about the suitability of this material for the purposes of complying with any licence
conditions or furthering any relevant objective.
UNLESS STATED OTHERWISE, THIS WORKBOOK IS ONLY A PROTOTYPE FOR TESTING PURPOSES AND ALL THE DATA IN THIS MODEL ARE FOR ILLUSTRATION ONLY.
This workbook is structured as a series of named and numbered tables. There is a list of tables below, with hyperlinks. Above
each calculation table, there is a description of the calculations and hyperlinks to tables from which data are used. Hyperlinks
point to the relevant table column heading of the relevant table. Scrolling up or down is usually required after clicking a
hyperlink in order to bring the relevant data and/or headings into view. Some versions of Microsoft Excel can display a "Back"
button, which can be useful when using hyperlinks to navigate around the workbook.
Copyright 2009-2011 Energy Networks Association Limited and others. Copyright 2011-2015 Franck Latrémolière, Reckon LLP and others.
The code used to generate this spreadsheet includes open-source software published at https://github.com/f20/power-models.
Use and distribution of the source code is subject to the conditions stated therein. |  | Colour coding
Any redistribution of this software must retain the following disclaimer: |  | Input data
THIS SOFTWARE IS PROVIDED BY AUTHORS AND CONTRIBUTORS "AS IS" AND ANY EXPRESS OR IMPLIED WARRANTIES, INCLUDING, BUT NOT LIMITED |  | Constant value
TO, THE IMPLIED WARRANTIES OF MERCHANTABILITY AND FITNESS FOR A PARTICULAR PURPOSE ARE DISCLAIMED. IN NO EVENT SHALL AUTHORS OR |  | Formula: calculation
CONTRIBUTORS BE LIABLE FOR ANY DIRECT, INDIRECT, INCIDENTAL, SPECIAL, EXEMPLARY, OR CONSEQUENTIAL DAMAGES (INCLUDING, BUT NOT |  | Formula: copy
LIMITED TO, PROCUREMENT OF SUBSTITUTE GOODS OR SERVICES; LOSS OF USE, DATA, OR PROFITS; OR BUSINESS INTERRUPTION) HOWEVER CAUSED |  | Unused cell in input data table
AND ON ANY THEORY OF LIABILITY, WHETHER IN CONTRACT, STRICT LIABILITY, OR TORT (INCLUDING NEGLIGENCE OR OTHERWISE) ARISING IN |  | Unused cell in other table
ANY WAY OUT OF THE USE OF THIS SOFTWARE, EVEN IF ADVISED OF THE POSSIBILITY OF SUCH DAMAGE. |  | Unlocked cell for notes
Worksheet | Table | Type of table
Input | 1000. Company, charging year, data version | Input data
Input | 1001. CDCM target revenue | Composite
Input | 1010. Financial and general assumptions | Composite
Input | 1017. Diversity allowance between top and bottom of network level | Input data
Input | 1018. Proportion of relevant load going through 132kV/HV direct transformation | Input data
Input | 1019. Network model GSP peak demand (MW) | Input data
Input | 1020. Gross asset cost by network level (£) | Input data
Input | 1022. LV service model asset cost (£) | Input data
Input | 1023. HV service model asset cost (£) | Input data
Input | 1025. Matrix of applicability of LV service models to tariffs with fixed charges | Input data
Input | 1026. Matrix of applicability of LV service models to unmetered tariffs | Input data
Input | 1028. Matrix of applicability of HV service models to tariffs with fixed charges | Input data
Input | 1032. Loss adjustment factors to transmission | Input data
Input | 1037. Embedded network (LDNO) discounts | Input data
Input | 1041. Load profile data for demand users | Input data
Input | 1053. Volume forecasts for the charging year | Input data
Input | 1055. Transmission exit charges (£/year) | Input data
Input | 1059. Other expenditure | Input data
Input | 1060. Customer contributions under current connection charging policy | Input data
Input | 1061. Average split of rate 1 units by distribution time band | Input data
Input | 1062. Average split of rate 2 units by distribution time band | Input data
Input | 1064. Average split of rate 1 units by special distribution time band | Input data
Input | 1066. Typical annual hours by special distribution time band | Input data
Input | 1068. Typical annual hours by distribution time band | Input data
Input | 1069. Peaking probabilities by network level | Input data
Input | 1092. Average kVAr by kVA, by network level | Input data
Input | 1201. Current tariff information | Input data
LAFs | 2001. Loss adjustment factors to transmission | Composite
LAFs | 2002. Mapping of DRM network levels to core network levels | Fixed data
LAFs | 2003. Loss adjustment factor to transmission for each DRM network level | Sum-product calculation
LAFs | 2004. Loss adjustment factor to transmission for each network level | Combine tables
LAFs | 2005. Network use factors | Fixed data
LAFs | 2006. Proportion going through 132kV/EHV | Calculation
LAFs | 2007. Proportion going through EHV | Calculation
LAFs | 2008. Proportion going through EHV/HV | Calculation
LAFs | 2009. Rerouteing matrix for all network levels | Combine tables
LAFs | 2010. Network use factors: interim step in calculations before adjustments | Sum-product calculation
LAFs | 2011. Network use factors for all tariffs | Combine tables
LAFs | 2012. Loss adjustment factors between end user meter reading and each network level, scaled by network use | Calculation
DRM | 2101. Annuity rate | Calculation
DRM | 2102. Loss adjustment factor to transmission for each core level | Combine tables
DRM | 2103. Loss adjustment factors | Composite
DRM | 2104. Diversity calculations | Special calculation
DRM | 2105. Network model total maximum demand at substation (MW) | Calculation
DRM | 2106. Network model contribution to system maximum load measured at network level exit (MW) | Calculation
DRM | 2107. Rerouteing matrix for DRM network levels | Combine tables
DRM | 2108. GSP simultaneous maximum load assumed through each network level (MW) | Sum-product calculation
DRM | 2109. Network model annuity by simultaneous maximum load for each network level (£/kW/year) | Calculation
SM | 2201. Asset £/customer from LV service models | Sum-product calculation
SM | 2202. LV unmetered service model assets £/(MWh/year) | Sum-product calculation
SM | 2203. LV unmetered service model asset charge (p/kWh) | Calculation
SM | 2204. Asset £/customer from HV service models | Sum-product calculation
SM | 2205. Service model assets by tariff (£) | Combine tables
SM | 2206. Replacement annuities for service models | Composite
Loads | 2301. Demand coefficient (load at time of system maximum load divided by average load) | Calculation
Loads | 2302. Load coefficient | Combine tables
Loads | 2303. Discount map | Fixed data
Loads | 2304. LDNO discounts and volumes adjusted for discount | Composite
Loads | 2305. Equivalent volume for each end user | Cell summation
Multi | 2401. Adjust annual hours by distribution time band to match days in year | Composite
Multi | 2402. Normalisation of split of rate 1 units by time band | Composite
Multi | 2403. Split of rate 1 units between distribution time bands | Combine tables
Multi | 2404. Normalisation of split of rate 2 units by time band | Composite
Multi | 2405. Split of rate 2 units between distribution time bands | Combine tables
Multi | 2406. Split of rate 3 units between distribution time bands (default) | Fixed data
Multi | 2407. All units (MWh) | Calculation
Multi | 2408. Calculation of implied load coefficients for one-rate users | Calculation
Multi | 2409. Calculation of implied load coefficients for two-rate users | Calculation
Multi | 2410. Calculation of implied load coefficients for three-rate users | Calculation
Multi | 2411. Calculation of adjusted time band load coefficients | Composite
Multi | 2412. Normalisation of peaking probabilities | Composite
Multi | 2413. Peaking probabilities by network level (reshaped) | Reshape table
Multi | 2414. Pseudo load coefficient by time band and network level | Calculation
Multi | 2415. Single rate non half hourly pseudo timeband load coefficients | Copy cells
Multi | 2416. Single rate non half hourly units (MWh) | Copy cells
Multi | 2417. Single rate non half hourly timeband use | Copy cells
Multi | 2418. Single rate non half hourly tariff pseudo load coefficient | Sum-product calculation
Multi | 2419. Multi rate non half hourly units (MWh) | Copy cells
Multi | 2420. Multi rate non half hourly pseudo timeband load coefficients | Copy cells
Multi | 2421. Multi rate non half hourly timeband use | Copy cells
Multi | 2422. Multi rate non half hourly tariff pseudo load coefficient | Sum-product calculation
Multi | 2423. Off-peak non half hourly units (MWh) | Copy cells
Multi | 2424. Off-peak non half hourly pseudo timeband load coefficients | Copy cells
Multi | 2425. Off-peak non half hourly timeband use | Copy cells
Multi | 2426. Off-peak non half hourly tariff pseudo load coefficient | Sum-product calculation
Multi | 2427. Aggregated half hourly units (MWh) | Copy cells
Multi | 2428. Aggregated half hourly pseudo timeband load coefficients | Copy cells
Multi | 2429. Aggregated half hourly timeband use | Copy cells
Multi | 2430. Aggregated half hourly tariff pseudo load coefficient | Sum-product calculation
Multi | 2431. Average non half hourly tariff pseudo load coefficient | Calculation
Multi | 2432. Average non half hourly timeband use | Calculation
Multi | 2433. Aggregated half hourly tariff pseudo load coefficient using average non half hourly unit mix | Sum-product calculation
Multi | 2434. Relative correction factor for aggregated half hourly tariff | Calculation
Multi | 2435. Correction factor for non half hourly tariffs | Calculation
Multi | 2436. Single rate non half hourly corrected pseudo timeband load coefficient | Calculation
Multi | 2437. Multi rate non half hourly corrected pseudo timeband load coefficient | Calculation
Multi | 2438. Off-peak non half hourly corrected pseudo timeband load coefficient | Calculation
Multi | 2439. Aggregated half hourly corrected pseudo timeband load coefficient | Calculation
Multi | 2440. Pseudo load coefficient by time band and network level (equalised) | Combine tables
Multi | 2441. Unit rate 1 pseudo load coefficient by network level | Sum-product calculation
Multi | 2442. Unit rate 2 pseudo load coefficient by network level | Sum-product calculation
Multi | 2443. Unit rate 3 pseudo load coefficient by network level | Sum-product calculation
Multi | 2444. Adjust annual hours by special distribution time band to match days in year | Composite
Multi | 2445. Normalisation of split of rate 1 units by special time band | Composite
Multi | 2446. Split of rate 1 units between special distribution time bands | Combine tables
Multi | 2447. Split of rate 2 units between special distribution time bands (default) | Fixed data
Multi | 2448. Split of rate 3 units between special distribution time bands (default) | Fixed data
Multi | 2449. Calculation of implied special load coefficients for one-rate users | Calculation
Multi | 2450. Calculation of implied special load coefficients for three-rate users | Calculation
Multi | 2451. Estimated contributions to peak demand | Composite
Multi | 2452. Load coefficient correction factor for the group | Calculation
Multi | 2453. Calculation of special peaking probabilities | Composite
Multi | 2454. Special peaking probabilities by network level | Combine tables
Multi | 2455. Special peaking probabilities by network level (reshaped) | Reshape table
Multi | 2456. Pseudo load coefficient by special time band and network level | Calculation
Multi | 2457. Unit rate 1 pseudo load coefficient by network level (special) | Sum-product calculation
Multi | 2458. Unit rate 2 pseudo load coefficient by network level (special) | Sum-product calculation
Multi | 2459. Unit rate 3 pseudo load coefficient by network level (special) | Sum-product calculation
Multi | 2460. Unit rate 1 pseudo load coefficient by network level (combined) | Combine tables
Multi | 2461. Unit rate 2 pseudo load coefficient by network level (combined) | Combine tables
Multi | 2462. Unit rate 3 pseudo load coefficient by network level (combined) | Combine tables
SMD | 2501. Contributions of users on one-rate multi tariffs to system simultaneous maximum load by network level (kW) | Calculation
SMD | 2502. Contributions of users on two-rate multi tariffs to system simultaneous maximum load by network level (kW) | Calculation
SMD | 2503. Contributions of users on three-rate multi tariffs to system simultaneous maximum load by network level (kW) | Calculation
SMD | 2504. Estimated contributions of users on each tariff to system simultaneous maximum load by network level (kW) | Calculation
SMD | 2505. Contributions of users on each tariff to system simultaneous maximum load by network level (kW) | Combine tables
SMD | 2506. Forecast system simultaneous maximum load (kW) from forecast units | Cell summation
AMD | 2601. Pre-processing of data for standing charge factors | Composite
AMD | 2602. Standing charges factors adapted to use 132kV/HV | Combine tables
AMD | 2603. Capacity-based contributions to chargeable aggregate maximum load by network level (kW) | Calculation
AMD | 2604. Unit-based contributions to chargeable aggregate maximum load (kW) | Calculation
AMD | 2605. Contributions to aggregate maximum load by network level (kW) | Combine tables
AMD | 2606. Forecast chargeable aggregate maximum load (kW) | Cell summation
AMD | 2607. Forecast simultaneous load subject to standing charge factors (kW) | Calculation
AMD | 2608. Forecast simultaneous load replaced by standing charge (kW) | Cell summation
AMD | 2609. Calculated LV diversity allowance | Calculation
AMD | 2610. Network level mapping for diversity allowances | Fixed data
AMD | 2611. Diversity allowances including 132kV/HV | Sum-product calculation
AMD | 2612. Diversity allowances (including calculated LV value) | Combine tables
AMD | 2613. Forecast simultaneous maximum load (kW) adjusted for standing charges | Calculation
Otex | 2701. Operating expenditure coded by network level (£/year) | Combine tables
Otex | 2702. Network model assets (£) scaled by load forecast | Calculation
Otex | 2703. Annual consumption by tariff for unmetered users (MWh) | Copy cells
Otex | 2704. Total unmetered units | Cell summation
Otex | 2705. Service model asset data | Composite
Otex | 2706. Data for allocation of operating expenditure | Composite
Otex | 2707. Amount of expenditure to be allocated according to asset values (£/year) | Calculation
Otex | 2708. Total operating expenditure by network level (£/year) | Calculation
Otex | 2709. Operating expenditure percentage by network level | Calculation
Otex | 2710. Unit operating expenditure based on simultaneous maximum load (£/kW/year) | Calculation
Otex | 2711. Operating expenditure for customer assets p/MPAN/day | Composite
Otex | 2712. Operating expenditure for unmetered customer assets (p/kWh) | Calculation
Contrib | 2801. Network level of supply (for customer contributions) by tariff | Fixed data
Contrib | 2802. Contribution proportion of asset annuities, by customer type and network level of assets | Calculation
Contrib | 2803. Proportion of assets annuities deemed to be covered by customer contributions | Sum-product calculation
Contrib | 2804. Proportion of annual charge covered by contributions (for all charging levels) | Combine tables
Yard | 2901. Unit cost at each level, £/kW/year (relative to system simultaneous maximum load) | Combine tables
Yard | 2902. Pay-as-you-go yardstick unit costs by charging level (p/kWh) | Calculation
Yard | 2903. Contributions to pay-as-you-go unit rate 1 (p/kWh) | Calculation
Yard | 2904. Contributions to pay-as-you-go unit rate 2 (p/kWh) | Calculation
Yard | 2905. Contributions to pay-as-you-go unit rate 3 (p/kWh) | Calculation
Standing | 3001. Costs based on aggregate maximum load (£/kW/year) | Calculation
Standing | 3002. Capacity elements p/kVA/day | Calculation
Standing | 3003. Yardstick components p/kWh (taking account of standing charges) | Calculation
Standing | 3004. Contributions to unit rate 1 p/kWh by network level (taking account of standing charges) | Calculation
Standing | 3005. Contributions to unit rate 2 p/kWh by network level (taking account of standing charges) | Calculation
Standing | 3006. Contributions to unit rate 3 p/kWh by network level (taking account of standing charges) | Calculation
AggCap | 3101. Mapping of tariffs to tariff groups | Fixed data
AggCap | 3102. Capacity use for tariffs charged for capacity on an exit point basis | Composite
AggCap | 3103. Aggregate capacity (kW) | Sum-product calculation
AggCap | 3104. Aggregate number of users charged for capacity on an exit point basis | Sum-product calculation
AggCap | 3105. Average maximum kVA by exit point | Calculation
AggCap | 3106. Deemed average maximum kVA for each tariff | Sum-product calculation
AggCap | 3107. Capacity-driven fixed charge elements from standing charges factors p/MPAN/day | Calculation
Reactive | 3201. Network use factors for generator reactive unit charges | Fixed data
Reactive | 3202. Standard components p/kWh for reactive power (absolute value) | Calculation
Reactive | 3203. Standard reactive p/kVArh | Calculation
Reactive | 3204. Absolute value of load coefficient (kW peak / average kW) | Calculation
Reactive | 3205. Pay-as-you-go components p/kWh for reactive power (absolute value) | Calculation
Reactive | 3206. Pay-as-you-go reactive p/kVArh | Calculation
Aggreg | 3301. Unit rate 1 p/kWh (elements) | Combine tables
Aggreg | 3302. Unit rate 2 p/kWh (elements) | Combine tables
Aggreg | 3303. Unit rate 3 p/kWh (elements) | Combine tables
Aggreg | 3304. Fixed charge p/MPAN/day (elements) | Combine tables
Aggreg | 3305. Capacity charge p/kVA/day (elements) | Copy cells
Aggreg | 3306. Reactive power charge p/kVArh (elements) | Combine tables
Aggreg | 3307. Summary of charges before revenue matching | Cell summation
Revenue | 3401. Net revenues by tariff before matching (£) | Calculation
Revenue | 3402. Target CDCM revenue | Composite
Revenue | 3403. Revenue surplus or shortfall | Composite
Scaler | 3501. Factor to scale to £1/kW at transmission exit level | Calculation
Scaler | 3502. Applicability factor for £1/kW scaler | Combine tables
Scaler | 3503. Scalable elements of tariff components | Sum-product calculation
Scaler | 3504. Marginal revenue effect of scaler | Calculation
Scaler | 3505. Scaler value at which the minimum is breached | Calculation
Scaler | 3506. Constraint-free solution | Calculation
Scaler | 3507. Starting point | Calculation
Scaler | 3508. Solve for General scaler rate | Composite
Scaler | 3509. General scaler rate | Calculation
Scaler | 3510. Scaler | Calculation
Adjust | 3601. Tariffs before rounding | Calculation
Adjust | 3602. Decimal places | Fixed data
Adjust | 3603. Tariff rounding | Calculation
Adjust | 3604. All the way tariffs | Calculation
Adjust | 3605. Net revenues by tariff from rounding | Calculation
Adjust | 3606. Revenue forecast summary | Composite
Adjust | 3607. Tariffs | Calculation
Tariffs | 3701. Tariffs | Composite
Summary | 3801. Headline parameters | Composite
Summary | 3802. Revenue summary | Composite
Summary | 3803. Revenue summary by tariff component | Cell summation
M-Rev | 3901. Revenue matrix by tariff | Composite
M-Rev | 3902. Revenues by charging element and network level | Cell summation
CData | 4001. Revenues under current tariffs (£) | Calculation
CData | 4002. All-the-way volumes | Copy cells
CData | 4003. Normalised to | Fixed data
CData | 4004. Normalised volumes for comparisons | Calculation
CData | 4005. LDNO LV charges (normalised £) | Copy cells
CData | 4006. LDNO HV charges (normalised £) | Copy cells
CTables | 4101. Comparison with current all-the-way demand tariffs | Composite
CTables | 4102. LDNO margins in use of system charges | Composite
M-ATW | Tariff matrices | Notes
Technical model rules and version control
---
PerlModule: CDCM
agghhequalisation: rag
alwaysUseRAG: 1
checksums: ''
coincidenceAdj: ''
colour: orange
drm: top500gsp
extraLevels: 1
fixedCap: 1-4
matrices: big
noReplacement: blanket
pcd: 1
portfolio: 1
protect: 1
revisionText: r7062
scaler: levelledpickexitnogenminzero
standing: sub132
summary: consultation1
targetRevenue: dcp132
tariffs: commongensubdcp130dcp163pc12hhpc34hh
template: '%-model227+'
timeOfDay: timeOfDay179
unauth: ''
validation: lenientnomsg
'~codeValidation':
Ancillary/Validation.pm: fdb5a46b1b8fbd1573e33c165ae1cddec92c37ee
CDCM/AML.pm: b8e65799e0293d3f65d21d47e4c56b31688a9ab8
CDCM/Aggregation.pm: 372b53e6dba1fe9433020bbd13328009851a036a
CDCM/Contributions.pm: 59059a8d19bbfa52829fec34b5ea22693cd64085
CDCM/Discounts.pm: 7da37bdae365cee037cc886326918eeea537f8a9
CDCM/Loads.pm: 37ecb145b481f519789dd55df6b3abe350614bab
CDCM/Master.pm: 6beeb565422e1dc5aec583e69cf459cc95ca9ba9
CDCM/Matching.pm: a8a99513b1105ec79371ca31d8ca2d323cb517ca
CDCM/NetworkSizer.pm: 50def4231b67757f2bd222cc1579fa342876afd0
CDCM/Operating.pm: e01eeb096f43ab8cb183e26c30d2c1dc15d27a5d
CDCM/Reactive.pm: e2318e6ee9559bf7cd3cfcfff58c399eb12c866a
CDCM/Revenue.pm: bb9fa27043e2ec8edecdbd630bd6023962e87136
CDCM/Routeing.pm: b5f53b67c00da9f33b3134520ba4bdf36d12ccf7
CDCM/SML.pm: e7799175fb0b06ae377f08ff486dfb83205ab68c
CDCM/ServiceModels.pm: ef64ca7f9c557fd1ac7b71f36a3a643f83bf1d8f
CDCM/Setup.pm: f65c9424e5b82946dccbc0cc45cddf56423b1d24
CDCM/Sheets.pm: 2d406d14d6f3ef4c42dcc1996c2e6fabccd910c8
CDCM/Standing.pm: 0677863cc8c69940e82611a34f6a4cf6e6c938f6
CDCM/Summary.pm: c15db3008f08fafb234d9790d3cfbd0812e1fdf2
CDCM/Table1001.pm: f92bf3d78568d5addf3cba5ca9be6a33b0c0dcd9
CDCM/TariffList.pm: 5862c24646e9084505c961ce4882a61d76880847
CDCM/Tariffs.pm: 74408ddcb0ff951c20ab0d9e7295f437f444de05
CDCM/TimeOfDay179.pm: a73c7ed284224f9aee660d248df1208482914259
CDCM/Yardsticks.pm: 14fa4ca8c5e1b83888203f2a0a27b027b0e1be67
SpreadsheetModel/Arithmetic.pm: 629d127e38688ee0e58015f6e1ff913520351394
SpreadsheetModel/CalcBlock.pm: 838d832955c7671d8b9c042d855c105de22ef3c6
SpreadsheetModel/Columnset.pm: 9c41f8f190c0de29b53089e92b30b4b05a4bf80b
SpreadsheetModel/Custom.pm: 64258a1a23160d1b05311a838e34f4078f7516be
SpreadsheetModel/Dataset.pm: b85f0e902b8bce62f21a95cc6d2dfe7e812b9739
SpreadsheetModel/FormatLegend.pm: 83afcc2d5eedd8cd64613aae3d9a04dbb6e00702
SpreadsheetModel/GroupBy.pm: a05f4878f468a3191257c58c4711fc115bde7e7d
SpreadsheetModel/Label.pm: 053d8801da63a168d467ae3cf12c6c32325befe3
SpreadsheetModel/Labelset.pm: 04739284141966c1ce3b175d877edb97c79f48f4
SpreadsheetModel/Logger.pm: 504306d6f19faf478bdccc6fa8db41fc87859593
SpreadsheetModel/Notes.pm: 3d92bc2948537a675ba36a2fd72b6c965ac08d56
SpreadsheetModel/Object.pm: 1eb394612892d4786a4c6f6be1446bfaf92d9db0
SpreadsheetModel/Reshape.pm: 44d60329c15bdfdf839a71781406c921808898b4
SpreadsheetModel/SegmentRoot.pm: f684d07d04056e2553a5e46c1e78fe34c4ee6852
SpreadsheetModel/Shortcuts.pm: f067f969beb9395efdeaab6efe3241592b2908cc
SpreadsheetModel/Stack.pm: 05a927d320fe0b49a01b5d253723cf04175915ac
SpreadsheetModel/SumProduct.pm: 2ae76b5dc30c7b829aa206d41662d4147f4c1fa9
SpreadsheetModel/WorkbookCreate.pm: 67c6a52779375daf27c9f2efede9d45e753ca1eb
SpreadsheetModel/WorkbookFormats.pm: 1bccbe711e2d4ec3793c66bcd08cd58d5e188521
'~datasetName': Blank
'~datasetSource': Empty dataset
Generated on Wed 18 Nov 2015 17:21:18 by www.dcmf.co.uk

## Input
Input data for WPD South West in April 17 (Final)
This sheet contains all the input data (except LLFCs which might be entered directly into the Tariff sheet).
1000. Company, charging year, data version
| Company | Year | Version
Company, charging year, data version | WPD South West | April 17 | Final
1001. CDCM target revenue
| Further description | Term | CRC | Value | Revenue elements and subtotals (£/year)
Base Demand Revenue Before Inflation | A1 | PUt | CRC3 | 287460372.7225 | 287460372.7225 | 287460372.7225
RPI Indexation Factor | A2 | PIADt | CRC3 | 1.121 | 34782705.0994 | 1.121
Merger Adjustment | A3 | MGt | CRC3 | 0 | 0
Base Demand Revenue | A = A1*A2 – A3 | BRt | CRC3 |  | 322243077.822 | 322243077.822
Pass-Through Business Rates | B1 | RBt | CRC4 | 234963.3534 | 234963.3534 | 234963.3534
Pass-Through Licence Fees | B2 | LFt | CRC4 | 149958.047 | 149958.047 | 149958.047
Pass-Through Transmission Exit | B3 | TBt | CRC4 | -932981.2022 | -932981.2022 | -932981.2022
Pass-Through Price Control Reopener | B4 | UNCt | CRC4 | -124486.9103 | -124486.9103 | -124486.9103
Pass-Through Others | B5 | MPTt, HBt, IEDt | CRC4 | 25547.3994 | 25547.3994 | 25547.3994
Allowed Pass-Through Items | B=B1+B2+B3+B4+B5 | PTt | CRC3 |  | -646999.3127 | -646999.3127
Losses Incentive #1 | C1 | UILt | CRC7 |  | 0
Losses Incentive #2 | C1 | PCOLt | CRC7 |  | 0
Losses Incentive #3 | C1 | –COLt | CRC7 |  | 0
Losses Incentive #4 | C1 | PPLt | CRC7 |  | 0
Quality of Service Incentive Adjustment | C2 | IQt | CRC8 | 5093400.7697 | 5093400.7697 | 5093400.7697
Transmission Connection Point Charges Incentive Adjustment | C3 | ITt | CRC9 | 0 | 0
Innovation Funding Incentive Adjustment | C4 | IFIt | CRC10 | 1611215.3891 | 1611215.3891 | 1611215.3891
Incentive Revenue for Distributed Generation | C5 | IGt | CRC11 | 0 | 0
Connection Guaranteed Standards Systems & Processes penalty | C6 | CGSRAt, CGSSPt, AUMt | CRC12 | 0 | 0
Low Carbon Network Fund #1 | C7 | LCN1t | CRC13 |  | 0
Low Carbon Network Fund #2 | C7 | LCN2t | CRC13 | 355362.0405 | 355362.0405 | 355362.0405
Low Carbon Network Fund #3 | C7 | LCN3t | CRC13 |  | 0
Incentive Revenue and Other Adjustments | C=C1+C2+C3+C4+C5+C6+C7 |  |  |  | 7059978.1993
Correction Factor | D | –Kt | CRC3 | 1515987.0174 | 1515987.0174 | 1515987.0174
Tax Trigger Mechanism Adjustment | E | CTRAt | CRC3 |  | 0
Total Allowed Revenue | F=A+B+C+D+E | ARt |  |  | 330172043.7259 | 330172043.7259
Other 1. Excluded services - Top-up, standby, and enhanced system security | G1 (see note 1) | ES4 | CRC15 |  | 0
Other 2. Excluded services - Revenue protection services | G2 (see note 1) | ES5 | CRC15 |  | 0
Other 3. Excluded services - Miscellaneous | G3 (see note 1) | ES7 | CRC15 |  | 0
Other 4. | G4 |  |  |  | 0
Other 5. | G5 |  |  |  | 0
Total Other Revenue to be Recovered by Use of System Charges | G=G1+G2+G3+G4+G5 |  |  |  | 0
Total Revenue for Use of System Charges | H = F + G |  |  |  | 330172043.7259
1. Revenue raised outside CDCM - EDCM and Certain Interconnector Revenue | I1 |  |  | 5956939.4184 | -5956939.4184 | 5479497.8108
2. Voluntary under-recovery | I2 |  |  |  | 0
3. Revenue raised outside CDCM | I3 |  |  |  | 0
4. Revenue raised outside CDCM | I4 |  |  |  | 0
Total Revenue to be raised outside the CDCM | I=I1+I2+I3+I4 |  |  |  | -5956939.4184
Latest Forecast of CDCM Revenue | J = H – I |  |  |  | 324215104.3075 | 324692545.9151
Note 1: Revenues associated with excluded services should only be included insofar as they are charged as Use of System Charges.
1010. Financial and general assumptions
Sources: financial assumptions; calendar; network model.
These financial assumptions determine the annuity rate applied to convert the asset values of the network model into an annual charge.
| Rate of return | Annualisation period (years) | Annuity proportion for customer-contributed assets | Power factor | Days in the charging year
Financial and general assumptions | 4.31% | 40 | 0 | 0.95 | 365
1017. Diversity allowance between top and bottom of network level
Source: operational data analysis and/or network model.
The diversity figure against GSP is the diversity between GSP Group (the whole system) and individual GSPs.
The diversity figure against 132kV is the diversity between GSPs (the top of the 132kV network) and 132kV/EHV bulk supply points (the bottom of the 132kV network).
The diversity figure against EHV is the diversity between 132kV/EHV bulk supply points (the top of the EHV network) and EHV/HV primary substations (the bottom of the EHV network).
The diversity figure against HV is the diversity between EHV/HV primary substations (the top of the HV network) and HV/LV substations (the bottom of the HV network).
Diversity allowance between top and bottom of network level
GSPs | 2.2%
132kV | 3.1%
132kV/EHV
EHV | 7.5%
EHV/HV
HV | 37%
HV/LV
LV circuits
1018. Proportion of relevant load going through 132kV/HV direct transformation
132kV/HV
EHV/HV
1019. Network model GSP peak demand (MW)
Network model GSP peak demand (MW)
Network model GSP peak demand (MW) | 500
1020. Gross asset cost by network level (£)
Gross assets £
132kV | 114846093.0808
132kV/EHV | 16266714.4046
EHV | 41065271.299
EHV/HV | 41272494.8835
132kV/HV | 0
HV | 146988165.1747
HV/LV | 62637952.5283
LV circuits | 134529782.8412
1022. LV service model asset cost (£)
| LV service model 1 | LV service model 2 | LV service model 3 | LV service model 4 | LV service model 5 | LV service model 6 | LV service model 7 | LV service model 8
LV service model asset cost (£) | 5262.1609 | 591.9405 | 720.6833 | 534.4731 | 1214.9764 | 935.7907 | 0 | 489.424
1023. HV service model asset cost (£)
| HV service model 1 | HV service model 2 | HV service model 3 | HV service model 4 | HV service model 5
HV service model asset cost (£) | 9284.1299 | 4476.1927 | 0 | 0 | 0
1025. Matrix of applicability of LV service models to tariffs with fixed charges
| LV service model 1 | LV service model 2 | LV service model 3 | LV service model 4 | LV service model 5 | LV service model 6 | LV service model 7 | LV service model 8
Domestic Unrestricted | 5% | 0% | 0% | 0%
Domestic Two Rate | 5% | 0% | 0% | 0%
Small Non Domestic Unrestricted | 0% | 100% | 0% | 0%
Small Non Domestic Two Rate | 0% | 100% | 0% | 0%
LV Medium Non-Domestic | 0% | 0% | 100% | 0%
LV Sub Medium Non-Domestic | 0% | 0% | 0% | 100%
LV Network Domestic | 5%
LV Network Non-Domestic Non-CT |  | 100%
LV HH Metered | 0% | 0% | 0% | 0% | 100% | 0% | 0% | 0%
LV Sub HH Metered | 0% | 0% | 0% | 0% | 0% | 100% | 0% | 0%
LV Generation NHH or Aggregate HH | 0% | 0% | 0% | 0% | 0% | 0% | 100% | 0%
LV Sub Generation NHH | 0% | 0% | 0% | 0% | 0% | 0% | 100% | 0%
LV Generation Intermittent | 0% | 0% | 0% | 0% | 0% | 0% | 100% | 0%
LV Generation Non-Intermittent | 0% | 0% | 0% | 0% | 0% | 0% | 0% | 0%
LV Sub Generation Intermittent | 0% | 0% | 0% | 0% | 0% | 0% | 0% | 0%
LV Sub Generation Non-Intermittent | 0% | 0% | 0% | 0% | 0% | 0% | 0% | 0%
1026. Matrix of applicability of LV service models to unmetered tariffs
Source: service models
Proportion of service model involved in connecting load of 1 MWh/year
| LV service model 1 | LV service model 2 | LV service model 3 | LV service model 4 | LV service model 5 | LV service model 6 | LV service model 7 | LV service model 8
All LV unmetered tariffs | [7 empty] | 0.488
1028. Matrix of applicability of HV service models to tariffs with fixed charges
| HV service model 1 | HV service model 2 | HV service model 3 | HV service model 4 | HV service model 5
HV Medium Non-Domestic | 100%
HV HH Metered | 100%
HV Generation Intermittent |  | 100%
HV Generation Non-Intermittent |  | 100%
1032. Loss adjustment factors to transmission
Source: losses model or loss adjustment factors at time of system peak.
| 132kV | 132kV/EHV | EHV | EHV/HV | HV | HV/LV | LV circuits
Loss adjustment factor | 1.008 | 1.011 | 1.024 | 1.034 | 1.057 | 1.07 | 1.085
1037. Embedded network (LDNO) discounts
Source: separate price control disaggregation model.
| No discount | LDNO LV: LV user | LDNO HV: LV user | LDNO HV: LV sub user | LDNO HV: HV user
LDNO discount |  | 37.13% | 62.67% | 38.74% | 27.31%
1041. Load profile data for demand users
Source: load data analysis.
| Coincidence factor | Load factor
Domestic Unrestricted | 0.89598 | 0.41537
Domestic Two Rate | 0.32458 | 0.25454
Domestic Off Peak (related MPAN) |  | 0.14543
Small Non Domestic Unrestricted | 0.6504 | 0.3936
Small Non Domestic Two Rate | 0.60748 | 0.44734
Small Non Domestic Off Peak (related MPAN) |  | 0.15298
LV Medium Non-Domestic | 0.86566 | 0.59523
LV Sub Medium Non-Domestic | 0.83934 | 0.60267
HV Medium Non-Domestic | 0.69708 | 0.48549
LV Network Domestic | 0.8062 | 0.38734
LV Network Non-Domestic Non-CT | 0.64178 | 0.39821
LV HH Metered | 0.81736 | 0.5907
LV Sub HH Metered | 0.77851 | 0.61451
HV HH Metered | 0.81144 | 0.72214
NHH UMS category A | 1 | 1
NHH UMS category B | 0.98388 | 0.47554
NHH UMS category C | 0.88074 | 0.24607
NHH UMS category D | 0 | 0.51524
LV UMS (Pseudo HH Metered) | 0.97616 | 0.46048
1053. Volume forecasts for the charging year
Source: forecast.
Please include MPAN counts for tariffs with no fixed charge (e.g. off-peak tariffs), but exclude MPANs on tariffs with a fixed
charge that are not subject to a fixed charge due to a site grouping arrangement.
| Rate 1 units (MWh) | Rate 2 units (MWh) | Rate 3 units (MWh) | MPANs | Import capacity (kVA) | Reactive power units (MVArh)
> Domestic Unrestricted
Domestic Unrestricted | 4097673.2275 | 0 | 0 | 1221354.1485 | 0 | 0
LDNO LV: Domestic Unrestricted | 14411.1552 | 0 | 0 | 5490.8821 | 0 | 0
LDNO HV: Domestic Unrestricted | 20881.9473 | 0 | 0 | 8645.6513 | 0 | 0
> Domestic Two Rate
Domestic Two Rate | 651901.4727 | 686761.8517 | 0 | 222959.2648 | 0 | 0 | 2.9239
LDNO LV: Domestic Two Rate | 997.5627 | 468.4956 | 0 | 421.6347 | 0 | 0
LDNO HV: Domestic Two Rate | 951.2981 | 390.1027 | 0 | 351.0055 | 0 | 0
> Domestic Off Peak (related MPAN)
Domestic Off Peak (related MPAN) | 63105.7323 | 0 | 0 | 16604 | 0 | 0 | 3.8006
LDNO LV: Domestic Off Peak (related MPAN) | 0 | 0 | 0 | 0 | 0 | 0
LDNO HV: Domestic Off Peak (related MPAN) | 0 | 0 | 0 | 0 | 0 | 0
> Small Non Domestic Unrestricted
Small Non Domestic Unrestricted | 1153977.7297 | 0 | 0 | 109710.6919 | 0 | 0
LDNO LV: Small Non Domestic Unrestricted | 845.5296 | 0 | 0 | 116.6451 | 0 | 0
LDNO HV: Small Non Domestic Unrestricted | 7208.4319 | 0 | 0 | 374.5486 | 0 | 0
> Small Non Domestic Two Rate
Small Non Domestic Two Rate | 369843.5813 | 170885.7463 | 0 | 28055.4675 | 0 | 0 | 13.1826
LDNO LV: Small Non Domestic Two Rate | 42.165 | 11.5862 | 0 | 2.1403 | 0 | 0
LDNO HV: Small Non Domestic Two Rate | 927.9064 | 295.3261 | 0 | 23.5431 | 0 | 0
> Small Non Domestic Off Peak (related MPAN)
Small Non Domestic Off Peak (related MPAN) | 22929.3206 | 0 | 0 | 3507 | 0 | 0 | 6.5382
LDNO LV: Small Non Domestic Off Peak (related MPAN) | 0 | 0 | 0 | 0 | 0 | 0
LDNO HV: Small Non Domestic Off Peak (related MPAN) | 0 | 0 | 0 | 0 | 0 | 0
> LV Medium Non-Domestic
LV Medium Non-Domestic | 0 | 0 | 0 | 0 | 0 | 0
LDNO LV: LV Medium Non-Domestic | 0 | 0 | 0 | 0 | 0 | 0
LDNO HV: LV Medium Non-Domestic | 0 | 0 | 0 | 0 | 0 | 0
> LV Sub Medium Non-Domestic
LV Sub Medium Non-Domestic | 0 | 0 | 0 | 0 | 0 | 0
> HV Medium Non-Domestic
HV Medium Non-Domestic | 0 | 0 | 0 | 0 | 0 | 0
> LV Network Domestic
LV Network Domestic | 0 | 0 | 0 | 0 | 0 | 0
LDNO LV: LV Network Domestic | 0 | 0 | 0 | 0 | 0 | 0
LDNO HV: LV Network Domestic | 0 | 0 | 0 | 0 | 0 | 0
> LV Network Non-Domestic Non-CT
LV Network Non-Domestic Non-CT | 26539.1105 | 198462.2675 | 189153.6687 | 6362.2186 | 0 | 0
LDNO LV: LV Network Non-Domestic Non-CT | 6.834 | 51.1095 | 52.6591 | 1.4441 | 0 | 0
LDNO HV: LV Network Non-Domestic Non-CT | 245.6741 | 1836.8825 | 1456.6766 | 41.1571 | 0 | 0
> LV HH Metered
LV HH Metered | 82373.3344 | 600032.5894 | 530697.4484 | 6394.7681 | 672799.4063 | 79513.9764
LDNO LV: LV HH Metered | 21.9717 | 187.0681 | 127.2463 | 2.8364 | 54.9975 | 12.3034
LDNO HV: LV HH Metered | 3069.6281 | 20135.5446 | 16976.7509 | 81.9089 | 19759.7874 | 1687.9952
> LV Sub HH Metered
LV Sub HH Metered | 51491.9741 | 384630.9004 | 351871.5933 | 2043.3006 | 388263.6698 | 74524.4878
LDNO HV: LV Sub HH Metered | 0.57302 | 6.8294 | 18.0136 | 1.0701 | 1070.1388 | 0
> HV HH Metered
HV HH Metered | 156821.4699 | 1120448.232 | 1206015.3592 | 1068.1349 | 942102.6938 | 188851.345
LDNO HV: HV HH Metered | 1021.0083 | 6466.506 | 8946.3901 | 7.491 | 7490.9715 | 268.3202
> NHH UMS category A
NHH UMS category A | 13495.8167 | 0 | 0 | 720.0347 | 0 | 0
LDNO LV: NHH UMS category A | 182.3706 | 0 | 0 | 0 | 0 | 0
LDNO HV: NHH UMS category A | 8.0484 | 0 | 0 | 0 | 0 | 0
> NHH UMS category B
NHH UMS category B | 4835.9293 | 0 | 0 | 673.0537 | 0 | 0
LDNO LV: NHH UMS category B | 79.9719 | 0 | 0 | 0 | 0 | 0
LDNO HV: NHH UMS category B | 171.6511 | 0 | 0 | 0 | 0 | 0
> NHH UMS category C
NHH UMS category C | 595.2121 | 0 | 0 | 171.5827 | 0 | 0
LDNO LV: NHH UMS category C | 7.346 | 0 | 0 | 0 | 0 | 0
LDNO HV: NHH UMS category C | 130.7544 | 0 | 0 | 0 | 0 | 0
> NHH UMS category D
NHH UMS category D | 0 | 0 | 0 | 1.0213 | 0 | 0
LDNO LV: NHH UMS category D | 0 | 0 | 0 | 0 | 0 | 0
LDNO HV: NHH UMS category D | 0 | 0 | 0 | 0 | 0 | 0
> LV UMS (Pseudo HH Metered)
LV UMS (Pseudo HH Metered) | 4113.3861 | 26283.4815 | 88563.2398 | 0 | 0 | 0
LDNO LV: LV UMS (Pseudo HH Metered) | 0 | 0 | 0 | 0 | 0 | 0
LDNO HV: LV UMS (Pseudo HH Metered) | 0 | 0 | 0 | 0 | 0 | 0
> LV Generation NHH or Aggregate HH
LV Generation NHH or Aggregate HH | 3287.7605 | 0 | 0 | 265.5447 | 0 | 0
LDNO LV: LV Generation NHH or Aggregate HH | 140.5873 | 0 | 0 | 0 | 0 | 0
LDNO HV: LV Generation NHH or Aggregate HH | 0 | 0 | 0 | 0 | 0 | 0
> LV Sub Generation NHH
LV Sub Generation NHH | 0 | 0 | 0 | 0 | 0 | 0
LDNO HV: LV Sub Generation NHH | 0 | 0 | 0 | 0 | 0 | 0
> LV Generation Intermittent
LV Generation Intermittent | 81306.118 | 0 | 0 | 506.5776 | 0 | 3918.8727
LDNO LV: LV Generation Intermittent | 0 | 0 | 0 | 0 | 0 | 0
LDNO HV: LV Generation Intermittent | 558.0589 | 0 | 0 | 0 | 0 | 0
> LV Generation Non-Intermittent
LV Generation Non-Intermittent | 168.4848 | 1247.4928 | 1375.1406 | 8.1706 | 0 | 378.7497
LDNO LV: LV Generation Non-Intermittent | 0 | 0 | 0 | 0 | 0 | 0
LDNO HV: LV Generation Non-Intermittent | 0 | 0 | 0 | 0 | 0 | 0
> LV Sub Generation Intermittent
LV Sub Generation Intermittent | 12847.4636 | 0 | 0 | 61.2795 | 0 | 1316.7503
LDNO HV: LV Sub Generation Intermittent | 0 | 0 | 0 | 0 | 0 | 0
> LV Sub Generation Non-Intermittent
LV Sub Generation Non-Intermittent | 254.8597 | 1425.5873 | 2309.0585 | 9.1919 | 0 | 233.2959
LDNO HV: LV Sub Generation Non-Intermittent | 0 | 0 | 0 | 0 | 0 | 0
> HV Generation Intermittent
HV Generation Intermittent | 374463.18 | 0 | 0 | 148.5486 | 0 | 2389.3768
LDNO HV: HV Generation Intermittent | 67.7257 | 0 | 0 | 0 | 0 | 119.923
> HV Generation Non-Intermittent
HV Generation Non-Intermittent | 15789.6217 | 99096.5339 | 140927.3187 | 52.5478 | 0 | 1635.1364
LDNO HV: HV Generation Non-Intermittent | 5.4333 | 0 | 0 | 0 | 0 | 1.0883
1055. Transmission exit charges (£/year)
Source: forecast.
Transmission exit
Transmission exit charges (£/year) | 8918394.3851
1059. Other expenditure
| Direct cost (£/year) | Indirect cost (£/year) | Indirect cost proportion | Network rates (£/year)
Other expenditure | 27171630.8811 | 95114172.4029 | 60% | 18218261.232
1060. Customer contributions under current connection charging policy
Source: analysis of expenditure data and/or survey of capital expenditure schemes.
Customer contribution percentages by network level of supply and by asset network level.
These proportions should reflect the current connection charging method, not necessarily the method that was in place when the connection was built.
| Assets 132kV | Assets 132kV/EHV | Assets EHV | Assets EHV/HV | Assets 132kV/HV | Assets HV | Assets HV/LV | Assets LV circuits
LV network | 0% |  |  | 81% |  | 81% | 95% | 95%
LV substation | 0% | 0% |  | 81% |  | 81% | 95%
HV network | 0% | 67% | 67% | 100% |  | 100%
HV substation | 0% | 67% | 67% | 100%
1061. Average split of rate 1 units by distribution time band
| Red | Amber | Green
Domestic Unrestricted | 8.862% | 46.21% | 44.93%
Domestic Two Rate | 10.68% | 53.61% | 35.71%
Domestic Off Peak (related MPAN) | 0.1299% | 10.85% | 89.02%
Small Non Domestic Unrestricted | 6.211% | 56.84% | 36.95%
Small Non Domestic Two Rate | 8.003% | 63.17% | 28.83%
Small Non Domestic Off Peak (related MPAN) | 0.1974% | 11.57% | 88.24%
LV Medium Non-Domestic | 8.249% | 61.98% | 29.77%
LV Sub Medium Non-Domestic | 8.138% | 61.86% | 30.01%
HV Medium Non-Domestic | 8.292% | 63.32% | 28.39%
1062. Average split of rate 2 units by distribution time band
| Red | Amber | Green
Domestic Two Rate | 0% | 2.025% | 97.97%
Small Non Domestic Two Rate | 0% | 2.467% | 97.53%
LV Medium Non-Domestic | 0% | 0% | 100%
LV Sub Medium Non-Domestic | 0% | 0% | 100%
HV Medium Non-Domestic | 0% | 0% | 100%
1064. Average split of rate 1 units by special distribution time band
| Black | Yellow | Green
NHH UMS category A | 1.75% | 43.48% | 54.77%
NHH UMS category B | 3.322% | 15.16% | 81.52%
NHH UMS category C | 6.032% | 24.88% | 69.09%
NHH UMS category D | 0.2463% | 69.86% | 29.89%
1066. Typical annual hours by special distribution time band
Source: definition of distribution time bands.
The figures in this table will be automatically adjusted to match the number of days in the charging period.
| Black | Yellow | Green
Annual hours | 152 | 3803 | 4805
1068. Typical annual hours by distribution time band
Source: definition of distribution time bands.
The figures in this table will be automatically adjusted to match the number of days in the charging period.
| Red | Amber | Green
Annual hours | 520 | 3435 | 4805
1069. Peaking probabilities by network level
Source: analysis of network operation data.
Red, amber and green peaking probabilities
| Red | Amber | Green | Black peaking probabilities
GSPs | 98.85% | 1.147% | 0% | 91.01%
132kV | 84.61% | 7.728% | 7.665% | 76.57%
132kV/EHV | 84.61% | 7.728% | 7.665% | 76.57%
EHV | 56.44% | 33.71% | 9.845% | 49.04%
EHV/HV | 56.44% | 33.71% | 9.845% | 49.04%
132kV/HV | 84.61% | 7.728% | 7.665% | 76.57%
HV | 56.44% | 33.71% | 9.845% | 49.04%
HV/LV | 56.44% | 33.71% | 9.845% | 49.04%
LV circuits | 56.44% | 33.71% | 9.845% | 49.04%
1092. Average kVAr by kVA, by network level
Source: analysis of operational data.
This is the average of MVAr/MVA or SQRT(1-PF^2) across relevant network elements.
| GSPs | 132kV | 132kV/EHV | EHV | EHV/HV | 132kV/HV | HV | HV/LV | LV circuits
Average kVAr by kVA, by network level | 0.20645 | 0.20645 | 0.20645 | 0.20645 | 0.20645 | 0.20645 | 0.20645 | 0.20645 | 0.20645
1201. Current tariff information
| Current revenues if known (£) | Current Unit rate 1 p/kWh | Current Unit rate 2 p/kWh | Current Unit rate 3 p/kWh | Current Fixed charge p/MPAN/day | Current Capacity charge p/kVA/day | Current Reactive power charge p/kVArh
Domestic Unrestricted |  | 3.207 | 0 | 0 | 4.65 | 0 | 0
Domestic Two Rate |  | 3.714 | 0.15 | 0 | 4.65 | 0 | 0
Domestic Off Peak (related MPAN) |  | 0.154 | 0 | 0 | 0 | 0 | 0
Small Non Domestic Unrestricted |  | 2.453 | 0 | 0 | 7.39 | 0 | 0
Small Non Domestic Two Rate |  | 2.938 | 0.154 | 0 | 7.39 | 0 | 0
Small Non Domestic Off Peak (related MPAN) |  | 0.17 | 0 | 0 | 0 | 0 | 0
LV Medium Non-Domestic |  | 2.675 | 0.128 | 0 | 34.61 | 0 | 0
LV Sub Medium Non-Domestic |  | 2.502 | 0.113 | 0 | 22.51 | 0 | 0
HV Medium Non-Domestic |  | 2.109 | 0.056 | 0 | 145.07 | 0 | 0
LV Network Domestic |  | 32.236 | 0.572 | 0.153 | 4.65 | 0 | 0
LV Network Non-Domestic Non-CT |  | 33.205 | 0.534 | 0.145 | 7.39 | 0 | 0
LV HH Metered |  | 24.792 | 0.345 | 0.098 | 10.12 | 2.82 | 0.381
LV Sub HH Metered |  | 22.26 | 0.212 | 0.069 | 7.79 | 2.92 | 0.315
HV HH Metered |  | 19.196 | 0.113 | 0.044 | 77.29 | 2.43 | 0.254
NHH UMS category A |  | 2.432 | 0 | 0 | 0 | 0 | 0
NHH UMS category B |  | 3.437 | 0 | 0 | 0 | 0 | 0
NHH UMS category C |  | 5.532 | 0 | 0 | 0 | 0 | 0
NHH UMS category D |  | 1.465 | 0 | 0 | 0 | 0 | 0
LV UMS (Pseudo HH Metered) |  | 75.931 | 1.465 | 0.85 | 0 | 0 | 0

## LAFs
Loss adjustment factors and network use matrices for WPD South West in April 17 (Final)
This sheet calculates matrices of loss adjustment factors and of network use factors.
These matrices map out the extent to which each type of user uses each level of the network, and are used throughout the workbook.
2001. Loss adjustment factors to transmission
Data sources:
x1 = Network level for each tariff (to get loss factors applicable to capacity) (in Loss adjustment factors to transmission)
x2 = 1032. Loss adjustment factors to transmission
Kind: | Fixed data | [6 empty] | Sum-product calculation
Formula: | [7 empty] | =SUMPRODUCT(x1, x2)
Network level for each tariff (to get loss factors applicable to capacity)
| 132kV | 132kV/EHV | EHV | EHV/HV | HV | HV/LV | LV circuits | Loss adjustment factor
Domestic Unrestricted | 0 | 0 | 0 | 0 | 0 | 0 | 1 | 1.085
Domestic Two Rate | 0 | 0 | 0 | 0 | 0 | 0 | 1 | 1.085
Domestic Off Peak (related MPAN) | 0 | 0 | 0 | 0 | 0 | 0 | 1 | 1.085
Small Non Domestic Unrestricted | 0 | 0 | 0 | 0 | 0 | 0 | 1 | 1.085
Small Non Domestic Two Rate | 0 | 0 | 0 | 0 | 0 | 0 | 1 | 1.085
Small Non Domestic Off Peak (related MPAN) | 0 | 0 | 0 | 0 | 0 | 0 | 1 | 1.085
LV Medium Non-Domestic | 0 | 0 | 0 | 0 | 0 | 0 | 1 | 1.085
LV Sub Medium Non-Domestic | 0 | 0 | 0 | 0 | 0 | 1 | 0 | 1.07
HV Medium Non-Domestic | 0 | 0 | 0 | 0 | 1 | 0 | 0 | 1.057
LV Network Domestic | 0 | 0 | 0 | 0 | 0 | 0 | 1 | 1.085
LV Network Non-Domestic Non-CT | 0 | 0 | 0 | 0 | 0 | 0 | 1 | 1.085
LV HH Metered | 0 | 0 | 0 | 0 | 0 | 0 | 1 | 1.085
LV Sub HH Metered | 0 | 0 | 0 | 0 | 0 | 1 | 0 | 1.07
HV HH Metered | 0 | 0 | 0 | 0 | 1 | 0 | 0 | 1.057
NHH UMS category A | 0 | 0 | 0 | 0 | 0 | 0 | 1 | 1.085
NHH UMS category B | 0 | 0 | 0 | 0 | 0 | 0 | 1 | 1.085
NHH UMS category C | 0 | 0 | 0 | 0 | 0 | 0 | 1 | 1.085
NHH UMS category D | 0 | 0 | 0 | 0 | 0 | 0 | 1 | 1.085
LV UMS (Pseudo HH Metered) | 0 | 0 | 0 | 0 | 0 | 0 | 1 | 1.085
LV Generation NHH or Aggregate HH | 0 | 0 | 0 | 0 | 0 | 0 | 1 | 1.085
LV Sub Generation NHH | 0 | 0 | 0 | 0 | 0 | 1 | 0 | 1.07
LV Generation Intermittent | 0 | 0 | 0 | 0 | 0 | 0 | 1 | 1.085
LV Generation Non-Intermittent | 0 | 0 | 0 | 0 | 0 | 0 | 1 | 1.085
LV Sub Generation Intermittent | 0 | 0 | 0 | 0 | 0 | 1 | 0 | 1.07
LV Sub Generation Non-Intermittent | 0 | 0 | 0 | 0 | 0 | 1 | 0 | 1.07
HV Generation Intermittent | 0 | 0 | 0 | 0 | 1 | 0 | 0 | 1.057
HV Generation Non-Intermittent | 0 | 0 | 0 | 0 | 1 | 0 | 0 | 1.057
2002. Mapping of DRM network levels to core network levels
| 132kV | 132kV/EHV | EHV | EHV/HV | HV | HV/LV | LV circuits
132kV | 1 | 0 | 0 | 0 | 0 | 0 | 0
132kV/EHV | 0 | 1 | 0 | 0 | 0 | 0 | 0
EHV | 0 | 0 | 1 | 0 | 0 | 0 | 0
EHV/HV | 0 | 0 | 0 | 1 | 0 | 0 | 0
132kV/HV | 0 | 0 | 0 | 1 | 0 | 0 | 0
HV | 0 | 0 | 0 | 0 | 1 | 0 | 0
HV/LV | 0 | 0 | 0 | 0 | 0 | 1 | 0
LV circuits | 0 | 0 | 0 | 0 | 0 | 0 | 1
2003. Loss adjustment factor to transmission for each DRM network level
Data sources:
x1 = 2002. Mapping of DRM network levels to core network levels
x2 = 1032. Loss adjustment factors to transmission
Sum-product calculation =SUMPRODUCT(x1, x2)
Loss adjustment factor to transmission for each DRM network level
132kV | 1.008
132kV/EHV | 1.011
EHV | 1.024
EHV/HV | 1.034
132kV/HV | 1.034
HV | 1.057
HV/LV | 1.07
LV circuits | 1.085
2004. Loss adjustment factor to transmission for each network level
Data sources:
x1 = 2003. Loss adjustment factor to transmission for each DRM network level
x2 = 1 for GSP level
Combine tables = x1 or x2
| GSPs | 132kV | 132kV/EHV | EHV | EHV/HV | 132kV/HV | HV | HV/LV | LV circuits
Loss adjustment factor to transmission for each network level | 1 | 1.008 | 1.011 | 1.024 | 1.034 | 1.034 | 1.057 | 1.07 | 1.085
2005. Network use factors
These network use factors indicate to what extent each network level is used by each tariff. This table reflects the policy that
generators receive credits only in respect of network levels above the voltage of connection. Generators do not receive credits at the
voltage of connection. The factors in this table are before any adjustment for a 132kV/HV network level or for generation-dominated areas.
| GSPs | 132kV | 132kV/EHV | EHV | EHV/HV | HV | HV/LV | LV circuits
Domestic Unrestricted | 1 | 1 | 1 | 1 | 1 | 1 | 1 | 1
Domestic Two Rate | 1 | 1 | 1 | 1 | 1 | 1 | 1 | 1
Domestic Off Peak (related MPAN) | 1 | 1 | 1 | 1 | 1 | 1 | 1 | 1
Small Non Domestic Unrestricted | 1 | 1 | 1 | 1 | 1 | 1 | 1 | 1
Small Non Domestic Two Rate | 1 | 1 | 1 | 1 | 1 | 1 | 1 | 1
Small Non Domestic Off Peak (related MPAN) | 1 | 1 | 1 | 1 | 1 | 1 | 1 | 1
LV Medium Non-Domestic | 1 | 1 | 1 | 1 | 1 | 1 | 1 | 1
LV Sub Medium Non-Domestic | 1 | 1 | 1 | 1 | 1 | 1 | 1 | 0
HV Medium Non-Domestic | 1 | 1 | 1 | 1 | 1 | 1 | 0 | 0
LV Network Domestic | 1 | 1 | 1 | 1 | 1 | 1 | 1 | 1
LV Network Non-Domestic Non-CT | 1 | 1 | 1 | 1 | 1 | 1 | 1 | 1
LV HH Metered | 1 | 1 | 1 | 1 | 1 | 1 | 1 | 1
LV Sub HH Metered | 1 | 1 | 1 | 1 | 1 | 1 | 1 | 0
HV HH Metered | 1 | 1 | 1 | 1 | 1 | 1 | 0 | 0
NHH UMS category A | 1 | 1 | 1 | 1 | 1 | 1 | 1 | 1
NHH UMS category B | 1 | 1 | 1 | 1 | 1 | 1 | 1 | 1
NHH UMS category C | 1 | 1 | 1 | 1 | 1 | 1 | 1 | 1
NHH UMS category D | 1 | 1 | 1 | 1 | 1 | 1 | 1 | 1
LV UMS (Pseudo HH Metered) | 1 | 1 | 1 | 1 | 1 | 1 | 1 | 1
LV Generation NHH or Aggregate HH | 1 | 1 | 1 | 1 | 1 | 1 | 1 | 0
LV Sub Generation NHH | 1 | 1 | 1 | 1 | 1 | 1 | 0 | 0
LV Generation Intermittent | 1 | 1 | 1 | 1 | 1 | 1 | 1 | 0
LV Generation Non-Intermittent | 1 | 1 | 1 | 1 | 1 | 1 | 1 | 0
LV Sub Generation Intermittent | 1 | 1 | 1 | 1 | 1 | 1 | 0 | 0
LV Sub Generation Non-Intermittent | 1 | 1 | 1 | 1 | 1 | 1 | 0 | 0
HV Generation Intermittent | 1 | 1 | 1 | 1 | 1 | 0 | 0 | 0
HV Generation Non-Intermittent | 1 | 1 | 1 | 1 | 1 | 0 | 0 | 0
2006. Proportion going through 132kV/EHV
Data sources:
x1 = 1018. Proportion of relevant load going through 132kV/HV direct transformation
Calculation =1-x1
132kV/EHV
132kV/EHV | 100%
2007. Proportion going through EHV
Data sources:
x1 = 1018. Proportion of relevant load going through 132kV/HV direct transformation
Calculation =1-x1
EHV
EHV | 100%
2008. Proportion going through EHV/HV
Data sources:
x1 = 1018. Proportion of relevant load going through 132kV/HV direct transformation
Calculation =1-x1
EHV/HV
EHV/HV | 100%
2009. Rerouteing matrix for all network levels
Data sources:
x1 = 1018. Proportion of relevant load going through 132kV/HV direct transformation
x2 = 2006. Proportion going through 132kV/EHV
x3 = 2007. Proportion going through EHV
x4 = 2008. Proportion going through EHV/HV
x5 = Rerouteing matrix: default elements
x6 = Map GSP to GSP
Combine tables = x1 or x2 or x3 or x4 or x5 or x6
| GSPs | 132kV | 132kV/EHV | EHV | EHV/HV | HV | HV/LV | LV circuits
GSPs | 1
132kV |  | 100% | 0% | 0% | 0% | 0% | 0% | 0%
132kV/EHV |  | 0% | 100% | 0% | 0% | 0% | 0% | 0%
EHV |  | 0% | 0% | 100% | 0% | 0% | 0% | 0%
EHV/HV |  | 0% | 0% | 0% | 100% | 0% | 0% | 0%
132kV/HV |  | 0% | 0% | 0% | 0% | 0% | 0% | 0%
HV |  | 0% | 0% | 0% | 0% | 100% | 0% | 0%
HV/LV |  | 0% | 0% | 0% | 0% | 0% | 100% | 0%
LV circuits |  | 0% | 0% | 0% | 0% | 0% | 0% | 100%
2010. Network use factors: interim step in calculations before adjustments
Data sources:
x1 = 2005. Network use factors
x2 = 2009. Rerouteing matrix for all network levels
Sum-product calculation =SUMPRODUCT(x1, x2)
| GSPs | 132kV | 132kV/EHV | EHV | EHV/HV | 132kV/HV | HV | HV/LV | LV circuits
Domestic Unrestricted | 1 | 1 | 1 | 1 | 1 | 0 | 1 | 1 | 1
Domestic Two Rate | 1 | 1 | 1 | 1 | 1 | 0 | 1 | 1 | 1
Domestic Off Peak (related MPAN) | 1 | 1 | 1 | 1 | 1 | 0 | 1 | 1 | 1
Small Non Domestic Unrestricted | 1 | 1 | 1 | 1 | 1 | 0 | 1 | 1 | 1
Small Non Domestic Two Rate | 1 | 1 | 1 | 1 | 1 | 0 | 1 | 1 | 1
Small Non Domestic Off Peak (related MPAN) | 1 | 1 | 1 | 1 | 1 | 0 | 1 | 1 | 1
LV Medium Non-Domestic | 1 | 1 | 1 | 1 | 1 | 0 | 1 | 1 | 1
LV Sub Medium Non-Domestic | 1 | 1 | 1 | 1 | 1 | 0 | 1 | 1 | 0
HV Medium Non-Domestic | 1 | 1 | 1 | 1 | 1 | 0 | 1 | 0 | 0
LV Network Domestic | 1 | 1 | 1 | 1 | 1 | 0 | 1 | 1 | 1
LV Network Non-Domestic Non-CT | 1 | 1 | 1 | 1 | 1 | 0 | 1 | 1 | 1
LV HH Metered | 1 | 1 | 1 | 1 | 1 | 0 | 1 | 1 | 1
LV Sub HH Metered | 1 | 1 | 1 | 1 | 1 | 0 | 1 | 1 | 0
HV HH Metered | 1 | 1 | 1 | 1 | 1 | 0 | 1 | 0 | 0
NHH UMS category A | 1 | 1 | 1 | 1 | 1 | 0 | 1 | 1 | 1
NHH UMS category B | 1 | 1 | 1 | 1 | 1 | 0 | 1 | 1 | 1
NHH UMS category C | 1 | 1 | 1 | 1 | 1 | 0 | 1 | 1 | 1
NHH UMS category D | 1 | 1 | 1 | 1 | 1 | 0 | 1 | 1 | 1
LV UMS (Pseudo HH Metered) | 1 | 1 | 1 | 1 | 1 | 0 | 1 | 1 | 1
LV Generation NHH or Aggregate HH | 1 | 1 | 1 | 1 | 1 | 0 | 1 | 1 | 0
LV Sub Generation NHH | 1 | 1 | 1 | 1 | 1 | 0 | 1 | 0 | 0
LV Generation Intermittent | 1 | 1 | 1 | 1 | 1 | 0 | 1 | 1 | 0
LV Generation Non-Intermittent | 1 | 1 | 1 | 1 | 1 | 0 | 1 | 1 | 0
LV Sub Generation Intermittent | 1 | 1 | 1 | 1 | 1 | 0 | 1 | 0 | 0
LV Sub Generation Non-Intermittent | 1 | 1 | 1 | 1 | 1 | 0 | 1 | 0 | 0
HV Generation Intermittent | 1 | 1 | 1 | 1 | 1 | 0 | 0 | 0 | 0
HV Generation Non-Intermittent | 1 | 1 | 1 | 1 | 1 | 0 | 0 | 0 | 0
2011. Network use factors for all tariffs
Data sources:
x1 = Network use factors including 132kV/HV for generation dominated tariffs
x2 = Network use factors including 132kV/HV for HV Sub tariffs
x3 = 2010. Network use factors: interim step in calculations before adjustments
Combine tables = x1 or x2 or x3
| GSPs | 132kV | 132kV/EHV | EHV | EHV/HV | 132kV/HV | HV | HV/LV | LV circuits
Domestic Unrestricted | 1 | 1 | 1 | 1 | 1 | 0 | 1 | 1 | 1
Domestic Two Rate | 1 | 1 | 1 | 1 | 1 | 0 | 1 | 1 | 1
Domestic Off Peak (related MPAN) | 1 | 1 | 1 | 1 | 1 | 0 | 1 | 1 | 1
Small Non Domestic Unrestricted | 1 | 1 | 1 | 1 | 1 | 0 | 1 | 1 | 1
Small Non Domestic Two Rate | 1 | 1 | 1 | 1 | 1 | 0 | 1 | 1 | 1
Small Non Domestic Off Peak (related MPAN) | 1 | 1 | 1 | 1 | 1 | 0 | 1 | 1 | 1
LV Medium Non-Domestic | 1 | 1 | 1 | 1 | 1 | 0 | 1 | 1 | 1
LV Sub Medium Non-Domestic | 1 | 1 | 1 | 1 | 1 | 0 | 1 | 1 | 0
HV Medium Non-Domestic | 1 | 1 | 1 | 1 | 1 | 0 | 1 | 0 | 0
LV Network Domestic | 1 | 1 | 1 | 1 | 1 | 0 | 1 | 1 | 1
LV Network Non-Domestic Non-CT | 1 | 1 | 1 | 1 | 1 | 0 | 1 | 1 | 1
LV HH Metered | 1 | 1 | 1 | 1 | 1 | 0 | 1 | 1 | 1
LV Sub HH Metered | 1 | 1 | 1 | 1 | 1 | 0 | 1 | 1 | 0
HV HH Metered | 1 | 1 | 1 | 1 | 1 | 0 | 1 | 0 | 0
NHH UMS category A | 1 | 1 | 1 | 1 | 1 | 0 | 1 | 1 | 1
NHH UMS category B | 1 | 1 | 1 | 1 | 1 | 0 | 1 | 1 | 1
NHH UMS category C | 1 | 1 | 1 | 1 | 1 | 0 | 1 | 1 | 1
NHH UMS category D | 1 | 1 | 1 | 1 | 1 | 0 | 1 | 1 | 1
LV UMS (Pseudo HH Metered) | 1 | 1 | 1 | 1 | 1 | 0 | 1 | 1 | 1
LV Generation NHH or Aggregate HH | 1 | 1 | 1 | 1 | 1 | 0 | 1 | 1 | 0
LV Sub Generation NHH | 1 | 1 | 1 | 1 | 1 | 0 | 1 | 0 | 0
LV Generation Intermittent | 1 | 1 | 1 | 1 | 1 | 0 | 1 | 1 | 0
LV Generation Non-Intermittent | 1 | 1 | 1 | 1 | 1 | 0 | 1 | 1 | 0
LV Sub Generation Intermittent | 1 | 1 | 1 | 1 | 1 | 0 | 1 | 0 | 0
LV Sub Generation Non-Intermittent | 1 | 1 | 1 | 1 | 1 | 0 | 1 | 0 | 0
HV Generation Intermittent | 1 | 1 | 1 | 1 | 1 | 0 | 0 | 0 | 0
HV Generation Non-Intermittent | 1 | 1 | 1 | 1 | 1 | 0 | 0 | 0 | 0
2012. Loss adjustment factors between end user meter reading and each network level, scaled by network use
Data sources:
x1 = 2004. Loss adjustment factor to transmission for each network level
x2 = 2011. Network use factors for all tariffs
x3 = 2001. Loss adjustment factor to transmission (in Loss adjustment factors to transmission)
Calculation =IF(x1="",x2,x2*x3/x1)
| GSPs | 132kV | 132kV/EHV | EHV | EHV/HV | 132kV/HV | HV | HV/LV | LV circuits
Domestic Unrestricted | 1.085 | 1.0764 | 1.0732 | 1.0596 | 1.0493 | 0 | 1.0265 | 1.014 | 1
Domestic Two Rate | 1.085 | 1.0764 | 1.0732 | 1.0596 | 1.0493 | 0 | 1.0265 | 1.014 | 1
Domestic Off Peak (related MPAN) | 1.085 | 1.0764 | 1.0732 | 1.0596 | 1.0493 | 0 | 1.0265 | 1.014 | 1
Small Non Domestic Unrestricted | 1.085 | 1.0764 | 1.0732 | 1.0596 | 1.0493 | 0 | 1.0265 | 1.014 | 1
Small Non Domestic Two Rate | 1.085 | 1.0764 | 1.0732 | 1.0596 | 1.0493 | 0 | 1.0265 | 1.014 | 1
Small Non Domestic Off Peak (related MPAN) | 1.085 | 1.0764 | 1.0732 | 1.0596 | 1.0493 | 0 | 1.0265 | 1.014 | 1
LV Medium Non-Domestic | 1.085 | 1.0764 | 1.0732 | 1.0596 | 1.0493 | 0 | 1.0265 | 1.014 | 1
LV Sub Medium Non-Domestic | 1.07 | 1.0615 | 1.0584 | 1.0449 | 1.0348 | 0 | 1.0123 | 1 | 0
HV Medium Non-Domestic | 1.057 | 1.0486 | 1.0455 | 1.0322 | 1.0222 | 0 | 1 | 0 | 0
LV Network Domestic | 1.085 | 1.0764 | 1.0732 | 1.0596 | 1.0493 | 0 | 1.0265 | 1.014 | 1
LV Network Non-Domestic Non-CT | 1.085 | 1.0764 | 1.0732 | 1.0596 | 1.0493 | 0 | 1.0265 | 1.014 | 1
LV HH Metered | 1.085 | 1.0764 | 1.0732 | 1.0596 | 1.0493 | 0 | 1.0265 | 1.014 | 1
LV Sub HH Metered | 1.07 | 1.0615 | 1.0584 | 1.0449 | 1.0348 | 0 | 1.0123 | 1 | 0
HV HH Metered | 1.057 | 1.0486 | 1.0455 | 1.0322 | 1.0222 | 0 | 1 | 0 | 0
NHH UMS category A | 1.085 | 1.0764 | 1.0732 | 1.0596 | 1.0493 | 0 | 1.0265 | 1.014 | 1
NHH UMS category B | 1.085 | 1.0764 | 1.0732 | 1.0596 | 1.0493 | 0 | 1.0265 | 1.014 | 1
NHH UMS category C | 1.085 | 1.0764 | 1.0732 | 1.0596 | 1.0493 | 0 | 1.0265 | 1.014 | 1
NHH UMS category D | 1.085 | 1.0764 | 1.0732 | 1.0596 | 1.0493 | 0 | 1.0265 | 1.014 | 1
LV UMS (Pseudo HH Metered) | 1.085 | 1.0764 | 1.0732 | 1.0596 | 1.0493 | 0 | 1.0265 | 1.014 | 1
LV Generation NHH or Aggregate HH | 1.085 | 1.0764 | 1.0732 | 1.0596 | 1.0493 | 0 | 1.0265 | 1.014 | 0
LV Sub Generation NHH | 1.07 | 1.0615 | 1.0584 | 1.0449 | 1.0348 | 0 | 1.0123 | 0 | 0
LV Generation Intermittent | 1.085 | 1.0764 | 1.0732 | 1.0596 | 1.0493 | 0 | 1.0265 | 1.014 | 0
LV Generation Non-Intermittent | 1.085 | 1.0764 | 1.0732 | 1.0596 | 1.0493 | 0 | 1.0265 | 1.014 | 0
LV Sub Generation Intermittent | 1.07 | 1.0615 | 1.0584 | 1.0449 | 1.0348 | 0 | 1.0123 | 0 | 0
LV Sub Generation Non-Intermittent | 1.07 | 1.0615 | 1.0584 | 1.0449 | 1.0348 | 0 | 1.0123 | 0 | 0
HV Generation Intermittent | 1.057 | 1.0486 | 1.0455 | 1.0322 | 1.0222 | 0 | 0 | 0 | 0
HV Generation Non-Intermittent | 1.057 | 1.0486 | 1.0455 | 1.0322 | 1.0222 | 0 | 0 | 0 | 0

## DRM
Network model for WPD South West in April 17 (Final)
This sheet collects data from a network model and calculates aggregated annuitised unit costs from these data.
2101. Annuity rate
Data sources:
x1 = 1010. Rate of return (in Financial and general assumptions)
x2 = 1010. Annualisation period (years) (in Financial and general assumptions)
x3 = 1010. Days in the charging year (in Financial and general assumptions)
Calculation =PMT(x1,x2,-1)*IF(OR(x3>366,x3<365),x3/365.25,1)
Annuity rate
Annuity rate | 5.288%
2102. Loss adjustment factor to transmission for each core level
Data sources:
x1 = 1032. Loss adjustment factors to transmission
x2 = 1 for GSP level
Combine tables = x1 or x2
| GSPs | 132kV | 132kV/EHV | EHV | EHV/HV | HV | HV/LV | LV circuits
Loss adjustment factor to transmission for each core level | 1 | 1.008 | 1.011 | 1.024 | 1.034 | 1.057 | 1.07 | 1.085
2103. Loss adjustment factors
Data sources:
x1 = 2102. Loss adjustment factor to transmission for each core level
x2 = Loss adjustment factor to transmission for network level exit (in Loss adjustment factors)
Kind: | Copy cells | Special copy
Formula: | =x1 | = x2
| Loss adjustment factor to transmission for network level exit | Loss adjustment factor to transmission for network level entry
GSPs | 1
132kV | 1.008 | 1
132kV/EHV | 1.011 | 1.008
EHV | 1.024 | 1.011
EHV/HV | 1.034 | 1.024
HV | 1.057 | 1.034
HV/LV | 1.07 | 1.057
LV circuits | 1.085 | 1.07
2104. Diversity calculations
Data sources:
x1 = 1017. Diversity allowance between top and bottom of network level
x2 = Coincidence to system peak at level exit (in Diversity calculations)
Kind: | Special calculation | Special calculation | Special calculation
Formula: | =previous/(1+x1) | =previous/(1+x1) | =1/x2-1
| Coincidence to GSP peak at level exit | Coincidence to system peak at level exit | Diversity allowance between level exit and GSP Group
GSPs |  | 97.85% | 2.2%
132kV | 96.99% | 94.91% | 5.368%
132kV/EHV | 96.99% | 94.91% | 5.368%
EHV | 90.23% | 88.28% | 13.27%
EHV/HV | 90.23% | 88.28% | 13.27%
HV | 65.86% | 64.44% | 55.18%
HV/LV | 65.86% | 64.44% | 55.18%
LV circuits | 65.86% | 64.44%
2105. Network model total maximum demand at substation (MW)
Data sources:
x1 = 1019. Network model GSP peak demand (MW)
x2 = 2104. Coincidence to GSP peak at level exit (in Diversity calculations)
Calculation =x1/x2
Network model total maximum demand at substation (MW)
132kV | 515.5
132kV/EHV | 515.5
EHV | 554.1625
EHV/HV | 554.1625
HV | 759.2026
HV/LV | 759.2026
LV circuits | 759.2026
2106. Network model contribution to system maximum load measured at network level exit (MW)
Data sources:
x1 = 2105. Network model total maximum demand at substation (MW)
x2 = 2104. Coincidence to system peak at level exit (in Diversity calculations)
x3 = 2103. Loss adjustment factor to transmission for network level exit (in Loss adjustment factors)
Calculation =x1*x2/x3
Network model contribution to system maximum load measured at network level exit (MW)
132kV | 485.354
132kV/EHV | 483.9137
EHV | 477.7703
EHV/HV | 473.1497
HV | 462.8541
HV/LV | 457.2306
LV circuits | 450.9095
2107. Rerouteing matrix for DRM network levels
Data sources:
x1 = 1018. Proportion of relevant load going through 132kV/HV direct transformation
x2 = 2006. Proportion going through 132kV/EHV
x3 = 2007. Proportion going through EHV
x4 = 2008. Proportion going through EHV/HV
x5 = Rerouteing matrix: default elements
Combine tables = x1 or x2 or x3 or x4 or x5
| 132kV | 132kV/EHV | EHV | EHV/HV | 132kV/HV | HV | HV/LV | LV circuits
132kV | 100% | 0% | 0% | 0% | 0% | 0% | 0% | 0%
132kV/EHV | 0% | 100% | 0% | 0% | 0% | 0% | 0% | 0%
EHV | 0% | 0% | 100% | 0% | 0% | 0% | 0% | 0%
EHV/HV | 0% | 0% | 0% | 100% | 0% | 0% | 0% | 0%
HV | 0% | 0% | 0% | 0% | 0% | 100% | 0% | 0%
HV/LV | 0% | 0% | 0% | 0% | 0% | 0% | 100% | 0%
LV circuits | 0% | 0% | 0% | 0% | 0% | 0% | 0% | 100%
2108. GSP simultaneous maximum load assumed through each network level (MW)
Data sources:
x1 = 2106. Network model contribution to system maximum load measured at network level exit (MW)
x2 = 2107. Rerouteing matrix for DRM network levels
Sum-product calculation =SUMPRODUCT(x1, x2)
GSP simultaneous maximum load assumed through each network level (MW)
132kV | 485.354
132kV/EHV | 483.9137
EHV | 477.7703
EHV/HV | 473.1497
132kV/HV | 0
HV | 462.8541
HV/LV | 457.2306
LV circuits | 450.9095
2109. Network model annuity by simultaneous maximum load for each network level (£/kW/year)
Data sources:
x1 = 2108. GSP simultaneous maximum load assumed through each network level (MW)
x2 = 1020. Gross asset cost by network level (£)
x3 = 2101. Annuity rate
Calculation =IF(x1,0.001*x2*x3/x1,0)
Model £/kW SML
Assets 132kV | 12.5121
Assets 132kV/EHV | 1.7775
Assets EHV | 4.5449
Assets EHV/HV | 4.6125
Assets 132kV/HV | 0
Assets HV | 16.7923
Assets HV/LV | 7.2439
Assets LV circuits | 15.7762

## SM
Service models for WPD South West in April 17 (Final)
This sheet collects and processes data from the service models.
2201. Asset £/customer from LV service models
Data sources:
x1 = 1025. Matrix of applicability of LV service models to tariffs with fixed charges
x2 = 1022. LV service model asset cost (£)
Sum-product calculation =SUMPRODUCT(x1, x2)
Assets LV customer
Domestic Unrestricted | 263.108
Domestic Two Rate | 263.108
Small Non Domestic Unrestricted | 591.9405
Small Non Domestic Two Rate | 591.9405
LV Medium Non-Domestic | 720.6833
LV Sub Medium Non-Domestic | 534.4731
LV Network Domestic | 263.108
LV Network Non-Domestic Non-CT | 591.9405
LV HH Metered | 1214.9764
LV Sub HH Metered | 935.7907
LV Generation NHH or Aggregate HH | 0
LV Sub Generation NHH | 0
LV Generation Intermittent | 0
LV Generation Non-Intermittent | 0
LV Sub Generation Intermittent | 0
LV Sub Generation Non-Intermittent | 0
2202. LV unmetered service model assets £/(MWh/year)
Data sources:
x1 = 1026. Matrix of applicability of LV service models to unmetered tariffs
x2 = 1022. LV service model asset cost (£)
Sum-product calculation =SUMPRODUCT(x1, x2)
Assets LV customer
LV unmetered service model assets £/(MWh/year) | 238.8389
2203. LV unmetered service model asset charge (p/kWh)
Data sources:
x1 = 1010. Annuity proportion for customer-contributed assets (in Financial and general assumptions)
x2 = 2202. LV unmetered service model assets £/(MWh/year)
x3 = 2101. Annuity rate
Calculation =0.1*x1*x2*x3
Assets LV customer
LV unmetered service model asset charge (p/kWh) | 0
2204. Asset £/customer from HV service models
Data sources:
x1 = 1028. Matrix of applicability of HV service models to tariffs with fixed charges
x2 = 1023. HV service model asset cost (£)
Sum-product calculation =SUMPRODUCT(x1, x2)
Assets HV customer
HV Medium Non-Domestic | 9284.1299
HV HH Metered | 9284.1299
HV Generation Intermittent | 4476.1927
HV Generation Non-Intermittent | 4476.1927
2205. Service model assets by tariff (£)
Data sources:
x1 = 2201. Asset £/customer from LV service models
x2 = 2204. Asset £/customer from HV service models
Combine tables = x1 or x2
| Assets LV customer | Assets HV customer
Domestic Unrestricted | 263.108
Domestic Two Rate | 263.108
Domestic Off Peak (related MPAN)
Small Non Domestic Unrestricted | 591.9405
Small Non Domestic Two Rate | 591.9405
Small Non Domestic Off Peak (related MPAN)
LV Medium Non-Domestic | 720.6833
LV Sub Medium Non-Domestic | 534.4731
HV Medium Non-Domestic |  | 9284.1299
LV Network Domestic | 263.108
LV Network Non-Domestic Non-CT | 591.9405
LV HH Metered | 1214.9764
LV Sub HH Metered | 935.7907
HV HH Metered |  | 9284.1299
NHH UMS category A
NHH UMS category B
NHH UMS category C
NHH UMS category D
LV UMS (Pseudo HH Metered)
LV Generation NHH or Aggregate HH | 0
LV Sub Generation NHH | 0
LV Generation Intermittent | 0
LV Generation Non-Intermittent | 0
LV Sub Generation Intermittent | 0
LV Sub Generation Non-Intermittent | 0
HV Generation Intermittent |  | 4476.1927
HV Generation Non-Intermittent |  | 4476.1927
2206. Replacement annuities for service models
Data sources:
x1 = 1010. Days in the charging year (in Financial and general assumptions)
x2 = 2205. Service model assets by tariff (£)
x3 = 2101. Annuity rate
x4 = 1010. Annuity proportion for customer-contributed assets (in Financial and general assumptions)
x5 = Service model p/MPAN/day charge (in Replacement annuities for service models)
Kind: | Calculation |  | Cell summation
Formula: | =100/x1*x2*x3*x4 |  | =SUM(x5)
Service model p/MPAN/day charge
| Assets LV customer | Assets HV customer | Service model p/MPAN/day
Domestic Unrestricted | 0 | 0 | 0
Domestic Two Rate | 0 | 0 | 0
Domestic Off Peak (related MPAN) | 0 | 0 | 0
Small Non Domestic Unrestricted | 0 | 0 | 0
Small Non Domestic Two Rate | 0 | 0 | 0
Small Non Domestic Off Peak (related MPAN) | 0 | 0 | 0
LV Medium Non-Domestic | 0 | 0 | 0
LV Sub Medium Non-Domestic | 0 | 0 | 0
HV Medium Non-Domestic | 0 | 0 | 0
LV Network Domestic | 0 | 0 | 0
LV Network Non-Domestic Non-CT | 0 | 0 | 0
LV HH Metered | 0 | 0 | 0
LV Sub HH Metered | 0 | 0 | 0
HV HH Metered | 0 | 0 | 0
NHH UMS category A | 0 | 0 | 0
NHH UMS category B | 0 | 0 | 0
NHH UMS category C | 0 | 0 | 0
NHH UMS category D | 0 | 0 | 0
LV UMS (Pseudo HH Metered) | 0 | 0 | 0
LV Generation NHH or Aggregate HH | 0 | 0 | 0
LV Sub Generation NHH | 0 | 0 | 0
LV Generation Intermittent | 0 | 0 | 0
LV Generation Non-Intermittent | 0 | 0 | 0
LV Sub Generation Intermittent | 0 | 0 | 0
LV Sub Generation Non-Intermittent | 0 | 0 | 0
HV Generation Intermittent | 0 | 0 | 0
HV Generation Non-Intermittent | 0 | 0 | 0

## Loads
Load characteristics for WPD South West in April 17 (Final)
This sheet compiles information about the assumed characteristics of network users.
A load factor represents the average load of a user or user group, relative to the maximum load level of that user or
user group. Load factors are numbers between 0 and 1.
A coincidence factor represents the expectation value of the load of a user or user group at the time of system maximum load,
relative to the maximum load level of that user or user group. Coincidence factors are numbers between 0 and 1.
A load coefficient is the expectation value of the load of a user or user group at the time of system maximum load, relative to the average load level of that user or user group.
For demand users, the load coefficient is a demand coefficient and can be calculated as the ratio of the coincidence factor to the load factor.
2301. Demand coefficient (load at time of system maximum load divided by average load)
Data sources:
x1 = 1041. Coincidence factor to system maximum load for each type of demand user (in Load profile data for demand users)
x2 = 1041. Load factor for each type of demand user (in Load profile data for demand users)
Calculation =x1/x2
Demand coefficient
Domestic Unrestricted | 2.1571
Domestic Two Rate | 1.2752
Domestic Off Peak (related MPAN) | 0
Small Non Domestic Unrestricted | 1.6524
Small Non Domestic Two Rate | 1.358
Small Non Domestic Off Peak (related MPAN) | 0
LV Medium Non-Domestic | 1.4543
LV Sub Medium Non-Domestic | 1.3927
HV Medium Non-Domestic | 1.4358
LV Network Domestic | 2.0814
LV Network Non-Domestic Non-CT | 1.6117
LV HH Metered | 1.3837
LV Sub HH Metered | 1.2669
HV HH Metered | 1.1237
NHH UMS category A | 1
NHH UMS category B | 2.069
NHH UMS category C | 3.5793
NHH UMS category D | 0
LV UMS (Pseudo HH Metered) | 2.1199
2302. Load coefficient
Data sources:
x1 = 2301. Demand coefficient (load at time of system maximum load divided by average load)
x2 = Negative of generation coefficient; set to -1
Combine tables = x1 or x2
Load coefficient
Domestic Unrestricted | 2.1571
Domestic Two Rate | 1.2752
Domestic Off Peak (related MPAN) | 0
Small Non Domestic Unrestricted | 1.6524
Small Non Domestic Two Rate | 1.358
Small Non Domestic Off Peak (related MPAN) | 0
LV Medium Non-Domestic | 1.4543
LV Sub Medium Non-Domestic | 1.3927
HV Medium Non-Domestic | 1.4358
LV Network Domestic | 2.0814
LV Network Non-Domestic Non-CT | 1.6117
LV HH Metered | 1.3837
LV Sub HH Metered | 1.2669
HV HH Metered | 1.1237
NHH UMS category A | 1
NHH UMS category B | 2.069
NHH UMS category C | 3.5793
NHH UMS category D | 0
LV UMS (Pseudo HH Metered) | 2.1199
LV Generation NHH or Aggregate HH | -1
LV Sub Generation NHH | -1
LV Generation Intermittent | -1
LV Generation Non-Intermittent | -1
LV Sub Generation Intermittent | -1
LV Sub Generation Non-Intermittent | -1
HV Generation Intermittent | -1
HV Generation Non-Intermittent | -1
2303. Discount map
| No discount | LDNO LV: LV user | LDNO HV: LV user | LDNO HV: LV sub user | LDNO HV: HV user
> Domestic Unrestricted
Domestic Unrestricted | 1 | 0 | 0 | 0 | 0
LDNO LV: Domestic Unrestricted | 0 | 1 | 0 | 0 | 0
LDNO HV: Domestic Unrestricted | 0 | 0 | 1 | 0 | 0
> Domestic Two Rate
Domestic Two Rate | 1 | 0 | 0 | 0 | 0
LDNO LV: Domestic Two Rate | 0 | 1 | 0 | 0 | 0
LDNO HV: Domestic Two Rate | 0 | 0 | 1 | 0 | 0
> Domestic Off Peak (related MPAN)
Domestic Off Peak (related MPAN) | 1 | 0 | 0 | 0 | 0
LDNO LV: Domestic Off Peak (related MPAN) | 0 | 1 | 0 | 0 | 0
LDNO HV: Domestic Off Peak (related MPAN) | 0 | 0 | 1 | 0 | 0
> Small Non Domestic Unrestricted
Small Non Domestic Unrestricted | 1 | 0 | 0 | 0 | 0
LDNO LV: Small Non Domestic Unrestricted | 0 | 1 | 0 | 0 | 0
LDNO HV: Small Non Domestic Unrestricted | 0 | 0 | 1 | 0 | 0
> Small Non Domestic Two Rate
Small Non Domestic Two Rate | 1 | 0 | 0 | 0 | 0
LDNO LV: Small Non Domestic Two Rate | 0 | 1 | 0 | 0 | 0
LDNO HV: Small Non Domestic Two Rate | 0 | 0 | 1 | 0 | 0
> Small Non Domestic Off Peak (related MPAN)
Small Non Domestic Off Peak (related MPAN) | 1 | 0 | 0 | 0 | 0
LDNO LV: Small Non Domestic Off Peak (related MPAN) | 0 | 1 | 0 | 0 | 0
LDNO HV: Small Non Domestic Off Peak (related MPAN) | 0 | 0 | 1 | 0 | 0
> LV Medium Non-Domestic
LV Medium Non-Domestic | 1 | 0 | 0 | 0 | 0
LDNO LV: LV Medium Non-Domestic | 0 | 1 | 0 | 0 | 0
LDNO HV: LV Medium Non-Domestic | 0 | 0 | 1 | 0 | 0
> LV Sub Medium Non-Domestic
LV Sub Medium Non-Domestic | 1 | 0 | 0 | 0 | 0
> HV Medium Non-Domestic
HV Medium Non-Domestic | 1 | 0 | 0 | 0 | 0
> LV Network Domestic
LV Network Domestic | 1 | 0 | 0 | 0 | 0
LDNO LV: LV Network Domestic | 0 | 1 | 0 | 0 | 0
LDNO HV: LV Network Domestic | 0 | 0 | 1 | 0 | 0
> LV Network Non-Domestic Non-CT
LV Network Non-Domestic Non-CT | 1 | 0 | 0 | 0 | 0
LDNO LV: LV Network Non-Domestic Non-CT | 0 | 1 | 0 | 0 | 0
LDNO HV: LV Network Non-Domestic Non-CT | 0 | 0 | 1 | 0 | 0
> LV HH Metered
LV HH Metered | 1 | 0 | 0 | 0 | 0
LDNO LV: LV HH Metered | 0 | 1 | 0 | 0 | 0
LDNO HV: LV HH Metered | 0 | 0 | 1 | 0 | 0
> LV Sub HH Metered
LV Sub HH Metered | 1 | 0 | 0 | 0 | 0
LDNO HV: LV Sub HH Metered | 0 | 0 | 0 | 1 | 0
> HV HH Metered
HV HH Metered | 1 | 0 | 0 | 0 | 0
LDNO HV: HV HH Metered | 0 | 0 | 0 | 0 | 1
> NHH UMS category A
NHH UMS category A | 1 | 0 | 0 | 0 | 0
LDNO LV: NHH UMS category A | 0 | 1 | 0 | 0 | 0
LDNO HV: NHH UMS category A | 0 | 0 | 1 | 0 | 0
> NHH UMS category B
NHH UMS category B | 1 | 0 | 0 | 0 | 0
LDNO LV: NHH UMS category B | 0 | 1 | 0 | 0 | 0
LDNO HV: NHH UMS category B | 0 | 0 | 1 | 0 | 0
> NHH UMS category C
NHH UMS category C | 1 | 0 | 0 | 0 | 0
LDNO LV: NHH UMS category C | 0 | 1 | 0 | 0 | 0
LDNO HV: NHH UMS category C | 0 | 0 | 1 | 0 | 0
> NHH UMS category D
NHH UMS category D | 1 | 0 | 0 | 0 | 0
LDNO LV: NHH UMS category D | 0 | 1 | 0 | 0 | 0
LDNO HV: NHH UMS category D | 0 | 0 | 1 | 0 | 0
> LV UMS (Pseudo HH Metered)
LV UMS (Pseudo HH Metered) | 1 | 0 | 0 | 0 | 0
LDNO LV: LV UMS (Pseudo HH Metered) | 0 | 1 | 0 | 0 | 0
LDNO HV: LV UMS (Pseudo HH Metered) | 0 | 0 | 1 | 0 | 0
> LV Generation NHH or Aggregate HH
LV Generation NHH or Aggregate HH | 1 | 0 | 0 | 0 | 0
LDNO LV: LV Generation NHH or Aggregate HH | 1 | 0 | 0 | 0 | 0
LDNO HV: LV Generation NHH or Aggregate HH | 1 | 0 | 0 | 0 | 0
> LV Sub Generation NHH
LV Sub Generation NHH | 1 | 0 | 0 | 0 | 0
LDNO HV: LV Sub Generation NHH | 1 | 0 | 0 | 0 | 0
> LV Generation Intermittent
LV Generation Intermittent | 1 | 0 | 0 | 0 | 0
LDNO LV: LV Generation Intermittent | 1 | 0 | 0 | 0 | 0
LDNO HV: LV Generation Intermittent | 1 | 0 | 0 | 0 | 0
> LV Generation Non-Intermittent
LV Generation Non-Intermittent | 1 | 0 | 0 | 0 | 0
LDNO LV: LV Generation Non-Intermittent | 1 | 0 | 0 | 0 | 0
LDNO HV: LV Generation Non-Intermittent | 1 | 0 | 0 | 0 | 0
> LV Sub Generation Intermittent
LV Sub Generation Intermittent | 1 | 0 | 0 | 0 | 0
LDNO HV: LV Sub Generation Intermittent | 1 | 0 | 0 | 0 | 0
> LV Sub Generation Non-Intermittent
LV Sub Generation Non-Intermittent | 1 | 0 | 0 | 0 | 0
LDNO HV: LV Sub Generation Non-Intermittent | 1 | 0 | 0 | 0 | 0
> HV Generation Intermittent
HV Generation Intermittent | 1 | 0 | 0 | 0 | 0
LDNO HV: HV Generation Intermittent | 1 | 0 | 0 | 0 | 0
> HV Generation Non-Intermittent
HV Generation Non-Intermittent | 1 | 0 | 0 | 0 | 0
LDNO HV: HV Generation Non-Intermittent | 1 | 0 | 0 | 0 | 0
2304. LDNO discounts and volumes adjusted for discount
Data sources:
x1 = 2303. Discount map
x2 = 1037. Embedded network (LDNO) discounts
x3 = 100 per cent discount for generators on LDNO networks
x4 = Discount for each tariff (except for fixed charges) (in LDNO discounts and volumes adjusted for discount)
x5 = 1053. Rate 1 units (MWh) by tariff (in Volume forecasts for the charging year)
x6 = 1053. Rate 2 units (MWh) by tariff (in Volume forecasts for the charging year)
x7 = 1053. Rate 3 units (MWh) by tariff (in Volume forecasts for the charging year)
x8 = 1053. MPANs by tariff (in Volume forecasts for the charging year)
x9 = Discount for each tariff for fixed charges only (in LDNO discounts and volumes adjusted for discount)
x10 = 1053. Import capacity (kVA) by tariff (in Volume forecasts for the charging year)
x11 = 1053. Reactive power units (MVArh) by tariff (in Volume forecasts for the charging year)
Kind: | Sum-product calculation | Combine tables | Calculation | Calculation | Calculation | Calculation | Calculation | Calculation
Formula: | =SUMPRODUCT(x1, x2) | = x3 or x4 | =x5*(1-x4) | =x6*(1-x4) | =x7*(1-x4) | =x8*(1-x9) | =x10*(1-x4) | =x11*(1-x4)
| Discount for each tariff (except for fixed charges) | Discount for each tariff for fixed charges only | Rate 1 units (MWh) | Rate 2 units (MWh) | Rate 3 units (MWh) | MPANs | Import capacity (kVA) | Reactive power units (MVArh)
> Domestic Unrestricted
Domestic Unrestricted | 0% | 0% | 4097673.2275 | 0 | 0 | 1221354.1485 | 0 | 0
LDNO LV: Domestic Unrestricted | 37.13% | 37.13% | 9060.853 | 0 | 0 | 3452.3309 | 0 | 0
LDNO HV: Domestic Unrestricted | 62.67% | 62.67% | 7794.5909 | 0 | 0 | 3227.1566 | 0 | 0
> Domestic Two Rate
Domestic Two Rate | 0% | 0% | 651901.4727 | 686761.8517 | 0 | 222959.2648 | 0 | 0
LDNO LV: Domestic Two Rate | 37.13% | 37.13% | 627.2064 | 294.5614 | 0 | 265.0981 | 0 | 0
LDNO HV: Domestic Two Rate | 62.67% | 62.67% | 355.0904 | 145.6134 | 0 | 131.0196 | 0 | 0
> Domestic Off Peak (related MPAN)
Domestic Off Peak (related MPAN) | 0% | 0% | 63105.7323 | 0 | 0 | 16604 | 0 | 0
LDNO LV: Domestic Off Peak (related MPAN) | 37.13% | 37.13% | 0 | 0 | 0 | 0 | 0 | 0
LDNO HV: Domestic Off Peak (related MPAN) | 62.67% | 62.67% | 0 | 0 | 0 | 0 | 0 | 0
> Small Non Domestic Unrestricted
Small Non Domestic Unrestricted | 0% | 0% | 1153977.7297 | 0 | 0 | 109710.6919 | 0 | 0
LDNO LV: Small Non Domestic Unrestricted | 37.13% | 37.13% | 531.6173 | 0 | 0 | 73.3393 | 0 | 0
LDNO HV: Small Non Domestic Unrestricted | 62.67% | 62.67% | 2690.6867 | 0 | 0 | 139.8075 | 0 | 0
> Small Non Domestic Two Rate
Small Non Domestic Two Rate | 0% | 0% | 369843.5813 | 170885.7463 | 0 | 28055.4675 | 0 | 0
LDNO LV: Small Non Domestic Two Rate | 37.13% | 37.13% | 26.5108 | 7.2847 | 0 | 1.3457 | 0 | 0
LDNO HV: Small Non Domestic Two Rate | 62.67% | 62.67% | 346.359 | 110.2362 | 0 | 8.7879 | 0 | 0
> Small Non Domestic Off Peak (related MPAN)
Small Non Domestic Off Peak (related MPAN) | 0% | 0% | 22929.3206 | 0 | 0 | 3507 | 0 | 0
LDNO LV: Small Non Domestic Off Peak (related MPAN) | 37.13% | 37.13% | 0 | 0 | 0 | 0 | 0 | 0
LDNO HV: Small Non Domestic Off Peak (related MPAN) | 62.67% | 62.67% | 0 | 0 | 0 | 0 | 0 | 0
> LV Medium Non-Domestic
LV Medium Non-Domestic | 0% | 0% | 0 | 0 | 0 | 0 | 0 | 0
LDNO LV: LV Medium Non-Domestic | 37.13% | 37.13% | 0 | 0 | 0 | 0 | 0 | 0
LDNO HV: LV Medium Non-Domestic | 62.67% | 62.67% | 0 | 0 | 0 | 0 | 0 | 0
> LV Sub Medium Non-Domestic
LV Sub Medium Non-Domestic | 0% | 0% | 0 | 0 | 0 | 0 | 0 | 0
> HV Medium Non-Domestic
HV Medium Non-Domestic | 0% | 0% | 0 | 0 | 0 | 0 | 0 | 0
> LV Network Domestic
LV Network Domestic | 0% | 0% | 0 | 0 | 0 | 0 | 0 | 0
LDNO LV: LV Network Domestic | 37.13% | 37.13% | 0 | 0 | 0 | 0 | 0 | 0
LDNO HV: LV Network Domestic | 62.67% | 62.67% | 0 | 0 | 0 | 0 | 0 | 0
> LV Network Non-Domestic Non-CT
LV Network Non-Domestic Non-CT | 0% | 0% | 26539.1105 | 198462.2675 | 189153.6687 | 6362.2186 | 0 | 0
LDNO LV: LV Network Non-Domestic Non-CT | 37.13% | 37.13% | 4.2968 | 32.1345 | 33.1088 | 0.90797 | 0 | 0
LDNO HV: LV Network Non-Domestic Non-CT | 62.67% | 62.67% | 91.7026 | 685.6519 | 543.7327 | 15.3627 | 0 | 0
> LV HH Metered
LV HH Metered | 0% | 0% | 82373.3344 | 600032.5894 | 530697.4484 | 6394.7681 | 672799.4063 | 79513.9764
LDNO LV: LV HH Metered | 37.13% | 37.13% | 13.8145 | 117.617 | 80.0047 | 1.7834 | 34.579 | 7.7356
LDNO HV: LV HH Metered | 62.67% | 62.67% | 1145.7981 | 7515.9817 | 6336.9008 | 30.5741 | 7375.723 | 630.0769
> LV Sub HH Metered
LV Sub HH Metered | 0% | 0% | 51491.9741 | 384630.9004 | 351871.5933 | 2043.3006 | 388263.6698 | 74524.4878
LDNO HV: LV Sub HH Metered | 38.74% | 38.74% | 0.35104 | 4.1838 | 11.0354 | 0.65558 | 655.5814 | 0
> HV HH Metered
HV HH Metered | 0% | 0% | 156821.4699 | 1120448.232 | 1206015.3592 | 1068.1349 | 942102.6938 | 188851.345
LDNO HV: HV HH Metered | 27.31% | 27.31% | 742.2116 | 4700.7611 | 6503.4878 | 5.4455 | 5445.4859 | 195.0526
> NHH UMS category A
NHH UMS category A | 0% | 0% | 13495.8167 | 0 | 0 | 720.0347 | 0 | 0
LDNO LV: NHH UMS category A | 37.13% | 37.13% | 114.6635 | 0 | 0 | 0 | 0 | 0
LDNO HV: NHH UMS category A | 62.67% | 62.67% | 3.0042 | 0 | 0 | 0 | 0 | 0
> NHH UMS category B
NHH UMS category B | 0% | 0% | 4835.9293 | 0 | 0 | 673.0537 | 0 | 0
LDNO LV: NHH UMS category B | 37.13% | 37.13% | 50.2814 | 0 | 0 | 0 | 0 | 0
LDNO HV: NHH UMS category B | 62.67% | 62.67% | 64.0721 | 0 | 0 | 0 | 0 | 0
> NHH UMS category C
NHH UMS category C | 0% | 0% | 595.2121 | 0 | 0 | 171.5827 | 0 | 0
LDNO LV: NHH UMS category C | 37.13% | 37.13% | 4.6187 | 0 | 0 | 0 | 0 | 0
LDNO HV: NHH UMS category C | 62.67% | 62.67% | 48.8066 | 0 | 0 | 0 | 0 | 0
> NHH UMS category D
NHH UMS category D | 0% | 0% | 0 | 0 | 0 | 1.0213 | 0 | 0
LDNO LV: NHH UMS category D | 37.13% | 37.13% | 0 | 0 | 0 | 0 | 0 | 0
LDNO HV: NHH UMS category D | 62.67% | 62.67% | 0 | 0 | 0 | 0 | 0 | 0
> LV UMS (Pseudo HH Metered)
LV UMS (Pseudo HH Metered) | 0% | 0% | 4113.3861 | 26283.4815 | 88563.2398 | 0 | 0 | 0
LDNO LV: LV UMS (Pseudo HH Metered) | 37.13% | 37.13% | 0 | 0 | 0 | 0 | 0 | 0
LDNO HV: LV UMS (Pseudo HH Metered) | 62.67% | 62.67% | 0 | 0 | 0 | 0 | 0 | 0
> LV Generation NHH or Aggregate HH
LV Generation NHH or Aggregate HH | 0% | 0% | 3287.7605 | 0 | 0 | 265.5447 | 0 | 0
LDNO LV: LV Generation NHH or Aggregate HH | 0% | 100% | 140.5873 | 0 | 0 | 0 | 0 | 0
LDNO HV: LV Generation NHH or Aggregate HH | 0% | 100% | 0 | 0 | 0 | 0 | 0 | 0
> LV Sub Generation NHH
LV Sub Generation NHH | 0% | 0% | 0 | 0 | 0 | 0 | 0 | 0
LDNO HV: LV Sub Generation NHH | 0% | 100% | 0 | 0 | 0 | 0 | 0 | 0
> LV Generation Intermittent
LV Generation Intermittent | 0% | 0% | 81306.118 | 0 | 0 | 506.5776 | 0 | 3918.8727
LDNO LV: LV Generation Intermittent | 0% | 100% | 0 | 0 | 0 | 0 | 0 | 0
LDNO HV: LV Generation Intermittent | 0% | 100% | 558.0589 | 0 | 0 | 0 | 0 | 0
> LV Generation Non-Intermittent
LV Generation Non-Intermittent | 0% | 0% | 168.4848 | 1247.4928 | 1375.1406 | 8.1706 | 0 | 378.7497
LDNO LV: LV Generation Non-Intermittent | 0% | 100% | 0 | 0 | 0 | 0 | 0 | 0
LDNO HV: LV Generation Non-Intermittent | 0% | 100% | 0 | 0 | 0 | 0 | 0 | 0
> LV Sub Generation Intermittent
LV Sub Generation Intermittent | 0% | 0% | 12847.4636 | 0 | 0 | 61.2795 | 0 | 1316.7503
LDNO HV: LV Sub Generation Intermittent | 0% | 100% | 0 | 0 | 0 | 0 | 0 | 0
> LV Sub Generation Non-Intermittent
LV Sub Generation Non-Intermittent | 0% | 0% | 254.8597 | 1425.5873 | 2309.0585 | 9.1919 | 0 | 233.2959
LDNO HV: LV Sub Generation Non-Intermittent | 0% | 100% | 0 | 0 | 0 | 0 | 0 | 0
> HV Generation Intermittent
HV Generation Intermittent | 0% | 0% | 374463.18 | 0 | 0 | 148.5486 | 0 | 2389.3768
LDNO HV: HV Generation Intermittent | 0% | 100% | 67.7257 | 0 | 0 | 0 | 0 | 119.923
> HV Generation Non-Intermittent
HV Generation Non-Intermittent | 0% | 0% | 15789.6217 | 99096.5339 | 140927.3187 | 52.5478 | 0 | 1635.1364
LDNO HV: HV Generation Non-Intermittent | 0% | 100% | 5.4333 | 0 | 0 | 0 | 0 | 1.0883
2305. Equivalent volume for each end user
Data sources:
x1 = 2304. Rate 1 units (MWh) (in LDNO discounts and volumes adjusted for discount)
x2 = 2304. Rate 2 units (MWh) (in LDNO discounts and volumes adjusted for discount)
x3 = 2304. Rate 3 units (MWh) (in LDNO discounts and volumes adjusted for discount)
x4 = 2304. MPANs (in LDNO discounts and volumes adjusted for discount)
x5 = 2304. Import capacity (kVA) (in LDNO discounts and volumes adjusted for discount)
x6 = 2304. Reactive power units (MVArh) (in LDNO discounts and volumes adjusted for discount)
Kind: | Cell summation | Cell summation | Cell summation | Cell summation | Cell summation | Cell summation
Formula: | =SUM(x1) | =SUM(x2) | =SUM(x3) | =SUM(x4) | =SUM(x5) | =SUM(x6)
| Rate 1 units (MWh) | Rate 2 units (MWh) | Rate 3 units (MWh) | MPANs | Import capacity (kVA) | Reactive power units (MVArh)
Domestic Unrestricted | 4114528.6715 | 0 | 0 | 1228033.636 | 0 | 0
Domestic Two Rate | 652883.7695 | 687202.0265 | 0 | 223355.3825 | 0 | 0
Domestic Off Peak (related MPAN) | 63105.7323 | 0 | 0 | 16604 | 0 | 0
Small Non Domestic Unrestricted | 1157200.0337 | 0 | 0 | 109923.8387 | 0 | 0
Small Non Domestic Two Rate | 370216.4511 | 171003.2672 | 0 | 28065.6011 | 0 | 0
Small Non Domestic Off Peak (related MPAN) | 22929.3206 | 0 | 0 | 3507 | 0 | 0
LV Medium Non-Domestic | 0 | 0 | 0 | 0 | 0 | 0
LV Sub Medium Non-Domestic | 0 | 0 | 0 | 0 | 0 | 0
HV Medium Non-Domestic | 0 | 0 | 0 | 0 | 0 | 0
LV Network Domestic | 0 | 0 | 0 | 0 | 0 | 0
LV Network Non-Domestic Non-CT | 26635.11 | 199180.0539 | 189730.5102 | 6378.4892 | 0 | 0
LV HH Metered | 83532.947 | 607666.188 | 537114.354 | 6427.1256 | 680209.7084 | 80151.7889
LV Sub HH Metered | 51492.3251 | 384635.0842 | 351882.6287 | 2043.9562 | 388919.2513 | 74524.4878
HV HH Metered | 157563.6816 | 1125148.9931 | 1212518.847 | 1073.5804 | 947548.1798 | 189046.3976
NHH UMS category A | 13613.4844 | 0 | 0 | 720.0347 | 0 | 0
NHH UMS category B | 4950.2829 | 0 | 0 | 673.0537 | 0 | 0
NHH UMS category C | 648.6374 | 0 | 0 | 171.5827 | 0 | 0
NHH UMS category D | 0 | 0 | 0 | 1.0213 | 0 | 0
LV UMS (Pseudo HH Metered) | 4113.3861 | 26283.4815 | 88563.2398 | 0 | 0 | 0
LV Generation NHH or Aggregate HH | 3428.3477 | 0 | 0 | 265.5447 | 0 | 0
LV Sub Generation NHH | 0 | 0 | 0 | 0 | 0 | 0
LV Generation Intermittent | 81864.177 | 0 | 0 | 506.5776 | 0 | 3918.8727
LV Generation Non-Intermittent | 168.4848 | 1247.4928 | 1375.1406 | 8.1706 | 0 | 378.7497
LV Sub Generation Intermittent | 12847.4636 | 0 | 0 | 61.2795 | 0 | 1316.7503
LV Sub Generation Non-Intermittent | 254.8597 | 1425.5873 | 2309.0585 | 9.1919 | 0 | 233.2959
HV Generation Intermittent | 374530.9057 | 0 | 0 | 148.5486 | 0 | 2509.2998
HV Generation Non-Intermittent | 15795.055 | 99096.5339 | 140927.3187 | 52.5478 | 0 | 1636.2248

## Multi
Load characteristics for multiple unit rates for WPD South West in April 17 (Final)
2401. Adjust annual hours by distribution time band to match days in year
Data sources:
x1 = 1068. Typical annual hours by distribution time band
x2 = 1010. Days in the charging year (in Financial and general assumptions)
x3 = Total hours in the year according to time band hours input data (in Adjust annual hours by distribution time band to match days in year)
Kind: | Cell summation | Calculation
Formula: | =SUM(x1) | =x1*24*x2/x3
Annual hours by distribution time band (reconciled to days in year)
| Hours aggregate | Red | Amber | Green
Adjust annual hours by distribution time band to match days in year | 8760 | 520 | 3435 | 4805
2402. Normalisation of split of rate 1 units by time band
Data sources:
x1 = 1061. Average split of rate 1 units by distribution time band
x2 = Total split (in Normalisation of split of rate 1 units by time band)
x3 = 2401. Annual hours by distribution time band (reconciled to days in year) (in Adjust annual hours by distribution time band to match days in year)
x4 = 1010. Days in the charging year (in Financial and general assumptions)
Kind: | Cell summation | Calculation
Formula: | =SUM(x1) | =IF(x2,x1/x2,x3/x4/24)
Normalised split of rate 1 units by distribution time band
| Total split | Red | Amber | Green
Domestic Unrestricted | 100% | 8.862% | 46.21% | 44.93%
Domestic Two Rate | 100% | 10.68% | 53.61% | 35.71%
Domestic Off Peak (related MPAN) | 100% | 0.1299% | 10.85% | 89.02%
Small Non Domestic Unrestricted | 100% | 6.211% | 56.84% | 36.95%
Small Non Domestic Two Rate | 100% | 8.003% | 63.17% | 28.83%
Small Non Domestic Off Peak (related MPAN) | 100% | 0.1974% | 11.57% | 88.24%
LV Medium Non-Domestic | 100% | 8.249% | 61.98% | 29.77%
LV Sub Medium Non-Domestic | 100% | 8.138% | 61.86% | 30.01%
HV Medium Non-Domestic | 100% | 8.292% | 63.32% | 28.39%
2403. Split of rate 1 units between distribution time bands
Data sources:
x1 = 2402. Normalised split of rate 1 units by distribution time band (in Normalisation of split of rate 1 units by time band)
x2 = Split of rate 1 units between distribution time bands (default)
Combine tables = x1 or x2
| Red | Amber | Green
Domestic Unrestricted | 8.862% | 46.21% | 44.93%
Domestic Two Rate | 10.68% | 53.61% | 35.71%
Domestic Off Peak (related MPAN) | 0.1299% | 10.85% | 89.02%
Small Non Domestic Unrestricted | 6.211% | 56.84% | 36.95%
Small Non Domestic Two Rate | 8.003% | 63.17% | 28.83%
Small Non Domestic Off Peak (related MPAN) | 0.1974% | 11.57% | 88.24%
LV Medium Non-Domestic | 8.249% | 61.98% | 29.77%
LV Sub Medium Non-Domestic | 8.138% | 61.86% | 30.01%
HV Medium Non-Domestic | 8.292% | 63.32% | 28.39%
LV Network Domestic | 100% | 0% | 0%
LV Network Non-Domestic Non-CT | 100% | 0% | 0%
LV HH Metered | 100% | 0% | 0%
LV Sub HH Metered | 100% | 0% | 0%
HV HH Metered | 100% | 0% | 0%
LV Generation Non-Intermittent | 100% | 0% | 0%
LV Sub Generation Non-Intermittent | 100% | 0% | 0%
HV Generation Non-Intermittent | 100% | 0% | 0%
2404. Normalisation of split of rate 2 units by time band
Data sources:
x1 = 1062. Average split of rate 2 units by distribution time band
x2 = Total split (in Normalisation of split of rate 2 units by time band)
x3 = 2401. Annual hours by distribution time band (reconciled to days in year) (in Adjust annual hours by distribution time band to match days in year)
x4 = 1010. Days in the charging year (in Financial and general assumptions)
Kind: | Cell summation | Calculation
Formula: | =SUM(x1) | =IF(x2,x1/x2,x3/x4/24)
Normalised split of rate 2 units by distribution time band
| Total split | Red | Amber | Green
Domestic Two Rate | 100% | 0% | 2.025% | 97.97%
Small Non Domestic Two Rate | 100% | 0% | 2.467% | 97.53%
LV Medium Non-Domestic | 100% | 0% | 0% | 100%
LV Sub Medium Non-Domestic | 100% | 0% | 0% | 100%
HV Medium Non-Domestic | 100% | 0% | 0% | 100%
2405. Split of rate 2 units between distribution time bands
Data sources:
x1 = 2404. Normalised split of rate 2 units by distribution time band (in Normalisation of split of rate 2 units by time band)
x2 = Split of rate 2 units between distribution time bands (default)
Combine tables = x1 or x2
| Red | Amber | Green
Domestic Two Rate | 0% | 2.025% | 97.97%
Small Non Domestic Two Rate | 0% | 2.467% | 97.53%
LV Medium Non-Domestic | 0% | 0% | 100%
LV Sub Medium Non-Domestic | 0% | 0% | 100%
HV Medium Non-Domestic | 0% | 0% | 100%
LV Network Domestic | 0% | 100% | 0%
LV Network Non-Domestic Non-CT | 0% | 100% | 0%
LV HH Metered | 0% | 100% | 0%
LV Sub HH Metered | 0% | 100% | 0%
HV HH Metered | 0% | 100% | 0%
LV Generation Non-Intermittent | 0% | 100% | 0%
LV Sub Generation Non-Intermittent | 0% | 100% | 0%
HV Generation Non-Intermittent | 0% | 100% | 0%
2406. Split of rate 3 units between distribution time bands (default)
| Red | Amber | Green
LV Network Domestic | 0% | 0% | 100%
LV Network Non-Domestic Non-CT | 0% | 0% | 100%
LV HH Metered | 0% | 0% | 100%
LV Sub HH Metered | 0% | 0% | 100%
HV HH Metered | 0% | 0% | 100%
LV Generation Non-Intermittent | 0% | 0% | 100%
LV Sub Generation Non-Intermittent | 0% | 0% | 100%
HV Generation Non-Intermittent | 0% | 0% | 100%
2407. All units (MWh)
Data sources:
x1 = 2305. Rate 1 units (MWh) (in Equivalent volume for each end user)
x2 = 2305. Rate 2 units (MWh) (in Equivalent volume for each end user)
x3 = 2305. Rate 3 units (MWh) (in Equivalent volume for each end user)
Calculation =x1+x2+x3
All units (MWh)
Domestic Unrestricted | 4114528.6715
Domestic Two Rate | 1340085.796
Domestic Off Peak (related MPAN) | 63105.7323
Small Non Domestic Unrestricted | 1157200.0337
Small Non Domestic Two Rate | 541219.7182
Small Non Domestic Off Peak (related MPAN) | 22929.3206
LV Medium Non-Domestic | 0
LV Sub Medium Non-Domestic | 0
HV Medium Non-Domestic | 0
LV Network Domestic | 0
LV Network Non-Domestic Non-CT | 415545.6741
LV HH Metered | 1228313.489
LV Sub HH Metered | 788010.038
HV HH Metered | 2495231.5216
NHH UMS category A | 13613.4844
NHH UMS category B | 4950.2829
NHH UMS category C | 648.6374
NHH UMS category D | 0
LV UMS (Pseudo HH Metered) | 118960.1073
LV Generation NHH or Aggregate HH | 3428.3477
LV Sub Generation NHH | 0
LV Generation Intermittent | 81864.177
LV Generation Non-Intermittent | 2791.1183
LV Sub Generation Intermittent | 12847.4636
LV Sub Generation Non-Intermittent | 3989.5056
HV Generation Intermittent | 374530.9057
HV Generation Non-Intermittent | 255818.9076
2408. Calculation of implied load coefficients for one-rate users
Data sources:
x1 = 2407. All units (MWh)
x2 = 2305. Rate 1 units (MWh) (in Equivalent volume for each end user)
x3 = 2403. Split of rate 1 units between distribution time bands
x4 = 2401. Annual hours by distribution time band (reconciled to days in year) (in Adjust annual hours by distribution time band to match days in year)
x5 = Use of distribution time bands by units in demand forecast for one-rate tariffs (in Calculation of implied load coefficients for one-rate users)
x6 = 1010. Days in the charging year (in Financial and general assumptions)
Kind: | Calculation |  |  | Calculation
Formula: | =IF(x1>0,(x2*x3)/x1,0) |  |  | =IF(x4>0,x5*x6*24/x4,0)
Use of distribution time bands by units in demand forecast for one-rate tariffs
| Red | Amber | Green | Peak band load coefficient for one-rate tariffs
Domestic Unrestricted | 8.862% | 46.21% | 44.93% | 1.4929
Small Non Domestic Unrestricted | 6.211% | 56.84% | 36.95% | 1.0464
2409. Calculation of implied load coefficients for two-rate users
Data sources:
x1 = 2407. All units (MWh)
x2 = 2305. Rate 1 units (MWh) (in Equivalent volume for each end user)
x3 = 2403. Split of rate 1 units between distribution time bands
x4 = 2305. Rate 2 units (MWh) (in Equivalent volume for each end user)
x5 = 2405. Split of rate 2 units between distribution time bands
x6 = 2401. Annual hours by distribution time band (reconciled to days in year) (in Adjust annual hours by distribution time band to match days in year)
x7 = Use of distribution time bands by units in demand forecast for two-rate tariffs (in Calculation of implied load coefficients for two-rate users)
x8 = 1010. Days in the charging year (in Financial and general assumptions)
Kind: | Calculation |  |  | Calculation
Formula: | =IF(x1>0,(x2*x3+x4*x5)/x1,0) |  |  | =IF(x6>0,x7*x8*24/x6,0)
Use of distribution time bands by units in demand forecast for two-rate tariffs
| Red | Amber | Green | Peak band load coefficient for two-rate tariffs
Domestic Two Rate | 5.202% | 27.16% | 67.64% | 0.87628
Small Non Domestic Two Rate | 5.474% | 43.99% | 50.54% | 0.9222
LV Medium Non-Domestic | 0% | 0% | 0% | 0
LV Sub Medium Non-Domestic | 0% | 0% | 0% | 0
HV Medium Non-Domestic | 0% | 0% | 0% | 0
2410. Calculation of implied load coefficients for three-rate users
Data sources:
x1 = 2407. All units (MWh)
x2 = 2305. Rate 1 units (MWh) (in Equivalent volume for each end user)
x3 = 2403. Split of rate 1 units between distribution time bands
x4 = 2305. Rate 2 units (MWh) (in Equivalent volume for each end user)
x5 = 2405. Split of rate 2 units between distribution time bands
x6 = 2305. Rate 3 units (MWh) (in Equivalent volume for each end user)
x7 = 2406. Split of rate 3 units between distribution time bands (default)
x8 = 2401. Annual hours by distribution time band (reconciled to days in year) (in Adjust annual hours by distribution time band to match days in year)
x9 = Use of distribution time bands by units in demand forecast for three-rate tariffs (in Calculation of implied load coefficients for three-rate users)
x10 = 1010. Days in the charging year (in Financial and general assumptions)
Kind: | Calculation |  |  | Calculation
Formula: | =IF(x1>0,(x2*x3+x4*x5+x6*x7)/x1,0) |  |  | =IF(x8>0,x9*x10*24/x8,0)
Use of distribution time bands by units in demand forecast for three-rate tariffs
| Red | Amber | Green | Peak band load coefficient for three-rate tariffs
LV Network Domestic | 0% | 0% | 0% | 0
LV Network Non-Domestic Non-CT | 6.41% | 47.93% | 45.66% | 1.0798
LV HH Metered | 6.801% | 49.47% | 43.73% | 1.1456
LV Sub HH Metered | 6.534% | 48.81% | 44.65% | 1.1008
HV HH Metered | 6.315% | 45.09% | 48.59% | 1.0638
2411. Calculation of adjusted time band load coefficients
Data sources:
x1 = 2408. Peak band load coefficient for one-rate tariffs (in Calculation of implied load coefficients for one-rate users)
x2 = 2409. Peak band load coefficient for two-rate tariffs (in Calculation of implied load coefficients for two-rate users)
x3 = 2410. Peak band load coefficient for three-rate tariffs (in Calculation of implied load coefficients for three-rate users)
x4 = Peak band load coefficient (in Calculation of adjusted time band load coefficients)
x5 = 2302. Load coefficient
Kind: | Combine tables | Calculation
Formula: | = x1 or x2 or x3 | =IF(x4<>0,x5/x4,IF(x5<0,-1,1))
| Peak band load coefficient | Load coefficient correction factor (kW at peak in band / band average kW)
Domestic Unrestricted | 1.4929 | 1.4449
Domestic Two Rate | 0.87628 | 1.4552
Domestic Off Peak (related MPAN) |  | 1
Small Non Domestic Unrestricted | 1.0464 | 1.5792
Small Non Domestic Two Rate | 0.9222 | 1.4726
Small Non Domestic Off Peak (related MPAN) |  | 1
LV Medium Non-Domestic | 0 | 1
LV Sub Medium Non-Domestic | 0 | 1
HV Medium Non-Domestic | 0 | 1
LV Network Domestic | 0 | 1
LV Network Non-Domestic Non-CT | 1.0798 | 1.4926
LV HH Metered | 1.1456 | 1.2078
LV Sub HH Metered | 1.1008 | 1.1509
HV HH Metered | 1.0638 | 1.0563
LV Generation Non-Intermittent |  | -1
LV Sub Generation Non-Intermittent |  | -1
HV Generation Non-Intermittent |  | -1
2412. Normalisation of peaking probabilities
Data sources:
x1 = 1069. Red, amber and green peaking probabilities (in Peaking probabilities by network level)
x2 = Total probability (should be 100%) (in Normalisation of peaking probabilities)
x3 = 1068. Typical annual hours by distribution time band
x4 = 2401. Total hours in the year according to time band hours input data (in Adjust annual hours by distribution time band to match days in year)
Kind: | Cell summation | Calculation
Formula: | =SUM(x1) | =IF(x2,x1/x2,x3/x4)
Normalised peaking probabilities
| Total probability (should be 100%) | Red | Amber | Green
GSPs | 100% | 98.85% | 1.147% | 0%
132kV | 100% | 84.61% | 7.728% | 7.665%
132kV/EHV | 100% | 84.61% | 7.728% | 7.665%
EHV | 100% | 56.44% | 33.71% | 9.845%
EHV/HV | 100% | 56.44% | 33.71% | 9.845%
132kV/HV | 100% | 84.61% | 7.728% | 7.665%
HV | 100% | 56.44% | 33.71% | 9.845%
HV/LV | 100% | 56.44% | 33.71% | 9.845%
LV circuits | 100% | 56.44% | 33.71% | 9.845%
2413. Peaking probabilities by network level (reshaped)
Data sources:
x1 = 2412. Normalised peaking probabilities (in Normalisation of peaking probabilities)
Reshape table = x1
| GSPs | Red | Amber | Green | 132kV | Red | Amber | Green | 132kV/EHV | Red | Amber | Green | EHV | Red | Amber | Green | EHV/HV | Red | Amber | Green | 132kV/HV | Red | Amber | Green | HV | Red | Amber | Green | HV/LV | Red | Amber | Green | LV circuits | Red | Amber | Green
Probability of peak within timeband |  | 98.85% | 1.147% | 0% |  | 84.61% | 7.728% | 7.665% |  | 84.61% | 7.728% | 7.665% |  | 56.44% | 33.71% | 9.845% |  | 56.44% | 33.71% | 9.845% |  | 84.61% | 7.728% | 7.665% |  | 56.44% | 33.71% | 9.845% |  | 56.44% | 33.71% | 9.845% |  | 56.44% | 33.71% | 9.845%
2414. Pseudo load coefficient by time band and network level
Data sources:
x1 = 2401. Annual hours by distribution time band (reconciled to days in year) (in Adjust annual hours by distribution time band to match days in year)
x2 = 2411. Load coefficient correction factor (kW at peak in band / band average kW) (in Calculation of adjusted time band load coefficients)
x3 = 2413. Peaking probabilities by network level (reshaped)
x4 = 1010. Days in the charging year (in Financial and general assumptions)
Calculation =IF(x1>0,x2*x3*24*x4/x1,0)
| GSPs | Red | Amber | Green | 132kV | Red | Amber | Green | 132kV/EHV | Red | Amber | Green | EHV | Red | Amber | Green | EHV/HV | Red | Amber | Green | 132kV/HV | Red | Amber | Green | HV | Red | Amber | Green | HV/LV | Red | Amber | Green | LV circuits | Red | Amber | Green
Domestic Unrestricted |  | 24.0615 | 0.042271 | 0 |  | 20.594 | 0.28477 | 0.2019 |  | 20.594 | 0.28477 | 0.2019 |  | 13.7388 | 1.2422 | 0.25932 |  | 13.7388 | 1.2422 | 0.25932 |  | 20.594 | 0.28477 | 0.2019 |  | 13.7388 | 1.2422 | 0.25932 |  | 13.7388 | 1.2422 | 0.25932 |  | 13.7388 | 1.2422 | 0.25932
Domestic Two Rate |  | 24.2335 | 0.042573 | 0 |  | 20.7412 | 0.2868 | 0.20334 |  | 20.7412 | 0.2868 | 0.20334 |  | 13.837 | 1.2511 | 0.26118 |  | 13.837 | 1.2511 | 0.26118 |  | 20.7412 | 0.2868 | 0.20334 |  | 13.837 | 1.2511 | 0.26118 |  | 13.837 | 1.2511 | 0.26118 |  | 13.837 | 1.2511 | 0.26118
Domestic Off Peak (related MPAN) |  | 16.6529 | 0.029256 | 0 |  | 14.2531 | 0.19709 | 0.13973 |  | 14.2531 | 0.19709 | 0.13973 |  | 9.5086 | 0.85972 | 0.17948 |  | 9.5086 | 0.85972 | 0.17948 |  | 14.2531 | 0.19709 | 0.13973 |  | 9.5086 | 0.85972 | 0.17948 |  | 9.5086 | 0.85972 | 0.17948 |  | 9.5086 | 0.85972 | 0.17948
Small Non Domestic Unrestricted |  | 26.2986 | 0.046201 | 0 |  | 22.5087 | 0.31124 | 0.22067 |  | 22.5087 | 0.31124 | 0.22067 |  | 15.0162 | 1.3577 | 0.28344 |  | 15.0162 | 1.3577 | 0.28344 |  | 22.5087 | 0.31124 | 0.22067 |  | 15.0162 | 1.3577 | 0.28344 |  | 15.0162 | 1.3577 | 0.28344 |  | 15.0162 | 1.3577 | 0.28344
Small Non Domestic Two Rate |  | 24.5225 | 0.043081 | 0 |  | 20.9886 | 0.29022 | 0.20577 |  | 20.9886 | 0.29022 | 0.20577 |  | 14.002 | 1.266 | 0.26429 |  | 14.002 | 1.266 | 0.26429 |  | 20.9886 | 0.29022 | 0.20577 |  | 14.002 | 1.266 | 0.26429 |  | 14.002 | 1.266 | 0.26429 |  | 14.002 | 1.266 | 0.26429
Small Non Domestic Off Peak (related MPAN) |  | 16.6529 | 0.029256 | 0 |  | 14.2531 | 0.19709 | 0.13973 |  | 14.2531 | 0.19709 | 0.13973 |  | 9.5086 | 0.85972 | 0.17948 |  | 9.5086 | 0.85972 | 0.17948 |  | 14.2531 | 0.19709 | 0.13973 |  | 9.5086 | 0.85972 | 0.17948 |  | 9.5086 | 0.85972 | 0.17948 |  | 9.5086 | 0.85972 | 0.17948
LV Medium Non-Domestic |  | 16.6529 | 0.029256 | 0 |  | 14.2531 | 0.19709 | 0.13973 |  | 14.2531 | 0.19709 | 0.13973 |  | 9.5086 | 0.85972 | 0.17948 |  | 9.5086 | 0.85972 | 0.17948 |  | 14.2531 | 0.19709 | 0.13973 |  | 9.5086 | 0.85972 | 0.17948 |  | 9.5086 | 0.85972 | 0.17948 |  | 9.5086 | 0.85972 | 0.17948
LV Sub Medium Non-Domestic |  | 16.6529 | 0.029256 | 0 |  | 14.2531 | 0.19709 | 0.13973 |  | 14.2531 | 0.19709 | 0.13973 |  | 9.5086 | 0.85972 | 0.17948 |  | 9.5086 | 0.85972 | 0.17948 |  | 14.2531 | 0.19709 | 0.13973 |  | 9.5086 | 0.85972 | 0.17948 |  | 9.5086 | 0.85972 | 0.17948 |  | 9.5086 | 0.85972 | 0.17948
HV Medium Non-Domestic |  | 16.6529 | 0.029256 | 0 |  | 14.2531 | 0.19709 | 0.13973 |  | 14.2531 | 0.19709 | 0.13973 |  | 9.5086 | 0.85972 | 0.17948 |  | 9.5086 | 0.85972 | 0.17948 |  | 14.2531 | 0.19709 | 0.13973 |  | 9.5086 | 0.85972 | 0.17948 |  | 9.5086 | 0.85972 | 0.17948 |  | 9.5086 | 0.85972 | 0.17948
LV Network Domestic |  | 16.6529 | 0.029256 | 0 |  | 14.2531 | 0.19709 | 0.13973 |  | 14.2531 | 0.19709 | 0.13973 |  | 9.5086 | 0.85972 | 0.17948 |  | 9.5086 | 0.85972 | 0.17948 |  | 14.2531 | 0.19709 | 0.13973 |  | 9.5086 | 0.85972 | 0.17948 |  | 9.5086 | 0.85972 | 0.17948 |  | 9.5086 | 0.85972 | 0.17948
LV Network Non-Domestic Non-CT |  | 24.8557 | 0.043666 | 0 |  | 21.2738 | 0.29417 | 0.20856 |  | 21.2738 | 0.29417 | 0.20856 |  | 14.1923 | 1.2832 | 0.26789 |  | 14.1923 | 1.2832 | 0.26789 |  | 21.2738 | 0.29417 | 0.20856 |  | 14.1923 | 1.2832 | 0.26789 |  | 14.1923 | 1.2832 | 0.26789 |  | 14.1923 | 1.2832 | 0.26789
LV HH Metered |  | 20.1136 | 0.035335 | 0 |  | 17.215 | 0.23804 | 0.16877 |  | 17.215 | 0.23804 | 0.16877 |  | 11.4846 | 1.0384 | 0.21678 |  | 11.4846 | 1.0384 | 0.21678 |  | 17.215 | 0.23804 | 0.16877 |  | 11.4846 | 1.0384 | 0.21678 |  | 11.4846 | 1.0384 | 0.21678 |  | 11.4846 | 1.0384 | 0.21678
LV Sub HH Metered |  | 19.1651 | 0.033669 | 0 |  | 16.4032 | 0.22682 | 0.16081 |  | 16.4032 | 0.22682 | 0.16081 |  | 10.943 | 0.98941 | 0.20655 |  | 10.943 | 0.98941 | 0.20655 |  | 16.4032 | 0.22682 | 0.16081 |  | 10.943 | 0.98941 | 0.20655 |  | 10.943 | 0.98941 | 0.20655 |  | 10.943 | 0.98941 | 0.20655
HV HH Metered |  | 17.5904 | 0.030902 | 0 |  | 15.0554 | 0.20818 | 0.1476 |  | 15.0554 | 0.20818 | 0.1476 |  | 10.0439 | 0.90812 | 0.18958 |  | 10.0439 | 0.90812 | 0.18958 |  | 15.0554 | 0.20818 | 0.1476 |  | 10.0439 | 0.90812 | 0.18958 |  | 10.0439 | 0.90812 | 0.18958 |  | 10.0439 | 0.90812 | 0.18958
LV Generation Non-Intermittent |  | -16.6529 | -0.029256 | 0 |  | -14.2531 | -0.19709 | -0.13973 |  | -14.2531 | -0.19709 | -0.13973 |  | -9.5086 | -0.85972 | -0.17948 |  | -9.5086 | -0.85972 | -0.17948 |  | -14.2531 | -0.19709 | -0.13973 |  | -9.5086 | -0.85972 | -0.17948 |  | -9.5086 | -0.85972 | -0.17948 |  | -9.5086 | -0.85972 | -0.17948
LV Sub Generation Non-Intermittent |  | -16.6529 | -0.029256 | 0 |  | -14.2531 | -0.19709 | -0.13973 |  | -14.2531 | -0.19709 | -0.13973 |  | -9.5086 | -0.85972 | -0.17948 |  | -9.5086 | -0.85972 | -0.17948 |  | -14.2531 | -0.19709 | -0.13973 |  | -9.5086 | -0.85972 | -0.17948 |  | -9.5086 | -0.85972 | -0.17948 |  | -9.5086 | -0.85972 | -0.17948
HV Generation Non-Intermittent |  | -16.6529 | -0.029256 | 0 |  | -14.2531 | -0.19709 | -0.13973 |  | -14.2531 | -0.19709 | -0.13973 |  | -9.5086 | -0.85972 | -0.17948 |  | -9.5086 | -0.85972 | -0.17948 |  | -14.2531 | -0.19709 | -0.13973 |  | -9.5086 | -0.85972 | -0.17948 |  | -9.5086 | -0.85972 | -0.17948 |  | -9.5086 | -0.85972 | -0.17948
2415. Single rate non half hourly pseudo timeband load coefficients
Data sources:
x1 = 2414. Pseudo load coefficient by time band and network level
Copy cells = x1
| GSPs | Red | Amber | Green | 132kV | Red | Amber | Green | 132kV/EHV | Red | Amber | Green | EHV | Red | Amber | Green | EHV/HV | Red | Amber | Green | 132kV/HV | Red | Amber | Green | HV | Red | Amber | Green | HV/LV | Red | Amber | Green | LV circuits | Red | Amber | Green
Domestic Unrestricted |  | 24.0615 | 0.042271 | 0 |  | 20.594 | 0.28477 | 0.2019 |  | 20.594 | 0.28477 | 0.2019 |  | 13.7388 | 1.2422 | 0.25932 |  | 13.7388 | 1.2422 | 0.25932 |  | 20.594 | 0.28477 | 0.2019 |  | 13.7388 | 1.2422 | 0.25932 |  | 13.7388 | 1.2422 | 0.25932 |  | 13.7388 | 1.2422 | 0.25932
Small Non Domestic Unrestricted |  | 26.2986 | 0.046201 | 0 |  | 22.5087 | 0.31124 | 0.22067 |  | 22.5087 | 0.31124 | 0.22067 |  | 15.0162 | 1.3577 | 0.28344 |  | 15.0162 | 1.3577 | 0.28344 |  | 22.5087 | 0.31124 | 0.22067 |  | 15.0162 | 1.3577 | 0.28344 |  | 15.0162 | 1.3577 | 0.28344 |  | 15.0162 | 1.3577 | 0.28344
2416. Single rate non half hourly units (MWh)
Data sources:
x1 = 2407. All units (MWh)
Copy cells = x1
Single rate non half hourly units (MWh)
Domestic Unrestricted | 4114528.6715
Small Non Domestic Unrestricted | 1157200.0337
2417. Single rate non half hourly timeband use
Data sources:
x1 = 2403. Split of rate 1 units between distribution time bands
Copy cells = x1
| Red | Amber | Green
Domestic Unrestricted | 8.862% | 46.21% | 44.93%
Small Non Domestic Unrestricted | 6.211% | 56.84% | 36.95%
2418. Single rate non half hourly tariff pseudo load coefficient
Data sources:
x1 = 2415. Single rate non half hourly pseudo timeband load coefficients
x2 = 2417. Single rate non half hourly timeband use
Sum-product calculation =SUMPRODUCT(x1, x2)
| GSPs | 132kV | 132kV/EHV | EHV | EHV/HV | 132kV/HV | HV | HV/LV | LV circuits
Domestic Unrestricted | 2.1519 | 2.0473 | 2.0473 | 1.908 | 1.908 | 2.0473 | 1.908 | 1.908 | 1.908
Small Non Domestic Unrestricted | 1.6597 | 1.6565 | 1.6565 | 1.8092 | 1.8092 | 1.6565 | 1.8092 | 1.8092 | 1.8092
2419. Multi rate non half hourly units (MWh)
Data sources:
x1 = 2407. All units (MWh)
Copy cells = x1
Multi rate non half hourly units (MWh)
Domestic Two Rate | 1340085.796
Small Non Domestic Two Rate | 541219.7182
2420. Multi rate non half hourly pseudo timeband load coefficients
Data sources:
x1 = 2414. Pseudo load coefficient by time band and network level
Copy cells = x1
| GSPs | Red | Amber | Green | 132kV | Red | Amber | Green | 132kV/EHV | Red | Amber | Green | EHV | Red | Amber | Green | EHV/HV | Red | Amber | Green | 132kV/HV | Red | Amber | Green | HV | Red | Amber | Green | HV/LV | Red | Amber | Green | LV circuits | Red | Amber | Green
Domestic Two Rate |  | 24.2335 | 0.042573 | 0 |  | 20.7412 | 0.2868 | 0.20334 |  | 20.7412 | 0.2868 | 0.20334 |  | 13.837 | 1.2511 | 0.26118 |  | 13.837 | 1.2511 | 0.26118 |  | 20.7412 | 0.2868 | 0.20334 |  | 13.837 | 1.2511 | 0.26118 |  | 13.837 | 1.2511 | 0.26118 |  | 13.837 | 1.2511 | 0.26118
Small Non Domestic Two Rate |  | 24.5225 | 0.043081 | 0 |  | 20.9886 | 0.29022 | 0.20577 |  | 20.9886 | 0.29022 | 0.20577 |  | 14.002 | 1.266 | 0.26429 |  | 14.002 | 1.266 | 0.26429 |  | 20.9886 | 0.29022 | 0.20577 |  | 14.002 | 1.266 | 0.26429 |  | 14.002 | 1.266 | 0.26429 |  | 14.002 | 1.266 | 0.26429
2421. Multi rate non half hourly timeband use
Data sources:
x1 = 2409. Use of distribution time bands by units in demand forecast for two-rate tariffs (in Calculation of implied load coefficients for two-rate users)
Copy cells = x1
| Red | Amber | Green
Domestic Two Rate | 5.202% | 27.16% | 67.64%
Small Non Domestic Two Rate | 5.474% | 43.99% | 50.54%
2422. Multi rate non half hourly tariff pseudo load coefficient
Data sources:
x1 = 2420. Multi rate non half hourly pseudo timeband load coefficients
x2 = 2421. Multi rate non half hourly timeband use
Sum-product calculation =SUMPRODUCT(x1, x2)
| GSPs | 132kV | 132kV/EHV | EHV | EHV/HV | 132kV/HV | HV | HV/LV | LV circuits
Domestic Two Rate | 1.2721 | 1.2943 | 1.2943 | 1.2362 | 1.2362 | 1.2943 | 1.2362 | 1.2362 | 1.2362
Small Non Domestic Two Rate | 1.3614 | 1.3806 | 1.3806 | 1.457 | 1.457 | 1.3806 | 1.457 | 1.457 | 1.457
2423. Off-peak non half hourly units (MWh)
Data sources:
x1 = 2407. All units (MWh)
Copy cells = x1
Off-peak non half hourly units (MWh)
Domestic Off Peak (related MPAN) | 63105.7323
Small Non Domestic Off Peak (related MPAN) | 22929.3206
2424. Off-peak non half hourly pseudo timeband load coefficients
Data sources:
x1 = 2414. Pseudo load coefficient by time band and network level
Copy cells = x1
| GSPs | Red | Amber | Green | 132kV | Red | Amber | Green | 132kV/EHV | Red | Amber | Green | EHV | Red | Amber | Green | EHV/HV | Red | Amber | Green | 132kV/HV | Red | Amber | Green | HV | Red | Amber | Green | HV/LV | Red | Amber | Green | LV circuits | Red | Amber | Green
Domestic Off Peak (related MPAN) |  | 16.6529 | 0.029256 | 0 |  | 14.2531 | 0.19709 | 0.13973 |  | 14.2531 | 0.19709 | 0.13973 |  | 9.5086 | 0.85972 | 0.17948 |  | 9.5086 | 0.85972 | 0.17948 |  | 14.2531 | 0.19709 | 0.13973 |  | 9.5086 | 0.85972 | 0.17948 |  | 9.5086 | 0.85972 | 0.17948 |  | 9.5086 | 0.85972 | 0.17948
Small Non Domestic Off Peak (related MPAN) |  | 16.6529 | 0.029256 | 0 |  | 14.2531 | 0.19709 | 0.13973 |  | 14.2531 | 0.19709 | 0.13973 |  | 9.5086 | 0.85972 | 0.17948 |  | 9.5086 | 0.85972 | 0.17948 |  | 14.2531 | 0.19709 | 0.13973 |  | 9.5086 | 0.85972 | 0.17948 |  | 9.5086 | 0.85972 | 0.17948 |  | 9.5086 | 0.85972 | 0.17948
2425. Off-peak non half hourly timeband use
Data sources:
x1 = 2403. Split of rate 1 units between distribution time bands
Copy cells = x1
| Red | Amber | Green
Domestic Off Peak (related MPAN) | 0.1299% | 10.85% | 89.02%
Small Non Domestic Off Peak (related MPAN) | 0.1974% | 11.57% | 88.24%
2426. Off-peak non half hourly tariff pseudo load coefficient
Data sources:
x1 = 2424. Off-peak non half hourly pseudo timeband load coefficients
x2 = 2425. Off-peak non half hourly timeband use
Sum-product calculation =SUMPRODUCT(x1, x2)
| GSPs | 132kV | 132kV/EHV | EHV | EHV/HV | 132kV/HV | HV | HV/LV | LV circuits
Domestic Off Peak (related MPAN) | 0.024809 | 0.16429 | 0.16429 | 0.26538 | 0.26538 | 0.16429 | 0.26538 | 0.26538 | 0.26538
Small Non Domestic Off Peak (related MPAN) | 0.03626 | 0.17423 | 0.17423 | 0.27657 | 0.27657 | 0.17423 | 0.27657 | 0.27657 | 0.27657
2427. Aggregated half hourly units (MWh)
Data sources:
x1 = 2407. All units (MWh)
Copy cells = x1
Aggregated half hourly units (MWh)
LV Network Domestic | 0
LV Network Non-Domestic Non-CT | 415545.6741
2428. Aggregated half hourly pseudo timeband load coefficients
Data sources:
x1 = 2414. Pseudo load coefficient by time band and network level
Copy cells = x1
| GSPs | Red | Amber | Green | 132kV | Red | Amber | Green | 132kV/EHV | Red | Amber | Green | EHV | Red | Amber | Green | EHV/HV | Red | Amber | Green | 132kV/HV | Red | Amber | Green | HV | Red | Amber | Green | HV/LV | Red | Amber | Green | LV circuits | Red | Amber | Green
LV Network Domestic |  | 16.6529 | 0.029256 | 0 |  | 14.2531 | 0.19709 | 0.13973 |  | 14.2531 | 0.19709 | 0.13973 |  | 9.5086 | 0.85972 | 0.17948 |  | 9.5086 | 0.85972 | 0.17948 |  | 14.2531 | 0.19709 | 0.13973 |  | 9.5086 | 0.85972 | 0.17948 |  | 9.5086 | 0.85972 | 0.17948 |  | 9.5086 | 0.85972 | 0.17948
LV Network Non-Domestic Non-CT |  | 24.8557 | 0.043666 | 0 |  | 21.2738 | 0.29417 | 0.20856 |  | 21.2738 | 0.29417 | 0.20856 |  | 14.1923 | 1.2832 | 0.26789 |  | 14.1923 | 1.2832 | 0.26789 |  | 21.2738 | 0.29417 | 0.20856 |  | 14.1923 | 1.2832 | 0.26789 |  | 14.1923 | 1.2832 | 0.26789 |  | 14.1923 | 1.2832 | 0.26789
2429. Aggregated half hourly timeband use
Data sources:
x1 = 2410. Use of distribution time bands by units in demand forecast for three-rate tariffs (in Calculation of implied load coefficients for three-rate users)
Copy cells = x1
| Red | Amber | Green
LV Network Domestic | 0% | 0% | 0%
LV Network Non-Domestic Non-CT | 6.41% | 47.93% | 45.66%
2430. Aggregated half hourly tariff pseudo load coefficient
Data sources:
x1 = 2428. Aggregated half hourly pseudo timeband load coefficients
x2 = 2429. Aggregated half hourly timeband use
Sum-product calculation =SUMPRODUCT(x1, x2)
| GSPs | 132kV | 132kV/EHV | EHV | EHV/HV | 132kV/HV | HV | HV/LV | LV circuits
LV Network Domestic | 0 | 0 | 0 | 0 | 0 | 0 | 0 | 0 | 0
LV Network Non-Domestic Non-CT | 1.6141 | 1.5998 | 1.5998 | 1.6471 | 1.6471 | 1.5998 | 1.6471 | 1.6471 | 1.6471
2431. Average non half hourly tariff pseudo load coefficient
Data sources:
x1 = 2416. Single rate non half hourly units (MWh)
x2 = 2418. Single rate non half hourly tariff pseudo load coefficient
x3 = 2419. Multi rate non half hourly units (MWh)
x4 = 2422. Multi rate non half hourly tariff pseudo load coefficient
x5 = 2423. Off-peak non half hourly units (MWh)
x6 = 2426. Off-peak non half hourly tariff pseudo load coefficient
Calculation =(x1*x2+x3*x4+x5*x6)/(x1+x3+x5)
| GSPs | 132kV | 132kV/EHV | EHV | EHV/HV | 132kV/HV | HV | HV/LV | LV circuits
Domestic equalisation group | 1.9139 | 1.8429 | 1.8429 | 1.7261 | 1.7261 | 1.8429 | 1.7261 | 1.7261 | 1.7261
Non-domestic equalisation group | 1.5443 | 1.55 | 1.55 | 1.678 | 1.678 | 1.55 | 1.678 | 1.678 | 1.678
2432. Average non half hourly timeband use
Data sources:
x1 = 2416. Single rate non half hourly units (MWh)
x2 = 2417. Single rate non half hourly timeband use
x3 = 2419. Multi rate non half hourly units (MWh)
x4 = 2421. Multi rate non half hourly timeband use
x5 = 2423. Off-peak non half hourly units (MWh)
x6 = 2425. Off-peak non half hourly timeband use
Calculation =(x1*x2+x3*x4+x5*x6)/(x1+x3+x5)
| Red | Amber | Green
LV Network Domestic | 7.873% | 41.18% | 50.95%
LV Network Non-Domestic Non-CT | 5.899% | 52.2% | 41.9%
2433. Aggregated half hourly tariff pseudo load coefficient using average non half hourly unit mix
Data sources:
x1 = 2428. Aggregated half hourly pseudo timeband load coefficients
x2 = 2432. Average non half hourly timeband use
Sum-product calculation =SUMPRODUCT(x1, x2)
| GSPs | 132kV | 132kV/EHV | EHV | EHV/HV | 132kV/HV | HV | HV/LV | LV circuits
LV Network Domestic | 1.3232 | 1.2745 | 1.2745 | 1.1941 | 1.1941 | 1.2745 | 1.1941 | 1.1941 | 1.1941
LV Network Non-Domestic Non-CT | 1.4891 | 1.496 | 1.496 | 1.6193 | 1.6193 | 1.496 | 1.6193 | 1.6193 | 1.6193
2434. Relative correction factor for aggregated half hourly tariff
Data sources:
x1 = 2431. Average non half hourly tariff pseudo load coefficient
x2 = 2433. Aggregated half hourly tariff pseudo load coefficient using average non half hourly unit mix
Calculation =x1/x2
| GSPs | 132kV | 132kV/EHV | EHV | EHV/HV | 132kV/HV | HV | HV/LV | LV circuits
Domestic equalisation group | 1.4464 | 1.446 | 1.446 | 1.4455 | 1.4455 | 1.446 | 1.4455 | 1.4455 | 1.4455
Non-domestic equalisation group | 1.037 | 1.0361 | 1.0361 | 1.0362 | 1.0362 | 1.0361 | 1.0362 | 1.0362 | 1.0362
2435. Correction factor for non half hourly tariffs
Data sources:
x1 = 2416. Single rate non half hourly units (MWh)
x2 = 2418. Single rate non half hourly tariff pseudo load coefficient
x3 = 2419. Multi rate non half hourly units (MWh)
x4 = 2422. Multi rate non half hourly tariff pseudo load coefficient
x5 = 2423. Off-peak non half hourly units (MWh)
x6 = 2426. Off-peak non half hourly tariff pseudo load coefficient
x7 = 2427. Aggregated half hourly units (MWh)
x8 = 2430. Aggregated half hourly tariff pseudo load coefficient
x9 = 2434. Relative correction factor for aggregated half hourly tariff
Calculation =(x1*x2+x3*x4+x5*x6+x7*x8)/(x1*x2+x3*x4+x5*x6+x7*x8*x9)
| GSPs | 132kV | 132kV/EHV | EHV | EHV/HV | 132kV/HV | HV | HV/LV | LV circuits
Domestic equalisation group | 1 | 1 | 1 | 1 | 1 | 1 | 1 | 1 | 1
Non-domestic equalisation group | 0.99259 | 0.99284 | 0.99284 | 0.99311 | 0.99311 | 0.99284 | 0.99311 | 0.99311 | 0.99311
2436. Single rate non half hourly corrected pseudo timeband load coefficient
Data sources:
x1 = 2415. Single rate non half hourly pseudo timeband load coefficients
x2 = 2435. Correction factor for non half hourly tariffs
Calculation =x1*x2
| GSPs | Red | Amber | Green | 132kV | Red | Amber | Green | 132kV/EHV | Red | Amber | Green | EHV | Red | Amber | Green | EHV/HV | Red | Amber | Green | 132kV/HV | Red | Amber | Green | HV | Red | Amber | Green | HV/LV | Red | Amber | Green | LV circuits | Red | Amber | Green
Domestic Unrestricted |  | 24.0615 | 0.042271 | 0 |  | 20.594 | 0.28477 | 0.2019 |  | 20.594 | 0.28477 | 0.2019 |  | 13.7388 | 1.2422 | 0.25932 |  | 13.7388 | 1.2422 | 0.25932 |  | 20.594 | 0.28477 | 0.2019 |  | 13.7388 | 1.2422 | 0.25932 |  | 13.7388 | 1.2422 | 0.25932 |  | 13.7388 | 1.2422 | 0.25932
Small Non Domestic Unrestricted |  | 26.1038 | 0.045859 | 0 |  | 22.3477 | 0.30901 | 0.21909 |  | 22.3477 | 0.30901 | 0.21909 |  | 14.9126 | 1.3483 | 0.28148 |  | 14.9126 | 1.3483 | 0.28148 |  | 22.3477 | 0.30901 | 0.21909 |  | 14.9126 | 1.3483 | 0.28148 |  | 14.9126 | 1.3483 | 0.28148 |  | 14.9126 | 1.3483 | 0.28148
2437. Multi rate non half hourly corrected pseudo timeband load coefficient
Data sources:
x1 = 2420. Multi rate non half hourly pseudo timeband load coefficients
x2 = 2435. Correction factor for non half hourly tariffs
Calculation =x1*x2
| GSPs | Red | Amber | Green | 132kV | Red | Amber | Green | 132kV/EHV | Red | Amber | Green | EHV | Red | Amber | Green | EHV/HV | Red | Amber | Green | 132kV/HV | Red | Amber | Green | HV | Red | Amber | Green | HV/LV | Red | Amber | Green | LV circuits | Red | Amber | Green
Domestic Two Rate |  | 24.2335 | 0.042573 | 0 |  | 20.7412 | 0.2868 | 0.20334 |  | 20.7412 | 0.2868 | 0.20334 |  | 13.837 | 1.2511 | 0.26118 |  | 13.837 | 1.2511 | 0.26118 |  | 20.7412 | 0.2868 | 0.20334 |  | 13.837 | 1.2511 | 0.26118 |  | 13.837 | 1.2511 | 0.26118 |  | 13.837 | 1.2511 | 0.26118
Small Non Domestic Two Rate |  | 24.3408 | 0.042762 | 0 |  | 20.8384 | 0.28814 | 0.20429 |  | 20.8384 | 0.28814 | 0.20429 |  | 13.9055 | 1.2573 | 0.26247 |  | 13.9055 | 1.2573 | 0.26247 |  | 20.8384 | 0.28814 | 0.20429 |  | 13.9055 | 1.2573 | 0.26247 |  | 13.9055 | 1.2573 | 0.26247 |  | 13.9055 | 1.2573 | 0.26247
2438. Off-peak non half hourly corrected pseudo timeband load coefficient
Data sources:
x1 = 2424. Off-peak non half hourly pseudo timeband load coefficients
x2 = 2435. Correction factor for non half hourly tariffs
Calculation =x1*x2
| GSPs | Red | Amber | Green | 132kV | Red | Amber | Green | 132kV/EHV | Red | Amber | Green | EHV | Red | Amber | Green | EHV/HV | Red | Amber | Green | 132kV/HV | Red | Amber | Green | HV | Red | Amber | Green | HV/LV | Red | Amber | Green | LV circuits | Red | Amber | Green
Domestic Off Peak (related MPAN) |  | 16.6529 | 0.029256 | 0 |  | 14.2531 | 0.19709 | 0.13973 |  | 14.2531 | 0.19709 | 0.13973 |  | 9.5086 | 0.85972 | 0.17948 |  | 9.5086 | 0.85972 | 0.17948 |  | 14.2531 | 0.19709 | 0.13973 |  | 9.5086 | 0.85972 | 0.17948 |  | 9.5086 | 0.85972 | 0.17948 |  | 9.5086 | 0.85972 | 0.17948
Small Non Domestic Off Peak (related MPAN) |  | 16.5295 | 0.029039 | 0 |  | 14.1511 | 0.19568 | 0.13873 |  | 14.1511 | 0.19568 | 0.13873 |  | 9.443 | 0.85379 | 0.17824 |  | 9.443 | 0.85379 | 0.17824 |  | 14.1511 | 0.19568 | 0.13873 |  | 9.443 | 0.85379 | 0.17824 |  | 9.443 | 0.85379 | 0.17824 |  | 9.443 | 0.85379 | 0.17824
2439. Aggregated half hourly corrected pseudo timeband load coefficient
Data sources:
x1 = 2428. Aggregated half hourly pseudo timeband load coefficients
x2 = 2435. Correction factor for non half hourly tariffs
x3 = 2434. Relative correction factor for aggregated half hourly tariff
Calculation =x1*x2*x3
| GSPs | Red | Amber | Green | 132kV | Red | Amber | Green | 132kV/EHV | Red | Amber | Green | EHV | Red | Amber | Green | EHV/HV | Red | Amber | Green | 132kV/HV | Red | Amber | Green | HV | Red | Amber | Green | HV/LV | Red | Amber | Green | LV circuits | Red | Amber | Green
LV Network Domestic |  | 24.0875 | 0.042317 | 0 |  | 20.6096 | 0.28498 | 0.20205 |  | 20.6096 | 0.28498 | 0.20205 |  | 13.745 | 1.2428 | 0.25944 |  | 13.745 | 1.2428 | 0.25944 |  | 20.6096 | 0.28498 | 0.20205 |  | 13.745 | 1.2428 | 0.25944 |  | 13.745 | 1.2428 | 0.25944 |  | 13.745 | 1.2428 | 0.25944
LV Network Non-Domestic Non-CT |  | 25.5855 | 0.044948 | 0 |  | 21.8848 | 0.30261 | 0.21455 |  | 21.8848 | 0.30261 | 0.21455 |  | 14.6053 | 1.3205 | 0.27568 |  | 14.6053 | 1.3205 | 0.27568 |  | 21.8848 | 0.30261 | 0.21455 |  | 14.6053 | 1.3205 | 0.27568 |  | 14.6053 | 1.3205 | 0.27568 |  | 14.6053 | 1.3205 | 0.27568
2440. Pseudo load coefficient by time band and network level (equalised)
Data sources:
x1 = 2436. Single rate non half hourly corrected pseudo timeband load coefficient
x2 = 2437. Multi rate non half hourly corrected pseudo timeband load coefficient
x3 = 2438. Off-peak non half hourly corrected pseudo timeband load coefficient
x4 = 2439. Aggregated half hourly corrected pseudo timeband load coefficient
x5 = 2414. Pseudo load coefficient by time band and network level
Combine tables = x1 or x2 or x3 or x4 or x5
| GSPs | Red | Amber | Green | 132kV | Red | Amber | Green | 132kV/EHV | Red | Amber | Green | EHV | Red | Amber | Green | EHV/HV | Red | Amber | Green | 132kV/HV | Red | Amber | Green | HV | Red | Amber | Green | HV/LV | Red | Amber | Green | LV circuits | Red | Amber | Green
Domestic Unrestricted |  | 24.0615 | 0.042271 | 0 |  | 20.594 | 0.28477 | 0.2019 |  | 20.594 | 0.28477 | 0.2019 |  | 13.7388 | 1.2422 | 0.25932 |  | 13.7388 | 1.2422 | 0.25932 |  | 20.594 | 0.28477 | 0.2019 |  | 13.7388 | 1.2422 | 0.25932 |  | 13.7388 | 1.2422 | 0.25932 |  | 13.7388 | 1.2422 | 0.25932
Domestic Two Rate |  | 24.2335 | 0.042573 | 0 |  | 20.7412 | 0.2868 | 0.20334 |  | 20.7412 | 0.2868 | 0.20334 |  | 13.837 | 1.2511 | 0.26118 |  | 13.837 | 1.2511 | 0.26118 |  | 20.7412 | 0.2868 | 0.20334 |  | 13.837 | 1.2511 | 0.26118 |  | 13.837 | 1.2511 | 0.26118 |  | 13.837 | 1.2511 | 0.26118
Domestic Off Peak (related MPAN) |  | 16.6529 | 0.029256 | 0 |  | 14.2531 | 0.19709 | 0.13973 |  | 14.2531 | 0.19709 | 0.13973 |  | 9.5086 | 0.85972 | 0.17948 |  | 9.5086 | 0.85972 | 0.17948 |  | 14.2531 | 0.19709 | 0.13973 |  | 9.5086 | 0.85972 | 0.17948 |  | 9.5086 | 0.85972 | 0.17948 |  | 9.5086 | 0.85972 | 0.17948
Small Non Domestic Unrestricted |  | 26.1038 | 0.045859 | 0 |  | 22.3477 | 0.30901 | 0.21909 |  | 22.3477 | 0.30901 | 0.21909 |  | 14.9126 | 1.3483 | 0.28148 |  | 14.9126 | 1.3483 | 0.28148 |  | 22.3477 | 0.30901 | 0.21909 |  | 14.9126 | 1.3483 | 0.28148 |  | 14.9126 | 1.3483 | 0.28148 |  | 14.9126 | 1.3483 | 0.28148
Small Non Domestic Two Rate |  | 24.3408 | 0.042762 | 0 |  | 20.8384 | 0.28814 | 0.20429 |  | 20.8384 | 0.28814 | 0.20429 |  | 13.9055 | 1.2573 | 0.26247 |  | 13.9055 | 1.2573 | 0.26247 |  | 20.8384 | 0.28814 | 0.20429 |  | 13.9055 | 1.2573 | 0.26247 |  | 13.9055 | 1.2573 | 0.26247 |  | 13.9055 | 1.2573 | 0.26247
Small Non Domestic Off Peak (related MPAN) |  | 16.5295 | 0.029039 | 0 |  | 14.1511 | 0.19568 | 0.13873 |  | 14.1511 | 0.19568 | 0.13873 |  | 9.443 | 0.85379 | 0.17824 |  | 9.443 | 0.85379 | 0.17824 |  | 14.1511 | 0.19568 | 0.13873 |  | 9.443 | 0.85379 | 0.17824 |  | 9.443 | 0.85379 | 0.17824 |  | 9.443 | 0.85379 | 0.17824
LV Medium Non-Domestic |  | 16.6529 | 0.029256 | 0 |  | 14.2531 | 0.19709 | 0.13973 |  | 14.2531 | 0.19709 | 0.13973 |  | 9.5086 | 0.85972 | 0.17948 |  | 9.5086 | 0.85972 | 0.17948 |  | 14.2531 | 0.19709 | 0.13973 |  | 9.5086 | 0.85972 | 0.17948 |  | 9.5086 | 0.85972 | 0.17948 |  | 9.5086 | 0.85972 | 0.17948
LV Sub Medium Non-Domestic |  | 16.6529 | 0.029256 | 0 |  | 14.2531 | 0.19709 | 0.13973 |  | 14.2531 | 0.19709 | 0.13973 |  | 9.5086 | 0.85972 | 0.17948 |  | 9.5086 | 0.85972 | 0.17948 |  | 14.2531 | 0.19709 | 0.13973 |  | 9.5086 | 0.85972 | 0.17948 |  | 9.5086 | 0.85972 | 0.17948 |  | 9.5086 | 0.85972 | 0.17948
HV Medium Non-Domestic |  | 16.6529 | 0.029256 | 0 |  | 14.2531 | 0.19709 | 0.13973 |  | 14.2531 | 0.19709 | 0.13973 |  | 9.5086 | 0.85972 | 0.17948 |  | 9.5086 | 0.85972 | 0.17948 |  | 14.2531 | 0.19709 | 0.13973 |  | 9.5086 | 0.85972 | 0.17948 |  | 9.5086 | 0.85972 | 0.17948 |  | 9.5086 | 0.85972 | 0.17948
LV Network Domestic |  | 24.0875 | 0.042317 | 0 |  | 20.6096 | 0.28498 | 0.20205 |  | 20.6096 | 0.28498 | 0.20205 |  | 13.745 | 1.2428 | 0.25944 |  | 13.745 | 1.2428 | 0.25944 |  | 20.6096 | 0.28498 | 0.20205 |  | 13.745 | 1.2428 | 0.25944 |  | 13.745 | 1.2428 | 0.25944 |  | 13.745 | 1.2428 | 0.25944
LV Network Non-Domestic Non-CT |  | 25.5855 | 0.044948 | 0 |  | 21.8848 | 0.30261 | 0.21455 |  | 21.8848 | 0.30261 | 0.21455 |  | 14.6053 | 1.3205 | 0.27568 |  | 14.6053 | 1.3205 | 0.27568 |  | 21.8848 | 0.30261 | 0.21455 |  | 14.6053 | 1.3205 | 0.27568 |  | 14.6053 | 1.3205 | 0.27568 |  | 14.6053 | 1.3205 | 0.27568
LV HH Metered |  | 20.1136 | 0.035335 | 0 |  | 17.215 | 0.23804 | 0.16877 |  | 17.215 | 0.23804 | 0.16877 |  | 11.4846 | 1.0384 | 0.21678 |  | 11.4846 | 1.0384 | 0.21678 |  | 17.215 | 0.23804 | 0.16877 |  | 11.4846 | 1.0384 | 0.21678 |  | 11.4846 | 1.0384 | 0.21678 |  | 11.4846 | 1.0384 | 0.21678
LV Sub HH Metered |  | 19.1651 | 0.033669 | 0 |  | 16.4032 | 0.22682 | 0.16081 |  | 16.4032 | 0.22682 | 0.16081 |  | 10.943 | 0.98941 | 0.20655 |  | 10.943 | 0.98941 | 0.20655 |  | 16.4032 | 0.22682 | 0.16081 |  | 10.943 | 0.98941 | 0.20655 |  | 10.943 | 0.98941 | 0.20655 |  | 10.943 | 0.98941 | 0.20655
HV HH Metered |  | 17.5904 | 0.030902 | 0 |  | 15.0554 | 0.20818 | 0.1476 |  | 15.0554 | 0.20818 | 0.1476 |  | 10.0439 | 0.90812 | 0.18958 |  | 10.0439 | 0.90812 | 0.18958 |  | 15.0554 | 0.20818 | 0.1476 |  | 10.0439 | 0.90812 | 0.18958 |  | 10.0439 | 0.90812 | 0.18958 |  | 10.0439 | 0.90812 | 0.18958
LV Generation Non-Intermittent |  | -16.6529 | -0.029256 | 0 |  | -14.2531 | -0.19709 | -0.13973 |  | -14.2531 | -0.19709 | -0.13973 |  | -9.5086 | -0.85972 | -0.17948 |  | -9.5086 | -0.85972 | -0.17948 |  | -14.2531 | -0.19709 | -0.13973 |  | -9.5086 | -0.85972 | -0.17948 |  | -9.5086 | -0.85972 | -0.17948 |  | -9.5086 | -0.85972 | -0.17948
LV Sub Generation Non-Intermittent |  | -16.6529 | -0.029256 | 0 |  | -14.2531 | -0.19709 | -0.13973 |  | -14.2531 | -0.19709 | -0.13973 |  | -9.5086 | -0.85972 | -0.17948 |  | -9.5086 | -0.85972 | -0.17948 |  | -14.2531 | -0.19709 | -0.13973 |  | -9.5086 | -0.85972 | -0.17948 |  | -9.5086 | -0.85972 | -0.17948 |  | -9.5086 | -0.85972 | -0.17948
HV Generation Non-Intermittent |  | -16.6529 | -0.029256 | 0 |  | -14.2531 | -0.19709 | -0.13973 |  | -14.2531 | -0.19709 | -0.13973 |  | -9.5086 | -0.85972 | -0.17948 |  | -9.5086 | -0.85972 | -0.17948 |  | -14.2531 | -0.19709 | -0.13973 |  | -9.5086 | -0.85972 | -0.17948 |  | -9.5086 | -0.85972 | -0.17948 |  | -9.5086 | -0.85972 | -0.17948
2441. Unit rate 1 pseudo load coefficient by network level
Data sources:
x1 = 2440. Pseudo load coefficient by time band and network level (equalised)
x2 = 2403. Split of rate 1 units between distribution time bands
Sum-product calculation =SUMPRODUCT(x1, x2)
| GSPs | 132kV | 132kV/EHV | EHV | EHV/HV | 132kV/HV | HV | HV/LV | LV circuits
Domestic Unrestricted | 2.1519 | 2.0473 | 2.0473 | 1.908 | 1.908 | 2.0473 | 1.908 | 1.908 | 1.908
Domestic Two Rate | 2.6102 | 2.4409 | 2.4409 | 2.2414 | 2.2414 | 2.4409 | 2.2414 | 2.2414 | 2.2414
Domestic Off Peak (related MPAN) | 0.024809 | 0.16429 | 0.16429 | 0.26538 | 0.26538 | 0.16429 | 0.26538 | 0.26538 | 0.26538
Small Non Domestic Unrestricted | 1.6474 | 1.6447 | 1.6447 | 1.7967 | 1.7967 | 1.6447 | 1.7967 | 1.7967 | 1.7967
Small Non Domestic Two Rate | 1.975 | 1.9086 | 1.9086 | 1.9827 | 1.9827 | 1.9086 | 1.9827 | 1.9827 | 1.9827
Small Non Domestic Off Peak (related MPAN) | 0.035991 | 0.17298 | 0.17298 | 0.27466 | 0.27466 | 0.17298 | 0.27466 | 0.27466 | 0.27466
LV Medium Non-Domestic | 1.3919 | 1.3396 | 1.3396 | 1.3707 | 1.3707 | 1.3396 | 1.3707 | 1.3707 | 1.3707
LV Sub Medium Non-Domestic | 1.3734 | 1.3238 | 1.3238 | 1.3595 | 1.3595 | 1.3238 | 1.3595 | 1.3595 | 1.3595
HV Medium Non-Domestic | 1.3993 | 1.3463 | 1.3463 | 1.3838 | 1.3838 | 1.3463 | 1.3838 | 1.3838 | 1.3838
LV Network Domestic | 24.0875 | 20.6096 | 20.6096 | 13.745 | 13.745 | 20.6096 | 13.745 | 13.745 | 13.745
LV Network Non-Domestic Non-CT | 25.5855 | 21.8848 | 21.8848 | 14.6053 | 14.6053 | 21.8848 | 14.6053 | 14.6053 | 14.6053
LV HH Metered | 20.1136 | 17.215 | 17.215 | 11.4846 | 11.4846 | 17.215 | 11.4846 | 11.4846 | 11.4846
LV Sub HH Metered | 19.1651 | 16.4032 | 16.4032 | 10.943 | 10.943 | 16.4032 | 10.943 | 10.943 | 10.943
HV HH Metered | 17.5904 | 15.0554 | 15.0554 | 10.0439 | 10.0439 | 15.0554 | 10.0439 | 10.0439 | 10.0439
LV Generation Non-Intermittent | -16.6529 | -14.2531 | -14.2531 | -9.5086 | -9.5086 | -14.2531 | -9.5086 | -9.5086 | -9.5086
LV Sub Generation Non-Intermittent | -16.6529 | -14.2531 | -14.2531 | -9.5086 | -9.5086 | -14.2531 | -9.5086 | -9.5086 | -9.5086
HV Generation Non-Intermittent | -16.6529 | -14.2531 | -14.2531 | -9.5086 | -9.5086 | -14.2531 | -9.5086 | -9.5086 | -9.5086
2442. Unit rate 2 pseudo load coefficient by network level
Data sources:
x1 = 2440. Pseudo load coefficient by time band and network level (equalised)
x2 = 2405. Split of rate 2 units between distribution time bands
Sum-product calculation =SUMPRODUCT(x1, x2)
| GSPs | 132kV | 132kV/EHV | EHV | EHV/HV | 132kV/HV | HV | HV/LV | LV circuits
Domestic Two Rate | 0.00086212 | 0.20503 | 0.20503 | 0.28122 | 0.28122 | 0.20503 | 0.28122 | 0.28122 | 0.28122
Small Non Domestic Two Rate | 0.0010548 | 0.20636 | 0.20636 | 0.28701 | 0.28701 | 0.20636 | 0.28701 | 0.28701 | 0.28701
LV Medium Non-Domestic | 0 | 0.13973 | 0.13973 | 0.17948 | 0.17948 | 0.13973 | 0.17948 | 0.17948 | 0.17948
LV Sub Medium Non-Domestic | 0 | 0.13973 | 0.13973 | 0.17948 | 0.17948 | 0.13973 | 0.17948 | 0.17948 | 0.17948
HV Medium Non-Domestic | 0 | 0.13973 | 0.13973 | 0.17948 | 0.17948 | 0.13973 | 0.17948 | 0.17948 | 0.17948
LV Network Domestic | 0.042317 | 0.28498 | 0.28498 | 1.2428 | 1.2428 | 0.28498 | 1.2428 | 1.2428 | 1.2428
LV Network Non-Domestic Non-CT | 0.044948 | 0.30261 | 0.30261 | 1.3205 | 1.3205 | 0.30261 | 1.3205 | 1.3205 | 1.3205
LV HH Metered | 0.035335 | 0.23804 | 0.23804 | 1.0384 | 1.0384 | 0.23804 | 1.0384 | 1.0384 | 1.0384
LV Sub HH Metered | 0.033669 | 0.22682 | 0.22682 | 0.98941 | 0.98941 | 0.22682 | 0.98941 | 0.98941 | 0.98941
HV HH Metered | 0.030902 | 0.20818 | 0.20818 | 0.90812 | 0.90812 | 0.20818 | 0.90812 | 0.90812 | 0.90812
LV Generation Non-Intermittent | -0.029256 | -0.19709 | -0.19709 | -0.85972 | -0.85972 | -0.19709 | -0.85972 | -0.85972 | -0.85972
LV Sub Generation Non-Intermittent | -0.029256 | -0.19709 | -0.19709 | -0.85972 | -0.85972 | -0.19709 | -0.85972 | -0.85972 | -0.85972
HV Generation Non-Intermittent | -0.029256 | -0.19709 | -0.19709 | -0.85972 | -0.85972 | -0.19709 | -0.85972 | -0.85972 | -0.85972
2443. Unit rate 3 pseudo load coefficient by network level
Data sources:
x1 = 2440. Pseudo load coefficient by time band and network level (equalised)
x2 = 2406. Split of rate 3 units between distribution time bands (default)
Sum-product calculation =SUMPRODUCT(x1, x2)
| GSPs | 132kV | 132kV/EHV | EHV | EHV/HV | 132kV/HV | HV | HV/LV | LV circuits
LV Network Domestic | 0 | 0.20205 | 0.20205 | 0.25944 | 0.25944 | 0.20205 | 0.25944 | 0.25944 | 0.25944
LV Network Non-Domestic Non-CT | 0 | 0.21455 | 0.21455 | 0.27568 | 0.27568 | 0.21455 | 0.27568 | 0.27568 | 0.27568
LV HH Metered | 0 | 0.16877 | 0.16877 | 0.21678 | 0.21678 | 0.16877 | 0.21678 | 0.21678 | 0.21678
LV Sub HH Metered | 0 | 0.16081 | 0.16081 | 0.20655 | 0.20655 | 0.16081 | 0.20655 | 0.20655 | 0.20655
HV HH Metered | 0 | 0.1476 | 0.1476 | 0.18958 | 0.18958 | 0.1476 | 0.18958 | 0.18958 | 0.18958
LV Generation Non-Intermittent | 0 | -0.13973 | -0.13973 | -0.17948 | -0.17948 | -0.13973 | -0.17948 | -0.17948 | -0.17948
LV Sub Generation Non-Intermittent | 0 | -0.13973 | -0.13973 | -0.17948 | -0.17948 | -0.13973 | -0.17948 | -0.17948 | -0.17948
HV Generation Non-Intermittent | 0 | -0.13973 | -0.13973 | -0.17948 | -0.17948 | -0.13973 | -0.17948 | -0.17948 | -0.17948
2444. Adjust annual hours by special distribution time band to match days in year
Data sources:
x1 = 1066. Typical annual hours by special distribution time band
x2 = 1010. Days in the charging year (in Financial and general assumptions)
x3 = Total hours in the year according to special time band hours input data (in Adjust annual hours by special distribution time band to match days in year)
Kind: | Cell summation | Calculation
Formula: | =SUM(x1) | =x1*24*x2/x3
Annual hours by special distribution time band (reconciled to days in year)
| Hours aggregate | Black | Yellow | Green
Adjust annual hours by special distribution time band to match days in year | 8760 | 152 | 3803 | 4805
2445. Normalisation of split of rate 1 units by special time band
Data sources:
x1 = 1064. Average split of rate 1 units by special distribution time band
x2 = Total split (in Normalisation of split of rate 1 units by special time band)
x3 = 2444. Annual hours by special distribution time band (reconciled to days in year) (in Adjust annual hours by special distribution time band to match days in year)
x4 = 1010. Days in the charging year (in Financial and general assumptions)
Kind: | Cell summation | Calculation
Formula: | =SUM(x1) | =IF(x2,x1/x2,x3/x4/24)
Normalised split of rate 1 units by special distribution time band
| Total split | Black | Yellow | Green
NHH UMS category A | 100% | 1.75% | 43.48% | 54.77%
NHH UMS category B | 100% | 3.322% | 15.16% | 81.52%
NHH UMS category C | 100% | 6.032% | 24.88% | 69.09%
NHH UMS category D | 100% | 0.2463% | 69.86% | 29.89%
2446. Split of rate 1 units between special distribution time bands
Data sources:
x1 = 2445. Normalised split of rate 1 units by special distribution time band (in Normalisation of split of rate 1 units by special time band)
x2 = Split of rate 1 units between special distribution time bands (default)
Combine tables = x1 or x2
| Black | Yellow | Green
NHH UMS category A | 1.75% | 43.48% | 54.77%
NHH UMS category B | 3.322% | 15.16% | 81.52%
NHH UMS category C | 6.032% | 24.88% | 69.09%
NHH UMS category D | 0.2463% | 69.86% | 29.89%
LV UMS (Pseudo HH Metered) | 100% | 0% | 0%
2447. Split of rate 2 units between special distribution time bands (default)
| Black | Yellow | Green
LV UMS (Pseudo HH Metered) | 0% | 100% | 0%
2448. Split of rate 3 units between special distribution time bands (default)
| Black | Yellow | Green
LV UMS (Pseudo HH Metered) | 0% | 0% | 100%
2449. Calculation of implied special load coefficients for one-rate users
Data sources:
x1 = 2407. All units (MWh)
x2 = 2305. Rate 1 units (MWh) (in Equivalent volume for each end user)
x3 = 2446. Split of rate 1 units between special distribution time bands
x4 = 2444. Annual hours by special distribution time band (reconciled to days in year) (in Adjust annual hours by special distribution time band to match days in year)
x5 = Use of special distribution time bands by units in demand forecast for one-rate tariffs (in Calculation of implied special load coefficients for one-rate users)
x6 = 1010. Days in the charging year (in Financial and general assumptions)
Kind: | Calculation |  |  | Calculation
Formula: | =IF(x1>0,(x2*x3)/x1,0) |  |  | =IF(x4>0,x5*x6*24/x4,0)
Use of special distribution time bands by units in demand forecast for one-rate tariffs
| Black | Yellow | Green | Peak band special load coefficient for one-rate tariffs
NHH UMS category A | 1.75% | 43.48% | 54.77% | 1.0088
NHH UMS category B | 3.322% | 15.16% | 81.52% | 1.9144
NHH UMS category C | 6.032% | 24.88% | 69.09% | 3.4765
NHH UMS category D | 0% | 0% | 0% | 0
2450. Calculation of implied special load coefficients for three-rate users
Data sources:
x1 = 2407. All units (MWh)
x2 = 2305. Rate 1 units (MWh) (in Equivalent volume for each end user)
x3 = 2446. Split of rate 1 units between special distribution time bands
x4 = 2305. Rate 2 units (MWh) (in Equivalent volume for each end user)
x5 = 2447. Split of rate 2 units between special distribution time bands (default)
x6 = 2305. Rate 3 units (MWh) (in Equivalent volume for each end user)
x7 = 2448. Split of rate 3 units between special distribution time bands (default)
x8 = 2444. Annual hours by special distribution time band (reconciled to days in year) (in Adjust annual hours by special distribution time band to match days in year)
x9 = Use of special distribution time bands by units in demand forecast for three-rate tariffs (in Calculation of implied special load coefficients for three-rate users)
x10 = 1010. Days in the charging year (in Financial and general assumptions)
Kind: | Calculation |  |  | Calculation
Formula: | =IF(x1>0,(x2*x3+x4*x5+x6*x7)/x1,0) |  |  | =IF(x8>0,x9*x10*24/x8,0)
Use of special distribution time bands by units in demand forecast for three-rate tariffs
| Black | Yellow | Green | Peak band special load coefficient for three-rate tariffs
LV UMS (Pseudo HH Metered) | 3.458% | 22.09% | 74.45% | 1.9928
2451. Estimated contributions to peak demand
Data sources:
x1 = 2449. Peak band special load coefficient for one-rate tariffs (in Calculation of implied special load coefficients for one-rate users)
x2 = 2450. Peak band special load coefficient for three-rate tariffs (in Calculation of implied special load coefficients for three-rate users)
x3 = Peak band special load coefficient (in Estimated contributions to peak demand)
x4 = 2407. All units (MWh)
x5 = 1010. Days in the charging year (in Financial and general assumptions)
x6 = 2302. Load coefficient
Kind: | Combine tables | Calculation | Calculation
Formula: | = x1 or x2 | =x3*x4/24/x5*1000 | =x6*x4/24/x5*1000
| Peak band special load coefficient | Contribution to peak band kW | Contribution to system-peak-time kW
NHH UMS category A | 1.0088 | 1567.6828 | 1554.0507
NHH UMS category B | 1.9144 | 1081.8033 | 1169.1825
NHH UMS category C | 3.4765 | 257.4214 | 265.0277
NHH UMS category D | 0 | 0 | 0
LV UMS (Pseudo HH Metered) | 1.9928 | 27061.7504 | 28787.4559
2452. Load coefficient correction factor for the group
Data sources:
x1 = 2451. Contribution to peak band kW (in Estimated contributions to peak demand)
x2 = 2451. Contribution to system-peak-time kW (in Estimated contributions to peak demand)
Calculation =IF(SUM(x1),SUM(x2)/SUM(x1),0)
Load coefficient correction factor for the group
Load coefficient correction factor for the group | 1.0603
2453. Calculation of special peaking probabilities
Data sources:
x1 = 2412. Normalised peaking probabilities (in Normalisation of peaking probabilities)
x2 = Amber peaking probabilities (in Calculation of special peaking probabilities)
x3 = 1010. Days in the charging year (in Financial and general assumptions)
x4 = 2401. Annual hours by distribution time band (reconciled to days in year) (in Adjust annual hours by distribution time band to match days in year)
x5 = 1069. Black peaking probabilities (in Peaking probabilities by network level)
x6 = Red peaking probabilities (in Calculation of special peaking probabilities)
x7 = Amber peaking rates (in Calculation of special peaking probabilities)
x8 = 2444. Annual hours by special distribution time band (reconciled to days in year) (in Adjust annual hours by special distribution time band to match days in year)
x9 = Yellow peaking probabilities (in Calculation of special peaking probabilities)
x10 = Green peaking probabilities (in Calculation of special peaking probabilities)
Kind: | Copy cells | Copy cells | Copy cells | Calculation | Calculation | Calculation
Formula: | =x1 | =x1 | =x1 | =x2*24*x3/x4 | =IF(x5,MAX(0,x2+x6-x5),x7*x8/x3/24) | =1-x9-x10
| Red peaking probabilities | Amber peaking probabilities | Green peaking probabilities | Amber peaking rates | Yellow peaking probabilities | Black peaking probabilities
GSPs | 98.85% | 1.147% | 0% | 0.029256 | 8.991% | 91.01%
132kV | 84.61% | 7.728% | 7.665% | 0.19709 | 15.77% | 76.57%
132kV/EHV | 84.61% | 7.728% | 7.665% | 0.19709 | 15.77% | 76.57%
EHV | 56.44% | 33.71% | 9.845% | 0.85972 | 41.11% | 49.04%
EHV/HV | 56.44% | 33.71% | 9.845% | 0.85972 | 41.11% | 49.04%
132kV/HV | 84.61% | 7.728% | 7.665% | 0.19709 | 15.77% | 76.57%
HV | 56.44% | 33.71% | 9.845% | 0.85972 | 41.11% | 49.04%
HV/LV | 56.44% | 33.71% | 9.845% | 0.85972 | 41.11% | 49.04%
LV circuits | 56.44% | 33.71% | 9.845% | 0.85972 | 41.11% | 49.04%
2454. Special peaking probabilities by network level
Data sources:
x1 = 2453. Green peaking probabilities (in Calculation of special peaking probabilities)
x2 = 2453. Yellow peaking probabilities (in Calculation of special peaking probabilities)
x3 = 2453. Black peaking probabilities (in Calculation of special peaking probabilities)
Combine tables = x1 or x2 or x3
| Black | Yellow | Green
GSPs | 91.01% | 8.991% | 0%
132kV | 76.57% | 15.77% | 7.665%
132kV/EHV | 76.57% | 15.77% | 7.665%
EHV | 49.04% | 41.11% | 9.845%
EHV/HV | 49.04% | 41.11% | 9.845%
132kV/HV | 76.57% | 15.77% | 7.665%
HV | 49.04% | 41.11% | 9.845%
HV/LV | 49.04% | 41.11% | 9.845%
LV circuits | 49.04% | 41.11% | 9.845%
2455. Special peaking probabilities by network level (reshaped)
Data sources:
x1 = 2454. Special peaking probabilities by network level
Reshape table = x1
| GSPs | Black | Yellow | Green | 132kV | Black | Yellow | Green | 132kV/EHV | Black | Yellow | Green | EHV | Black | Yellow | Green | EHV/HV | Black | Yellow | Green | 132kV/HV | Black | Yellow | Green | HV | Black | Yellow | Green | HV/LV | Black | Yellow | Green | LV circuits | Black | Yellow | Green
Probability of peak within timeband |  | 91.01% | 8.991% | 0% |  | 76.57% | 15.77% | 7.665% |  | 76.57% | 15.77% | 7.665% |  | 49.04% | 41.11% | 9.845% |  | 49.04% | 41.11% | 9.845% |  | 76.57% | 15.77% | 7.665% |  | 49.04% | 41.11% | 9.845% |  | 49.04% | 41.11% | 9.845% |  | 49.04% | 41.11% | 9.845%
2456. Pseudo load coefficient by special time band and network level
Data sources:
x1 = 2444. Annual hours by special distribution time band (reconciled to days in year) (in Adjust annual hours by special distribution time band to match days in year)
x2 = 2452. Load coefficient correction factor for the group
x3 = 2455. Special peaking probabilities by network level (reshaped)
x4 = 1010. Days in the charging year (in Financial and general assumptions)
Calculation =IF(x1>0,x2*x3*24*x4/x1,0)
| GSPs | Black | Yellow | Green | 132kV | Black | Yellow | Green | 132kV/EHV | Black | Yellow | Green | EHV | Black | Yellow | Green | EHV/HV | Black | Yellow | Green | 132kV/HV | Black | Yellow | Green | HV | Black | Yellow | Green | HV/LV | Black | Yellow | Green | LV circuits | Black | Yellow | Green
Pseudo load coefficient by special time band and network level |  | 55.6128 | 0.21958 | 0 |  | 46.7891 | 0.38505 | 0.14816 |  | 46.7891 | 0.38505 | 0.14816 |  | 29.9678 | 1.0041 | 0.1903 |  | 29.9678 | 1.0041 | 0.1903 |  | 46.7891 | 0.38505 | 0.14816 |  | 29.9678 | 1.0041 | 0.1903 |  | 29.9678 | 1.0041 | 0.1903 |  | 29.9678 | 1.0041 | 0.1903
2457. Unit rate 1 pseudo load coefficient by network level (special)
Data sources:
x1 = 2456. Pseudo load coefficient by special time band and network level
x2 = 2446. Split of rate 1 units between special distribution time bands
Sum-product calculation =SUMPRODUCT(x1, x2)
| GSPs | 132kV | 132kV/EHV | EHV | EHV/HV | 132kV/HV | HV | HV/LV | LV circuits
NHH UMS category A | 1.0689 | 1.0676 | 1.0676 | 1.0654 | 1.0654 | 1.0676 | 1.0654 | 1.0654 | 1.0654
NHH UMS category B | 1.8806 | 1.7333 | 1.7333 | 1.3028 | 1.3028 | 1.7333 | 1.3028 | 1.3028 | 1.3028
NHH UMS category C | 3.4094 | 3.0206 | 3.0206 | 2.1891 | 2.1891 | 3.0206 | 2.1891 | 2.1891 | 2.1891
NHH UMS category D | 0.29038 | 0.42854 | 0.42854 | 0.83219 | 0.83219 | 0.42854 | 0.83219 | 0.83219 | 0.83219
LV UMS (Pseudo HH Metered) | 55.6128 | 46.7891 | 46.7891 | 29.9678 | 29.9678 | 46.7891 | 29.9678 | 29.9678 | 29.9678
2458. Unit rate 2 pseudo load coefficient by network level (special)
Data sources:
x1 = 2456. Pseudo load coefficient by special time band and network level
x2 = 2447. Split of rate 2 units between special distribution time bands (default)
Sum-product calculation =SUMPRODUCT(x1, x2)
| GSPs | 132kV | 132kV/EHV | EHV | EHV/HV | 132kV/HV | HV | HV/LV | LV circuits
LV UMS (Pseudo HH Metered) | 0.21958 | 0.38505 | 0.38505 | 1.0041 | 1.0041 | 0.38505 | 1.0041 | 1.0041 | 1.0041
2459. Unit rate 3 pseudo load coefficient by network level (special)
Data sources:
x1 = 2456. Pseudo load coefficient by special time band and network level
x2 = 2448. Split of rate 3 units between special distribution time bands (default)
Sum-product calculation =SUMPRODUCT(x1, x2)
| GSPs | 132kV | 132kV/EHV | EHV | EHV/HV | 132kV/HV | HV | HV/LV | LV circuits
LV UMS (Pseudo HH Metered) | 0 | 0.14816 | 0.14816 | 0.1903 | 0.1903 | 0.14816 | 0.1903 | 0.1903 | 0.1903
2460. Unit rate 1 pseudo load coefficient by network level (combined)
Data sources:
x1 = 2441. Unit rate 1 pseudo load coefficient by network level
x2 = 2457. Unit rate 1 pseudo load coefficient by network level (special)
Combine tables = x1 or x2
| GSPs | 132kV | 132kV/EHV | EHV | EHV/HV | 132kV/HV | HV | HV/LV | LV circuits
Domestic Unrestricted | 2.1519 | 2.0473 | 2.0473 | 1.908 | 1.908 | 2.0473 | 1.908 | 1.908 | 1.908
Domestic Two Rate | 2.6102 | 2.4409 | 2.4409 | 2.2414 | 2.2414 | 2.4409 | 2.2414 | 2.2414 | 2.2414
Domestic Off Peak (related MPAN) | 0.024809 | 0.16429 | 0.16429 | 0.26538 | 0.26538 | 0.16429 | 0.26538 | 0.26538 | 0.26538
Small Non Domestic Unrestricted | 1.6474 | 1.6447 | 1.6447 | 1.7967 | 1.7967 | 1.6447 | 1.7967 | 1.7967 | 1.7967
Small Non Domestic Two Rate | 1.975 | 1.9086 | 1.9086 | 1.9827 | 1.9827 | 1.9086 | 1.9827 | 1.9827 | 1.9827
Small Non Domestic Off Peak (related MPAN) | 0.035991 | 0.17298 | 0.17298 | 0.27466 | 0.27466 | 0.17298 | 0.27466 | 0.27466 | 0.27466
LV Medium Non-Domestic | 1.3919 | 1.3396 | 1.3396 | 1.3707 | 1.3707 | 1.3396 | 1.3707 | 1.3707 | 1.3707
LV Sub Medium Non-Domestic | 1.3734 | 1.3238 | 1.3238 | 1.3595 | 1.3595 | 1.3238 | 1.3595 | 1.3595 | 1.3595
HV Medium Non-Domestic | 1.3993 | 1.3463 | 1.3463 | 1.3838 | 1.3838 | 1.3463 | 1.3838 | 1.3838 | 1.3838
LV Network Domestic | 24.0875 | 20.6096 | 20.6096 | 13.745 | 13.745 | 20.6096 | 13.745 | 13.745 | 13.745
LV Network Non-Domestic Non-CT | 25.5855 | 21.8848 | 21.8848 | 14.6053 | 14.6053 | 21.8848 | 14.6053 | 14.6053 | 14.6053
LV HH Metered | 20.1136 | 17.215 | 17.215 | 11.4846 | 11.4846 | 17.215 | 11.4846 | 11.4846 | 11.4846
LV Sub HH Metered | 19.1651 | 16.4032 | 16.4032 | 10.943 | 10.943 | 16.4032 | 10.943 | 10.943 | 10.943
HV HH Metered | 17.5904 | 15.0554 | 15.0554 | 10.0439 | 10.0439 | 15.0554 | 10.0439 | 10.0439 | 10.0439
NHH UMS category A | 1.0689 | 1.0676 | 1.0676 | 1.0654 | 1.0654 | 1.0676 | 1.0654 | 1.0654 | 1.0654
NHH UMS category B | 1.8806 | 1.7333 | 1.7333 | 1.3028 | 1.3028 | 1.7333 | 1.3028 | 1.3028 | 1.3028
NHH UMS category C | 3.4094 | 3.0206 | 3.0206 | 2.1891 | 2.1891 | 3.0206 | 2.1891 | 2.1891 | 2.1891
NHH UMS category D | 0.29038 | 0.42854 | 0.42854 | 0.83219 | 0.83219 | 0.42854 | 0.83219 | 0.83219 | 0.83219
LV UMS (Pseudo HH Metered) | 55.6128 | 46.7891 | 46.7891 | 29.9678 | 29.9678 | 46.7891 | 29.9678 | 29.9678 | 29.9678
LV Generation Non-Intermittent | -16.6529 | -14.2531 | -14.2531 | -9.5086 | -9.5086 | -14.2531 | -9.5086 | -9.5086 | -9.5086
LV Sub Generation Non-Intermittent | -16.6529 | -14.2531 | -14.2531 | -9.5086 | -9.5086 | -14.2531 | -9.5086 | -9.5086 | -9.5086
HV Generation Non-Intermittent | -16.6529 | -14.2531 | -14.2531 | -9.5086 | -9.5086 | -14.2531 | -9.5086 | -9.5086 | -9.5086
2461. Unit rate 2 pseudo load coefficient by network level (combined)
Data sources:
x1 = 2442. Unit rate 2 pseudo load coefficient by network level
x2 = 2458. Unit rate 2 pseudo load coefficient by network level (special)
Combine tables = x1 or x2
| GSPs | 132kV | 132kV/EHV | EHV | EHV/HV | 132kV/HV | HV | HV/LV | LV circuits
Domestic Two Rate | 0.00086212 | 0.20503 | 0.20503 | 0.28122 | 0.28122 | 0.20503 | 0.28122 | 0.28122 | 0.28122
Small Non Domestic Two Rate | 0.0010548 | 0.20636 | 0.20636 | 0.28701 | 0.28701 | 0.20636 | 0.28701 | 0.28701 | 0.28701
LV Medium Non-Domestic | 0 | 0.13973 | 0.13973 | 0.17948 | 0.17948 | 0.13973 | 0.17948 | 0.17948 | 0.17948
LV Sub Medium Non-Domestic | 0 | 0.13973 | 0.13973 | 0.17948 | 0.17948 | 0.13973 | 0.17948 | 0.17948 | 0.17948
HV Medium Non-Domestic | 0 | 0.13973 | 0.13973 | 0.17948 | 0.17948 | 0.13973 | 0.17948 | 0.17948 | 0.17948
LV Network Domestic | 0.042317 | 0.28498 | 0.28498 | 1.2428 | 1.2428 | 0.28498 | 1.2428 | 1.2428 | 1.2428
LV Network Non-Domestic Non-CT | 0.044948 | 0.30261 | 0.30261 | 1.3205 | 1.3205 | 0.30261 | 1.3205 | 1.3205 | 1.3205
LV HH Metered | 0.035335 | 0.23804 | 0.23804 | 1.0384 | 1.0384 | 0.23804 | 1.0384 | 1.0384 | 1.0384
LV Sub HH Metered | 0.033669 | 0.22682 | 0.22682 | 0.98941 | 0.98941 | 0.22682 | 0.98941 | 0.98941 | 0.98941
HV HH Metered | 0.030902 | 0.20818 | 0.20818 | 0.90812 | 0.90812 | 0.20818 | 0.90812 | 0.90812 | 0.90812
LV UMS (Pseudo HH Metered) | 0.21958 | 0.38505 | 0.38505 | 1.0041 | 1.0041 | 0.38505 | 1.0041 | 1.0041 | 1.0041
LV Generation Non-Intermittent | -0.029256 | -0.19709 | -0.19709 | -0.85972 | -0.85972 | -0.19709 | -0.85972 | -0.85972 | -0.85972
LV Sub Generation Non-Intermittent | -0.029256 | -0.19709 | -0.19709 | -0.85972 | -0.85972 | -0.19709 | -0.85972 | -0.85972 | -0.85972
HV Generation Non-Intermittent | -0.029256 | -0.19709 | -0.19709 | -0.85972 | -0.85972 | -0.19709 | -0.85972 | -0.85972 | -0.85972
2462. Unit rate 3 pseudo load coefficient by network level (combined)
Data sources:
x1 = 2443. Unit rate 3 pseudo load coefficient by network level
x2 = 2459. Unit rate 3 pseudo load coefficient by network level (special)
Combine tables = x1 or x2
| GSPs | 132kV | 132kV/EHV | EHV | EHV/HV | 132kV/HV | HV | HV/LV | LV circuits
LV Network Domestic | 0 | 0.20205 | 0.20205 | 0.25944 | 0.25944 | 0.20205 | 0.25944 | 0.25944 | 0.25944
LV Network Non-Domestic Non-CT | 0 | 0.21455 | 0.21455 | 0.27568 | 0.27568 | 0.21455 | 0.27568 | 0.27568 | 0.27568
LV HH Metered | 0 | 0.16877 | 0.16877 | 0.21678 | 0.21678 | 0.16877 | 0.21678 | 0.21678 | 0.21678
LV Sub HH Metered | 0 | 0.16081 | 0.16081 | 0.20655 | 0.20655 | 0.16081 | 0.20655 | 0.20655 | 0.20655
HV HH Metered | 0 | 0.1476 | 0.1476 | 0.18958 | 0.18958 | 0.1476 | 0.18958 | 0.18958 | 0.18958
LV UMS (Pseudo HH Metered) | 0 | 0.14816 | 0.14816 | 0.1903 | 0.1903 | 0.14816 | 0.1903 | 0.1903 | 0.1903
LV Generation Non-Intermittent | 0 | -0.13973 | -0.13973 | -0.17948 | -0.17948 | -0.13973 | -0.17948 | -0.17948 | -0.17948
LV Sub Generation Non-Intermittent | 0 | -0.13973 | -0.13973 | -0.17948 | -0.17948 | -0.13973 | -0.17948 | -0.17948 | -0.17948
HV Generation Non-Intermittent | 0 | -0.13973 | -0.13973 | -0.17948 | -0.17948 | -0.13973 | -0.17948 | -0.17948 | -0.17948

## SMD
Forecast simultaneous maximum load for WPD South West in April 17 (Final)
2501. Contributions of users on one-rate multi tariffs to system simultaneous maximum load by network level (kW)
Data sources:
x1 = 2305. Rate 1 units (MWh) (in Equivalent volume for each end user)
x2 = 2460. Unit rate 1 pseudo load coefficient by network level (combined)
x3 = 2012. Loss adjustment factors between end user meter reading and each network level, scaled by network use
x4 = 1010. Days in the charging year (in Financial and general assumptions)
Calculation =(x1*x2)*x3/(24*x4)*1000
| GSPs | 132kV | 132kV/EHV | EHV | EHV/HV | 132kV/HV | HV | HV/LV | LV circuits
Domestic Unrestricted | 1096632.8474 | 1035084.3755 | 1032012.9085 | 949581.3681 | 940397.7958 | 0 | 919935.0245 | 908758.2438 | 896194.7658
Domestic Off Peak (related MPAN) | 193.9132 | 1273.9294 | 1270.1492 | 2025.6295 | 2006.0393 | 0 | 1962.3885 | 1938.5464 | 1911.7462
Small Non Domestic Unrestricted | 236125.9044 | 233857.7877 | 233163.8476 | 251481.3226 | 249049.2015 | 0 | 243629.9663 | 240669.976 | 237342.7413
Small Non Domestic Off Peak (related MPAN) | 102.2141 | 487.3679 | 485.9217 | 761.759 | 754.3919 | 0 | 737.9766 | 729.0105 | 718.932
NHH UMS category A | 1802.3429 | 1785.7742 | 1780.4752 | 1754.2957 | 1737.3296 | 0 | 1699.5258 | 1678.8774 | 1655.6671
NHH UMS category B | 1153.046 | 1054.3372 | 1051.2086 | 780.0537 | 772.5096 | 0 | 755.7001 | 746.5187 | 736.1981
NHH UMS category C | 273.9074 | 240.7501 | 240.0357 | 171.7456 | 170.0846 | 0 | 166.3836 | 164.3622 | 162.0899
NHH UMS category D | 0 | 0 | 0 | 0 | 0 | 0 | 0 | 0 | 0
2502. Contributions of users on two-rate multi tariffs to system simultaneous maximum load by network level (kW)
Data sources:
x1 = 2305. Rate 1 units (MWh) (in Equivalent volume for each end user)
x2 = 2460. Unit rate 1 pseudo load coefficient by network level (combined)
x3 = 2305. Rate 2 units (MWh) (in Equivalent volume for each end user)
x4 = 2461. Unit rate 2 pseudo load coefficient by network level (combined)
x5 = 2012. Loss adjustment factors between end user meter reading and each network level, scaled by network use
x6 = 1010. Days in the charging year (in Financial and general assumptions)
Calculation =(x1*x2+x3*x4)*x5/(24*x6)*1000
| GSPs | 132kV | 132kV/EHV | EHV | EHV/HV | 132kV/HV | HV | HV/LV | LV circuits
Domestic Two Rate | 211146.3078 | 213127.9702 | 212495.543 | 200375.299 | 198437.4334 | 0 | 194119.4949 | 191761.0338 | 189109.9596
Small Non Domestic Two Rate | 90583.0918 | 91157.8534 | 90887.3553 | 94720.9268 | 93804.8637 | 0 | 91763.6982 | 90648.8122 | 89395.6028
LV Medium Non-Domestic | 0 | 0 | 0 | 0 | 0 | 0 | 0 | 0 | 0
LV Sub Medium Non-Domestic | 0 | 0 | 0 | 0 | 0 | 0 | 0 | 0 | 0
HV Medium Non-Domestic | 0 | 0 | 0 | 0 | 0 | 0 | 0 | 0 | 0
2503. Contributions of users on three-rate multi tariffs to system simultaneous maximum load by network level (kW)
Data sources:
x1 = 2305. Rate 1 units (MWh) (in Equivalent volume for each end user)
x2 = 2460. Unit rate 1 pseudo load coefficient by network level (combined)
x3 = 2305. Rate 2 units (MWh) (in Equivalent volume for each end user)
x4 = 2461. Unit rate 2 pseudo load coefficient by network level (combined)
x5 = 2305. Rate 3 units (MWh) (in Equivalent volume for each end user)
x6 = 2462. Unit rate 3 pseudo load coefficient by network level (combined)
x7 = 2012. Loss adjustment factors between end user meter reading and each network level, scaled by network use
x8 = 1010. Days in the charging year (in Financial and general assumptions)
Calculation =(x1*x2+x3*x4+x5*x6)*x7/(24*x8)*1000
| GSPs | 132kV | 132kV/EHV | EHV | EHV/HV | 132kV/HV | HV | HV/LV | LV circuits
LV Network Domestic | 0 | 0 | 0 | 0 | 0 | 0 | 0 | 0 | 0
LV Network Non-Domestic Non-CT | 85515.0788 | 84032.7418 | 83783.3865 | 85194.1403 | 84370.2124 | 0 | 82534.3421 | 81531.5885 | 80404.4236
LV HH Metered | 210759.5531 | 205609.9181 | 204999.7997 | 206442.3333 | 204445.7923 | 0 | 199997.1138 | 197567.2423 | 194835.898
LV Sub HH Metered | 122122.3323 | 119779.4499 | 119424.0212 | 121278.6545 | 120105.7468 | 0 | 117492.2821 | 116064.8058 | 0
HV HH Metered | 338622.9051 | 333423.7737 | 332434.3857 | 333964.174 | 330734.3464 | 0 | 323537.6671 | 0 | 0
LV UMS (Pseudo HH Metered) | 29048.2894 | 26504.6937 | 26426.0447 | 20140.8961 | 19946.1098 | 0 | 19512.0885 | 19275.0258 | 19008.5508
LV Generation Non-Intermittent | -352.0375 | -348.8975 | -347.8622 | -353.3541 | -349.9368 | 0 | -342.3223 | -338.1632 | 0
LV Sub Generation Non-Intermittent | -523.5011 | -513.3223 | -511.7991 | -484.6946 | -480.007 | 0 | -469.5622 | 0 | 0
HV Generation Non-Intermittent | -32087.9825 | -31643.9524 | -31550.0535 | -30716.6849 | -30419.6183 | 0 | 0 | 0 | 0
2504. Estimated contributions of users on each tariff to system simultaneous maximum load by network level (kW)
Data sources:
x1 = 2407. All units (MWh)
x2 = 2302. Load coefficient
x3 = 2012. Loss adjustment factors between end user meter reading and each network level, scaled by network use
x4 = 1010. Days in the charging year (in Financial and general assumptions)
Calculation =x1*x2*x3/(24*x4)*1000
| GSPs | 132kV | 132kV/EHV | EHV | EHV/HV | 132kV/HV | HV | HV/LV | LV circuits
Domestic Unrestricted | 1099289.7143 | 1090565.1928 | 1087329.0943 | 1073525.1116 | 1063142.8572 | 0 | 1040009.1904 | 1027373.5648 | 1013170.2436
Domestic Two Rate | 211655.2639 | 209975.4602 | 209352.3876 | 206694.5937 | 204695.6131 | 0 | 200241.4985 | 197808.6579 | 195073.976
Domestic Off Peak (related MPAN) | 0 | 0 | 0 | 0 | 0 | 0 | 0 | 0 | 0
Small Non Domestic Unrestricted | 236841.1254 | 234961.4339 | 234264.219 | 231290.1615 | 229053.3128 | 0 | 224069.182 | 221346.8462 | 218286.7515
Small Non Domestic Two Rate | 91033.1018 | 90310.6169 | 90042.6329 | 88899.5135 | 88039.7503 | 0 | 86124.032 | 85077.6653 | 83901.4763
Small Non Domestic Off Peak (related MPAN) | 0 | 0 | 0 | 0 | 0 | 0 | 0 | 0 | 0
LV Medium Non-Domestic | 0 | 0 | 0 | 0 | 0 | 0 | 0 | 0 | 0
LV Sub Medium Non-Domestic | 0 | 0 | 0 | 0 | 0 | 0 | 0 | 0 | 0
HV Medium Non-Domestic | 0 | 0 | 0 | 0 | 0 | 0 | 0 | 0 | 0
LV Network Domestic | 0 | 0 | 0 | 0 | 0 | 0 | 0 | 0 | 0
LV Network Non-Domestic Non-CT | 82950.2679 | 82291.9325 | 82047.7428 | 81006.121 | 80222.6963 | 0 | 78477.0747 | 77523.6149 | 76451.8599
LV HH Metered | 210515.0486 | 208844.2942 | 208224.5782 | 205581.1022 | 203592.8903 | 0 | 199162.7707 | 196743.0361 | 194023.0863
LV Sub HH Metered | 121939.3714 | 120971.5986 | 120612.6324 | 119081.4173 | 117929.7595 | 0 | 115363.6437 | 113962.0293 | 0
HV HH Metered | 338308.4973 | 335623.5093 | 334627.5938 | 330379.3919 | 327184.2334 | 0 | 320064.8035 | 0 | 0
NHH UMS category A | 1686.145 | 1672.7629 | 1667.7993 | 1646.626 | 1630.7012 | 0 | 1595.2176 | 1575.8365 | 1554.0507
NHH UMS category B | 1268.563 | 1258.495 | 1254.7606 | 1238.831 | 1226.8501 | 0 | 1200.1542 | 1185.5729 | 1169.1825
NHH UMS category C | 287.555 | 285.2728 | 284.4263 | 280.8155 | 278.0996 | 0 | 272.0483 | 268.743 | 265.0277
NHH UMS category D | 0 | 0 | 0 | 0 | 0 | 0 | 0 | 0 | 0
LV UMS (Pseudo HH Metered) | 31234.3897 | 30986.4977 | 30894.5496 | 30502.3337 | 30207.3401 | 0 | 29550.0375 | 29191.0184 | 28787.4559
LV Generation NHH or Aggregate HH | -424.6298 | -421.2598 | -420.0097 | -414.6776 | -410.6671 | 0 | -401.7312 | -396.8503 | 0
LV Sub Generation NHH | 0 | 0 | 0 | 0 | 0 | 0 | 0 | 0 | 0
LV Generation Intermittent | -10139.5699 | -10059.0971 | -10029.2481 | -9901.9237 | -9806.1604 | 0 | -9592.7813 | -9476.2335 | 0
LV Generation Non-Intermittent | -345.7036 | -342.9599 | -341.9422 | -337.6011 | -334.3361 | 0 | -327.0611 | -323.0875 | 0
LV Sub Generation Intermittent | -1569.2678 | -1556.8133 | -1552.1937 | -1532.4881 | -1517.6671 | 0 | -1484.6432 | 0 | 0
LV Sub Generation Non-Intermittent | -487.3026 | -483.4351 | -482.0006 | -475.8815 | -471.2791 | 0 | -461.0242 | 0 | 0
HV Generation Intermittent | -45191.6858 | -44833.0216 | -44699.9859 | -44132.5056 | -43705.6922 | 0 | 0 | 0 | 0
HV Generation Non-Intermittent | -30867.6467 | -30622.6654 | -30531.797 | -30144.1863 | -29852.6564 | 0 | 0 | 0 | 0
2505. Contributions of users on each tariff to system simultaneous maximum load by network level (kW)
Data sources:
x1 = 2501. Contributions of users on one-rate multi tariffs to system simultaneous maximum load by network level (kW)
x2 = 2502. Contributions of users on two-rate multi tariffs to system simultaneous maximum load by network level (kW)
x3 = 2503. Contributions of users on three-rate multi tariffs to system simultaneous maximum load by network level (kW)
x4 = 2504. Estimated contributions of users on each tariff to system simultaneous maximum load by network level (kW)
Combine tables = x1 or x2 or x3 or x4
| GSPs | 132kV | 132kV/EHV | EHV | EHV/HV | 132kV/HV | HV | HV/LV | LV circuits
Domestic Unrestricted | 1096632.8474 | 1035084.3755 | 1032012.9085 | 949581.3681 | 940397.7958 | 0 | 919935.0245 | 908758.2438 | 896194.7658
Domestic Two Rate | 211146.3078 | 213127.9702 | 212495.543 | 200375.299 | 198437.4334 | 0 | 194119.4949 | 191761.0338 | 189109.9596
Domestic Off Peak (related MPAN) | 193.9132 | 1273.9294 | 1270.1492 | 2025.6295 | 2006.0393 | 0 | 1962.3885 | 1938.5464 | 1911.7462
Small Non Domestic Unrestricted | 236125.9044 | 233857.7877 | 233163.8476 | 251481.3226 | 249049.2015 | 0 | 243629.9663 | 240669.976 | 237342.7413
Small Non Domestic Two Rate | 90583.0918 | 91157.8534 | 90887.3553 | 94720.9268 | 93804.8637 | 0 | 91763.6982 | 90648.8122 | 89395.6028
Small Non Domestic Off Peak (related MPAN) | 102.2141 | 487.3679 | 485.9217 | 761.759 | 754.3919 | 0 | 737.9766 | 729.0105 | 718.932
LV Medium Non-Domestic | 0 | 0 | 0 | 0 | 0 | 0 | 0 | 0 | 0
LV Sub Medium Non-Domestic | 0 | 0 | 0 | 0 | 0 | 0 | 0 | 0 | 0
HV Medium Non-Domestic | 0 | 0 | 0 | 0 | 0 | 0 | 0 | 0 | 0
LV Network Domestic | 0 | 0 | 0 | 0 | 0 | 0 | 0 | 0 | 0
LV Network Non-Domestic Non-CT | 85515.0788 | 84032.7418 | 83783.3865 | 85194.1403 | 84370.2124 | 0 | 82534.3421 | 81531.5885 | 80404.4236
LV HH Metered | 210759.5531 | 205609.9181 | 204999.7997 | 206442.3333 | 204445.7923 | 0 | 199997.1138 | 197567.2423 | 194835.898
LV Sub HH Metered | 122122.3323 | 119779.4499 | 119424.0212 | 121278.6545 | 120105.7468 | 0 | 117492.2821 | 116064.8058 | 0
HV HH Metered | 338622.9051 | 333423.7737 | 332434.3857 | 333964.174 | 330734.3464 | 0 | 323537.6671 | 0 | 0
NHH UMS category A | 1802.3429 | 1785.7742 | 1780.4752 | 1754.2957 | 1737.3296 | 0 | 1699.5258 | 1678.8774 | 1655.6671
NHH UMS category B | 1153.046 | 1054.3372 | 1051.2086 | 780.0537 | 772.5096 | 0 | 755.7001 | 746.5187 | 736.1981
NHH UMS category C | 273.9074 | 240.7501 | 240.0357 | 171.7456 | 170.0846 | 0 | 166.3836 | 164.3622 | 162.0899
NHH UMS category D | 0 | 0 | 0 | 0 | 0 | 0 | 0 | 0 | 0
LV UMS (Pseudo HH Metered) | 29048.2894 | 26504.6937 | 26426.0447 | 20140.8961 | 19946.1098 | 0 | 19512.0885 | 19275.0258 | 19008.5508
LV Generation NHH or Aggregate HH | -424.6298 | -421.2598 | -420.0097 | -414.6776 | -410.6671 | 0 | -401.7312 | -396.8503 | 0
LV Sub Generation NHH | 0 | 0 | 0 | 0 | 0 | 0 | 0 | 0 | 0
LV Generation Intermittent | -10139.5699 | -10059.0971 | -10029.2481 | -9901.9237 | -9806.1604 | 0 | -9592.7813 | -9476.2335 | 0
LV Generation Non-Intermittent | -352.0375 | -348.8975 | -347.8622 | -353.3541 | -349.9368 | 0 | -342.3223 | -338.1632 | 0
LV Sub Generation Intermittent | -1569.2678 | -1556.8133 | -1552.1937 | -1532.4881 | -1517.6671 | 0 | -1484.6432 | 0 | 0
LV Sub Generation Non-Intermittent | -523.5011 | -513.3223 | -511.7991 | -484.6946 | -480.007 | 0 | -469.5622 | 0 | 0
HV Generation Intermittent | -45191.6858 | -44833.0216 | -44699.9859 | -44132.5056 | -43705.6922 | 0 | 0 | 0 | 0
HV Generation Non-Intermittent | -32087.9825 | -31643.9524 | -31550.0535 | -30716.6849 | -30419.6183 | 0 | 0 | 0 | 0
2506. Forecast system simultaneous maximum load (kW) from forecast units
Data sources:
x1 = 2505. Contributions of users on each tariff to system simultaneous maximum load by network level (kW)
Cell summation =SUM(x1)
| GSPs | 132kV | 132kV/EHV | EHV | EHV/HV | 132kV/HV | HV | HV/LV | LV circuits
Forecast system simultaneous maximum load (kW) from forecast units | 2333793.0595 | 2258044.3586 | 2251343.9303 | 2181136.2696 | 2160042.1084 | 0 | 2185552.6123 | 1841322.7963 | 1711476.5752

## AMD
Forecast aggregate maximum load for WPD South West in April 17 (Final)
2601. Pre-processing of data for standing charge factors
Data sources:
x1 = Standing charges factors (in Pre-processing of data for standing charge factors)
x2 = 1018. Proportion of relevant load going through 132kV/HV direct transformation
x3 = Standing charges factors for 132kV/HV (in Pre-processing of data for standing charge factors)
Kind: | Fixed data | [7 empty] | Fixed data | Calculation
Formula: | [9 empty] | =x1+0.2*x2*x3
Standing charges factors
| GSPs | 132kV | 132kV/EHV | EHV | EHV/HV | HV | HV/LV | LV circuits | Standing charges factors for 132kV/HV | Adjusted standing charges factors for 132kV
Domestic Unrestricted | 0 | 0 | 0 | 0 | 0 | 0 | 0 | 1 | 0 | 0
Domestic Two Rate | 0 | 0 | 0 | 0 | 0 | 0 | 0 | 1 | 0 | 0
Domestic Off Peak (related MPAN) | 0 | 0 | 0 | 0 | 0 | 0 | 0 | 1 | 0 | 0
Small Non Domestic Unrestricted | 0 | 0 | 0 | 0 | 0 | 0 | 0 | 1 | 0 | 0
Small Non Domestic Two Rate | 0 | 0 | 0 | 0 | 0 | 0 | 0 | 1 | 0 | 0
Small Non Domestic Off Peak (related MPAN) | 0 | 0 | 0 | 0 | 0 | 0 | 0 | 1 | 0 | 0
LV Medium Non-Domestic | 0 | 0 | 0 | 0 | 0 | 0 | 0 | 1 | 0 | 0
LV Sub Medium Non-Domestic | 0 | 0 | 0 | 0 | 0 | 0 | 1 | 0 | 0 | 0
HV Medium Non-Domestic | 0 | 0 | 0 | 0.2 | 1 | 1 | 0 | 0 | 1 | 0
LV Network Domestic | 0 | 0 | 0 | 0 | 0 | 0 | 0 | 1 | 0 | 0
LV Network Non-Domestic Non-CT | 0 | 0 | 0 | 0 | 0 | 0 | 0 | 1 | 0 | 0
LV HH Metered | 0 | 0 | 0 | 0 | 0 | 0.2 | 1 | 1 | 0 | 0
LV Sub HH Metered | 0 | 0 | 0 | 0 | 0 | 1 | 1 | 0 | 0 | 0
HV HH Metered | 0 | 0 | 0 | 0.2 | 1 | 1 | 0 | 0 | 1 | 0
NHH UMS category A | 0 | 0 | 0 | 0 | 0 | 0 | 0 | 0 | 0 | 0
NHH UMS category B | 0 | 0 | 0 | 0 | 0 | 0 | 0 | 0 | 0 | 0
NHH UMS category C | 0 | 0 | 0 | 0 | 0 | 0 | 0 | 0 | 0 | 0
NHH UMS category D | 0 | 0 | 0 | 0 | 0 | 0 | 0 | 0 | 0 | 0
LV UMS (Pseudo HH Metered) | 0 | 0 | 0 | 0 | 0 | 0 | 0 | 0 | 0 | 0
2602. Standing charges factors adapted to use 132kV/HV
Data sources:
x1 = 2601. Standing charges factors for 132kV/HV (in Pre-processing of data for standing charge factors)
x2 = 2601. Adjusted standing charges factors for 132kV (in Pre-processing of data for standing charge factors)
x3 = 2601. Standing charges factors (in Pre-processing of data for standing charge factors)
Combine tables = x1 or x2 or x3
| GSPs | 132kV | 132kV/EHV | EHV | EHV/HV | 132kV/HV | HV | HV/LV | LV circuits
Domestic Unrestricted | 0 | 0 | 0 | 0 | 0 | 0 | 0 | 0 | 1
Domestic Two Rate | 0 | 0 | 0 | 0 | 0 | 0 | 0 | 0 | 1
Domestic Off Peak (related MPAN) | 0 | 0 | 0 | 0 | 0 | 0 | 0 | 0 | 1
Small Non Domestic Unrestricted | 0 | 0 | 0 | 0 | 0 | 0 | 0 | 0 | 1
Small Non Domestic Two Rate | 0 | 0 | 0 | 0 | 0 | 0 | 0 | 0 | 1
Small Non Domestic Off Peak (related MPAN) | 0 | 0 | 0 | 0 | 0 | 0 | 0 | 0 | 1
LV Medium Non-Domestic | 0 | 0 | 0 | 0 | 0 | 0 | 0 | 0 | 1
LV Sub Medium Non-Domestic | 0 | 0 | 0 | 0 | 0 | 0 | 0 | 1 | 0
HV Medium Non-Domestic | 0 | 0 | 0 | 0.2 | 1 | 1 | 1 | 0 | 0
LV Network Domestic | 0 | 0 | 0 | 0 | 0 | 0 | 0 | 0 | 1
LV Network Non-Domestic Non-CT | 0 | 0 | 0 | 0 | 0 | 0 | 0 | 0 | 1
LV HH Metered | 0 | 0 | 0 | 0 | 0 | 0 | 0.2 | 1 | 1
LV Sub HH Metered | 0 | 0 | 0 | 0 | 0 | 0 | 1 | 1 | 0
HV HH Metered | 0 | 0 | 0 | 0.2 | 1 | 1 | 1 | 0 | 0
NHH UMS category A | 0 | 0 | 0 | 0 | 0 | 0 | 0 | 0 | 0
NHH UMS category B | 0 | 0 | 0 | 0 | 0 | 0 | 0 | 0 | 0
NHH UMS category C | 0 | 0 | 0 | 0 | 0 | 0 | 0 | 0 | 0
NHH UMS category D | 0 | 0 | 0 | 0 | 0 | 0 | 0 | 0 | 0
LV UMS (Pseudo HH Metered) | 0 | 0 | 0 | 0 | 0 | 0 | 0 | 0 | 0
2603. Capacity-based contributions to chargeable aggregate maximum load by network level (kW)
Data sources:
x1 = 2305. Import capacity (kVA) (in Equivalent volume for each end user)
x2 = 1010. Power factor for all flows in the network model (in Financial and general assumptions)
x3 = 2602. Standing charges factors adapted to use 132kV/HV
x4 = 2012. Loss adjustment factors between end user meter reading and each network level, scaled by network use
Calculation =x1*x2*x3*x4
| GSPs | 132kV | 132kV/EHV | EHV | EHV/HV | 132kV/HV | HV | HV/LV | LV circuits
LV HH Metered | 0 | 0 | 0 | 0 | 0 | 0 | 132663.4166 | 655258.0906 | 646199.223
LV Sub HH Metered | 0 | 0 | 0 | 0 | 0 | 0 | 374017.4256 | 369473.2887 | 0
HV HH Metered | 0 | 0 | 0 | 185836.0361 | 920193.9117 | 0 | 900170.7708 | 0 | 0
2604. Unit-based contributions to chargeable aggregate maximum load (kW)
Data sources:
x1 = 2407. All units (MWh)
x2 = 1041. Load factor for each type of demand user (in Load profile data for demand users)
x3 = 2602. Standing charges factors adapted to use 132kV/HV
x4 = 2012. Loss adjustment factors between end user meter reading and each network level, scaled by network use
x5 = 1010. Days in the charging year (in Financial and general assumptions)
Calculation =x1/x2*x3*x4/(24*x5)*1000
| GSPs | 132kV | 132kV/EHV | EHV | EHV/HV | 132kV/HV | HV | HV/LV | LV circuits
Domestic Unrestricted | 0 | 0 | 0 | 0 | 0 | 0 | 0 | 0 | 1130790.8837
Domestic Two Rate | 0 | 0 | 0 | 0 | 0 | 0 | 0 | 0 | 601008.0975
Small Non Domestic Unrestricted | 0 | 0 | 0 | 0 | 0 | 0 | 0 | 0 | 335616.943
Small Non Domestic Two Rate | 0 | 0 | 0 | 0 | 0 | 0 | 0 | 0 | 138112.9747
LV Medium Non-Domestic | 0 | 0 | 0 | 0 | 0 | 0 | 0 | 0 | 0
LV Sub Medium Non-Domestic | 0 | 0 | 0 | 0 | 0 | 0 | 0 | 0 | 0
HV Medium Non-Domestic | 0 | 0 | 0 | 0 | 0 | 0 | 0 | 0 | 0
LV Network Domestic | 0 | 0 | 0 | 0 | 0 | 0 | 0 | 0 | 0
LV Network Non-Domestic Non-CT | 0 | 0 | 0 | 0 | 0 | 0 | 0 | 0 | 119125.5598
2605. Contributions to aggregate maximum load by network level (kW)
Data sources:
x1 = 2603. Capacity-based contributions to chargeable aggregate maximum load by network level (kW)
x2 = 2604. Unit-based contributions to chargeable aggregate maximum load (kW)
Combine tables = x1 or x2
| GSPs | 132kV | 132kV/EHV | EHV | EHV/HV | 132kV/HV | HV | HV/LV | LV circuits
Domestic Unrestricted | 0 | 0 | 0 | 0 | 0 | 0 | 0 | 0 | 1130790.8837
Domestic Two Rate | 0 | 0 | 0 | 0 | 0 | 0 | 0 | 0 | 601008.0975
Small Non Domestic Unrestricted | 0 | 0 | 0 | 0 | 0 | 0 | 0 | 0 | 335616.943
Small Non Domestic Two Rate | 0 | 0 | 0 | 0 | 0 | 0 | 0 | 0 | 138112.9747
LV Medium Non-Domestic | 0 | 0 | 0 | 0 | 0 | 0 | 0 | 0 | 0
LV Sub Medium Non-Domestic | 0 | 0 | 0 | 0 | 0 | 0 | 0 | 0 | 0
HV Medium Non-Domestic | 0 | 0 | 0 | 0 | 0 | 0 | 0 | 0 | 0
LV Network Domestic | 0 | 0 | 0 | 0 | 0 | 0 | 0 | 0 | 0
LV Network Non-Domestic Non-CT | 0 | 0 | 0 | 0 | 0 | 0 | 0 | 0 | 119125.5598
LV HH Metered | 0 | 0 | 0 | 0 | 0 | 0 | 132663.4166 | 655258.0906 | 646199.223
LV Sub HH Metered | 0 | 0 | 0 | 0 | 0 | 0 | 374017.4256 | 369473.2887 | 0
HV HH Metered | 0 | 0 | 0 | 185836.0361 | 920193.9117 | 0 | 900170.7708 | 0 | 0
2606. Forecast chargeable aggregate maximum load (kW)
Data sources:
x1 = 2605. Contributions to aggregate maximum load by network level (kW)
Cell summation =SUM(x1)
| GSPs | 132kV | 132kV/EHV | EHV | EHV/HV | 132kV/HV | HV | HV/LV | LV circuits
Forecast chargeable aggregate maximum load (kW) | 0 | 0 | 0 | 185836.0361 | 920193.9117 | 0 | 1406851.6131 | 1024731.3793 | 2970853.6816
2607. Forecast simultaneous load subject to standing charge factors (kW)
Data sources:
x1 = 2505. Contributions of users on each tariff to system simultaneous maximum load by network level (kW)
x2 = 2602. Standing charges factors adapted to use 132kV/HV
Calculation =x1*x2
| GSPs | 132kV | 132kV/EHV | EHV | EHV/HV | 132kV/HV | HV | HV/LV | LV circuits
Domestic Unrestricted | 0 | 0 | 0 | 0 | 0 | 0 | 0 | 0 | 896194.7658
Domestic Two Rate | 0 | 0 | 0 | 0 | 0 | 0 | 0 | 0 | 189109.9596
Domestic Off Peak (related MPAN) | 0 | 0 | 0 | 0 | 0 | 0 | 0 | 0 | 1911.7462
Small Non Domestic Unrestricted | 0 | 0 | 0 | 0 | 0 | 0 | 0 | 0 | 237342.7413
Small Non Domestic Two Rate | 0 | 0 | 0 | 0 | 0 | 0 | 0 | 0 | 89395.6028
Small Non Domestic Off Peak (related MPAN) | 0 | 0 | 0 | 0 | 0 | 0 | 0 | 0 | 718.932
LV Medium Non-Domestic | 0 | 0 | 0 | 0 | 0 | 0 | 0 | 0 | 0
LV Sub Medium Non-Domestic | 0 | 0 | 0 | 0 | 0 | 0 | 0 | 0 | 0
HV Medium Non-Domestic | 0 | 0 | 0 | 0 | 0 | 0 | 0 | 0 | 0
LV Network Domestic | 0 | 0 | 0 | 0 | 0 | 0 | 0 | 0 | 0
LV Network Non-Domestic Non-CT | 0 | 0 | 0 | 0 | 0 | 0 | 0 | 0 | 80404.4236
LV HH Metered | 0 | 0 | 0 | 0 | 0 | 0 | 39999.4228 | 197567.2423 | 194835.898
LV Sub HH Metered | 0 | 0 | 0 | 0 | 0 | 0 | 117492.2821 | 116064.8058 | 0
HV HH Metered | 0 | 0 | 0 | 66792.8348 | 330734.3464 | 0 | 323537.6671 | 0 | 0
NHH UMS category A | 0 | 0 | 0 | 0 | 0 | 0 | 0 | 0 | 0
NHH UMS category B | 0 | 0 | 0 | 0 | 0 | 0 | 0 | 0 | 0
NHH UMS category C | 0 | 0 | 0 | 0 | 0 | 0 | 0 | 0 | 0
NHH UMS category D | 0 | 0 | 0 | 0 | 0 | 0 | 0 | 0 | 0
LV UMS (Pseudo HH Metered) | 0 | 0 | 0 | 0 | 0 | 0 | 0 | 0 | 0
2608. Forecast simultaneous load replaced by standing charge (kW)
Data sources:
x1 = 2607. Forecast simultaneous load subject to standing charge factors (kW)
Cell summation =SUM(x1)
| GSPs | 132kV | 132kV/EHV | EHV | EHV/HV | 132kV/HV | HV | HV/LV | LV circuits
Forecast simultaneous load replaced by standing charge (kW) | 0 | 0 | 0 | 66792.8348 | 330734.3464 | 0 | 481029.3721 | 313632.0481 | 1689914.0694
2609. Calculated LV diversity allowance
Data sources:
x1 = 2606. Forecast chargeable aggregate maximum load (kW)
x2 = 2608. Forecast simultaneous load replaced by standing charge (kW)
Calculation =x1/x2-1
LV circuits
Calculated LV diversity allowance | 75.8%
2610. Network level mapping for diversity allowances
| GSPs | 132kV | 132kV/EHV | EHV | EHV/HV | 132kV/HV | HV | HV/LV | LV circuits
GSPs | 100% | 0% | 0% | 0% | 0% | 0% | 0% | 0% | 0%
132kV | 0% | 100% | 0% | 0% | 0% | 0% | 0% | 0% | 0%
132kV/EHV | 0% | 0% | 100% | 0% | 0% | 100% | 0% | 0% | 0%
EHV | 0% | 0% | 0% | 100% | 0% | 0% | 0% | 0% | 0%
EHV/HV | 0% | 0% | 0% | 0% | 100% | 0% | 0% | 0% | 0%
HV | 0% | 0% | 0% | 0% | 0% | 0% | 100% | 0% | 0%
HV/LV | 0% | 0% | 0% | 0% | 0% | 0% | 0% | 100% | 0%
LV circuits | 0% | 0% | 0% | 0% | 0% | 0% | 0% | 0% | 100%
2611. Diversity allowances including 132kV/HV
Data sources:
x1 = 2104. Diversity allowance between level exit and GSP Group (in Diversity calculations)
x2 = 2610. Network level mapping for diversity allowances
Sum-product calculation =SUMPRODUCT(x1, x2)
Diversity allowances including 132kV/HV
GSPs | 2.2%
132kV | 5.368%
132kV/EHV | 5.368%
EHV | 13.27%
EHV/HV | 13.27%
132kV/HV | 5.368%
HV | 55.18%
HV/LV | 55.18%
LV circuits | 0%
2612. Diversity allowances (including calculated LV value)
Data sources:
x1 = 2609. Calculated LV diversity allowance
x2 = 2611. Diversity allowances including 132kV/HV
Combine tables = x1 or x2
| GSPs | 132kV | 132kV/EHV | EHV | EHV/HV | 132kV/HV | HV | HV/LV | LV circuits
Diversity allowances (including calculated LV value) | 2.2% | 5.368% | 5.368% | 13.27% | 13.27% | 5.368% | 55.18% | 55.18% | 75.8%
2613. Forecast simultaneous maximum load (kW) adjusted for standing charges
Data sources:
x1 = 2506. Forecast system simultaneous maximum load (kW) from forecast units
x2 = 2608. Forecast simultaneous load replaced by standing charge (kW)
x3 = 2606. Forecast chargeable aggregate maximum load (kW)
x4 = 2612. Diversity allowances (including calculated LV value)
Calculation =x1-x2+x3/(1+x4)
| GSPs | 132kV | 132kV/EHV | EHV | EHV/HV | 132kV/HV | HV | HV/LV | LV circuits
Forecast simultaneous maximum load (kW) adjusted for standing charges | 2333793.0595 | 2258044.3586 | 2251343.9303 | 2278406.9105 | 2641691.7037 | 0 | 2611110.6852 | 2188036.583 | 1711476.5752

## Otex
Other expenditure for WPD South West in April 17 (Final)
2701. Operating expenditure coded by network level (£/year)
Data sources:
x1 = 1055. Transmission exit charges (£/year)
x2 = Zero for levels other than transmission exit
Combine tables = x1 or x2
| Transmission exit | Operating 132kV | Operating 132kV/EHV | Operating EHV | Operating EHV/HV | Operating 132kV/HV | Operating HV | Operating HV/LV | Operating LV circuits | Operating LV customer | Operating HV customer
Operating expenditure coded by network level (£/year) | 8918394.3851 | 0 | 0 | 0 | 0 | 0 | 0 | 0 | 0 | 0 | 0
2702. Network model assets (£) scaled by load forecast
Data sources:
x1 = 2108. GSP simultaneous maximum load assumed through each network level (MW)
x2 = 2613. Forecast simultaneous maximum load (kW) adjusted for standing charges
x3 = 1020. Gross asset cost by network level (£)
Calculation =IF(x1,x2*x3/x1/1000,0)
| Assets 132kV | Assets 132kV/EHV | Assets EHV | Assets EHV/HV | Assets 132kV/HV | Assets HV | Assets HV/LV | Assets LV circuits
Network model assets (£) scaled by load forecast | 534306082.847 | 75678712.4506 | 195833431.377 | 230432793.5654 | 0 | 829208087.9646 | 299748350.1728 | 510622597.1107
2703. Annual consumption by tariff for unmetered users (MWh)
Data sources:
x1 = 2407. All units (MWh)
Copy cells = x1
Annual consumption by tariff for unmetered users (MWh)
NHH UMS category A | 13613.4844
NHH UMS category B | 4950.2829
NHH UMS category C | 648.6374
NHH UMS category D | 0
LV UMS (Pseudo HH Metered) | 118960.1073
2704. Total unmetered units
Data sources:
x1 = 2703. Annual consumption by tariff for unmetered users (MWh)
Cell summation =SUM(x1)
Total unmetered units
Total unmetered units | 138172.5121
2705. Service model asset data
Data sources:
x1 = 2205. Service model assets by tariff (£)
x2 = 2305. MPANs (in Equivalent volume for each end user)
x3 = 2202. LV unmetered service model assets £/(MWh/year)
x4 = 2704. Total unmetered units
x5 = Service model assets (£) scaled by annual MWh (in Service model asset data)
x6 = Service model assets (£) scaled by user count (in Service model asset data)
x7 = Service model assets (£) scaled by annual MWh (in Service model asset data)
Kind: | Sum-product calculation |  | Calculation | Copy cells |  | Calculation
Formula: | =SUMPRODUCT(x1, x2) |  | =x3*x4 | = x5 |  | =x6+x7
| Service model assets (£) scaled by user count |  |  | Service model assets (£) scaled by annual MWh |  | Service model assets (£)
| Assets LV customer | Assets HV customer | Service model assets (£) scaled by annual MWh | Assets LV customer | Assets HV customer | Assets LV customer | Assets HV customer
Service model asset data | 477050871.5291 | 10867405.7899 | 33000973.3577 | 33000973.3577 |  | 510051844.8869 | 10867405.7899
2706. Data for allocation of operating expenditure
Data sources:
x1 = 2702. Network model assets (£) scaled by load forecast
x2 = 2705. Service model assets (£) (in Service model asset data)
x3 = Model assets (£) scaled by demand forecast (in Data for allocation of operating expenditure)
Kind: | Combine tables | [10 empty] | Cell summation
Formula: | = x1 or x2 | [10 empty] | =SUM(x3)
Model assets (£) scaled by demand forecast
| GSPs | Assets 132kV | Assets 132kV/EHV | Assets EHV | Assets EHV/HV | Assets 132kV/HV | Assets HV | Assets HV/LV | Assets LV circuits | Assets LV customer | Assets HV customer | Denominator for allocation of operating expenditure
Data for allocation of operating expenditure |  | 534306082.847 | 75678712.4506 | 195833431.377 | 230432793.5654 | 0 | 829208087.9646 | 299748350.1728 | 510622597.1107 | 510051844.8869 | 10867405.7899 | 3196749306.1648
2707. Amount of expenditure to be allocated according to asset values (£/year)
Data sources:
x1 = 1059. Direct cost (£/year) (in Other expenditure)
x2 = 1059. Network rates (£/year) (in Other expenditure)
x3 = 1059. Indirect cost (£/year) (in Other expenditure)
x4 = 1059. Indirect cost proportion (in Other expenditure)
Calculation =x1+x2+x3*x4
Amount of expenditure to be allocated according to asset values (£/year)
Other expenditure | 102458395.5548
2708. Total operating expenditure by network level (£/year)
Data sources:
x1 = 2701. Operating expenditure coded by network level (£/year)
x2 = 2707. Amount of expenditure to be allocated according to asset values (£/year)
x3 = 2706. Denominator for allocation of operating expenditure (in Data for allocation of operating expenditure)
x4 = 2706. Model assets (£) scaled by demand forecast (in Data for allocation of operating expenditure)
Calculation =x1+x2/x3*x4
| Transmission exit | Operating 132kV | Operating 132kV/EHV | Operating EHV | Operating EHV/HV | Operating 132kV/HV | Operating HV | Operating HV/LV | Operating LV circuits | Operating LV customer | Operating HV customer
Total operating expenditure by network level (£/year) | 8918394.3851 | 17124941.2264 | 2425563.819 | 6276619.5448 | 7385557.0302 | 0 | 26576788.5239 | 9607176.5683 | 16365866.3922 | 16347573.3227 | 348309.1273
2709. Operating expenditure percentage by network level
Data sources:
x1 = 2706. Model assets (£) scaled by demand forecast (in Data for allocation of operating expenditure)
x2 = 2708. Total operating expenditure by network level (£/year)
Calculation =IF(x1="","",IF(x1>0,x2/x1,0))
| Transmission exit | Operating 132kV | Operating 132kV/EHV | Operating EHV | Operating EHV/HV | Operating 132kV/HV | Operating HV | Operating HV/LV | Operating LV circuits | Operating LV customer | Operating HV customer
Operating expenditure percentage by network level |  | 3.205% | 3.205% | 3.205% | 3.205% | 0% | 3.205% | 3.205% | 3.205% | 3.205% | 3.205%
2710. Unit operating expenditure based on simultaneous maximum load (£/kW/year)
Data sources:
x1 = 2613. Forecast simultaneous maximum load (kW) adjusted for standing charges
x2 = 2708. Total operating expenditure by network level (£/year)
Calculation =IF(x1>0,x2/x1,0)
| Transmission exit | Operating 132kV | Operating 132kV/EHV | Operating EHV | Operating EHV/HV | Operating 132kV/HV | Operating HV | Operating HV/LV | Operating LV circuits
Unit operating expenditure based on simultaneous maximum load (£/kW/year) | 3.8214 | 7.584 | 1.0774 | 2.7548 | 2.7958 | 0 | 10.1783 | 4.3908 | 9.5624
2711. Operating expenditure for customer assets p/MPAN/day
Data sources:
x1 = 1010. Days in the charging year (in Financial and general assumptions)
x2 = 2709. Operating expenditure percentage by network level
x3 = 2205. Service model assets by tariff (£)
x4 = Operating expenditure p/MPAN/day by level (in Operating expenditure for customer assets p/MPAN/day)
Kind: | Calculation |  | Cell summation
Formula: | =100/x1*x2*x3 |  | =SUM(x4)
Operating expenditure p/MPAN/day by level
| Operating LV customer | Operating HV customer | Operating expenditure for customer assets p/MPAN/day total
Domestic Unrestricted | 2.3104 | 0 | 2.3104
Domestic Two Rate | 2.3104 | 0 | 2.3104
Domestic Off Peak (related MPAN) | 0 | 0 | 0
Small Non Domestic Unrestricted | 5.1979 | 0 | 5.1979
Small Non Domestic Two Rate | 5.1979 | 0 | 5.1979
Small Non Domestic Off Peak (related MPAN) | 0 | 0 | 0
LV Medium Non-Domestic | 6.3284 | 0 | 6.3284
LV Sub Medium Non-Domestic | 4.6932 | 0 | 4.6932
HV Medium Non-Domestic | 0 | 81.5243 | 81.5243
LV Network Domestic | 2.3104 | 0 | 2.3104
LV Network Non-Domestic Non-CT | 5.1979 | 0 | 5.1979
LV HH Metered | 10.6688 | 0 | 10.6688
LV Sub HH Metered | 8.2172 | 0 | 8.2172
HV HH Metered | 0 | 81.5243 | 81.5243
NHH UMS category A | 0 | 0 | 0
NHH UMS category B | 0 | 0 | 0
NHH UMS category C | 0 | 0 | 0
NHH UMS category D | 0 | 0 | 0
LV UMS (Pseudo HH Metered) | 0 | 0 | 0
LV Generation NHH or Aggregate HH | 0 | 0 | 0
LV Sub Generation NHH | 0 | 0 | 0
LV Generation Intermittent | 0 | 0 | 0
LV Generation Non-Intermittent | 0 | 0 | 0
LV Sub Generation Intermittent | 0 | 0 | 0
LV Sub Generation Non-Intermittent | 0 | 0 | 0
HV Generation Intermittent | 0 | 39.3056 | 39.3056
HV Generation Non-Intermittent | 0 | 39.3056 | 39.3056
2712. Operating expenditure for unmetered customer assets (p/kWh)
Data sources:
x1 = 2709. Operating expenditure percentage by network level
x2 = 2202. LV unmetered service model assets £/(MWh/year)
Calculation =0.1*x1*x2
Operating LV customer
NHH UMS category A | 0.7655
NHH UMS category B | 0.7655
NHH UMS category C | 0.7655
NHH UMS category D | 0.7655
LV UMS (Pseudo HH Metered) | 0.7655

## Contrib
Customer contributions for WPD South West in April 17 (Final)
This sheet calculates factors used to take account of the costs deemed to be covered by connection charges.
2801. Network level of supply (for customer contributions) by tariff
| LV network | LV substation | HV network | HV substation
Domestic Unrestricted | 100% | 0% | 0% | 0%
Domestic Two Rate | 100% | 0% | 0% | 0%
Domestic Off Peak (related MPAN) | 100% | 0% | 0% | 0%
Small Non Domestic Unrestricted | 100% | 0% | 0% | 0%
Small Non Domestic Two Rate | 100% | 0% | 0% | 0%
Small Non Domestic Off Peak (related MPAN) | 100% | 0% | 0% | 0%
LV Medium Non-Domestic | 100% | 0% | 0% | 0%
LV Sub Medium Non-Domestic | 0% | 100% | 0% | 0%
HV Medium Non-Domestic | 0% | 0% | 100% | 0%
LV Network Domestic | 100% | 0% | 0% | 0%
LV Network Non-Domestic Non-CT | 100% | 0% | 0% | 0%
LV HH Metered | 100% | 0% | 0% | 0%
LV Sub HH Metered | 0% | 100% | 0% | 0%
HV HH Metered | 0% | 0% | 100% | 0%
NHH UMS category A | 100% | 0% | 0% | 0%
NHH UMS category B | 100% | 0% | 0% | 0%
NHH UMS category C | 100% | 0% | 0% | 0%
NHH UMS category D | 100% | 0% | 0% | 0%
LV UMS (Pseudo HH Metered) | 100% | 0% | 0% | 0%
LV Generation NHH or Aggregate HH | 100% | 0% | 0% | 0%
LV Sub Generation NHH | 0% | 100% | 0% | 0%
LV Generation Intermittent | 100% | 0% | 0% | 0%
LV Generation Non-Intermittent | 100% | 0% | 0% | 0%
LV Sub Generation Intermittent | 0% | 100% | 0% | 0%
LV Sub Generation Non-Intermittent | 0% | 100% | 0% | 0%
HV Generation Intermittent | 0% | 0% | 100% | 0%
HV Generation Non-Intermittent | 0% | 0% | 100% | 0%
2802. Contribution proportion of asset annuities, by customer type and network level of assets
Data sources:
x1 = 1060. Customer contributions under current connection charging policy
x2 = 1010. Annuity proportion for customer-contributed assets (in Financial and general assumptions)
Calculation =x1*(1-x2)
| LV network | LV substation | HV network | HV substation
Assets 132kV | 0% | 0% | 0% | 0%
Assets 132kV/EHV | 0% | 0% | 67% | 67%
Assets EHV | 0% | 0% | 67% | 67%
Assets EHV/HV | 81% | 81% | 100% | 100%
Assets 132kV/HV | 0% | 0% | 0% | 0%
Assets HV | 81% | 81% | 100% | 0%
Assets HV/LV | 95% | 95% | 0% | 0%
Assets LV circuits | 95% | 0% | 0% | 0%
2803. Proportion of assets annuities deemed to be covered by customer contributions
Data sources:
x1 = 2801. Network level of supply (for customer contributions) by tariff
x2 = 2802. Contribution proportion of asset annuities, by customer type and network level of assets
Sum-product calculation =SUMPRODUCT(x1, x2)
| Assets 132kV | Assets 132kV/EHV | Assets EHV | Assets EHV/HV | Assets 132kV/HV | Assets HV | Assets HV/LV | Assets LV circuits
Domestic Unrestricted | 0% | 0% | 0% | 81% | 0% | 81% | 95% | 95%
Domestic Two Rate | 0% | 0% | 0% | 81% | 0% | 81% | 95% | 95%
Domestic Off Peak (related MPAN) | 0% | 0% | 0% | 81% | 0% | 81% | 95% | 95%
Small Non Domestic Unrestricted | 0% | 0% | 0% | 81% | 0% | 81% | 95% | 95%
Small Non Domestic Two Rate | 0% | 0% | 0% | 81% | 0% | 81% | 95% | 95%
Small Non Domestic Off Peak (related MPAN) | 0% | 0% | 0% | 81% | 0% | 81% | 95% | 95%
LV Medium Non-Domestic | 0% | 0% | 0% | 81% | 0% | 81% | 95% | 95%
LV Sub Medium Non-Domestic | 0% | 0% | 0% | 81% | 0% | 81% | 95% | 0%
HV Medium Non-Domestic | 0% | 67% | 67% | 100% | 0% | 100% | 0% | 0%
LV Network Domestic | 0% | 0% | 0% | 81% | 0% | 81% | 95% | 95%
LV Network Non-Domestic Non-CT | 0% | 0% | 0% | 81% | 0% | 81% | 95% | 95%
LV HH Metered | 0% | 0% | 0% | 81% | 0% | 81% | 95% | 95%
LV Sub HH Metered | 0% | 0% | 0% | 81% | 0% | 81% | 95% | 0%
HV HH Metered | 0% | 67% | 67% | 100% | 0% | 100% | 0% | 0%
NHH UMS category A | 0% | 0% | 0% | 81% | 0% | 81% | 95% | 95%
NHH UMS category B | 0% | 0% | 0% | 81% | 0% | 81% | 95% | 95%
NHH UMS category C | 0% | 0% | 0% | 81% | 0% | 81% | 95% | 95%
NHH UMS category D | 0% | 0% | 0% | 81% | 0% | 81% | 95% | 95%
LV UMS (Pseudo HH Metered) | 0% | 0% | 0% | 81% | 0% | 81% | 95% | 95%
LV Generation NHH or Aggregate HH | 0% | 0% | 0% | 81% | 0% | 81% | 95% | 95%
LV Sub Generation NHH | 0% | 0% | 0% | 81% | 0% | 81% | 95% | 0%
LV Generation Intermittent | 0% | 0% | 0% | 81% | 0% | 81% | 95% | 95%
LV Generation Non-Intermittent | 0% | 0% | 0% | 81% | 0% | 81% | 95% | 95%
LV Sub Generation Intermittent | 0% | 0% | 0% | 81% | 0% | 81% | 95% | 0%
LV Sub Generation Non-Intermittent | 0% | 0% | 0% | 81% | 0% | 81% | 95% | 0%
HV Generation Intermittent | 0% | 67% | 67% | 100% | 0% | 100% | 0% | 0%
HV Generation Non-Intermittent | 0% | 67% | 67% | 100% | 0% | 100% | 0% | 0%
2804. Proportion of annual charge covered by contributions (for all charging levels)
Data sources:
x1 = Zero for operating expenditure
x2 = Zero for GSPs level
x3 = 2803. Proportion of assets annuities deemed to be covered by customer contributions
Combine tables = x1 or x2 or x3
| GSPs | Assets 132kV | Assets 132kV/EHV | Assets EHV | Assets EHV/HV | Assets 132kV/HV | Assets HV | Assets HV/LV | Assets LV circuits | Transmission exit | Operating 132kV | Operating 132kV/EHV | Operating EHV | Operating EHV/HV | Operating 132kV/HV | Operating HV | Operating HV/LV | Operating LV circuits
Domestic Unrestricted | 0% | 0% | 0% | 0% | 81% | 0% | 81% | 95% | 95% | 0% | 0% | 0% | 0% | 0% | 0% | 0% | 0% | 0%
Domestic Two Rate | 0% | 0% | 0% | 0% | 81% | 0% | 81% | 95% | 95% | 0% | 0% | 0% | 0% | 0% | 0% | 0% | 0% | 0%
Domestic Off Peak (related MPAN) | 0% | 0% | 0% | 0% | 81% | 0% | 81% | 95% | 95% | 0% | 0% | 0% | 0% | 0% | 0% | 0% | 0% | 0%
Small Non Domestic Unrestricted | 0% | 0% | 0% | 0% | 81% | 0% | 81% | 95% | 95% | 0% | 0% | 0% | 0% | 0% | 0% | 0% | 0% | 0%
Small Non Domestic Two Rate | 0% | 0% | 0% | 0% | 81% | 0% | 81% | 95% | 95% | 0% | 0% | 0% | 0% | 0% | 0% | 0% | 0% | 0%
Small Non Domestic Off Peak (related MPAN) | 0% | 0% | 0% | 0% | 81% | 0% | 81% | 95% | 95% | 0% | 0% | 0% | 0% | 0% | 0% | 0% | 0% | 0%
LV Medium Non-Domestic | 0% | 0% | 0% | 0% | 81% | 0% | 81% | 95% | 95% | 0% | 0% | 0% | 0% | 0% | 0% | 0% | 0% | 0%
LV Sub Medium Non-Domestic | 0% | 0% | 0% | 0% | 81% | 0% | 81% | 95% | 0% | 0% | 0% | 0% | 0% | 0% | 0% | 0% | 0% | 0%
HV Medium Non-Domestic | 0% | 0% | 67% | 67% | 100% | 0% | 100% | 0% | 0% | 0% | 0% | 0% | 0% | 0% | 0% | 0% | 0% | 0%
LV Network Domestic | 0% | 0% | 0% | 0% | 81% | 0% | 81% | 95% | 95% | 0% | 0% | 0% | 0% | 0% | 0% | 0% | 0% | 0%
LV Network Non-Domestic Non-CT | 0% | 0% | 0% | 0% | 81% | 0% | 81% | 95% | 95% | 0% | 0% | 0% | 0% | 0% | 0% | 0% | 0% | 0%
LV HH Metered | 0% | 0% | 0% | 0% | 81% | 0% | 81% | 95% | 95% | 0% | 0% | 0% | 0% | 0% | 0% | 0% | 0% | 0%
LV Sub HH Metered | 0% | 0% | 0% | 0% | 81% | 0% | 81% | 95% | 0% | 0% | 0% | 0% | 0% | 0% | 0% | 0% | 0% | 0%
HV HH Metered | 0% | 0% | 67% | 67% | 100% | 0% | 100% | 0% | 0% | 0% | 0% | 0% | 0% | 0% | 0% | 0% | 0% | 0%
NHH UMS category A | 0% | 0% | 0% | 0% | 81% | 0% | 81% | 95% | 95% | 0% | 0% | 0% | 0% | 0% | 0% | 0% | 0% | 0%
NHH UMS category B | 0% | 0% | 0% | 0% | 81% | 0% | 81% | 95% | 95% | 0% | 0% | 0% | 0% | 0% | 0% | 0% | 0% | 0%
NHH UMS category C | 0% | 0% | 0% | 0% | 81% | 0% | 81% | 95% | 95% | 0% | 0% | 0% | 0% | 0% | 0% | 0% | 0% | 0%
NHH UMS category D | 0% | 0% | 0% | 0% | 81% | 0% | 81% | 95% | 95% | 0% | 0% | 0% | 0% | 0% | 0% | 0% | 0% | 0%
LV UMS (Pseudo HH Metered) | 0% | 0% | 0% | 0% | 81% | 0% | 81% | 95% | 95% | 0% | 0% | 0% | 0% | 0% | 0% | 0% | 0% | 0%
LV Generation NHH or Aggregate HH | 0% | 0% | 0% | 0% | 81% | 0% | 81% | 95% | 95% | 0% | 0% | 0% | 0% | 0% | 0% | 0% | 0% | 0%
LV Sub Generation NHH | 0% | 0% | 0% | 0% | 81% | 0% | 81% | 95% | 0% | 0% | 0% | 0% | 0% | 0% | 0% | 0% | 0% | 0%
LV Generation Intermittent | 0% | 0% | 0% | 0% | 81% | 0% | 81% | 95% | 95% | 0% | 0% | 0% | 0% | 0% | 0% | 0% | 0% | 0%
LV Generation Non-Intermittent | 0% | 0% | 0% | 0% | 81% | 0% | 81% | 95% | 95% | 0% | 0% | 0% | 0% | 0% | 0% | 0% | 0% | 0%
LV Sub Generation Intermittent | 0% | 0% | 0% | 0% | 81% | 0% | 81% | 95% | 0% | 0% | 0% | 0% | 0% | 0% | 0% | 0% | 0% | 0%
LV Sub Generation Non-Intermittent | 0% | 0% | 0% | 0% | 81% | 0% | 81% | 95% | 0% | 0% | 0% | 0% | 0% | 0% | 0% | 0% | 0% | 0%
HV Generation Intermittent | 0% | 0% | 67% | 67% | 100% | 0% | 100% | 0% | 0% | 0% | 0% | 0% | 0% | 0% | 0% | 0% | 0% | 0%
HV Generation Non-Intermittent | 0% | 0% | 67% | 67% | 100% | 0% | 100% | 0% | 0% | 0% | 0% | 0% | 0% | 0% | 0% | 0% | 0% | 0%

## Yard
Yardsticks for WPD South West in April 17 (Final)
This sheet calculates average p/kWh and p/kW/day charges that would apply if no costs were recovered through capacity or fixed charges.
2901. Unit cost at each level, £/kW/year (relative to system simultaneous maximum load)
Data sources:
x1 = 2109. Network model annuity by simultaneous maximum load for each network level (£/kW/year)
x2 = 2710. Unit operating expenditure based on simultaneous maximum load (£/kW/year)
Combine tables = x1 or x2
| GSPs | Assets 132kV | Assets 132kV/EHV | Assets EHV | Assets EHV/HV | Assets 132kV/HV | Assets HV | Assets HV/LV | Assets LV circuits | Transmission exit | Operating 132kV | Operating 132kV/EHV | Operating EHV | Operating EHV/HV | Operating 132kV/HV | Operating HV | Operating HV/LV | Operating LV circuits
Unit cost at each level, £/kW/year (relative to system simultaneous maximum load) |  | 12.5121 | 1.7775 | 4.5449 | 4.6125 | 0 | 16.7923 | 7.2439 | 15.7762 | 3.8214 | 7.584 | 1.0774 | 2.7548 | 2.7958 | 0 | 10.1783 | 4.3908 | 9.5624
2902. Pay-as-you-go yardstick unit costs by charging level (p/kWh)
Data sources:
x1 = 2901. Unit cost at each level, £/kW/year (relative to system simultaneous maximum load)
x2 = 2302. Load coefficient
x3 = 2012. Loss adjustment factors between end user meter reading and each network level, scaled by network use
x4 = 2804. Proportion of annual charge covered by contributions (for all charging levels)
x5 = 1010. Days in the charging year (in Financial and general assumptions)
Calculation =x1*x2*x3*(1-x4)/(24*x5)*100
| GSPs | Assets 132kV | Assets 132kV/EHV | Assets EHV | Assets EHV/HV | Assets 132kV/HV | Assets HV | Assets HV/LV | Assets LV circuits | Transmission exit | Operating 132kV | Operating 132kV/EHV | Operating EHV | Operating EHV/HV | Operating 132kV/HV | Operating HV | Operating HV/LV | Operating LV circuits
Domestic Unrestricted | 0 | 0.33164 | 0.046973 | 0.11858 | 0.022644 | 0 | 0.080646 | 0.0090438 | 0.019424 | 0.1021 | 0.20101 | 0.028472 | 0.071876 | 0.072239 | 0 | 0.25727 | 0.10964 | 0.23547
Domestic Two Rate | 0 | 0.19605 | 0.027768 | 0.070101 | 0.013386 | 0 | 0.047674 | 0.0053463 | 0.011483 | 0.060356 | 0.11883 | 0.016831 | 0.04249 | 0.042705 | 0 | 0.15209 | 0.064812 | 0.1392
Domestic Off Peak (related MPAN) | 0 | 0 | 0 | 0 | 0 | 0 | 0 | 0 | 0 | 0 | 0 | 0 | 0 | 0 | 0 | 0 | 0 | 0
Small Non Domestic Unrestricted | 0 | 0.25405 | 0.035983 | 0.09084 | 0.017347 | 0 | 0.061779 | 0.006928 | 0.01488 | 0.078212 | 0.15399 | 0.021811 | 0.055061 | 0.055339 | 0 | 0.19708 | 0.083986 | 0.18038
Small Non Domestic Two Rate | 0 | 0.20878 | 0.029572 | 0.074654 | 0.014256 | 0 | 0.050771 | 0.0056936 | 0.012228 | 0.064276 | 0.12655 | 0.017924 | 0.04525 | 0.045479 | 0 | 0.16197 | 0.069021 | 0.14824
Small Non Domestic Off Peak (related MPAN) | 0 | 0 | 0 | 0 | 0 | 0 | 0 | 0 | 0 | 0 | 0 | 0 | 0 | 0 | 0 | 0 | 0 | 0
LV Medium Non-Domestic | 0 | 0.22359 | 0.031669 | 0.079949 | 0.015267 | 0 | 0.054372 | 0.0060975 | 0.013096 | 0.068835 | 0.13553 | 0.019196 | 0.04846 | 0.048704 | 0 | 0.17346 | 0.073917 | 0.15875
LV Sub Medium Non-Domestic | 0 | 0.21116 | 0.029908 | 0.075503 | 0.014418 | 0 | 0.051349 | 0.0057584 | 0 | 0.065007 | 0.12799 | 0.018128 | 0.045765 | 0.045996 | 0 | 0.16381 | 0.069807 | 0
HV Medium Non-Domestic | 0 | 0.21505 | 0.010052 | 0.025375 | 0 | 0 | 0 | 0 | 0 | 0.066206 | 0.13035 | 0.018463 | 0.046609 | 0.046844 | 0 | 0.16683 | 0 | 0
LV Network Domestic | 0 | 0.32 | 0.045324 | 0.11442 | 0.02185 | 0 | 0.077815 | 0.0087264 | 0.018742 | 0.098515 | 0.19396 | 0.027472 | 0.069354 | 0.069704 | 0 | 0.24824 | 0.10579 | 0.2272
LV Network Non-Domestic Non-CT | 0 | 0.24778 | 0.035096 | 0.088599 | 0.016919 | 0 | 0.060254 | 0.0067571 | 0.014512 | 0.076282 | 0.15019 | 0.021273 | 0.053702 | 0.053973 | 0 | 0.19222 | 0.081914 | 0.17593
LV HH Metered | 0 | 0.21274 | 0.030132 | 0.076068 | 0.014526 | 0 | 0.051732 | 0.0058014 | 0.01246 | 0.065494 | 0.12895 | 0.018264 | 0.046107 | 0.04634 | 0 | 0.16504 | 0.070328 | 0.15105
LV Sub HH Metered | 0 | 0.19208 | 0.027206 | 0.068682 | 0.013115 | 0 | 0.046709 | 0.0052381 | 0 | 0.059134 | 0.11643 | 0.01649 | 0.04163 | 0.04184 | 0 | 0.14901 | 0.063499 | 0
HV HH Metered | 0 | 0.1683 | 0.0078663 | 0.019858 | 0 | 0 | 0 | 0 | 0 | 0.051812 | 0.10201 | 0.014448 | 0.036475 | 0.036659 | 0 | 0.13056 | 0 | 0
NHH UMS category A | 0 | 0.15374 | 0.021776 | 0.054973 | 0.010498 | 0 | 0.037386 | 0.0041926 | 0.0090047 | 0.047331 | 0.093188 | 0.013199 | 0.033321 | 0.033489 | 0 | 0.11927 | 0.050826 | 0.10916
NHH UMS category B | 0 | 0.31809 | 0.045054 | 0.11374 | 0.021719 | 0 | 0.077352 | 0.0086745 | 0.01863 | 0.097928 | 0.1928 | 0.027309 | 0.068941 | 0.069289 | 0 | 0.24677 | 0.10516 | 0.22585
NHH UMS category C | 0 | 0.55029 | 0.077942 | 0.19676 | 0.037574 | 0 | 0.13382 | 0.015007 | 0.03223 | 0.16941 | 0.33355 | 0.047243 | 0.11927 | 0.11987 | 0 | 0.4269 | 0.18192 | 0.39071
NHH UMS category D | 0 | 0 | 0 | 0 | 0 | 0 | 0 | 0 | 0 | 0 | 0 | 0 | 0 | 0 | 0 | 0 | 0 | 0
LV UMS (Pseudo HH Metered) | 0 | 0.32591 | 0.046162 | 0.11654 | 0.022254 | 0 | 0.079254 | 0.0088878 | 0.019089 | 0.10034 | 0.19755 | 0.02798 | 0.070636 | 0.070992 | 0 | 0.25283 | 0.10774 | 0.2314
LV Generation NHH or Aggregate HH | 0 | -0.15374 | -0.021776 | -0.054973 | -0.010498 | 0 | -0.037386 | -0.0041926 | 0 | -0.047331 | -0.093188 | -0.013199 | -0.033321 | -0.033489 | 0 | -0.11927 | -0.050826 | 0
LV Sub Generation NHH | 0 | -0.15162 | -0.021475 | -0.054213 | -0.010353 | 0 | -0.03687 | 0 | 0 | -0.046677 | -0.0919 | -0.013017 | -0.032861 | -0.033026 | 0 | -0.11762 | 0 | 0
LV Generation Intermittent | 0 | -0.15374 | -0.021776 | -0.054973 | -0.010498 | 0 | -0.037386 | -0.0041926 | 0 | -0.047331 | -0.093188 | -0.013199 | -0.033321 | -0.033489 | 0 | -0.11927 | -0.050826 | 0
LV Generation Non-Intermittent | 0 | -0.15374 | -0.021776 | -0.054973 | -0.010498 | 0 | -0.037386 | -0.0041926 | 0 | -0.047331 | -0.093188 | -0.013199 | -0.033321 | -0.033489 | 0 | -0.11927 | -0.050826 | 0
LV Sub Generation Intermittent | 0 | -0.15162 | -0.021475 | -0.054213 | -0.010353 | 0 | -0.03687 | 0 | 0 | -0.046677 | -0.0919 | -0.013017 | -0.032861 | -0.033026 | 0 | -0.11762 | 0 | 0
LV Sub Generation Non-Intermittent | 0 | -0.15162 | -0.021475 | -0.054213 | -0.010353 | 0 | -0.03687 | 0 | 0 | -0.046677 | -0.0919 | -0.013017 | -0.032861 | -0.033026 | 0 | -0.11762 | 0 | 0
HV Generation Intermittent | 0 | -0.14978 | -0.0070006 | -0.017673 | 0 | 0 | 0 | 0 | 0 | -0.04611 | -0.090784 | -0.012859 | -0.032461 | -0.032625 | 0 | 0 | 0 | 0
HV Generation Non-Intermittent | 0 | -0.14978 | -0.0070006 | -0.017673 | 0 | 0 | 0 | 0 | 0 | -0.04611 | -0.090784 | -0.012859 | -0.032461 | -0.032625 | 0 | 0 | 0 | 0
2903. Contributions to pay-as-you-go unit rate 1 (p/kWh)
Data sources:
x1 = 2460. Unit rate 1 pseudo load coefficient by network level (combined)
x2 = 2901. Unit cost at each level, £/kW/year (relative to system simultaneous maximum load)
x3 = 2012. Loss adjustment factors between end user meter reading and each network level, scaled by network use
x4 = 2804. Proportion of annual charge covered by contributions (for all charging levels)
x5 = 1010. Days in the charging year (in Financial and general assumptions)
Calculation =x1*x2*x3*(1-x4)*100/(24*x5)
| GSPs | Assets 132kV | Assets 132kV/EHV | Assets EHV | Assets EHV/HV | Assets 132kV/HV | Assets HV | Assets HV/LV | Assets LV circuits | Transmission exit | Operating 132kV | Operating 132kV/EHV | Operating EHV | Operating EHV/HV | Operating 132kV/HV | Operating HV | Operating HV/LV | Operating LV circuits
Domestic Unrestricted | 0 | 0.31476 | 0.044583 | 0.10489 | 0.02003 | 0 | 0.071335 | 0.0079997 | 0.017181 | 0.10185 | 0.19079 | 0.027023 | 0.063578 | 0.063899 | 0 | 0.22757 | 0.096977 | 0.20828
Domestic Two Rate | 0 | 0.37527 | 0.053152 | 0.12322 | 0.023529 | 0 | 0.083796 | 0.0093972 | 0.020183 | 0.12354 | 0.22746 | 0.032217 | 0.074685 | 0.075061 | 0 | 0.26732 | 0.11392 | 0.24467
Domestic Off Peak (related MPAN) | 0 | 0.025258 | 0.0035776 | 0.014589 | 0.0027859 | 0 | 0.0099216 | 0.0011126 | 0.0023896 | 0.0011743 | 0.01531 | 0.0021685 | 0.0088427 | 0.0088873 | 0 | 0.031651 | 0.013488 | 0.028969
Small Non Domestic Unrestricted | 0 | 0.25286 | 0.035814 | 0.09877 | 0.018861 | 0 | 0.067172 | 0.0075328 | 0.016179 | 0.077976 | 0.15326 | 0.021708 | 0.059868 | 0.06017 | 0 | 0.21429 | 0.091318 | 0.19613
Small Non Domestic Two Rate | 0 | 0.29343 | 0.041561 | 0.109 | 0.020814 | 0 | 0.074126 | 0.0083127 | 0.017853 | 0.093478 | 0.17786 | 0.025191 | 0.066066 | 0.066399 | 0 | 0.23647 | 0.10077 | 0.21643
Small Non Domestic Off Peak (related MPAN) | 0 | 0.026595 | 0.0037669 | 0.015099 | 0.0028833 | 0 | 0.010269 | 0.0011516 | 0.0024732 | 0.0017035 | 0.01612 | 0.0022832 | 0.0091521 | 0.0091983 | 0 | 0.032759 | 0.01396 | 0.029982
LV Medium Non-Domestic | 0 | 0.20595 | 0.02917 | 0.075353 | 0.014389 | 0 | 0.051246 | 0.0057469 | 0.012343 | 0.065881 | 0.12483 | 0.017681 | 0.045674 | 0.045904 | 0 | 0.16348 | 0.069667 | 0.14963
LV Sub Medium Non-Domestic | 0 | 0.20071 | 0.028429 | 0.073703 | 0.014074 | 0 | 0.050124 | 0.005621 | 0 | 0.064105 | 0.12166 | 0.017231 | 0.044673 | 0.044899 | 0 | 0.1599 | 0.068142 | 0
HV Medium Non-Domestic | 0 | 0.20164 | 0.0094249 | 0.024455 | 0 | 0 | 0 | 0 | 0 | 0.064524 | 0.12222 | 0.017311 | 0.044919 | 0.045145 | 0 | 0.16078 | 0 | 0
LV Network Domestic | 0 | 3.1686 | 0.44879 | 0.75561 | 0.14429 | 0 | 0.51388 | 0.057628 | 0.12377 | 1.1401 | 1.9206 | 0.27203 | 0.458 | 0.46031 | 0 | 1.6394 | 0.6986 | 1.5004
LV Network Non-Domestic Non-CT | 0 | 3.3646 | 0.47656 | 0.8029 | 0.15332 | 0 | 0.54604 | 0.061234 | 0.13152 | 1.211 | 2.0394 | 0.28886 | 0.48666 | 0.48912 | 0 | 1.742 | 0.74232 | 1.5943
LV HH Metered | 0 | 2.6467 | 0.37487 | 0.63135 | 0.12056 | 0 | 0.42937 | 0.048151 | 0.10341 | 0.952 | 1.6042 | 0.22722 | 0.38268 | 0.38461 | 0 | 1.3698 | 0.58371 | 1.2537
LV Sub HH Metered | 0 | 2.487 | 0.35226 | 0.59326 | 0.11329 | 0 | 0.40347 | 0.045246 | 0 | 0.89457 | 1.5075 | 0.21352 | 0.35959 | 0.36141 | 0 | 1.2871 | 0.5485 | 0
HV HH Metered | 0 | 2.2549 | 0.1054 | 0.17751 | 0 | 0 | 0 | 0 | 0 | 0.81109 | 1.3668 | 0.19359 | 0.32604 | 0.32768 | 0 | 1.167 | 0 | 0
NHH UMS category A | 0 | 0.16413 | 0.023247 | 0.058568 | 0.011184 | 0 | 0.039831 | 0.0044668 | 0.0095935 | 0.050593 | 0.099484 | 0.014091 | 0.0355 | 0.035679 | 0 | 0.12707 | 0.054149 | 0.1163
NHH UMS category B | 0 | 0.26649 | 0.037745 | 0.071618 | 0.013676 | 0 | 0.048706 | 0.005462 | 0.011731 | 0.08901 | 0.16153 | 0.022879 | 0.04341 | 0.043629 | 0 | 0.15538 | 0.066214 | 0.14221
NHH UMS category C | 0 | 0.4644 | 0.065778 | 0.12034 | 0.02298 | 0 | 0.081841 | 0.0091779 | 0.019712 | 0.16137 | 0.28149 | 0.03987 | 0.072942 | 0.07331 | 0 | 0.26109 | 0.11126 | 0.23896
NHH UMS category D | 0 | 0.065885 | 0.0093319 | 0.045748 | 0.0087361 | 0 | 0.031113 | 0.0034891 | 0.0074936 | 0.013744 | 0.039935 | 0.0056563 | 0.02773 | 0.027869 | 0 | 0.099255 | 0.042297 | 0.090842
LV UMS (Pseudo HH Metered) | 0 | 7.1935 | 1.0189 | 1.6474 | 0.31459 | 0 | 1.1204 | 0.12564 | 0.26985 | 2.6322 | 4.3602 | 0.61758 | 0.99856 | 1.0036 | 0 | 3.5742 | 1.5231 | 3.2713
LV Generation Non-Intermittent | 0 | -2.1913 | -0.31037 | -0.52272 | -0.099818 | 0 | -0.35549 | -0.039866 | 0 | -0.78821 | -1.3282 | -0.18813 | -0.31684 | -0.31844 | 0 | -1.1341 | -0.48328 | 0
LV Sub Generation Non-Intermittent | 0 | -2.161 | -0.30608 | -0.51549 | -0.098438 | 0 | -0.35058 | 0 | 0 | -0.77731 | -1.3099 | -0.18553 | -0.31246 | -0.31403 | 0 | -1.1184 | 0 | 0
HV Generation Non-Intermittent | 0 | -2.1348 | -0.099781 | -0.16805 | 0 | 0 | 0 | 0 | 0 | -0.76787 | -1.2939 | -0.18327 | -0.30866 | -0.31022 | 0 | 0 | 0 | 0
2904. Contributions to pay-as-you-go unit rate 2 (p/kWh)
Data sources:
x1 = 2461. Unit rate 2 pseudo load coefficient by network level (combined)
x2 = 2901. Unit cost at each level, £/kW/year (relative to system simultaneous maximum load)
x3 = 2012. Loss adjustment factors between end user meter reading and each network level, scaled by network use
x4 = 2804. Proportion of annual charge covered by contributions (for all charging levels)
x5 = 1010. Days in the charging year (in Financial and general assumptions)
Calculation =x1*x2*x3*(1-x4)*100/(24*x5)
| GSPs | Assets 132kV | Assets 132kV/EHV | Assets EHV | Assets EHV/HV | Assets 132kV/HV | Assets HV | Assets HV/LV | Assets LV circuits | Transmission exit | Operating 132kV | Operating 132kV/EHV | Operating EHV | Operating EHV/HV | Operating 132kV/HV | Operating HV | Operating HV/LV | Operating LV circuits
Domestic Two Rate | 0 | 0.031522 | 0.0044648 | 0.01546 | 0.0029522 | 0 | 0.010514 | 0.0011791 | 0.0025323 | 4.0806e-05 | 0.019107 | 0.0027062 | 0.0093707 | 0.009418 | 0 | 0.033541 | 0.014293 | 0.030698
Small Non Domestic Two Rate | 0 | 0.031727 | 0.0044937 | 0.015778 | 0.0030129 | 0 | 0.01073 | 0.0012033 | 0.0025844 | 4.9925e-05 | 0.019231 | 0.0027238 | 0.0095635 | 0.0096118 | 0 | 0.034231 | 0.014587 | 0.03133
LV Medium Non-Domestic | 0 | 0.021483 | 0.0030428 | 0.0098665 | 0.0018841 | 0 | 0.0067101 | 0.00075248 | 0.0016161 | 0 | 0.013021 | 0.0018444 | 0.0059804 | 0.0060106 | 0 | 0.021406 | 0.0091221 | 0.019592
LV Sub Medium Non-Domestic | 0 | 0.021186 | 0.0030008 | 0.0097301 | 0.0018581 | 0 | 0.0066173 | 0.00074208 | 0 | 0 | 0.012841 | 0.0018189 | 0.0058977 | 0.0059275 | 0 | 0.02111 | 0.008996 | 0
HV Medium Non-Domestic | 0 | 0.020929 | 0.00097822 | 0.0031719 | 0 | 0 | 0 | 0 | 0 | 0 | 0.012685 | 0.0017968 | 0.0058261 | 0.0058555 | 0 | 0.020854 | 0 | 0
LV Network Domestic | 0 | 0.043814 | 0.0062058 | 0.068319 | 0.013046 | 0 | 0.046462 | 0.0052104 | 0.011191 | 0.0020029 | 0.026557 | 0.0037615 | 0.04141 | 0.041619 | 0 | 0.14822 | 0.063164 | 0.13566
LV Network Non-Domestic Non-CT | 0 | 0.046525 | 0.0065897 | 0.072595 | 0.013863 | 0 | 0.04937 | 0.0055365 | 0.011891 | 0.0021275 | 0.0282 | 0.0039942 | 0.044002 | 0.044224 | 0 | 0.1575 | 0.067117 | 0.14415
LV HH Metered | 0 | 0.036597 | 0.0051836 | 0.057083 | 0.010901 | 0 | 0.038821 | 0.0043535 | 0.0093503 | 0.0016725 | 0.022183 | 0.003142 | 0.0346 | 0.034775 | 0 | 0.12385 | 0.052776 | 0.11335
LV Sub HH Metered | 0 | 0.034389 | 0.0048709 | 0.05364 | 0.010243 | 0 | 0.036479 | 0.0040909 | 0 | 0.0015716 | 0.020845 | 0.0029524 | 0.032513 | 0.032677 | 0 | 0.11638 | 0.049592 | 0
HV HH Metered | 0 | 0.03118 | 0.0014574 | 0.016049 | 0 | 0 | 0 | 0 | 0 | 0.0014249 | 0.018899 | 0.0026769 | 0.029479 | 0.029627 | 0 | 0.10552 | 0 | 0
LV UMS (Pseudo HH Metered) | 0 | 0.059199 | 0.008385 | 0.055201 | 0.010541 | 0 | 0.037541 | 0.0042099 | 0.0090419 | 0.010393 | 0.035883 | 0.0050824 | 0.033459 | 0.033628 | 0 | 0.11976 | 0.051036 | 0.10961
LV Generation Non-Intermittent | 0 | -0.030301 | -0.0042917 | -0.047262 | -0.0090251 | 0 | -0.032142 | -0.0036045 | 0 | -0.0013847 | -0.018366 | -0.0026014 | -0.028647 | -0.028791 | 0 | -0.10254 | -0.043696 | 0
LV Sub Generation Non-Intermittent | 0 | -0.029882 | -0.0042324 | -0.046608 | -0.0089003 | 0 | -0.031698 | 0 | 0 | -0.0013656 | -0.018112 | -0.0025654 | -0.028251 | -0.028393 | 0 | -0.10112 | 0 | 0
HV Generation Non-Intermittent | 0 | -0.029519 | -0.0013797 | -0.015194 | 0 | 0 | 0 | 0 | 0 | -0.001349 | -0.017892 | -0.0025342 | -0.027908 | -0.028048 | 0 | 0 | 0 | 0
2905. Contributions to pay-as-you-go unit rate 3 (p/kWh)
Data sources:
x1 = 2462. Unit rate 3 pseudo load coefficient by network level (combined)
x2 = 2901. Unit cost at each level, £/kW/year (relative to system simultaneous maximum load)
x3 = 2012. Loss adjustment factors between end user meter reading and each network level, scaled by network use
x4 = 2804. Proportion of annual charge covered by contributions (for all charging levels)
x5 = 1010. Days in the charging year (in Financial and general assumptions)
Calculation =x1*x2*x3*(1-x4)*100/(24*x5)
| GSPs | Assets 132kV | Assets 132kV/EHV | Assets EHV | Assets EHV/HV | Assets 132kV/HV | Assets HV | Assets HV/LV | Assets LV circuits | Transmission exit | Operating 132kV | Operating 132kV/EHV | Operating EHV | Operating EHV/HV | Operating 132kV/HV | Operating HV | Operating HV/LV | Operating LV circuits
LV Network Domestic | 0 | 0.031064 | 0.0043999 | 0.014262 | 0.0027235 | 0 | 0.0096996 | 0.0010877 | 0.0023362 | 0 | 0.018829 | 0.0026669 | 0.0086449 | 0.0086885 | 0 | 0.030943 | 0.013186 | 0.028321
LV Network Non-Domestic Non-CT | 0 | 0.032986 | 0.0046721 | 0.015155 | 0.002894 | 0 | 0.010307 | 0.0011558 | 0.0024824 | 0 | 0.019994 | 0.0028319 | 0.009186 | 0.0092323 | 0 | 0.03288 | 0.014012 | 0.030093
LV HH Metered | 0 | 0.025947 | 0.0036752 | 0.011917 | 0.0022756 | 0 | 0.0081045 | 0.00090886 | 0.001952 | 0 | 0.015727 | 0.0022276 | 0.0072232 | 0.0072597 | 0 | 0.025855 | 0.011018 | 0.023663
LV Sub HH Metered | 0 | 0.024382 | 0.0034534 | 0.011198 | 0.0021384 | 0 | 0.0076155 | 0.00085403 | 0 | 0 | 0.014779 | 0.0020932 | 0.0067875 | 0.0068217 | 0 | 0.024295 | 0.010353 | 0
HV HH Metered | 0 | 0.022107 | 0.0010333 | 0.0033505 | 0 | 0 | 0 | 0 | 0 | 0 | 0.0134 | 0.0018979 | 0.0061541 | 0.0061851 | 0 | 0.022028 | 0 | 0
LV UMS (Pseudo HH Metered) | 0 | 0.022778 | 0.0032263 | 0.010461 | 0.0019977 | 0 | 0.0071147 | 0.00079786 | 0.0017136 | 0 | 0.013807 | 0.0019556 | 0.006341 | 0.006373 | 0 | 0.022697 | 0.0096721 | 0.020773
LV Generation Non-Intermittent | 0 | -0.021483 | -0.0030428 | -0.0098665 | -0.0018841 | 0 | -0.0067101 | -0.00075248 | 0 | 0 | -0.013021 | -0.0018444 | -0.0059804 | -0.0060106 | 0 | -0.021406 | -0.0091221 | 0
LV Sub Generation Non-Intermittent | 0 | -0.021186 | -0.0030008 | -0.0097301 | -0.0018581 | 0 | -0.0066173 | 0 | 0 | 0 | -0.012841 | -0.0018189 | -0.0058977 | -0.0059275 | 0 | -0.02111 | 0 | 0
HV Generation Non-Intermittent | 0 | -0.020929 | -0.00097822 | -0.0031719 | 0 | 0 | 0 | 0 | 0 | 0 | -0.012685 | -0.0017968 | -0.0058261 | -0.0058555 | 0 | 0 | 0 | 0

## Standing
Allocation to standing charges for WPD South West in April 17 (Final)
This sheet reallocates some costs from unit charges to fixed or capacity charges, for demand users only.
3001. Costs based on aggregate maximum load (£/kW/year)
Data sources:
x1 = 2901. Unit cost at each level, £/kW/year (relative to system simultaneous maximum load)
x2 = 2612. Diversity allowances (including calculated LV value)
Calculation =x1/(1+x2)
| GSPs | Assets 132kV | Assets 132kV/EHV | Assets EHV | Assets EHV/HV | Assets 132kV/HV | Assets HV | Assets HV/LV | Assets LV circuits | Transmission exit | Operating 132kV | Operating 132kV/EHV | Operating EHV | Operating EHV/HV | Operating 132kV/HV | Operating HV | Operating HV/LV | Operating LV circuits
Costs based on aggregate maximum load (£/kW/year) | 0 | 11.8746 | 1.6869 | 4.0124 | 4.0721 | 0 | 10.8211 | 4.6681 | 8.974 | 3.7392 | 7.1976 | 1.0225 | 2.4321 | 2.4682 | 0 | 6.559 | 2.8295 | 5.4394
3002. Capacity elements p/kVA/day
This calculation uses aggregate maximum load and no coincidence factor.
Data sources:
x1 = 2602. Standing charges factors adapted to use 132kV/HV
x2 = 2012. Loss adjustment factors between end user meter reading and each network level, scaled by network use
x3 = 3001. Costs based on aggregate maximum load (£/kW/year)
x4 = 1010. Power factor for all flows in the network model (in Financial and general assumptions)
x5 = 1010. Days in the charging year (in Financial and general assumptions)
x6 = 2804. Proportion of annual charge covered by contributions (for all charging levels)
Calculation =100*x1*x2*x3*x4/x5*(1-x6)
| GSPs | Assets 132kV | Assets 132kV/EHV | Assets EHV | Assets EHV/HV | Assets 132kV/HV | Assets HV | Assets HV/LV | Assets LV circuits | Transmission exit | Operating 132kV | Operating 132kV/EHV | Operating EHV | Operating EHV/HV | Operating 132kV/HV | Operating HV | Operating HV/LV | Operating LV circuits
Domestic Unrestricted | 0 | 0 | 0 | 0 | 0 | 0 | 0 | 0 | 0.11678 | 0 | 0 | 0 | 0 | 0 | 0 | 0 | 0 | 1.4157
Domestic Two Rate | 0 | 0 | 0 | 0 | 0 | 0 | 0 | 0 | 0.11678 | 0 | 0 | 0 | 0 | 0 | 0 | 0 | 0 | 1.4157
Domestic Off Peak (related MPAN) | 0 | 0 | 0 | 0 | 0 | 0 | 0 | 0 | 0.11678 | 0 | 0 | 0 | 0 | 0 | 0 | 0 | 0 | 1.4157
Small Non Domestic Unrestricted | 0 | 0 | 0 | 0 | 0 | 0 | 0 | 0 | 0.11678 | 0 | 0 | 0 | 0 | 0 | 0 | 0 | 0 | 1.4157
Small Non Domestic Two Rate | 0 | 0 | 0 | 0 | 0 | 0 | 0 | 0 | 0.11678 | 0 | 0 | 0 | 0 | 0 | 0 | 0 | 0 | 1.4157
Small Non Domestic Off Peak (related MPAN) | 0 | 0 | 0 | 0 | 0 | 0 | 0 | 0 | 0.11678 | 0 | 0 | 0 | 0 | 0 | 0 | 0 | 0 | 1.4157
LV Medium Non-Domestic | 0 | 0 | 0 | 0 | 0 | 0 | 0 | 0 | 0.11678 | 0 | 0 | 0 | 0 | 0 | 0 | 0 | 0 | 1.4157
LV Sub Medium Non-Domestic | 0 | 0 | 0 | 0 | 0 | 0 | 0 | 0.060749 | 0 | 0 | 0 | 0 | 0 | 0 | 0 | 0 | 0.73643 | 0
HV Medium Non-Domestic | 0 | 0 | 0 | 0.071147 | 0 | 0 | 0 | 0 | 0 | 0 | 0 | 0 | 0.13068 | 0.6567 | 0 | 1.7071 | 0 | 0
LV Network Domestic | 0 | 0 | 0 | 0 | 0 | 0 | 0 | 0 | 0.11678 | 0 | 0 | 0 | 0 | 0 | 0 | 0 | 0 | 1.4157
LV Network Non-Domestic Non-CT | 0 | 0 | 0 | 0 | 0 | 0 | 0 | 0 | 0.11678 | 0 | 0 | 0 | 0 | 0 | 0 | 0 | 0 | 1.4157
LV HH Metered | 0 | 0 | 0 | 0 | 0 | 0 | 0.10986 | 0.0616 | 0.11678 | 0 | 0 | 0 | 0 | 0 | 0 | 0.35047 | 0.74676 | 1.4157
LV Sub HH Metered | 0 | 0 | 0 | 0 | 0 | 0 | 0.54171 | 0.060749 | 0 | 0 | 0 | 0 | 0 | 0 | 0 | 1.7281 | 0.73643 | 0
HV HH Metered | 0 | 0 | 0 | 0.071147 | 0 | 0 | 0 | 0 | 0 | 0 | 0 | 0 | 0.13068 | 0.6567 | 0 | 1.7071 | 0 | 0
NHH UMS category A | 0 | 0 | 0 | 0 | 0 | 0 | 0 | 0 | 0 | 0 | 0 | 0 | 0 | 0 | 0 | 0 | 0 | 0
NHH UMS category B | 0 | 0 | 0 | 0 | 0 | 0 | 0 | 0 | 0 | 0 | 0 | 0 | 0 | 0 | 0 | 0 | 0 | 0
NHH UMS category C | 0 | 0 | 0 | 0 | 0 | 0 | 0 | 0 | 0 | 0 | 0 | 0 | 0 | 0 | 0 | 0 | 0 | 0
NHH UMS category D | 0 | 0 | 0 | 0 | 0 | 0 | 0 | 0 | 0 | 0 | 0 | 0 | 0 | 0 | 0 | 0 | 0 | 0
LV UMS (Pseudo HH Metered) | 0 | 0 | 0 | 0 | 0 | 0 | 0 | 0 | 0 | 0 | 0 | 0 | 0 | 0 | 0 | 0 | 0 | 0
3003. Yardstick components p/kWh (taking account of standing charges)
Data sources:
x1 = 2602. Standing charges factors adapted to use 132kV/HV
x2 = 2902. Pay-as-you-go yardstick unit costs by charging level (p/kWh)
Calculation =(1-x1)*x2
| GSPs | Assets 132kV | Assets 132kV/EHV | Assets EHV | Assets EHV/HV | Assets 132kV/HV | Assets HV | Assets HV/LV | Assets LV circuits | Transmission exit | Operating 132kV | Operating 132kV/EHV | Operating EHV | Operating EHV/HV | Operating 132kV/HV | Operating HV | Operating HV/LV | Operating LV circuits
Domestic Unrestricted | 0 | 0.33164 | 0.046973 | 0.11858 | 0.022644 | 0 | 0.080646 | 0.0090438 | 0 | 0.1021 | 0.20101 | 0.028472 | 0.071876 | 0.072239 | 0 | 0.25727 | 0.10964 | 0
Domestic Two Rate | 0 | 0.19605 | 0.027768 | 0.070101 | 0.013386 | 0 | 0.047674 | 0.0053463 | 0 | 0.060356 | 0.11883 | 0.016831 | 0.04249 | 0.042705 | 0 | 0.15209 | 0.064812 | 0
Domestic Off Peak (related MPAN) | 0 | 0 | 0 | 0 | 0 | 0 | 0 | 0 | 0 | 0 | 0 | 0 | 0 | 0 | 0 | 0 | 0 | 0
Small Non Domestic Unrestricted | 0 | 0.25405 | 0.035983 | 0.09084 | 0.017347 | 0 | 0.061779 | 0.006928 | 0 | 0.078212 | 0.15399 | 0.021811 | 0.055061 | 0.055339 | 0 | 0.19708 | 0.083986 | 0
Small Non Domestic Two Rate | 0 | 0.20878 | 0.029572 | 0.074654 | 0.014256 | 0 | 0.050771 | 0.0056936 | 0 | 0.064276 | 0.12655 | 0.017924 | 0.04525 | 0.045479 | 0 | 0.16197 | 0.069021 | 0
Small Non Domestic Off Peak (related MPAN) | 0 | 0 | 0 | 0 | 0 | 0 | 0 | 0 | 0 | 0 | 0 | 0 | 0 | 0 | 0 | 0 | 0 | 0
LV Medium Non-Domestic | 0 | 0.22359 | 0.031669 | 0.079949 | 0.015267 | 0 | 0.054372 | 0.0060975 | 0 | 0.068835 | 0.13553 | 0.019196 | 0.04846 | 0.048704 | 0 | 0.17346 | 0.073917 | 0
LV Sub Medium Non-Domestic | 0 | 0.21116 | 0.029908 | 0.075503 | 0.014418 | 0 | 0.051349 | 0 | 0 | 0.065007 | 0.12799 | 0.018128 | 0.045765 | 0.045996 | 0 | 0.16381 | 0 | 0
HV Medium Non-Domestic | 0 | 0.21505 | 0.010052 | 0.0203 | 0 | 0 | 0 | 0 | 0 | 0.066206 | 0.13035 | 0.018463 | 0.037287 | 0 | 0 | 0 | 0 | 0
LV Network Domestic | 0 | 0.32 | 0.045324 | 0.11442 | 0.02185 | 0 | 0.077815 | 0.0087264 | 0 | 0.098515 | 0.19396 | 0.027472 | 0.069354 | 0.069704 | 0 | 0.24824 | 0.10579 | 0
LV Network Non-Domestic Non-CT | 0 | 0.24778 | 0.035096 | 0.088599 | 0.016919 | 0 | 0.060254 | 0.0067571 | 0 | 0.076282 | 0.15019 | 0.021273 | 0.053702 | 0.053973 | 0 | 0.19222 | 0.081914 | 0
LV HH Metered | 0 | 0.21274 | 0.030132 | 0.076068 | 0.014526 | 0 | 0.041386 | 0 | 0 | 0.065494 | 0.12895 | 0.018264 | 0.046107 | 0.04634 | 0 | 0.13203 | 0 | 0
LV Sub HH Metered | 0 | 0.19208 | 0.027206 | 0.068682 | 0.013115 | 0 | 0 | 0 | 0 | 0.059134 | 0.11643 | 0.01649 | 0.04163 | 0.04184 | 0 | 0 | 0 | 0
HV HH Metered | 0 | 0.1683 | 0.0078663 | 0.015887 | 0 | 0 | 0 | 0 | 0 | 0.051812 | 0.10201 | 0.014448 | 0.02918 | 0 | 0 | 0 | 0 | 0
NHH UMS category A | 0 | 0.15374 | 0.021776 | 0.054973 | 0.010498 | 0 | 0.037386 | 0.0041926 | 0.0090047 | 0.047331 | 0.093188 | 0.013199 | 0.033321 | 0.033489 | 0 | 0.11927 | 0.050826 | 0.10916
NHH UMS category B | 0 | 0.31809 | 0.045054 | 0.11374 | 0.021719 | 0 | 0.077352 | 0.0086745 | 0.01863 | 0.097928 | 0.1928 | 0.027309 | 0.068941 | 0.069289 | 0 | 0.24677 | 0.10516 | 0.22585
NHH UMS category C | 0 | 0.55029 | 0.077942 | 0.19676 | 0.037574 | 0 | 0.13382 | 0.015007 | 0.03223 | 0.16941 | 0.33355 | 0.047243 | 0.11927 | 0.11987 | 0 | 0.4269 | 0.18192 | 0.39071
NHH UMS category D | 0 | 0 | 0 | 0 | 0 | 0 | 0 | 0 | 0 | 0 | 0 | 0 | 0 | 0 | 0 | 0 | 0 | 0
LV UMS (Pseudo HH Metered) | 0 | 0.32591 | 0.046162 | 0.11654 | 0.022254 | 0 | 0.079254 | 0.0088878 | 0.019089 | 0.10034 | 0.19755 | 0.02798 | 0.070636 | 0.070992 | 0 | 0.25283 | 0.10774 | 0.2314
3004. Contributions to unit rate 1 p/kWh by network level (taking account of standing charges)
Data sources:
x1 = 2602. Standing charges factors adapted to use 132kV/HV
x2 = 2903. Contributions to pay-as-you-go unit rate 1 (p/kWh)
Calculation =(1-x1)*x2
| GSPs | Assets 132kV | Assets 132kV/EHV | Assets EHV | Assets EHV/HV | Assets 132kV/HV | Assets HV | Assets HV/LV | Assets LV circuits | Transmission exit | Operating 132kV | Operating 132kV/EHV | Operating EHV | Operating EHV/HV | Operating 132kV/HV | Operating HV | Operating HV/LV | Operating LV circuits
Domestic Unrestricted | 0 | 0.31476 | 0.044583 | 0.10489 | 0.02003 | 0 | 0.071335 | 0.0079997 | 0 | 0.10185 | 0.19079 | 0.027023 | 0.063578 | 0.063899 | 0 | 0.22757 | 0.096977 | 0
Domestic Two Rate | 0 | 0.37527 | 0.053152 | 0.12322 | 0.023529 | 0 | 0.083796 | 0.0093972 | 0 | 0.12354 | 0.22746 | 0.032217 | 0.074685 | 0.075061 | 0 | 0.26732 | 0.11392 | 0
Domestic Off Peak (related MPAN) | 0 | 0.025258 | 0.0035776 | 0.014589 | 0.0027859 | 0 | 0.0099216 | 0.0011126 | 0 | 0.0011743 | 0.01531 | 0.0021685 | 0.0088427 | 0.0088873 | 0 | 0.031651 | 0.013488 | 0
Small Non Domestic Unrestricted | 0 | 0.25286 | 0.035814 | 0.09877 | 0.018861 | 0 | 0.067172 | 0.0075328 | 0 | 0.077976 | 0.15326 | 0.021708 | 0.059868 | 0.06017 | 0 | 0.21429 | 0.091318 | 0
Small Non Domestic Two Rate | 0 | 0.29343 | 0.041561 | 0.109 | 0.020814 | 0 | 0.074126 | 0.0083127 | 0 | 0.093478 | 0.17786 | 0.025191 | 0.066066 | 0.066399 | 0 | 0.23647 | 0.10077 | 0
Small Non Domestic Off Peak (related MPAN) | 0 | 0.026595 | 0.0037669 | 0.015099 | 0.0028833 | 0 | 0.010269 | 0.0011516 | 0 | 0.0017035 | 0.01612 | 0.0022832 | 0.0091521 | 0.0091983 | 0 | 0.032759 | 0.01396 | 0
LV Medium Non-Domestic | 0 | 0.20595 | 0.02917 | 0.075353 | 0.014389 | 0 | 0.051246 | 0.0057469 | 0 | 0.065881 | 0.12483 | 0.017681 | 0.045674 | 0.045904 | 0 | 0.16348 | 0.069667 | 0
LV Sub Medium Non-Domestic | 0 | 0.20071 | 0.028429 | 0.073703 | 0.014074 | 0 | 0.050124 | 0 | 0 | 0.064105 | 0.12166 | 0.017231 | 0.044673 | 0.044899 | 0 | 0.1599 | 0 | 0
HV Medium Non-Domestic | 0 | 0.20164 | 0.0094249 | 0.019564 | 0 | 0 | 0 | 0 | 0 | 0.064524 | 0.12222 | 0.017311 | 0.035935 | 0 | 0 | 0 | 0 | 0
LV Network Domestic | 0 | 3.1686 | 0.44879 | 0.75561 | 0.14429 | 0 | 0.51388 | 0.057628 | 0 | 1.1401 | 1.9206 | 0.27203 | 0.458 | 0.46031 | 0 | 1.6394 | 0.6986 | 0
LV Network Non-Domestic Non-CT | 0 | 3.3646 | 0.47656 | 0.8029 | 0.15332 | 0 | 0.54604 | 0.061234 | 0 | 1.211 | 2.0394 | 0.28886 | 0.48666 | 0.48912 | 0 | 1.742 | 0.74232 | 0
LV HH Metered | 0 | 2.6467 | 0.37487 | 0.63135 | 0.12056 | 0 | 0.34349 | 0 | 0 | 0.952 | 1.6042 | 0.22722 | 0.38268 | 0.38461 | 0 | 1.0958 | 0 | 0
LV Sub HH Metered | 0 | 2.487 | 0.35226 | 0.59326 | 0.11329 | 0 | 0 | 0 | 0 | 0.89457 | 1.5075 | 0.21352 | 0.35959 | 0.36141 | 0 | 0 | 0 | 0
HV HH Metered | 0 | 2.2549 | 0.1054 | 0.14201 | 0 | 0 | 0 | 0 | 0 | 0.81109 | 1.3668 | 0.19359 | 0.26083 | 0 | 0 | 0 | 0 | 0
NHH UMS category A | 0 | 0.16413 | 0.023247 | 0.058568 | 0.011184 | 0 | 0.039831 | 0.0044668 | 0.0095935 | 0.050593 | 0.099484 | 0.014091 | 0.0355 | 0.035679 | 0 | 0.12707 | 0.054149 | 0.1163
NHH UMS category B | 0 | 0.26649 | 0.037745 | 0.071618 | 0.013676 | 0 | 0.048706 | 0.005462 | 0.011731 | 0.08901 | 0.16153 | 0.022879 | 0.04341 | 0.043629 | 0 | 0.15538 | 0.066214 | 0.14221
NHH UMS category C | 0 | 0.4644 | 0.065778 | 0.12034 | 0.02298 | 0 | 0.081841 | 0.0091779 | 0.019712 | 0.16137 | 0.28149 | 0.03987 | 0.072942 | 0.07331 | 0 | 0.26109 | 0.11126 | 0.23896
NHH UMS category D | 0 | 0.065885 | 0.0093319 | 0.045748 | 0.0087361 | 0 | 0.031113 | 0.0034891 | 0.0074936 | 0.013744 | 0.039935 | 0.0056563 | 0.02773 | 0.027869 | 0 | 0.099255 | 0.042297 | 0.090842
LV UMS (Pseudo HH Metered) | 0 | 7.1935 | 1.0189 | 1.6474 | 0.31459 | 0 | 1.1204 | 0.12564 | 0.26985 | 2.6322 | 4.3602 | 0.61758 | 0.99856 | 1.0036 | 0 | 3.5742 | 1.5231 | 3.2713
3005. Contributions to unit rate 2 p/kWh by network level (taking account of standing charges)
Data sources:
x1 = 2602. Standing charges factors adapted to use 132kV/HV
x2 = 2904. Contributions to pay-as-you-go unit rate 2 (p/kWh)
Calculation =(1-x1)*x2
| GSPs | Assets 132kV | Assets 132kV/EHV | Assets EHV | Assets EHV/HV | Assets 132kV/HV | Assets HV | Assets HV/LV | Assets LV circuits | Transmission exit | Operating 132kV | Operating 132kV/EHV | Operating EHV | Operating EHV/HV | Operating 132kV/HV | Operating HV | Operating HV/LV | Operating LV circuits
Domestic Two Rate | 0 | 0.031522 | 0.0044648 | 0.01546 | 0.0029522 | 0 | 0.010514 | 0.0011791 | 0 | 4.0806e-05 | 0.019107 | 0.0027062 | 0.0093707 | 0.009418 | 0 | 0.033541 | 0.014293 | 0
Small Non Domestic Two Rate | 0 | 0.031727 | 0.0044937 | 0.015778 | 0.0030129 | 0 | 0.01073 | 0.0012033 | 0 | 4.9925e-05 | 0.019231 | 0.0027238 | 0.0095635 | 0.0096118 | 0 | 0.034231 | 0.014587 | 0
LV Medium Non-Domestic | 0 | 0.021483 | 0.0030428 | 0.0098665 | 0.0018841 | 0 | 0.0067101 | 0.00075248 | 0 | 0 | 0.013021 | 0.0018444 | 0.0059804 | 0.0060106 | 0 | 0.021406 | 0.0091221 | 0
LV Sub Medium Non-Domestic | 0 | 0.021186 | 0.0030008 | 0.0097301 | 0.0018581 | 0 | 0.0066173 | 0 | 0 | 0 | 0.012841 | 0.0018189 | 0.0058977 | 0.0059275 | 0 | 0.02111 | 0 | 0
HV Medium Non-Domestic | 0 | 0.020929 | 0.00097822 | 0.0025375 | 0 | 0 | 0 | 0 | 0 | 0 | 0.012685 | 0.0017968 | 0.0046609 | 0 | 0 | 0 | 0 | 0
LV Network Domestic | 0 | 0.043814 | 0.0062058 | 0.068319 | 0.013046 | 0 | 0.046462 | 0.0052104 | 0 | 0.0020029 | 0.026557 | 0.0037615 | 0.04141 | 0.041619 | 0 | 0.14822 | 0.063164 | 0
LV Network Non-Domestic Non-CT | 0 | 0.046525 | 0.0065897 | 0.072595 | 0.013863 | 0 | 0.04937 | 0.0055365 | 0 | 0.0021275 | 0.0282 | 0.0039942 | 0.044002 | 0.044224 | 0 | 0.1575 | 0.067117 | 0
LV HH Metered | 0 | 0.036597 | 0.0051836 | 0.057083 | 0.010901 | 0 | 0.031057 | 0 | 0 | 0.0016725 | 0.022183 | 0.003142 | 0.0346 | 0.034775 | 0 | 0.099077 | 0 | 0
LV Sub HH Metered | 0 | 0.034389 | 0.0048709 | 0.05364 | 0.010243 | 0 | 0 | 0 | 0 | 0.0015716 | 0.020845 | 0.0029524 | 0.032513 | 0.032677 | 0 | 0 | 0 | 0
HV HH Metered | 0 | 0.03118 | 0.0014574 | 0.012839 | 0 | 0 | 0 | 0 | 0 | 0.0014249 | 0.018899 | 0.0026769 | 0.023583 | 0 | 0 | 0 | 0 | 0
LV UMS (Pseudo HH Metered) | 0 | 0.059199 | 0.008385 | 0.055201 | 0.010541 | 0 | 0.037541 | 0.0042099 | 0.0090419 | 0.010393 | 0.035883 | 0.0050824 | 0.033459 | 0.033628 | 0 | 0.11976 | 0.051036 | 0.10961
3006. Contributions to unit rate 3 p/kWh by network level (taking account of standing charges)
Data sources:
x1 = 2602. Standing charges factors adapted to use 132kV/HV
x2 = 2905. Contributions to pay-as-you-go unit rate 3 (p/kWh)
Calculation =(1-x1)*x2
| GSPs | Assets 132kV | Assets 132kV/EHV | Assets EHV | Assets EHV/HV | Assets 132kV/HV | Assets HV | Assets HV/LV | Assets LV circuits | Transmission exit | Operating 132kV | Operating 132kV/EHV | Operating EHV | Operating EHV/HV | Operating 132kV/HV | Operating HV | Operating HV/LV | Operating LV circuits
LV Network Domestic | 0 | 0.031064 | 0.0043999 | 0.014262 | 0.0027235 | 0 | 0.0096996 | 0.0010877 | 0 | 0 | 0.018829 | 0.0026669 | 0.0086449 | 0.0086885 | 0 | 0.030943 | 0.013186 | 0
LV Network Non-Domestic Non-CT | 0 | 0.032986 | 0.0046721 | 0.015155 | 0.002894 | 0 | 0.010307 | 0.0011558 | 0 | 0 | 0.019994 | 0.0028319 | 0.009186 | 0.0092323 | 0 | 0.03288 | 0.014012 | 0
LV HH Metered | 0 | 0.025947 | 0.0036752 | 0.011917 | 0.0022756 | 0 | 0.0064836 | 0 | 0 | 0 | 0.015727 | 0.0022276 | 0.0072232 | 0.0072597 | 0 | 0.020684 | 0 | 0
LV Sub HH Metered | 0 | 0.024382 | 0.0034534 | 0.011198 | 0.0021384 | 0 | 0 | 0 | 0 | 0 | 0.014779 | 0.0020932 | 0.0067875 | 0.0068217 | 0 | 0 | 0 | 0
HV HH Metered | 0 | 0.022107 | 0.0010333 | 0.0026804 | 0 | 0 | 0 | 0 | 0 | 0 | 0.0134 | 0.0018979 | 0.0049233 | 0 | 0 | 0 | 0 | 0
LV UMS (Pseudo HH Metered) | 0 | 0.022778 | 0.0032263 | 0.010461 | 0.0019977 | 0 | 0.0071147 | 0.00079786 | 0.0017136 | 0 | 0.013807 | 0.0019556 | 0.006341 | 0.006373 | 0 | 0.022697 | 0.0096721 | 0.020773

## AggCap
Standing charges as fixed charges for WPD South West in April 17 (Final)
This sheet allocates standing charges to fixed charges for non half hourly settled demand users.
3101. Mapping of tariffs to tariff groups
| LV domestic and small non-domestic tariffs | LV medium non-domestic tariffs | LV substation aggregated tariffs | HV network aggregated tariffs
Domestic Unrestricted | 1 | 0 | 0 | 0
Domestic Two Rate | 1 | 0 | 0 | 0
Small Non Domestic Unrestricted | 1 | 0 | 0 | 0
Small Non Domestic Two Rate | 1 | 0 | 0 | 0
LV Medium Non-Domestic | 0 | 1 | 0 | 0
LV Sub Medium Non-Domestic | 0 | 0 | 1 | 0
HV Medium Non-Domestic | 0 | 0 | 0 | 1
LV Network Domestic | 1 | 0 | 0 | 0
LV Network Non-Domestic Non-CT | 1 | 0 | 0 | 0
3102. Capacity use for tariffs charged for capacity on an exit point basis
Data sources:
x1 = 2407. All units (MWh)
x2 = 1041. Load factor for each type of demand user (in Load profile data for demand users)
x3 = 1010. Days in the charging year (in Financial and general assumptions)
x4 = 2305. MPANs (in Equivalent volume for each end user)
Kind: | Calculation | Copy cells
Formula: | =x1/x2/(24*x3)*1000 | = x4
| Unit-based contributions to aggregate maximum load (kW) | MPANs
Domestic Unrestricted | 1130790.8837 | 1228033.636
Domestic Two Rate | 601008.0975 | 223355.3825
Small Non Domestic Unrestricted | 335616.943 | 109923.8387
Small Non Domestic Two Rate | 138112.9747 | 28065.6011
LV Medium Non-Domestic | 0 | 0
LV Sub Medium Non-Domestic | 0 | 0
HV Medium Non-Domestic | 0 | 0
LV Network Domestic | 0 | 0
LV Network Non-Domestic Non-CT | 119125.5598 | 6378.4892
3103. Aggregate capacity (kW)
Data sources:
x1 = 3101. Mapping of tariffs to tariff groups
x2 = 3102. Unit-based contributions to aggregate maximum load (kW) (in Capacity use for tariffs charged for capacity on an exit point basis)
Sum-product calculation =SUMPRODUCT(x1, x2)
| LV domestic and small non-domestic tariffs | LV medium non-domestic tariffs | LV substation aggregated tariffs | HV network aggregated tariffs
Aggregate capacity (kW) | 2324654.4587 | 0 | 0 | 0
3104. Aggregate number of users charged for capacity on an exit point basis
Data sources:
x1 = 3101. Mapping of tariffs to tariff groups
x2 = 3102. MPANs (in Equivalent volume for each end user) (in Capacity use for tariffs charged for capacity on an exit point basis)
Sum-product calculation =SUMPRODUCT(x1, x2)
| LV domestic and small non-domestic tariffs | LV medium non-domestic tariffs | LV substation aggregated tariffs | HV network aggregated tariffs
Aggregate number of users charged for capacity on an exit point basis | 1595756.9475 | 0 | 0 | 0
3105. Average maximum kVA by exit point
Data sources:
x1 = 3104. Aggregate number of users charged for capacity on an exit point basis
x2 = 3103. Aggregate capacity (kW)
x3 = 1010. Power factor for all flows in the network model (in Financial and general assumptions)
Calculation =IF(x1,x2/x1/x3,0)
| LV domestic and small non-domestic tariffs | LV medium non-domestic tariffs | LV substation aggregated tariffs | HV network aggregated tariffs
Average maximum kVA by exit point | 1.5334 | 0 | 0 | 0
3106. Deemed average maximum kVA for each tariff
Data sources:
x1 = 3101. Mapping of tariffs to tariff groups
x2 = 3105. Average maximum kVA by exit point
Sum-product calculation =SUMPRODUCT(x1, x2)
Deemed average maximum kVA for each tariff
Domestic Unrestricted | 1.5334
Domestic Two Rate | 1.5334
Small Non Domestic Unrestricted | 1.5334
Small Non Domestic Two Rate | 1.5334
LV Medium Non-Domestic | 0
LV Sub Medium Non-Domestic | 0
HV Medium Non-Domestic | 0
LV Network Domestic | 1.5334
LV Network Non-Domestic Non-CT | 1.5334
3107. Capacity-driven fixed charge elements from standing charges factors p/MPAN/day
Data sources:
x1 = 3002. Capacity elements p/kVA/day
x2 = 3106. Deemed average maximum kVA for each tariff
Calculation =x1*x2
| GSPs | Assets 132kV | Assets 132kV/EHV | Assets EHV | Assets EHV/HV | Assets 132kV/HV | Assets HV | Assets HV/LV | Assets LV circuits | Transmission exit | Operating 132kV | Operating 132kV/EHV | Operating EHV | Operating EHV/HV | Operating 132kV/HV | Operating HV | Operating HV/LV | Operating LV circuits
Domestic Unrestricted | 0 | 0 | 0 | 0 | 0 | 0 | 0 | 0 | 0.17908 | 0 | 0 | 0 | 0 | 0 | 0 | 0 | 0 | 2.171
Domestic Two Rate | 0 | 0 | 0 | 0 | 0 | 0 | 0 | 0 | 0.17908 | 0 | 0 | 0 | 0 | 0 | 0 | 0 | 0 | 2.171
Small Non Domestic Unrestricted | 0 | 0 | 0 | 0 | 0 | 0 | 0 | 0 | 0.17908 | 0 | 0 | 0 | 0 | 0 | 0 | 0 | 0 | 2.171
Small Non Domestic Two Rate | 0 | 0 | 0 | 0 | 0 | 0 | 0 | 0 | 0.17908 | 0 | 0 | 0 | 0 | 0 | 0 | 0 | 0 | 2.171
LV Medium Non-Domestic | 0 | 0 | 0 | 0 | 0 | 0 | 0 | 0 | 0 | 0 | 0 | 0 | 0 | 0 | 0 | 0 | 0 | 0
LV Sub Medium Non-Domestic | 0 | 0 | 0 | 0 | 0 | 0 | 0 | 0 | 0 | 0 | 0 | 0 | 0 | 0 | 0 | 0 | 0 | 0
HV Medium Non-Domestic | 0 | 0 | 0 | 0 | 0 | 0 | 0 | 0 | 0 | 0 | 0 | 0 | 0 | 0 | 0 | 0 | 0 | 0
LV Network Domestic | 0 | 0 | 0 | 0 | 0 | 0 | 0 | 0 | 0.17908 | 0 | 0 | 0 | 0 | 0 | 0 | 0 | 0 | 2.171
LV Network Non-Domestic Non-CT | 0 | 0 | 0 | 0 | 0 | 0 | 0 | 0 | 0.17908 | 0 | 0 | 0 | 0 | 0 | 0 | 0 | 0 | 2.171

## Reactive
Reactive power unit charges for WPD South West in April 17 (Final)
3201. Network use factors for generator reactive unit charges
These factors differ from the network use factors for active power charges/credits in the case of generators, who do not qualify
for active power credits at the voltage of connection but are charged reactive unit charges for costs caused at that voltage.
| GSPs | 132kV | 132kV/EHV | EHV | EHV/HV | 132kV/HV | HV | HV/LV | LV circuits
LV Generation Intermittent | 1 | 1 | 1 | 1 | 1 | 1 | 1 | 1 | 1
LV Generation Non-Intermittent | 1 | 1 | 1 | 1 | 1 | 1 | 1 | 1 | 1
LV Sub Generation Intermittent | 1 | 1 | 1 | 1 | 1 | 1 | 1 | 1 | 0
LV Sub Generation Non-Intermittent | 1 | 1 | 1 | 1 | 1 | 1 | 1 | 1 | 0
HV Generation Intermittent | 1 | 1 | 1 | 1 | 1 | 1 | 1 | 0 | 0
HV Generation Non-Intermittent | 1 | 1 | 1 | 1 | 1 | 1 | 1 | 0 | 0
3202. Standard components p/kWh for reactive power (absolute value)
Data sources:
x1 = 3003. Yardstick components p/kWh (taking account of standing charges)
Calculation =ABS(x1)
| GSPs | Assets 132kV | Assets 132kV/EHV | Assets EHV | Assets EHV/HV | Assets 132kV/HV | Assets HV | Assets HV/LV | Assets LV circuits | Transmission exit | Operating 132kV | Operating 132kV/EHV | Operating EHV | Operating EHV/HV | Operating 132kV/HV | Operating HV | Operating HV/LV | Operating LV circuits
LV HH Metered | 0 | 0.21274 | 0.030132 | 0.076068 | 0.014526 | 0 | 0.041386 | 0 | 0 | 0.065494 | 0.12895 | 0.018264 | 0.046107 | 0.04634 | 0 | 0.13203 | 0 | 0
LV Sub HH Metered | 0 | 0.19208 | 0.027206 | 0.068682 | 0.013115 | 0 | 0 | 0 | 0 | 0.059134 | 0.11643 | 0.01649 | 0.04163 | 0.04184 | 0 | 0 | 0 | 0
HV HH Metered | 0 | 0.1683 | 0.0078663 | 0.015887 | 0 | 0 | 0 | 0 | 0 | 0.051812 | 0.10201 | 0.014448 | 0.02918 | 0 | 0 | 0 | 0 | 0
3203. Standard reactive p/kVArh
Data sources:
x1 = 3202. Standard components p/kWh for reactive power (absolute value)
x2 = 1092. Average kVAr by kVA, by network level
x3 = 1010. Power factor for all flows in the network model (in Financial and general assumptions)
Calculation =x1*x2*x3
| GSPs | Assets 132kV | Assets 132kV/EHV | Assets EHV | Assets EHV/HV | Assets 132kV/HV | Assets HV | Assets HV/LV | Assets LV circuits | Transmission exit | Operating 132kV | Operating 132kV/EHV | Operating EHV | Operating EHV/HV | Operating 132kV/HV | Operating HV | Operating HV/LV | Operating LV circuits
LV HH Metered | 0 | 0.041723 | 0.0059097 | 0.014919 | 0.0028489 | 0 | 0.0081169 | 0 | 0 | 0.012845 | 0.02529 | 0.003582 | 0.0090428 | 0.0090884 | 0 | 0.025894 | 0 | 0
LV Sub HH Metered | 0 | 0.037672 | 0.0053358 | 0.01347 | 0.0025723 | 0 | 0 | 0 | 0 | 0.011598 | 0.022834 | 0.0032342 | 0.0081647 | 0.0082059 | 0 | 0 | 0 | 0
HV HH Metered | 0 | 0.033007 | 0.0015428 | 0.0031158 | 0 | 0 | 0 | 0 | 0 | 0.010162 | 0.020007 | 0.0028337 | 0.005723 | 0 | 0 | 0 | 0 | 0
3204. Absolute value of load coefficient (kW peak / average kW)
Data sources:
x1 = 2302. Load coefficient
Calculation =ABS(x1)
Absolute load coefficient
LV Generation Intermittent | 1
LV Generation Non-Intermittent | 1
LV Sub Generation Intermittent | 1
LV Sub Generation Non-Intermittent | 1
HV Generation Intermittent | 1
HV Generation Non-Intermittent | 1
3205. Pay-as-you-go components p/kWh for reactive power (absolute value)
Data sources:
x1 = 2901. Unit cost at each level, £/kW/year (relative to system simultaneous maximum load)
x2 = 3204. Absolute value of load coefficient (kW peak / average kW)
x3 = 2001. Loss adjustment factor to transmission (in Loss adjustment factors to transmission)
x4 = 2004. Loss adjustment factor to transmission for each network level
x5 = 2804. Proportion of annual charge covered by contributions (for all charging levels)
x6 = 3201. Network use factors for generator reactive unit charges
x7 = 1010. Days in the charging year (in Financial and general assumptions)
Calculation =x1*x2*x3/x4*(1-x5)*x6/(24*x7)*100
| GSPs | Assets 132kV | Assets 132kV/EHV | Assets EHV | Assets EHV/HV | Assets 132kV/HV | Assets HV | Assets HV/LV | Assets LV circuits | Transmission exit | Operating 132kV | Operating 132kV/EHV | Operating EHV | Operating EHV/HV | Operating 132kV/HV | Operating HV | Operating HV/LV | Operating LV circuits
LV Generation Intermittent | 0 | 0.15374 | 0.021776 | 0.054973 | 0.010498 | 0 | 0.037386 | 0.0041926 | 0.0090047 | 0.047331 | 0.093188 | 0.013199 | 0.033321 | 0.033489 | 0 | 0.11927 | 0.050826 | 0.10916
LV Generation Non-Intermittent | 0 | 0.15374 | 0.021776 | 0.054973 | 0.010498 | 0 | 0.037386 | 0.0041926 | 0.0090047 | 0.047331 | 0.093188 | 0.013199 | 0.033321 | 0.033489 | 0 | 0.11927 | 0.050826 | 0.10916
LV Sub Generation Intermittent | 0 | 0.15162 | 0.021475 | 0.054213 | 0.010353 | 0 | 0.03687 | 0.0041347 | 0 | 0.046677 | 0.0919 | 0.013017 | 0.032861 | 0.033026 | 0 | 0.11762 | 0.050123 | 0
LV Sub Generation Non-Intermittent | 0 | 0.15162 | 0.021475 | 0.054213 | 0.010353 | 0 | 0.03687 | 0.0041347 | 0 | 0.046677 | 0.0919 | 0.013017 | 0.032861 | 0.033026 | 0 | 0.11762 | 0.050123 | 0
HV Generation Intermittent | 0 | 0.14978 | 0.0070006 | 0.017673 | 0 | 0 | 0 | 0 | 0 | 0.04611 | 0.090784 | 0.012859 | 0.032461 | 0.032625 | 0 | 0.11619 | 0 | 0
HV Generation Non-Intermittent | 0 | 0.14978 | 0.0070006 | 0.017673 | 0 | 0 | 0 | 0 | 0 | 0.04611 | 0.090784 | 0.012859 | 0.032461 | 0.032625 | 0 | 0.11619 | 0 | 0
3206. Pay-as-you-go reactive p/kVArh
Data sources:
x1 = 3205. Pay-as-you-go components p/kWh for reactive power (absolute value)
x2 = 1092. Average kVAr by kVA, by network level
x3 = 1010. Power factor for all flows in the network model (in Financial and general assumptions)
Calculation =x1*x2*x3
| GSPs | Assets 132kV | Assets 132kV/EHV | Assets EHV | Assets EHV/HV | Assets 132kV/HV | Assets HV | Assets HV/LV | Assets LV circuits | Transmission exit | Operating 132kV | Operating 132kV/EHV | Operating EHV | Operating EHV/HV | Operating 132kV/HV | Operating HV | Operating HV/LV | Operating LV circuits
LV Generation Intermittent | 0 | 0.030153 | 0.0042708 | 0.010782 | 0.0020589 | 0 | 0.0073325 | 0.00082228 | 0.001766 | 0.0092829 | 0.018277 | 0.0025887 | 0.0065351 | 0.0065681 | 0 | 0.023392 | 0.0099682 | 0.021409
LV Generation Non-Intermittent | 0 | 0.030153 | 0.0042708 | 0.010782 | 0.0020589 | 0 | 0.0073325 | 0.00082228 | 0.001766 | 0.0092829 | 0.018277 | 0.0025887 | 0.0065351 | 0.0065681 | 0 | 0.023392 | 0.0099682 | 0.021409
LV Sub Generation Intermittent | 0 | 0.029736 | 0.0042118 | 0.010633 | 0.0020304 | 0 | 0.0072311 | 0.00081092 | 0 | 0.0091546 | 0.018024 | 0.0025529 | 0.0064448 | 0.0064773 | 0 | 0.023068 | 0.0098304 | 0
LV Sub Generation Non-Intermittent | 0 | 0.029736 | 0.0042118 | 0.010633 | 0.0020304 | 0 | 0.0072311 | 0.00081092 | 0 | 0.0091546 | 0.018024 | 0.0025529 | 0.0064448 | 0.0064773 | 0 | 0.023068 | 0.0098304 | 0
HV Generation Intermittent | 0 | 0.029375 | 0.001373 | 0.0034662 | 0 | 0 | 0 | 0 | 0 | 0.0090434 | 0.017805 | 0.0025219 | 0.0063665 | 0.0063986 | 0 | 0.022788 | 0 | 0
HV Generation Non-Intermittent | 0 | 0.029375 | 0.001373 | 0.0034662 | 0 | 0 | 0 | 0 | 0 | 0.0090434 | 0.017805 | 0.0025219 | 0.0063665 | 0.0063986 | 0 | 0.022788 | 0 | 0

## Aggreg
Aggregation for WPD South West in April 17 (Final)
This sheet aggregates elements of tariffs excluding revenue matching and final adjustments and rounding.
3301. Unit rate 1 p/kWh (elements)
Data sources:
x1 = 3004. Unit rate 1 total p/kWh (taking account of standing charges) — for Tariffs with Unit rate 1 p/kWh from Standard 1 kWh
x2 = 2903. Pay-as-you-go unit rate 1 (p/kWh) — for Tariffs with Unit rate 1 p/kWh from PAYG 1 kWh
x3 = 2903. Pay-as-you-go unit rate 1 (p/kWh) — for Tariffs with Unit rate 1 p/kWh from PAYG 1 kWh & customer
x4 = 2902. Pay-as-you-go yardstick unit rate (p/kWh) — for Tariffs with Unit rate 1 p/kWh from PAYG yardstick kWh
x5 = 2203. LV unmetered service model asset charge (p/kWh) — for Tariffs with Unit rate 1 p/kWh from PAYG 1 kWh & customer
x6 = 2712. Operating expenditure for unmetered customer assets (p/kWh) — for Tariffs with Unit rate 1 p/kWh from PAYG 1 kWh & customer
Combine tables = x1 or x2 or x3 or x4 or x5 or x6
| GSPs | Assets 132kV | Assets 132kV/EHV | Assets EHV | Assets EHV/HV | Assets 132kV/HV | Assets HV | Assets HV/LV | Assets LV circuits | Assets LV customer | Assets HV customer | Transmission exit | Operating 132kV | Operating 132kV/EHV | Operating EHV | Operating EHV/HV | Operating 132kV/HV | Operating HV | Operating HV/LV | Operating LV circuits | Operating LV customer | Operating HV customer
Domestic Unrestricted | 0 | 0.31476 | 0.044583 | 0.10489 | 0.02003 | 0 | 0.071335 | 0.0079997 | 0 |  |  | 0.10185 | 0.19079 | 0.027023 | 0.063578 | 0.063899 | 0 | 0.22757 | 0.096977 | 0
Domestic Two Rate | 0 | 0.37527 | 0.053152 | 0.12322 | 0.023529 | 0 | 0.083796 | 0.0093972 | 0 |  |  | 0.12354 | 0.22746 | 0.032217 | 0.074685 | 0.075061 | 0 | 0.26732 | 0.11392 | 0
Domestic Off Peak (related MPAN) | 0 | 0.025258 | 0.0035776 | 0.014589 | 0.0027859 | 0 | 0.0099216 | 0.0011126 | 0 |  |  | 0.0011743 | 0.01531 | 0.0021685 | 0.0088427 | 0.0088873 | 0 | 0.031651 | 0.013488 | 0
Small Non Domestic Unrestricted | 0 | 0.25286 | 0.035814 | 0.09877 | 0.018861 | 0 | 0.067172 | 0.0075328 | 0 |  |  | 0.077976 | 0.15326 | 0.021708 | 0.059868 | 0.06017 | 0 | 0.21429 | 0.091318 | 0
Small Non Domestic Two Rate | 0 | 0.29343 | 0.041561 | 0.109 | 0.020814 | 0 | 0.074126 | 0.0083127 | 0 |  |  | 0.093478 | 0.17786 | 0.025191 | 0.066066 | 0.066399 | 0 | 0.23647 | 0.10077 | 0
Small Non Domestic Off Peak (related MPAN) | 0 | 0.026595 | 0.0037669 | 0.015099 | 0.0028833 | 0 | 0.010269 | 0.0011516 | 0 |  |  | 0.0017035 | 0.01612 | 0.0022832 | 0.0091521 | 0.0091983 | 0 | 0.032759 | 0.01396 | 0
LV Medium Non-Domestic | 0 | 0.20595 | 0.02917 | 0.075353 | 0.014389 | 0 | 0.051246 | 0.0057469 | 0 |  |  | 0.065881 | 0.12483 | 0.017681 | 0.045674 | 0.045904 | 0 | 0.16348 | 0.069667 | 0
LV Sub Medium Non-Domestic | 0 | 0.20071 | 0.028429 | 0.073703 | 0.014074 | 0 | 0.050124 | 0 | 0 |  |  | 0.064105 | 0.12166 | 0.017231 | 0.044673 | 0.044899 | 0 | 0.1599 | 0 | 0
HV Medium Non-Domestic | 0 | 0.20164 | 0.0094249 | 0.019564 | 0 | 0 | 0 | 0 | 0 |  |  | 0.064524 | 0.12222 | 0.017311 | 0.035935 | 0 | 0 | 0 | 0 | 0
LV Network Domestic | 0 | 3.1686 | 0.44879 | 0.75561 | 0.14429 | 0 | 0.51388 | 0.057628 | 0 |  |  | 1.1401 | 1.9206 | 0.27203 | 0.458 | 0.46031 | 0 | 1.6394 | 0.6986 | 0
LV Network Non-Domestic Non-CT | 0 | 3.3646 | 0.47656 | 0.8029 | 0.15332 | 0 | 0.54604 | 0.061234 | 0 |  |  | 1.211 | 2.0394 | 0.28886 | 0.48666 | 0.48912 | 0 | 1.742 | 0.74232 | 0
LV HH Metered | 0 | 2.6467 | 0.37487 | 0.63135 | 0.12056 | 0 | 0.34349 | 0 | 0 |  |  | 0.952 | 1.6042 | 0.22722 | 0.38268 | 0.38461 | 0 | 1.0958 | 0 | 0
LV Sub HH Metered | 0 | 2.487 | 0.35226 | 0.59326 | 0.11329 | 0 | 0 | 0 | 0 |  |  | 0.89457 | 1.5075 | 0.21352 | 0.35959 | 0.36141 | 0 | 0 | 0 | 0
HV HH Metered | 0 | 2.2549 | 0.1054 | 0.14201 | 0 | 0 | 0 | 0 | 0 |  |  | 0.81109 | 1.3668 | 0.19359 | 0.26083 | 0 | 0 | 0 | 0 | 0
NHH UMS category A | 0 | 0.16413 | 0.023247 | 0.058568 | 0.011184 | 0 | 0.039831 | 0.0044668 | 0.0095935 |  |  | 0.050593 | 0.099484 | 0.014091 | 0.0355 | 0.035679 | 0 | 0.12707 | 0.054149 | 0.1163 | 0.7655
NHH UMS category B | 0 | 0.26649 | 0.037745 | 0.071618 | 0.013676 | 0 | 0.048706 | 0.005462 | 0.011731 |  |  | 0.08901 | 0.16153 | 0.022879 | 0.04341 | 0.043629 | 0 | 0.15538 | 0.066214 | 0.14221 | 0.7655
NHH UMS category C | 0 | 0.4644 | 0.065778 | 0.12034 | 0.02298 | 0 | 0.081841 | 0.0091779 | 0.019712 |  |  | 0.16137 | 0.28149 | 0.03987 | 0.072942 | 0.07331 | 0 | 0.26109 | 0.11126 | 0.23896 | 0.7655
NHH UMS category D | 0 | 0.065885 | 0.0093319 | 0.045748 | 0.0087361 | 0 | 0.031113 | 0.0034891 | 0.0074936 |  |  | 0.013744 | 0.039935 | 0.0056563 | 0.02773 | 0.027869 | 0 | 0.099255 | 0.042297 | 0.090842 | 0.7655
LV UMS (Pseudo HH Metered) | 0 | 7.1935 | 1.0189 | 1.6474 | 0.31459 | 0 | 1.1204 | 0.12564 | 0.26985 |  |  | 2.6322 | 4.3602 | 0.61758 | 0.99856 | 1.0036 | 0 | 3.5742 | 1.5231 | 3.2713 | 0.7655
LV Generation NHH or Aggregate HH | 0 | -0.15374 | -0.021776 | -0.054973 | -0.010498 | 0 | -0.037386 | -0.0041926 | 0 |  |  | -0.047331 | -0.093188 | -0.013199 | -0.033321 | -0.033489 | 0 | -0.11927 | -0.050826 | 0
LV Sub Generation NHH | 0 | -0.15162 | -0.021475 | -0.054213 | -0.010353 | 0 | -0.03687 | 0 | 0 |  |  | -0.046677 | -0.0919 | -0.013017 | -0.032861 | -0.033026 | 0 | -0.11762 | 0 | 0
LV Generation Intermittent | 0 | -0.15374 | -0.021776 | -0.054973 | -0.010498 | 0 | -0.037386 | -0.0041926 | 0 |  |  | -0.047331 | -0.093188 | -0.013199 | -0.033321 | -0.033489 | 0 | -0.11927 | -0.050826 | 0
LV Generation Non-Intermittent | 0 | -2.1913 | -0.31037 | -0.52272 | -0.099818 | 0 | -0.35549 | -0.039866 | 0 |  |  | -0.78821 | -1.3282 | -0.18813 | -0.31684 | -0.31844 | 0 | -1.1341 | -0.48328 | 0
LV Sub Generation Intermittent | 0 | -0.15162 | -0.021475 | -0.054213 | -0.010353 | 0 | -0.03687 | 0 | 0 |  |  | -0.046677 | -0.0919 | -0.013017 | -0.032861 | -0.033026 | 0 | -0.11762 | 0 | 0
LV Sub Generation Non-Intermittent | 0 | -2.161 | -0.30608 | -0.51549 | -0.098438 | 0 | -0.35058 | 0 | 0 |  |  | -0.77731 | -1.3099 | -0.18553 | -0.31246 | -0.31403 | 0 | -1.1184 | 0 | 0
HV Generation Intermittent | 0 | -0.14978 | -0.0070006 | -0.017673 | 0 | 0 | 0 | 0 | 0 |  |  | -0.04611 | -0.090784 | -0.012859 | -0.032461 | -0.032625 | 0 | 0 | 0 | 0
HV Generation Non-Intermittent | 0 | -2.1348 | -0.099781 | -0.16805 | 0 | 0 | 0 | 0 | 0 |  |  | -0.76787 | -1.2939 | -0.18327 | -0.30866 | -0.31022 | 0 | 0 | 0 | 0
3302. Unit rate 2 p/kWh (elements)
Data sources:
x1 = 3005. Unit rate 2 total p/kWh (taking account of standing charges) — for Tariffs with Unit rate 2 p/kWh from Standard 2 kWh
x2 = 2904. Pay-as-you-go unit rate 2 (p/kWh) — for Tariffs with Unit rate 2 p/kWh from PAYG 2 kWh
x3 = 2904. Pay-as-you-go unit rate 2 (p/kWh) — for Tariffs with Unit rate 2 p/kWh from PAYG 2 kWh & customer
x4 = 2203. LV unmetered service model asset charge (p/kWh) — for Tariffs with Unit rate 2 p/kWh from PAYG 2 kWh & customer
x5 = 2712. Operating expenditure for unmetered customer assets (p/kWh) — for Tariffs with Unit rate 2 p/kWh from PAYG 2 kWh & customer
Combine tables = x1 or x2 or x3 or x4 or x5
| GSPs | Assets 132kV | Assets 132kV/EHV | Assets EHV | Assets EHV/HV | Assets 132kV/HV | Assets HV | Assets HV/LV | Assets LV circuits | Assets LV customer | Assets HV customer | Transmission exit | Operating 132kV | Operating 132kV/EHV | Operating EHV | Operating EHV/HV | Operating 132kV/HV | Operating HV | Operating HV/LV | Operating LV circuits | Operating LV customer | Operating HV customer
Domestic Unrestricted
Domestic Two Rate | 0 | 0.031522 | 0.0044648 | 0.01546 | 0.0029522 | 0 | 0.010514 | 0.0011791 | 0 |  |  | 4.0806e-05 | 0.019107 | 0.0027062 | 0.0093707 | 0.009418 | 0 | 0.033541 | 0.014293 | 0
Domestic Off Peak (related MPAN)
Small Non Domestic Unrestricted
Small Non Domestic Two Rate | 0 | 0.031727 | 0.0044937 | 0.015778 | 0.0030129 | 0 | 0.01073 | 0.0012033 | 0 |  |  | 4.9925e-05 | 0.019231 | 0.0027238 | 0.0095635 | 0.0096118 | 0 | 0.034231 | 0.014587 | 0
Small Non Domestic Off Peak (related MPAN)
LV Medium Non-Domestic | 0 | 0.021483 | 0.0030428 | 0.0098665 | 0.0018841 | 0 | 0.0067101 | 0.00075248 | 0 |  |  | 0 | 0.013021 | 0.0018444 | 0.0059804 | 0.0060106 | 0 | 0.021406 | 0.0091221 | 0
LV Sub Medium Non-Domestic | 0 | 0.021186 | 0.0030008 | 0.0097301 | 0.0018581 | 0 | 0.0066173 | 0 | 0 |  |  | 0 | 0.012841 | 0.0018189 | 0.0058977 | 0.0059275 | 0 | 0.02111 | 0 | 0
HV Medium Non-Domestic | 0 | 0.020929 | 0.00097822 | 0.0025375 | 0 | 0 | 0 | 0 | 0 |  |  | 0 | 0.012685 | 0.0017968 | 0.0046609 | 0 | 0 | 0 | 0 | 0
LV Network Domestic | 0 | 0.043814 | 0.0062058 | 0.068319 | 0.013046 | 0 | 0.046462 | 0.0052104 | 0 |  |  | 0.0020029 | 0.026557 | 0.0037615 | 0.04141 | 0.041619 | 0 | 0.14822 | 0.063164 | 0
LV Network Non-Domestic Non-CT | 0 | 0.046525 | 0.0065897 | 0.072595 | 0.013863 | 0 | 0.04937 | 0.0055365 | 0 |  |  | 0.0021275 | 0.0282 | 0.0039942 | 0.044002 | 0.044224 | 0 | 0.1575 | 0.067117 | 0
LV HH Metered | 0 | 0.036597 | 0.0051836 | 0.057083 | 0.010901 | 0 | 0.031057 | 0 | 0 |  |  | 0.0016725 | 0.022183 | 0.003142 | 0.0346 | 0.034775 | 0 | 0.099077 | 0 | 0
LV Sub HH Metered | 0 | 0.034389 | 0.0048709 | 0.05364 | 0.010243 | 0 | 0 | 0 | 0 |  |  | 0.0015716 | 0.020845 | 0.0029524 | 0.032513 | 0.032677 | 0 | 0 | 0 | 0
HV HH Metered | 0 | 0.03118 | 0.0014574 | 0.012839 | 0 | 0 | 0 | 0 | 0 |  |  | 0.0014249 | 0.018899 | 0.0026769 | 0.023583 | 0 | 0 | 0 | 0 | 0
NHH UMS category A
NHH UMS category B
NHH UMS category C
NHH UMS category D
LV UMS (Pseudo HH Metered) | 0 | 0.059199 | 0.008385 | 0.055201 | 0.010541 | 0 | 0.037541 | 0.0042099 | 0.0090419 |  |  | 0.010393 | 0.035883 | 0.0050824 | 0.033459 | 0.033628 | 0 | 0.11976 | 0.051036 | 0.10961 | 0.7655
LV Generation NHH or Aggregate HH
LV Sub Generation NHH
LV Generation Intermittent
LV Generation Non-Intermittent | 0 | -0.030301 | -0.0042917 | -0.047262 | -0.0090251 | 0 | -0.032142 | -0.0036045 | 0 |  |  | -0.0013847 | -0.018366 | -0.0026014 | -0.028647 | -0.028791 | 0 | -0.10254 | -0.043696 | 0
LV Sub Generation Intermittent
LV Sub Generation Non-Intermittent | 0 | -0.029882 | -0.0042324 | -0.046608 | -0.0089003 | 0 | -0.031698 | 0 | 0 |  |  | -0.0013656 | -0.018112 | -0.0025654 | -0.028251 | -0.028393 | 0 | -0.10112 | 0 | 0
HV Generation Intermittent
HV Generation Non-Intermittent | 0 | -0.029519 | -0.0013797 | -0.015194 | 0 | 0 | 0 | 0 | 0 |  |  | -0.001349 | -0.017892 | -0.0025342 | -0.027908 | -0.028048 | 0 | 0 | 0 | 0
3303. Unit rate 3 p/kWh (elements)
Data sources:
x1 = 3006. Unit rate 3 total p/kWh (taking account of standing charges) — for Tariffs with Unit rate 3 p/kWh from Standard 3 kWh
x2 = 2905. Pay-as-you-go unit rate 3 (p/kWh) — for Tariffs with Unit rate 3 p/kWh from PAYG 3 kWh
x3 = 2905. Pay-as-you-go unit rate 3 (p/kWh) — for Tariffs with Unit rate 3 p/kWh from PAYG 3 kWh & customer
x4 = 2203. LV unmetered service model asset charge (p/kWh) — for Tariffs with Unit rate 3 p/kWh from PAYG 3 kWh & customer
x5 = 2712. Operating expenditure for unmetered customer assets (p/kWh) — for Tariffs with Unit rate 3 p/kWh from PAYG 3 kWh & customer
Combine tables = x1 or x2 or x3 or x4 or x5
| GSPs | Assets 132kV | Assets 132kV/EHV | Assets EHV | Assets EHV/HV | Assets 132kV/HV | Assets HV | Assets HV/LV | Assets LV circuits | Assets LV customer | Assets HV customer | Transmission exit | Operating 132kV | Operating 132kV/EHV | Operating EHV | Operating EHV/HV | Operating 132kV/HV | Operating HV | Operating HV/LV | Operating LV circuits | Operating LV customer | Operating HV customer
Domestic Unrestricted
Domestic Two Rate
Domestic Off Peak (related MPAN)
Small Non Domestic Unrestricted
Small Non Domestic Two Rate
Small Non Domestic Off Peak (related MPAN)
LV Medium Non-Domestic
LV Sub Medium Non-Domestic
HV Medium Non-Domestic
LV Network Domestic | 0 | 0.031064 | 0.0043999 | 0.014262 | 0.0027235 | 0 | 0.0096996 | 0.0010877 | 0 |  |  | 0 | 0.018829 | 0.0026669 | 0.0086449 | 0.0086885 | 0 | 0.030943 | 0.013186 | 0
LV Network Non-Domestic Non-CT | 0 | 0.032986 | 0.0046721 | 0.015155 | 0.002894 | 0 | 0.010307 | 0.0011558 | 0 |  |  | 0 | 0.019994 | 0.0028319 | 0.009186 | 0.0092323 | 0 | 0.03288 | 0.014012 | 0
LV HH Metered | 0 | 0.025947 | 0.0036752 | 0.011917 | 0.0022756 | 0 | 0.0064836 | 0 | 0 |  |  | 0 | 0.015727 | 0.0022276 | 0.0072232 | 0.0072597 | 0 | 0.020684 | 0 | 0
LV Sub HH Metered | 0 | 0.024382 | 0.0034534 | 0.011198 | 0.0021384 | 0 | 0 | 0 | 0 |  |  | 0 | 0.014779 | 0.0020932 | 0.0067875 | 0.0068217 | 0 | 0 | 0 | 0
HV HH Metered | 0 | 0.022107 | 0.0010333 | 0.0026804 | 0 | 0 | 0 | 0 | 0 |  |  | 0 | 0.0134 | 0.0018979 | 0.0049233 | 0 | 0 | 0 | 0 | 0
NHH UMS category A
NHH UMS category B
NHH UMS category C
NHH UMS category D
LV UMS (Pseudo HH Metered) | 0 | 0.022778 | 0.0032263 | 0.010461 | 0.0019977 | 0 | 0.0071147 | 0.00079786 | 0.0017136 |  |  | 0 | 0.013807 | 0.0019556 | 0.006341 | 0.006373 | 0 | 0.022697 | 0.0096721 | 0.020773 | 0.7655
LV Generation NHH or Aggregate HH
LV Sub Generation NHH
LV Generation Intermittent
LV Generation Non-Intermittent | 0 | -0.021483 | -0.0030428 | -0.0098665 | -0.0018841 | 0 | -0.0067101 | -0.00075248 | 0 |  |  | 0 | -0.013021 | -0.0018444 | -0.0059804 | -0.0060106 | 0 | -0.021406 | -0.0091221 | 0
LV Sub Generation Intermittent
LV Sub Generation Non-Intermittent | 0 | -0.021186 | -0.0030008 | -0.0097301 | -0.0018581 | 0 | -0.0066173 | 0 | 0 |  |  | 0 | -0.012841 | -0.0018189 | -0.0058977 | -0.0059275 | 0 | -0.02111 | 0 | 0
HV Generation Intermittent
HV Generation Non-Intermittent | 0 | -0.020929 | -0.00097822 | -0.0031719 | 0 | 0 | 0 | 0 | 0 |  |  | 0 | -0.012685 | -0.0017968 | -0.0058261 | -0.0058555 | 0 | 0 | 0 | 0
3304. Fixed charge p/MPAN/day (elements)
Data sources:
x1 = 3107. Fixed charge from standing charges factors p/MPAN/day — for Tariffs with Fixed charge p/MPAN/day from Fixed from network & customer
x2 = 2206. Service model p/MPAN/day (in Replacement annuities for service models) — for Tariffs with Fixed charge p/MPAN/day from Customer
x3 = 2206. Service model p/MPAN/day (in Replacement annuities for service models) — for Tariffs with Fixed charge p/MPAN/day from Fixed from network & customer
x4 = 2711. Operating expenditure for customer assets p/MPAN/day total (in Operating expenditure for customer assets p/MPAN/day) — for Tariffs with Fixed charge p/MPAN/day from Customer
x5 = 2711. Operating expenditure for customer assets p/MPAN/day total (in Operating expenditure for customer assets p/MPAN/day) — for Tariffs with Fixed charge p/MPAN/day from Fixed from network & customer
Combine tables = x1 or x2 or x3 or x4 or x5
| GSPs | Assets 132kV | Assets 132kV/EHV | Assets EHV | Assets EHV/HV | Assets 132kV/HV | Assets HV | Assets HV/LV | Assets LV circuits | Assets LV customer | Assets HV customer | Transmission exit | Operating 132kV | Operating 132kV/EHV | Operating EHV | Operating EHV/HV | Operating 132kV/HV | Operating HV | Operating HV/LV | Operating LV circuits | Operating LV customer | Operating HV customer
Domestic Unrestricted | 0 | 0 | 0 | 0 | 0 | 0 | 0 | 0 | 0.17908 | 0 | 0 | 0 | 0 | 0 | 0 | 0 | 0 | 0 | 0 | 2.171 | 2.3104 | 0
Domestic Two Rate | 0 | 0 | 0 | 0 | 0 | 0 | 0 | 0 | 0.17908 | 0 | 0 | 0 | 0 | 0 | 0 | 0 | 0 | 0 | 0 | 2.171 | 2.3104 | 0
Domestic Off Peak (related MPAN)
Small Non Domestic Unrestricted | 0 | 0 | 0 | 0 | 0 | 0 | 0 | 0 | 0.17908 | 0 | 0 | 0 | 0 | 0 | 0 | 0 | 0 | 0 | 0 | 2.171 | 5.1979 | 0
Small Non Domestic Two Rate | 0 | 0 | 0 | 0 | 0 | 0 | 0 | 0 | 0.17908 | 0 | 0 | 0 | 0 | 0 | 0 | 0 | 0 | 0 | 0 | 2.171 | 5.1979 | 0
Small Non Domestic Off Peak (related MPAN)
LV Medium Non-Domestic | 0 | 0 | 0 | 0 | 0 | 0 | 0 | 0 | 0 | 0 | 0 | 0 | 0 | 0 | 0 | 0 | 0 | 0 | 0 | 0 | 6.3284 | 0
LV Sub Medium Non-Domestic | 0 | 0 | 0 | 0 | 0 | 0 | 0 | 0 | 0 | 0 | 0 | 0 | 0 | 0 | 0 | 0 | 0 | 0 | 0 | 0 | 4.6932 | 0
HV Medium Non-Domestic | 0 | 0 | 0 | 0 | 0 | 0 | 0 | 0 | 0 | 0 | 0 | 0 | 0 | 0 | 0 | 0 | 0 | 0 | 0 | 0 | 0 | 81.5243
LV Network Domestic | 0 | 0 | 0 | 0 | 0 | 0 | 0 | 0 | 0.17908 | 0 | 0 | 0 | 0 | 0 | 0 | 0 | 0 | 0 | 0 | 2.171 | 2.3104 | 0
LV Network Non-Domestic Non-CT | 0 | 0 | 0 | 0 | 0 | 0 | 0 | 0 | 0.17908 | 0 | 0 | 0 | 0 | 0 | 0 | 0 | 0 | 0 | 0 | 2.171 | 5.1979 | 0
LV HH Metered | [9 empty] | 0 | 0 | [9 empty] | 10.6688 | 0
LV Sub HH Metered | [9 empty] | 0 | 0 | [9 empty] | 8.2172 | 0
HV HH Metered | [9 empty] | 0 | 0 | [9 empty] | 0 | 81.5243
NHH UMS category A
NHH UMS category B
NHH UMS category C
NHH UMS category D
LV UMS (Pseudo HH Metered)
LV Generation NHH or Aggregate HH | [9 empty] | 0 | 0 | [9 empty] | 0 | 0
LV Sub Generation NHH | [9 empty] | 0 | 0 | [9 empty] | 0 | 0
LV Generation Intermittent | [9 empty] | 0 | 0 | [9 empty] | 0 | 0
LV Generation Non-Intermittent | [9 empty] | 0 | 0 | [9 empty] | 0 | 0
LV Sub Generation Intermittent | [9 empty] | 0 | 0 | [9 empty] | 0 | 0
LV Sub Generation Non-Intermittent | [9 empty] | 0 | 0 | [9 empty] | 0 | 0
HV Generation Intermittent | [9 empty] | 0 | 0 | [9 empty] | 0 | 39.3056
HV Generation Non-Intermittent | [9 empty] | 0 | 0 | [9 empty] | 0 | 39.3056
3305. Capacity charge p/kVA/day (elements)
Data sources:
x1 = 3002. Capacity charge p/kVA/day — for Tariffs with Capacity charge p/kVA/day from Capacity
Copy cells = x1
| GSPs | Assets 132kV | Assets 132kV/EHV | Assets EHV | Assets EHV/HV | Assets 132kV/HV | Assets HV | Assets HV/LV | Assets LV circuits | Assets LV customer | Assets HV customer | Transmission exit | Operating 132kV | Operating 132kV/EHV | Operating EHV | Operating EHV/HV | Operating 132kV/HV | Operating HV | Operating HV/LV | Operating LV circuits | Operating LV customer | Operating HV customer
Domestic Unrestricted
Domestic Two Rate
Domestic Off Peak (related MPAN)
Small Non Domestic Unrestricted
Small Non Domestic Two Rate
Small Non Domestic Off Peak (related MPAN)
LV Medium Non-Domestic
LV Sub Medium Non-Domestic
HV Medium Non-Domestic
LV Network Domestic
LV Network Non-Domestic Non-CT
LV HH Metered | 0 | 0 | 0 | 0 | 0 | 0 | 0.10986 | 0.0616 | 0.11678 |  |  | 0 | 0 | 0 | 0 | 0 | 0 | 0.35047 | 0.74676 | 1.4157
LV Sub HH Metered | 0 | 0 | 0 | 0 | 0 | 0 | 0.54171 | 0.060749 | 0 |  |  | 0 | 0 | 0 | 0 | 0 | 0 | 1.7281 | 0.73643 | 0
HV HH Metered | 0 | 0 | 0 | 0.071147 | 0 | 0 | 0 | 0 | 0 |  |  | 0 | 0 | 0 | 0.13068 | 0.6567 | 0 | 1.7071 | 0 | 0
NHH UMS category A
NHH UMS category B
NHH UMS category C
NHH UMS category D
LV UMS (Pseudo HH Metered)
LV Generation NHH or Aggregate HH
LV Sub Generation NHH
LV Generation Intermittent
LV Generation Non-Intermittent
LV Sub Generation Intermittent
LV Sub Generation Non-Intermittent
HV Generation Intermittent
HV Generation Non-Intermittent
3306. Reactive power charge p/kVArh (elements)
Data sources:
x1 = 3206. Pay-as-you-go reactive p/kVArh
x2 = 3203. Standard reactive p/kVArh
Combine tables = x1 or x2
| GSPs | Assets 132kV | Assets 132kV/EHV | Assets EHV | Assets EHV/HV | Assets 132kV/HV | Assets HV | Assets HV/LV | Assets LV circuits | Assets LV customer | Assets HV customer | Transmission exit | Operating 132kV | Operating 132kV/EHV | Operating EHV | Operating EHV/HV | Operating 132kV/HV | Operating HV | Operating HV/LV | Operating LV circuits | Operating LV customer | Operating HV customer
Domestic Unrestricted
Domestic Two Rate
Domestic Off Peak (related MPAN)
Small Non Domestic Unrestricted
Small Non Domestic Two Rate
Small Non Domestic Off Peak (related MPAN)
LV Medium Non-Domestic
LV Sub Medium Non-Domestic
HV Medium Non-Domestic
LV Network Domestic
LV Network Non-Domestic Non-CT
LV HH Metered | 0 | 0.041723 | 0.0059097 | 0.014919 | 0.0028489 | 0 | 0.0081169 | 0 | 0 |  |  | 0.012845 | 0.02529 | 0.003582 | 0.0090428 | 0.0090884 | 0 | 0.025894 | 0 | 0
LV Sub HH Metered | 0 | 0.037672 | 0.0053358 | 0.01347 | 0.0025723 | 0 | 0 | 0 | 0 |  |  | 0.011598 | 0.022834 | 0.0032342 | 0.0081647 | 0.0082059 | 0 | 0 | 0 | 0
HV HH Metered | 0 | 0.033007 | 0.0015428 | 0.0031158 | 0 | 0 | 0 | 0 | 0 |  |  | 0.010162 | 0.020007 | 0.0028337 | 0.005723 | 0 | 0 | 0 | 0 | 0
NHH UMS category A
NHH UMS category B
NHH UMS category C
NHH UMS category D
LV UMS (Pseudo HH Metered)
LV Generation NHH or Aggregate HH
LV Sub Generation NHH
LV Generation Intermittent | 0 | 0.030153 | 0.0042708 | 0.010782 | 0.0020589 | 0 | 0.0073325 | 0.00082228 | 0.001766 |  |  | 0.0092829 | 0.018277 | 0.0025887 | 0.0065351 | 0.0065681 | 0 | 0.023392 | 0.0099682 | 0.021409
LV Generation Non-Intermittent | 0 | 0.030153 | 0.0042708 | 0.010782 | 0.0020589 | 0 | 0.0073325 | 0.00082228 | 0.001766 |  |  | 0.0092829 | 0.018277 | 0.0025887 | 0.0065351 | 0.0065681 | 0 | 0.023392 | 0.0099682 | 0.021409
LV Sub Generation Intermittent | 0 | 0.029736 | 0.0042118 | 0.010633 | 0.0020304 | 0 | 0.0072311 | 0.00081092 | 0 |  |  | 0.0091546 | 0.018024 | 0.0025529 | 0.0064448 | 0.0064773 | 0 | 0.023068 | 0.0098304 | 0
LV Sub Generation Non-Intermittent | 0 | 0.029736 | 0.0042118 | 0.010633 | 0.0020304 | 0 | 0.0072311 | 0.00081092 | 0 |  |  | 0.0091546 | 0.018024 | 0.0025529 | 0.0064448 | 0.0064773 | 0 | 0.023068 | 0.0098304 | 0
HV Generation Intermittent | 0 | 0.029375 | 0.001373 | 0.0034662 | 0 | 0 | 0 | 0 | 0 |  |  | 0.0090434 | 0.017805 | 0.0025219 | 0.0063665 | 0.0063986 | 0 | 0.022788 | 0 | 0
HV Generation Non-Intermittent | 0 | 0.029375 | 0.001373 | 0.0034662 | 0 | 0 | 0 | 0 | 0 |  |  | 0.0090434 | 0.017805 | 0.0025219 | 0.0063665 | 0.0063986 | 0 | 0.022788 | 0 | 0
3307. Summary of charges before revenue matching
Data sources:
x1 = 3301. Unit rate 1 p/kWh (elements)
x2 = 3302. Unit rate 2 p/kWh (elements)
x3 = 3303. Unit rate 3 p/kWh (elements)
x4 = 3304. Fixed charge p/MPAN/day (elements)
x5 = 3305. Capacity charge p/kVA/day (elements)
x6 = 3306. Reactive power charge p/kVArh (elements)
Kind: | Cell summation | Cell summation | Cell summation | Cell summation | Cell summation | Cell summation
Formula: | =SUM(x1) | =SUM(x2) | =SUM(x3) | =SUM(x4) | =SUM(x5) | =SUM(x6)
| Unit rate 1 p/kWh (total) | Unit rate 2 p/kWh (total) | Unit rate 3 p/kWh (total) | Fixed charge p/MPAN/day (total) | Capacity charge p/kVA/day (total) | Reactive power charge p/kVArh
Domestic Unrestricted | 1.3353 | 0 | 0 | 4.6604 | 0 | 0
Domestic Two Rate | 1.5826 | 0.15457 | 0 | 4.6604 | 0 | 0
Domestic Off Peak (related MPAN) | 0.13877 | 0 | 0 | 0 | 0 | 0
Small Non Domestic Unrestricted | 1.1596 | 0 | 0 | 7.5479 | 0 | 0
Small Non Domestic Two Rate | 1.3135 | 0.15694 | 0 | 7.5479 | 0 | 0
Small Non Domestic Off Peak (related MPAN) | 0.14494 | 0 | 0 | 0 | 0 | 0
LV Medium Non-Domestic | 0.91497 | 0.10112 | 0 | 6.3284 | 0 | 0
LV Sub Medium Non-Domestic | 0.81951 | 0.089988 | 0 | 4.6932 | 0 | 0
HV Medium Non-Domestic | 0.47062 | 0.043587 | 0 | 81.5243 | 0 | 0
LV Network Domestic | 11.6777 | 0.50979 | 0.1462 | 4.6604 | 0 | 0
LV Network Non-Domestic Non-CT | 12.404 | 0.54164 | 0.15531 | 7.5479 | 0 | 0
LV HH Metered | 8.7635 | 0.33627 | 0.10342 | 10.6688 | 2.8012 | 0.15926
LV Sub HH Metered | 6.8824 | 0.1937 | 0.071653 | 8.2172 | 3.067 | 0.11309
HV HH Metered | 5.1346 | 0.092061 | 0.046041 | 81.5243 | 2.5657 | 0.07639
NHH UMS category A | 1.6094 | 0 | 0 | 0 | 0 | 0
NHH UMS category B | 1.9452 | 0 | 0 | 0 | 0 | 0
NHH UMS category C | 2.79 | 0 | 0 | 0 | 0 | 0
NHH UMS category D | 1.2846 | 0 | 0 | 0 | 0 | 0
LV UMS (Pseudo HH Metered) | 30.4366 | 1.3485 | 0.89521 | 0 | 0 | 0
LV Generation NHH or Aggregate HH | -0.67319 | 0 | 0 | 0 | 0 | 0
LV Sub Generation NHH | -0.60963 | 0 | 0 | 0 | 0 | 0
LV Generation Intermittent | -0.67319 | 0 | 0 | 0 | 0 | 0.15521
LV Generation Non-Intermittent | -8.0768 | -0.35265 | -0.10112 | 0 | 0 | 0.15521
LV Sub Generation Intermittent | -0.60963 | 0 | 0 | 0 | 0 | 0.13021
LV Sub Generation Non-Intermittent | -7.4492 | -0.30113 | -0.089988 | 0 | 0 | 0.13021
HV Generation Intermittent | -0.38929 | 0 | 0 | 39.3056 | 0 | 0.099137
HV Generation Non-Intermittent | -5.2665 | -0.12382 | -0.051242 | 39.3056 | 0 | 0.099137

## Revenue
Revenue shortfall or surplus for WPD South West in April 17 (Final)
3401. Net revenues by tariff before matching (£)
Data sources:
x1 = 1010. Days in the charging year (in Financial and general assumptions)
x2 = 3307. Fixed charge p/MPAN/day (total) (in Summary of charges before revenue matching)
x3 = 2305. MPANs (in Equivalent volume for each end user)
x4 = 3307. Capacity charge p/kVA/day (total) (in Summary of charges before revenue matching)
x5 = 2305. Import capacity (kVA) (in Equivalent volume for each end user)
x6 = 3307. Unit rate 1 p/kWh (total) (in Summary of charges before revenue matching)
x7 = 2305. Rate 1 units (MWh) (in Equivalent volume for each end user)
x8 = 3307. Unit rate 2 p/kWh (total) (in Summary of charges before revenue matching)
x9 = 2305. Rate 2 units (MWh) (in Equivalent volume for each end user)
x10 = 3307. Unit rate 3 p/kWh (total) (in Summary of charges before revenue matching)
x11 = 2305. Rate 3 units (MWh) (in Equivalent volume for each end user)
x12 = 3307. Reactive power charge p/kVArh (in Summary of charges before revenue matching)
x13 = 2305. Reactive power units (MVArh) (in Equivalent volume for each end user)
Calculation =0.01*x1*(x2*x3+x4*x5)+10*(x6*x7+x8*x9+x10*x11+x12*x13)
Net revenues
Domestic Unrestricted | 75830263.0488
Domestic Two Rate | 15193908.8649
Domestic Off Peak (related MPAN) | 87569.9523
Small Non Domestic Unrestricted | 16447240.5036
Small Non Domestic Two Rate | 5904275.8749
Small Non Domestic Off Peak (related MPAN) | 33233.7968
LV Medium Non-Domestic | 0
LV Sub Medium Non-Domestic | 0
HV Medium Non-Domestic | 0
LV Network Domestic | 0
LV Network Non-Domestic Non-CT | 4853057.14
LV HH Metered | 17251994.9684
LV Sub HH Metered | 9040459.1719
HV HH Metered | 19021776.1222
NHH UMS category A | 219092.7608
NHH UMS category B | 96292.2381
NHH UMS category C | 18097.0959
NHH UMS category D | 0
LV UMS (Pseudo HH Metered) | 2399224.5009
LV Generation NHH or Aggregate HH | -23079.4074
LV Sub Generation NHH | 0
LV Generation Intermittent | -545021.8361
LV Generation Non-Intermittent | -18810.1672
LV Sub Generation Intermittent | -76607.3602
LV Sub Generation Non-Intermittent | -25051.9516
HV Generation Intermittent | -1434202.2212
HV Generation Non-Intermittent | -1017612.2287
3402. Target CDCM revenue
Data sources:
x1 = 1001. Value (in CDCM target revenue)
x2 = Target CDCM revenue (£/year) (in Target CDCM revenue)
x3 = 1001. Revenue elements and subtotals (£/year) (in CDCM target revenue)
Kind: | Special calculation | Calculation
Formula: | = derived from x1 | =x2-x3
| Target CDCM revenue (£/year) | Check (should be zero)
Latest Forecast of CDCM Revenue | 324215104.3075 | 0
3403. Revenue surplus or shortfall
Data sources:
x1 = 3401. Net revenues by tariff before matching (£)
x2 = 3402. Target CDCM revenue (£/year) (in Target CDCM revenue)
x3 = Total net revenues before matching (£) (in Revenue surplus or shortfall)
Kind: | Cell summation | Calculation
Formula: | =SUM(x1) | =x2-x3
| Total net revenues before matching (£) | Revenue shortfall (surplus) £
Revenue surplus or shortfall | 163256100.867 | 160959003.4405

## Scaler
Revenue matching for WPD South West in April 17 (Final)
This sheet modifies tariffs so that the total expected net revenues matches the target.
3501. Factor to scale to £1/kW at transmission exit level
Data sources:
x1 = 2901. Unit cost at each level, £/kW/year (relative to system simultaneous maximum load)
Calculation =IF(x1,1/x1,0)
Transmission exit
Factor to scale to £1/kW at transmission exit level | 0.26168
3502. Applicability factor for £1/kW scaler
Data sources:
x1 = 3501. Factor to scale to £1/kW at transmission exit level
x2 = Zero for other levels
Combine tables = x1 or x2
| GSPs | Assets 132kV | Assets 132kV/EHV | Assets EHV | Assets EHV/HV | Assets 132kV/HV | Assets HV | Assets HV/LV | Assets LV circuits | Assets LV customer | Assets HV customer | Transmission exit | Operating 132kV | Operating 132kV/EHV | Operating EHV | Operating EHV/HV | Operating 132kV/HV | Operating HV | Operating HV/LV | Operating LV circuits | Operating LV customer | Operating HV customer
Applicability factor for £1/kW scaler | 0 | 0 | 0 | 0 | 0 | 0 | 0 | 0 | 0 | 0 | 0 | 0.26168 | 0 | 0 | 0 | 0 | 0 | 0 | 0 | 0 | 0 | 0
3503. Scalable elements of tariff components
Data sources:
x1 = 3301. Unit rate 1 p/kWh (elements)
x2 = 3502. Applicability factor for £1/kW scaler
x3 = 3302. Unit rate 2 p/kWh (elements)
x4 = 3303. Unit rate 3 p/kWh (elements)
x5 = 3304. Fixed charge p/MPAN/day (elements)
x6 = 3305. Capacity charge p/kVA/day (elements)
x7 = 3306. Reactive power charge p/kVArh (elements)
Kind: | Sum-product calculation | Sum-product calculation | Sum-product calculation | Sum-product calculation | Sum-product calculation | Sum-product calculation
Formula: | =SUMPRODUCT(x1, x2) | =SUMPRODUCT(x3, x2) | =SUMPRODUCT(x4, x2) | =SUMPRODUCT(x5, x2) | =SUMPRODUCT(x6, x2) | =SUMPRODUCT(x7, x2)
| Unit rate 1 p/kWh scalable part | Unit rate 2 p/kWh scalable part | Unit rate 3 p/kWh scalable part | Fixed charge p/MPAN/day scalable part | Capacity charge p/kVA/day scalable part | Reactive power charge p/kVArh scalable part
Domestic Unrestricted | 0.026653 | 0 | 0 | 0 | 0 | 0
Domestic Two Rate | 0.032329 | 1.0678e-05 | 0 | 0 | 0 | 0
Domestic Off Peak (related MPAN) | 0.00030728 | 0 | 0 | 0 | 0 | 0
Small Non Domestic Unrestricted | 0.020405 | 0 | 0 | 0 | 0 | 0
Small Non Domestic Two Rate | 0.024462 | 1.3065e-05 | 0 | 0 | 0 | 0
Small Non Domestic Off Peak (related MPAN) | 0.00044578 | 0 | 0 | 0 | 0 | 0
LV Medium Non-Domestic | 0.01724 | 0 | 0 | 0 | 0 | 0
LV Sub Medium Non-Domestic | 0.016775 | 0 | 0 | 0 | 0 | 0
HV Medium Non-Domestic | 0.016885 | 0 | 0 | 0 | 0 | 0
LV Network Domestic | 0.29834 | 0.00052413 | 0 | 0 | 0 | 0
LV Network Non-Domestic Non-CT | 0.3169 | 0.00055672 | 0 | 0 | 0 | 0
LV HH Metered | 0.24912 | 0.00043766 | 0 | 0 | 0 | 0.0033613
LV Sub HH Metered | 0.23409 | 0.00041125 | 0 | 0 | 0 | 0.0030349
HV HH Metered | 0.21225 | 0.00037288 | 0 | 0 | 0 | 0.0026591
NHH UMS category A | 0.013239 | 0 | 0 | 0 | 0 | 0
NHH UMS category B | 0.023293 | 0 | 0 | 0 | 0 | 0
NHH UMS category C | 0.042228 | 0 | 0 | 0 | 0 | 0
NHH UMS category D | 0.0035967 | 0 | 0 | 0 | 0 | 0
LV UMS (Pseudo HH Metered) | 0.68881 | 0.0027197 | 0 | 0 | 0 | 0
LV Generation NHH or Aggregate HH | -0.012386 | 0 | 0 | 0 | 0 | 0
LV Sub Generation NHH | -0.012215 | 0 | 0 | 0 | 0 | 0
LV Generation Intermittent | -0.012386 | 0 | 0 | 0 | 0 | 0.0024292
LV Generation Non-Intermittent | -0.20626 | -0.00036235 | 0 | 0 | 0 | 0.0024292
LV Sub Generation Intermittent | -0.012215 | 0 | 0 | 0 | 0 | 0.0023956
LV Sub Generation Non-Intermittent | -0.20341 | -0.00035735 | 0 | 0 | 0 | 0.0023956
HV Generation Intermittent | -0.012066 | 0 | 0 | 0 | 0 | 0.0023665
HV Generation Non-Intermittent | -0.20094 | -0.000353 | 0 | 0 | 0 | 0.0023665
3504. Marginal revenue effect of scaler
Data sources:
x1 = 2302. Load coefficient
x2 = 3503. Unit rate 1 p/kWh scalable part (in Scalable elements of tariff components)
x3 = 2305. Rate 1 units (MWh) (in Equivalent volume for each end user)
x4 = 3503. Unit rate 2 p/kWh scalable part (in Scalable elements of tariff components)
x5 = 2305. Rate 2 units (MWh) (in Equivalent volume for each end user)
x6 = 3503. Unit rate 3 p/kWh scalable part (in Scalable elements of tariff components)
x7 = 2305. Rate 3 units (MWh) (in Equivalent volume for each end user)
x8 = 3503. Fixed charge p/MPAN/day scalable part (in Scalable elements of tariff components)
x9 = 1010. Days in the charging year (in Financial and general assumptions)
x10 = 2305. MPANs (in Equivalent volume for each end user)
x11 = 3503. Capacity charge p/kVA/day scalable part (in Scalable elements of tariff components)
x12 = 2305. Import capacity (kVA) (in Equivalent volume for each end user)
x13 = 3503. Reactive power charge p/kVArh scalable part (in Scalable elements of tariff components)
x14 = 2305. Reactive power units (MVArh) (in Equivalent volume for each end user)
Kind: | Calculation | Calculation | Calculation | Calculation | Calculation | Calculation
Formula: | =IF(x1<0,0,x2*x3*10) | =IF(x1<0,0,x4*x5*10) | =IF(x1<0,0,x6*x7*10) | =x8*x9*x10/100 | =x11*x9*x12/100 | =IF(x1<0,0,x13*x14*10)
| Effect through Unit rate 1 p/kWh | Effect through Unit rate 2 p/kWh | Effect through Unit rate 3 p/kWh | Effect through Fixed charge p/MPAN/day | Effect through Capacity charge p/kVA/day | Effect through Reactive power charge p/kVArh
Domestic Unrestricted | 1096632.8474 | 0 | 0 | 0 | 0 | 0
Domestic Two Rate | 211072.9275 | 73.3803 | 0 | 0 | 0 | 0
Domestic Off Peak (related MPAN) | 193.9132 | 0 | 0 | 0 | 0 | 0
Small Non Domestic Unrestricted | 236125.9044 | 0 | 0 | 0 | 0 | 0
Small Non Domestic Two Rate | 90560.7509 | 22.341 | 0 | 0 | 0 | 0
Small Non Domestic Off Peak (related MPAN) | 102.2141 | 0 | 0 | 0 | 0 | 0
LV Medium Non-Domestic | 0 | 0 | 0 | 0 | 0 | 0
LV Sub Medium Non-Domestic | 0 | 0 | 0 | 0 | 0 | 0
HV Medium Non-Domestic | 0 | 0 | 0 | 0 | 0 | 0
LV Network Domestic | 0 | 0 | 0 | 0 | 0 | 0
LV Network Non-Domestic Non-CT | 84406.1997 | 1108.8791 | 0 | 0 | 0 | 0
LV HH Metered | 208100.0654 | 2659.4877 | 0 | 0 | 0 | 2694.1533
LV Sub HH Metered | 120540.5092 | 1581.8231 | 0 | 0 | 0 | 2261.7592
HV HH Metered | 334427.4952 | 4195.4099 | 0 | 0 | 0 | 5026.9623
NHH UMS category A | 1802.3429 | 0 | 0 | 0 | 0 | 0
NHH UMS category B | 1153.046 | 0 | 0 | 0 | 0 | 0
NHH UMS category C | 273.9074 | 0 | 0 | 0 | 0 | 0
NHH UMS category D | 0 | 0 | 0 | 0 | 0 | 0
LV UMS (Pseudo HH Metered) | 28333.4514 | 714.838 | 0 | 0 | 0 | 0
LV Generation NHH or Aggregate HH | 0 | 0 | 0 | 0 | 0 | 0
LV Sub Generation NHH | 0 | 0 | 0 | 0 | 0 | 0
LV Generation Intermittent | 0 | 0 | 0 | 0 | 0 | 0
LV Generation Non-Intermittent | 0 | 0 | 0 | 0 | 0 | 0
LV Sub Generation Intermittent | 0 | 0 | 0 | 0 | 0 | 0
LV Sub Generation Non-Intermittent | 0 | 0 | 0 | 0 | 0 | 0
HV Generation Intermittent | 0 | 0 | 0 | 0 | 0 | 0
HV Generation Non-Intermittent | 0 | 0 | 0 | 0 | 0 | 0
3505. Scaler value at which the minimum is breached
Data sources:
x1 = 3503. Unit rate 1 p/kWh scalable part (in Scalable elements of tariff components)
x2 = 3307. Unit rate 1 p/kWh (total) (in Summary of charges before revenue matching)
x3 = 3503. Unit rate 2 p/kWh scalable part (in Scalable elements of tariff components)
x4 = 3307. Unit rate 2 p/kWh (total) (in Summary of charges before revenue matching)
x5 = 3503. Unit rate 3 p/kWh scalable part (in Scalable elements of tariff components)
x6 = 3307. Unit rate 3 p/kWh (total) (in Summary of charges before revenue matching)
x7 = 3503. Fixed charge p/MPAN/day scalable part (in Scalable elements of tariff components)
x8 = 3307. Fixed charge p/MPAN/day (total) (in Summary of charges before revenue matching)
x9 = 3503. Capacity charge p/kVA/day scalable part (in Scalable elements of tariff components)
x10 = 3307. Capacity charge p/kVA/day (total) (in Summary of charges before revenue matching)
x11 = 3503. Reactive power charge p/kVArh scalable part (in Scalable elements of tariff components)
x12 = 3307. Reactive power charge p/kVArh (in Summary of charges before revenue matching)
Kind: | Calculation | Calculation | Calculation | Calculation | Calculation | Calculation
Formula: | =IF(x1,0-x2/x1,0) | =IF(x3,0-x4/x3,0) | =IF(x5,0-x6/x5,0) | =IF(x7,0-x8/x7,0) | =IF(x9,0-x10/x9,0) | =IF(x11,0-x12/x11,0)
| Scaler threshold for Unit rate 1 p/kWh | Scaler threshold for Unit rate 2 p/kWh | Scaler threshold for Unit rate 3 p/kWh | Scaler threshold for Fixed charge p/MPAN/day | Scaler threshold for Capacity charge p/kVA/day | Scaler threshold for Reactive power charge p/kVArh
Domestic Unrestricted | -50.0996 |  |  | 0
Domestic Two Rate | -48.9515 | -14475.2933 |  | 0
Domestic Off Peak (related MPAN) | -451.5937
Small Non Domestic Unrestricted | -56.8293 |  |  | 0
Small Non Domestic Two Rate | -53.6954 | -12012.8182 |  | 0
Small Non Domestic Off Peak (related MPAN) | -325.1392
LV Medium Non-Domestic | -53.0729 | 0 |  | 0
LV Sub Medium Non-Domestic | -48.8526 | 0 |  | 0
HV Medium Non-Domestic | -27.8725 | 0 |  | 0
LV Network Domestic | -39.1419 | -972.6555 | 0 | 0
LV Network Non-Domestic Non-CT | -39.142 | -972.9137 | 0 | 0
LV HH Metered | -35.1774 | -768.3454 | 0 | 0 | 0 | -47.3802
LV Sub HH Metered | -29.4 | -471.0015 | 0 | 0 | 0 | -37.2618
HV HH Metered | -24.1915 | -246.895 | 0 | 0 | 0 | -28.7278
NHH UMS category A | -121.56
NHH UMS category B | -83.5112
NHH UMS category C | -66.0701
NHH UMS category D | -357.1718
LV UMS (Pseudo HH Metered) | -44.1872 | -495.8114 | 0
LV Generation NHH or Aggregate HH | -54.3518 |  |  | 0
LV Sub Generation NHH | -49.9098 |  |  | 0
LV Generation Intermittent | -54.3518 |  |  | 0 |  | -63.8921
LV Generation Non-Intermittent | -39.1581 | -973.2174 | 0 | 0 |  | -63.8921
LV Sub Generation Intermittent | -49.9098 |  |  | 0 |  | -54.3518
LV Sub Generation Non-Intermittent | -36.6218 | -842.6814 | 0 | 0 |  | -54.3518
HV Generation Intermittent | -32.2626 |  |  | 0 |  | -41.8921
HV Generation Non-Intermittent | -26.2099 | -350.7714 | 0 | 0 |  | -41.8921
3506. Constraint-free solution
Data sources:
x1 = 3403. Revenue shortfall (surplus) £ (in Revenue surplus or shortfall)
x2 = 3504. Effect through Unit rate 1 p/kWh (in Marginal revenue effect of scaler)
x3 = 3504. Effect through Unit rate 2 p/kWh (in Marginal revenue effect of scaler)
x4 = 3504. Effect through Unit rate 3 p/kWh (in Marginal revenue effect of scaler)
x5 = 3504. Effect through Fixed charge p/MPAN/day (in Marginal revenue effect of scaler)
x6 = 3504. Effect through Capacity charge p/kVA/day (in Marginal revenue effect of scaler)
x7 = 3504. Effect through Reactive power charge p/kVArh (in Marginal revenue effect of scaler)
Calculation =x1/SUM(x2,x3,x4,x5,x6,x7)
Constraint-free solution
Constraint-free solution | 66.1277
3507. Starting point
Data sources:
x1 = 3506. Constraint-free solution
x2 = 3505. Scaler threshold for Unit rate 1 p/kWh (in Scaler value at which the minimum is breached)
x3 = 3505. Scaler threshold for Unit rate 2 p/kWh (in Scaler value at which the minimum is breached)
x4 = 3505. Scaler threshold for Unit rate 3 p/kWh (in Scaler value at which the minimum is breached)
x5 = 3505. Scaler threshold for Fixed charge p/MPAN/day (in Scaler value at which the minimum is breached)
x6 = 3505. Scaler threshold for Capacity charge p/kVA/day (in Scaler value at which the minimum is breached)
x7 = 3505. Scaler threshold for Reactive power charge p/kVArh (in Scaler value at which the minimum is breached)
Calculation =MIN(x1,x2,x3,x4,x5,x6,x7)
Starting point
Starting point | -14475.2933
3508. Solve for General scaler rate
Data sources:
x1 = 3507. Starting point
x2 = 3504. Effect through Unit rate 1 p/kWh (in Marginal revenue effect of scaler)
x3 = 3504. Effect through Unit rate 2 p/kWh (in Marginal revenue effect of scaler)
x4 = 3504. Effect through Unit rate 3 p/kWh (in Marginal revenue effect of scaler)
x5 = 3504. Effect through Fixed charge p/MPAN/day (in Marginal revenue effect of scaler)
x6 = 3504. Effect through Capacity charge p/kVA/day (in Marginal revenue effect of scaler)
x7 = 3504. Effect through Reactive power charge p/kVArh (in Marginal revenue effect of scaler)
x8 = Location (in Solve for General scaler rate)
x9 = Kink (in Solve for General scaler rate)
x10 = Ranking before tie break (in Solve for General scaler rate)
x11 = Counter (in Solve for General scaler rate)
x12 = Tie breaker (in Solve for General scaler rate)
x13 = Ranking (in Solve for General scaler rate)
x14 = Kink reordering (in Solve for General scaler rate)
x15 = Starting slope contributions (in Solve for General scaler rate)
x16 = New slope (in Solve for General scaler rate)
x17 = Location (ordered) (in Solve for General scaler rate)
x18 = Starting values (in Solve for General scaler rate)
x19 = 3403. Revenue shortfall (surplus) £ (in Revenue surplus or shortfall)
x20 = 3506. Constraint-free solution
x21 = Value (in Solve for General scaler rate)
Kind: | Special calculation | Special calculation | Special calculation | Special calculation | Special calculation | Fixed data | Calculation | Special calculation | Special calculation | Special calculation | Special calculation | Special calculation | Special calculation
Formula: | =x1 | Special calculation | =IF(ISERROR(x8),x9,0) | =MAX(x1,x8)*x9 | =RANK(x8,x8,1) |  | =x10*162+x11 | =RANK(x12,x12,1) | =MATCH(x11,x13,0) | =INDEX(x8,x14,1) or =x8 | Special calculation | Special calculation | Special calculation
| Location | Kink | Starting slope contributions | Starting values | Ranking before tie break | Counter | Tie breaker | Ranking | Kink reordering | Location (ordered) | New slope | Value | Root
Starting point | -14475.2933 |  |  |  |  | 0 | 0 |  |  | -14475.2933 | 0 | -275422931.1517 | 66.1277
Kink 1 | -50.0996 | 1096632.8474 | 0 | -54940856.9924 | 27 | 1 | 4375 | 27 | 29 | -14475.2933 | 73.3803 | -275422931.1517
Kink 2 | -48.9515 | 211072.9275 | 0 | -10332331.851 | 30 | 2 | 4862 | 30 | 32 | -12012.8182 | 95.7213 | -275242234.0136
Kink 3 | -451.5937 | 193.9132 | 0 | -87569.9523 | 10 | 3 | 1623 | 10 | 50 | -973.2174 | 95.7213 | -274185509.3173
Kink 4 | -56.8293 | 236125.9044 | 0 | -13418861.1313 | 20 | 4 | 3244 | 20 | 38 | -972.9137 | 1204.6004 | -274185480.2493
Kink 5 | -53.6954 | 90560.7509 | 0 | -4862696.0487 | 25 | 5 | 4055 | 25 | 37 | -972.6555 | 1204.6004 | -274185169.2356
Kink 6 | -325.1392 | 102.2141 | 0 | -33233.7968 | 13 | 6 | 2112 | 13 | 52 | -842.6814 | 1204.6004 | -274028602.334
Kink 7 | -53.0729 | 0 | 0 | 0 | 26 | 7 | 4219 | 26 | 39 | -768.3454 | 3864.0881 | -273939057.1894
Kink 8 | -48.8526 | 0 | 0 | 0 | 31 | 8 | 5030 | 31 | 46 | -495.8114 | 4578.9262 | -272885961.7737
Kink 9 | -27.8725 | 0 | 0 | 0 | 45 | 9 | 7299 | 45 | 40 | -471.0015 | 6160.7493 | -272772359.1021
Kink 10 | -39.1419 | 0 | 0 | 0 | 38 | 10 | 6166 | 38 | 3 | -451.5937 | 6354.6624 | -272652792.3808
Kink 11 | -39.142 | 84406.1997 | 0 | -3303825.9249 | 37 | 11 | 6005 | 37 | 18 | -357.1718 | 6354.6624 | -272052773.2716
Kink 12 | -35.1774 | 208100.0654 | 0 | -7320428.0903 | 41 | 12 | 6654 | 41 | 54 | -350.7714 | 6354.6624 | -272012100.7459
Kink 13 | -29.4 | 120540.5092 | 0 | -3543889.4598 | 43 | 13 | 6979 | 43 | 6 | -325.1392 | 6456.8765 | -271849216.6432
Kink 14 | -24.1915 | 334427.4952 | 0 | -8090316.3727 | 47 | 14 | 7628 | 47 | 41 | -246.895 | 10652.2864 | -271344003.7815
Kink 15 | -121.56 | 1802.3429 | 0 | -219092.7608 | 15 | 15 | 2445 | 15 | 15 | -121.56 | 12454.6294 | -270008899.1694
Kink 16 | -83.5112 | 1153.046 | 0 | -96292.2381 | 16 | 16 | 2608 | 16 | 16 | -83.5112 | 13607.6754 | -269535015.5809
Kink 17 | -66.0701 | 273.9074 | 0 | -18097.0959 | 17 | 17 | 2771 | 17 | 17 | -66.0701 | 13881.5828 | -269297683.3988
Kink 18 | -357.1718 | 0 | 0 | 0 | 11 | 18 | 1800 | 11 | 157 | -63.8921 | 13881.5828 | -269267449.3674
Kink 19 | -44.1872 | 28333.4514 | 0 | -1251975.7636 | 33 | 19 | 5365 | 33 | 158 | -63.8921 | 13881.5828 | -269267449.3674
Kink 20 | -54.3518 | 0 | 0 | 0 | 21 | 20 | 3422 | 21 | 4 | -56.8293 | 250007.4872 | -269169405.5295
Kink 21 | -49.9098 | 0 | 0 | 0 | 28 | 21 | 4557 | 28 | 20 | -54.3518 | 250007.4872 | -268550028.2254
Kink 22 | -54.3518 | 0 | 0 | 0 | 21 | 22 | 3424 | 22 | 22 | -54.3518 | 250007.4872 | -268550028.2254
Kink 23 | -39.1581 | 0 | 0 | 0 | 36 | 23 | 5855 | 36 | 159 | -54.3518 | 250007.4872 | -268550028.2254
Kink 24 | -49.9098 | 0 | 0 | 0 | 28 | 24 | 4560 | 29 | 160 | -54.3518 | 250007.4872 | -268550028.2254
Kink 25 | -36.6218 | 0 | 0 | 0 | 40 | 25 | 6505 | 40 | 5 | -53.6954 | 340568.238 | -268385917.1547
Kink 26 | -32.2626 | 0 | 0 | 0 | 42 | 26 | 6830 | 42 | 7 | -53.0729 | 340568.238 | -268173913.9737
Kink 27 | -26.2099 | 0 | 0 | 0 | 46 | 27 | 7479 | 46 | 1 | -50.0996 | 1437201.0855 | -267161297.6202
Kink 28 | 0 | 0 | 0 | 0 | 48 | 28 | 7804 | 48 | 21 | -49.9098 | 1437201.0855 | -266888527.6823
Kink 29 | -14475.2933 | 73.3803 | 0 | -1062201.2123 | 1 | 29 | 191 | 1 | 24 | -49.9098 | 1437201.0855 | -266888527.6823
Kink 30 | 0 | 0 | 0 | 0 | 48 | 30 | 7806 | 49 | 2 | -48.9515 | 1648274.013 | -265511229.1229
Kink 31 | 0 | 0 | 0 | 0 | 48 | 31 | 7807 | 50 | 8 | -48.8526 | 1648274.013 | -265348274.849
Kink 32 | -12012.8182 | 22.341 | 0 | -268378.2319 | 2 | 32 | 356 | 2 | 147 | -47.3802 | 1650968.1663 | -262921345.2191
Kink 33 | 0 | 0 | 0 | 0 | 48 | 33 | 7809 | 51 | 19 | -44.1872 | 1679301.6177 | -257649783.3494
Kink 34 | 0 | 0 | 0 | 0 | 48 | 34 | 7810 | 52 | 161 | -41.8921 | 1679301.6177 | -253795576.8492
Kink 35 | 0 | 0 | 0 | 0 | 48 | 35 | 7811 | 53 | 162 | -41.8921 | 1679301.6177 | -253795576.8492
Kink 36 | 0 | 0 | 0 | 0 | 48 | 36 | 7812 | 54 | 23 | -39.1581 | 1679301.6177 | -249204496.2729
Kink 37 | -972.6555 | 0 | 0 | 0 | 5 | 37 | 847 | 5 | 11 | -39.142 | 1763707.8174 | -249177347.3241
Kink 38 | -972.9137 | 1108.8791 | 0 | -1078843.6811 | 4 | 38 | 686 | 4 | 10 | -39.1419 | 1763707.8174 | -249177206.3644
Kink 39 | -768.3454 | 2659.4877 | 0 | -2043405.1485 | 7 | 39 | 1173 | 7 | 148 | -37.2618 | 1765969.5766 | -245861339.2676
Kink 40 | -471.0015 | 1581.8231 | 0 | -745041.056 | 9 | 40 | 1498 | 9 | 25 | -36.6218 | 1765969.5766 | -244731046.5898
Kink 41 | -246.895 | 4195.4099 | 0 | -1035825.7374 | 14 | 41 | 2309 | 14 | 12 | -35.1774 | 1974069.6419 | -242180344.1231
Kink 42 | 0 | 0 | 0 | 0 | 48 | 42 | 7818 | 55 | 26 | -32.2626 | 1974069.6419 | -236426250.8444
Kink 43 | 0 | 0 | 0 | 0 | 48 | 43 | 7819 | 56 | 13 | -29.4 | 2094610.1511 | -230775245.4804
Kink 44 | 0 | 0 | 0 | 0 | 48 | 44 | 7820 | 57 | 149 | -28.7278 | 2099637.1134 | -229367231.5929
Kink 45 | 0 | 0 | 0 | 0 | 48 | 45 | 7821 | 58 | 9 | -27.8725 | 2099637.1134 | -227571541.333
Kink 46 | -495.8114 | 714.838 | 0 | -354424.8294 | 8 | 46 | 1342 | 8 | 27 | -26.2099 | 2099637.1134 | -224080558.2424
Kink 47 | 0 | 0 | 0 | 0 | 48 | 47 | 7823 | 59 | 14 | -24.1915 | 2434064.6086 | -219842776.568
Kink 48 | 0 | 0 | 0 | 0 | 48 | 48 | 7824 | 60 | 28 | 0 | 2434064.6086 | -160959003.4405
Kink 49 | 0 | 0 | 0 | 0 | 48 | 49 | 7825 | 61 | 30 | 0 | 2434064.6086 | -160959003.4405
Kink 50 | -973.2174 | 0 | 0 | 0 | 3 | 50 | 536 | 3 | 31 | 0 | 2434064.6086 | -160959003.4405
Kink 51 | 0 | 0 | 0 | 0 | 48 | 51 | 7827 | 62 | 33 | 0 | 2434064.6086 | -160959003.4405
Kink 52 | -842.6814 | 0 | 0 | 0 | 6 | 52 | 1024 | 6 | 34 | 0 | 2434064.6086 | -160959003.4405
Kink 53 | 0 | 0 | 0 | 0 | 48 | 53 | 7829 | 63 | 35 | 0 | 2434064.6086 | -160959003.4405
Kink 54 | -350.7714 | 0 | 0 | 0 | 12 | 54 | 1998 | 12 | 36 | 0 | 2434064.6086 | -160959003.4405
Kink 55 | 0 | 0 | 0 | 0 | 48 | 55 | 7831 | 64 | 42 | 0 | 2434064.6086 | -160959003.4405
Kink 56 | 0 | 0 | 0 | 0 | 48 | 56 | 7832 | 65 | 43 | 0 | 2434064.6086 | -160959003.4405
Kink 57 | 0 | 0 | 0 | 0 | 48 | 57 | 7833 | 66 | 44 | 0 | 2434064.6086 | -160959003.4405
Kink 58 | 0 | 0 | 0 | 0 | 48 | 58 | 7834 | 67 | 45 | 0 | 2434064.6086 | -160959003.4405
Kink 59 | 0 | 0 | 0 | 0 | 48 | 59 | 7835 | 68 | 47 | 0 | 2434064.6086 | -160959003.4405
Kink 60 | 0 | 0 | 0 | 0 | 48 | 60 | 7836 | 69 | 48 | 0 | 2434064.6086 | -160959003.4405
Kink 61 | 0 | 0 | 0 | 0 | 48 | 61 | 7837 | 70 | 49 | 0 | 2434064.6086 | -160959003.4405
Kink 62 | 0 | 0 | 0 | 0 | 48 | 62 | 7838 | 71 | 51 | 0 | 2434064.6086 | -160959003.4405
Kink 63 | 0 | 0 | 0 | 0 | 48 | 63 | 7839 | 72 | 53 | 0 | 2434064.6086 | -160959003.4405
Kink 64 | 0 | 0 | 0 | 0 | 48 | 64 | 7840 | 73 | 55 | 0 | 2434064.6086 | -160959003.4405
Kink 65 | 0 | 0 | 0 | 0 | 48 | 65 | 7841 | 74 | 56 | 0 | 2434064.6086 | -160959003.4405
Kink 66 | 0 | 0 | 0 | 0 | 48 | 66 | 7842 | 75 | 57 | 0 | 2434064.6086 | -160959003.4405
Kink 67 | 0 | 0 | 0 | 0 | 48 | 67 | 7843 | 76 | 58 | 0 | 2434064.6086 | -160959003.4405
Kink 68 | 0 | 0 | 0 | 0 | 48 | 68 | 7844 | 77 | 59 | 0 | 2434064.6086 | -160959003.4405
Kink 69 | 0 | 0 | 0 | 0 | 48 | 69 | 7845 | 78 | 60 | 0 | 2434064.6086 | -160959003.4405
Kink 70 | 0 | 0 | 0 | 0 | 48 | 70 | 7846 | 79 | 61 | 0 | 2434064.6086 | -160959003.4405
Kink 71 | 0 | 0 | 0 | 0 | 48 | 71 | 7847 | 80 | 62 | 0 | 2434064.6086 | -160959003.4405
Kink 72 | 0 | 0 | 0 | 0 | 48 | 72 | 7848 | 81 | 63 | 0 | 2434064.6086 | -160959003.4405
Kink 73 | 0 | 0 | 0 | 0 | 48 | 73 | 7849 | 82 | 64 | 0 | 2434064.6086 | -160959003.4405
Kink 74 | 0 | 0 | 0 | 0 | 48 | 74 | 7850 | 83 | 65 | 0 | 2434064.6086 | -160959003.4405
Kink 75 | 0 | 0 | 0 | 0 | 48 | 75 | 7851 | 84 | 66 | 0 | 2434064.6086 | -160959003.4405
Kink 76 | 0 | 0 | 0 | 0 | 48 | 76 | 7852 | 85 | 67 | 0 | 2434064.6086 | -160959003.4405
Kink 77 | 0 | 0 | 0 | 0 | 48 | 77 | 7853 | 86 | 68 | 0 | 2434064.6086 | -160959003.4405
Kink 78 | 0 | 0 | 0 | 0 | 48 | 78 | 7854 | 87 | 69 | 0 | 2434064.6086 | -160959003.4405
Kink 79 | 0 | 0 | 0 | 0 | 48 | 79 | 7855 | 88 | 70 | 0 | 2434064.6086 | -160959003.4405
Kink 80 | 0 | 0 | 0 | 0 | 48 | 80 | 7856 | 89 | 71 | 0 | 2434064.6086 | -160959003.4405
Kink 81 | 0 | 0 | 0 | 0 | 48 | 81 | 7857 | 90 | 72 | 0 | 2434064.6086 | -160959003.4405
Kink 82 | 0 | 0 | 0 | 0 | 48 | 82 | 7858 | 91 | 73 | 0 | 2434064.6086 | -160959003.4405
Kink 83 | 0 | 0 | 0 | 0 | 48 | 83 | 7859 | 92 | 74 | 0 | 2434064.6086 | -160959003.4405
Kink 84 | 0 | 0 | 0 | 0 | 48 | 84 | 7860 | 93 | 75 | 0 | 2434064.6086 | -160959003.4405
Kink 85 | 0 | 0 | 0 | 0 | 48 | 85 | 7861 | 94 | 76 | 0 | 2434064.6086 | -160959003.4405
Kink 86 | 0 | 0 | 0 | 0 | 48 | 86 | 7862 | 95 | 77 | 0 | 2434064.6086 | -160959003.4405
Kink 87 | 0 | 0 | 0 | 0 | 48 | 87 | 7863 | 96 | 78 | 0 | 2434064.6086 | -160959003.4405
Kink 88 | 0 | 0 | 0 | 0 | 48 | 88 | 7864 | 97 | 79 | 0 | 2434064.6086 | -160959003.4405
Kink 89 | 0 | 0 | 0 | 0 | 48 | 89 | 7865 | 98 | 80 | 0 | 2434064.6086 | -160959003.4405
Kink 90 | 0 | 0 | 0 | 0 | 48 | 90 | 7866 | 99 | 81 | 0 | 2434064.6086 | -160959003.4405
Kink 91 | 0 | 0 | 0 | 0 | 48 | 91 | 7867 | 100 | 82 | 0 | 2434064.6086 | -160959003.4405
Kink 92 | 0 | 0 | 0 | 0 | 48 | 92 | 7868 | 101 | 83 | 0 | 2434064.6086 | -160959003.4405
Kink 93 | 0 | 0 | 0 | 0 | 48 | 93 | 7869 | 102 | 84 | 0 | 2434064.6086 | -160959003.4405
Kink 94 | 0 | 0 | 0 | 0 | 48 | 94 | 7870 | 103 | 85 | 0 | 2434064.6086 | -160959003.4405
Kink 95 | 0 | 0 | 0 | 0 | 48 | 95 | 7871 | 104 | 86 | 0 | 2434064.6086 | -160959003.4405
Kink 96 | 0 | 0 | 0 | 0 | 48 | 96 | 7872 | 105 | 87 | 0 | 2434064.6086 | -160959003.4405
Kink 97 | 0 | 0 | 0 | 0 | 48 | 97 | 7873 | 106 | 88 | 0 | 2434064.6086 | -160959003.4405
Kink 98 | 0 | 0 | 0 | 0 | 48 | 98 | 7874 | 107 | 89 | 0 | 2434064.6086 | -160959003.4405
Kink 99 | 0 | 0 | 0 | 0 | 48 | 99 | 7875 | 108 | 90 | 0 | 2434064.6086 | -160959003.4405
Kink 100 | 0 | 0 | 0 | 0 | 48 | 100 | 7876 | 109 | 91 | 0 | 2434064.6086 | -160959003.4405
Kink 101 | 0 | 0 | 0 | 0 | 48 | 101 | 7877 | 110 | 92 | 0 | 2434064.6086 | -160959003.4405
Kink 102 | 0 | 0 | 0 | 0 | 48 | 102 | 7878 | 111 | 93 | 0 | 2434064.6086 | -160959003.4405
Kink 103 | 0 | 0 | 0 | 0 | 48 | 103 | 7879 | 112 | 94 | 0 | 2434064.6086 | -160959003.4405
Kink 104 | 0 | 0 | 0 | 0 | 48 | 104 | 7880 | 113 | 95 | 0 | 2434064.6086 | -160959003.4405
Kink 105 | 0 | 0 | 0 | 0 | 48 | 105 | 7881 | 114 | 96 | 0 | 2434064.6086 | -160959003.4405
Kink 106 | 0 | 0 | 0 | 0 | 48 | 106 | 7882 | 115 | 97 | 0 | 2434064.6086 | -160959003.4405
Kink 107 | 0 | 0 | 0 | 0 | 48 | 107 | 7883 | 116 | 98 | 0 | 2434064.6086 | -160959003.4405
Kink 108 | 0 | 0 | 0 | 0 | 48 | 108 | 7884 | 117 | 99 | 0 | 2434064.6086 | -160959003.4405
Kink 109 | 0 | 0 | 0 | 0 | 48 | 109 | 7885 | 118 | 100 | 0 | 2434064.6086 | -160959003.4405
Kink 110 | 0 | 0 | 0 | 0 | 48 | 110 | 7886 | 119 | 101 | 0 | 2434064.6086 | -160959003.4405
Kink 111 | 0 | 0 | 0 | 0 | 48 | 111 | 7887 | 120 | 102 | 0 | 2434064.6086 | -160959003.4405
Kink 112 | 0 | 0 | 0 | 0 | 48 | 112 | 7888 | 121 | 103 | 0 | 2434064.6086 | -160959003.4405
Kink 113 | 0 | 0 | 0 | 0 | 48 | 113 | 7889 | 122 | 104 | 0 | 2434064.6086 | -160959003.4405
Kink 114 | 0 | 0 | 0 | 0 | 48 | 114 | 7890 | 123 | 105 | 0 | 2434064.6086 | -160959003.4405
Kink 115 | 0 | 0 | 0 | 0 | 48 | 115 | 7891 | 124 | 106 | 0 | 2434064.6086 | -160959003.4405
Kink 116 | 0 | 0 | 0 | 0 | 48 | 116 | 7892 | 125 | 107 | 0 | 2434064.6086 | -160959003.4405
Kink 117 | 0 | 0 | 0 | 0 | 48 | 117 | 7893 | 126 | 108 | 0 | 2434064.6086 | -160959003.4405
Kink 118 | 0 | 0 | 0 | 0 | 48 | 118 | 7894 | 127 | 109 | 0 | 2434064.6086 | -160959003.4405
Kink 119 | 0 | 0 | 0 | 0 | 48 | 119 | 7895 | 128 | 110 | 0 | 2434064.6086 | -160959003.4405
Kink 120 | 0 | 0 | 0 | 0 | 48 | 120 | 7896 | 129 | 111 | 0 | 2434064.6086 | -160959003.4405
Kink 121 | 0 | 0 | 0 | 0 | 48 | 121 | 7897 | 130 | 112 | 0 | 2434064.6086 | -160959003.4405
Kink 122 | 0 | 0 | 0 | 0 | 48 | 122 | 7898 | 131 | 113 | 0 | 2434064.6086 | -160959003.4405
Kink 123 | 0 | 0 | 0 | 0 | 48 | 123 | 7899 | 132 | 114 | 0 | 2434064.6086 | -160959003.4405
Kink 124 | 0 | 0 | 0 | 0 | 48 | 124 | 7900 | 133 | 115 | 0 | 2434064.6086 | -160959003.4405
Kink 125 | 0 | 0 | 0 | 0 | 48 | 125 | 7901 | 134 | 116 | 0 | 2434064.6086 | -160959003.4405
Kink 126 | 0 | 0 | 0 | 0 | 48 | 126 | 7902 | 135 | 117 | 0 | 2434064.6086 | -160959003.4405
Kink 127 | 0 | 0 | 0 | 0 | 48 | 127 | 7903 | 136 | 118 | 0 | 2434064.6086 | -160959003.4405
Kink 128 | 0 | 0 | 0 | 0 | 48 | 128 | 7904 | 137 | 119 | 0 | 2434064.6086 | -160959003.4405
Kink 129 | 0 | 0 | 0 | 0 | 48 | 129 | 7905 | 138 | 120 | 0 | 2434064.6086 | -160959003.4405
Kink 130 | 0 | 0 | 0 | 0 | 48 | 130 | 7906 | 139 | 121 | 0 | 2434064.6086 | -160959003.4405
Kink 131 | 0 | 0 | 0 | 0 | 48 | 131 | 7907 | 140 | 122 | 0 | 2434064.6086 | -160959003.4405
Kink 132 | 0 | 0 | 0 | 0 | 48 | 132 | 7908 | 141 | 123 | 0 | 2434064.6086 | -160959003.4405
Kink 133 | 0 | 0 | 0 | 0 | 48 | 133 | 7909 | 142 | 124 | 0 | 2434064.6086 | -160959003.4405
Kink 134 | 0 | 0 | 0 | 0 | 48 | 134 | 7910 | 143 | 125 | 0 | 2434064.6086 | -160959003.4405
Kink 135 | 0 | 0 | 0 | 0 | 48 | 135 | 7911 | 144 | 126 | 0 | 2434064.6086 | -160959003.4405
Kink 136 | 0 | 0 | 0 | 0 | 48 | 136 | 7912 | 145 | 127 | 0 | 2434064.6086 | -160959003.4405
Kink 137 | 0 | 0 | 0 | 0 | 48 | 137 | 7913 | 146 | 128 | 0 | 2434064.6086 | -160959003.4405
Kink 138 | 0 | 0 | 0 | 0 | 48 | 138 | 7914 | 147 | 129 | 0 | 2434064.6086 | -160959003.4405
Kink 139 | 0 | 0 | 0 | 0 | 48 | 139 | 7915 | 148 | 130 | 0 | 2434064.6086 | -160959003.4405
Kink 140 | 0 | 0 | 0 | 0 | 48 | 140 | 7916 | 149 | 131 | 0 | 2434064.6086 | -160959003.4405
Kink 141 | 0 | 0 | 0 | 0 | 48 | 141 | 7917 | 150 | 132 | 0 | 2434064.6086 | -160959003.4405
Kink 142 | 0 | 0 | 0 | 0 | 48 | 142 | 7918 | 151 | 133 | 0 | 2434064.6086 | -160959003.4405
Kink 143 | 0 | 0 | 0 | 0 | 48 | 143 | 7919 | 152 | 134 | 0 | 2434064.6086 | -160959003.4405
Kink 144 | 0 | 0 | 0 | 0 | 48 | 144 | 7920 | 153 | 135 | 0 | 2434064.6086 | -160959003.4405
Kink 145 | 0 | 0 | 0 | 0 | 48 | 145 | 7921 | 154 | 136 | 0 | 2434064.6086 | -160959003.4405
Kink 146 | 0 | 0 | 0 | 0 | 48 | 146 | 7922 | 155 | 137 | 0 | 2434064.6086 | -160959003.4405
Kink 147 | -47.3802 | 2694.1533 | 0 | -127649.546 | 32 | 147 | 5331 | 32 | 138 | 0 | 2434064.6086 | -160959003.4405
Kink 148 | -37.2618 | 2261.7592 | 0 | -84277.3259 | 39 | 148 | 6466 | 39 | 139 | 0 | 2434064.6086 | -160959003.4405
Kink 149 | -28.7278 | 5026.9623 | 0 | -144413.4642 | 44 | 149 | 7277 | 44 | 140 | 0 | 2434064.6086 | -160959003.4405
Kink 150 | 0 | 0 | 0 | 0 | 48 | 150 | 7926 | 156 | 141 | 0 | 2434064.6086 | -160959003.4405
Kink 151 | 0 | 0 | 0 | 0 | 48 | 151 | 7927 | 157 | 142 | 0 | 2434064.6086 | -160959003.4405
Kink 152 | 0 | 0 | 0 | 0 | 48 | 152 | 7928 | 158 | 143 | 0 | 2434064.6086 | -160959003.4405
Kink 153 | 0 | 0 | 0 | 0 | 48 | 153 | 7929 | 159 | 144 | 0 | 2434064.6086 | -160959003.4405
Kink 154 | 0 | 0 | 0 | 0 | 48 | 154 | 7930 | 160 | 145 | 0 | 2434064.6086 | -160959003.4405
Kink 155 | 0 | 0 | 0 | 0 | 48 | 155 | 7931 | 161 | 146 | 0 | 2434064.6086 | -160959003.4405
Kink 156 | 0 | 0 | 0 | 0 | 48 | 156 | 7932 | 162 | 150 | 0 | 2434064.6086 | -160959003.4405
Kink 157 | -63.8921 | 0 | 0 | 0 | 18 | 157 | 3073 | 18 | 151 | 0 | 2434064.6086 | -160959003.4405
Kink 158 | -63.8921 | 0 | 0 | 0 | 18 | 158 | 3074 | 19 | 152 | 0 | 2434064.6086 | -160959003.4405
Kink 159 | -54.3518 | 0 | 0 | 0 | 23 | 159 | 3885 | 23 | 153 | 0 | 2434064.6086 | -160959003.4405
Kink 160 | -54.3518 | 0 | 0 | 0 | 23 | 160 | 3886 | 24 | 154 | 0 | 2434064.6086 | -160959003.4405
Kink 161 | -41.8921 | 0 | 0 | 0 | 34 | 161 | 5669 | 34 | 155 | 0 | 2434064.6086 | -160959003.4405
Kink 162 | -41.8921 | 0 | 0 | 0 | 34 | 162 | 5670 | 35 | 156 | 0 | 2434064.6086 | -160959003.4405
3509. General scaler rate
Data sources:
x1 = 3508. Root (in Solve for General scaler rate)
Calculation =MIN(x1)
General scaler rate
General scaler rate | 66.1277
3510. Scaler
Data sources:
x1 = 2302. Load coefficient
x2 = 3503. Unit rate 1 p/kWh scalable part (in Scalable elements of tariff components)
x3 = 3509. General scaler rate
x4 = 3307. Unit rate 1 p/kWh (total) (in Summary of charges before revenue matching)
x5 = 3503. Unit rate 2 p/kWh scalable part (in Scalable elements of tariff components)
x6 = 3307. Unit rate 2 p/kWh (total) (in Summary of charges before revenue matching)
x7 = 3503. Unit rate 3 p/kWh scalable part (in Scalable elements of tariff components)
x8 = 3307. Unit rate 3 p/kWh (total) (in Summary of charges before revenue matching)
x9 = 3503. Fixed charge p/MPAN/day scalable part (in Scalable elements of tariff components)
x10 = 3307. Fixed charge p/MPAN/day (total) (in Summary of charges before revenue matching)
x11 = 3503. Capacity charge p/kVA/day scalable part (in Scalable elements of tariff components)
x12 = 3307. Capacity charge p/kVA/day (total) (in Summary of charges before revenue matching)
x13 = 3503. Reactive power charge p/kVArh scalable part (in Scalable elements of tariff components)
x14 = 3307. Reactive power charge p/kVArh (in Summary of charges before revenue matching)
x15 = 1010. Days in the charging year (in Financial and general assumptions)
x16 = Fixed charge p/MPAN/day scaler (in Scaler)
x17 = 2305. MPANs (in Equivalent volume for each end user)
x18 = Capacity charge p/kVA/day scaler (in Scaler)
x19 = 2305. Import capacity (kVA) (in Equivalent volume for each end user)
x20 = Unit rate 1 p/kWh scaler (in Scaler)
x21 = 2305. Rate 1 units (MWh) (in Equivalent volume for each end user)
x22 = Unit rate 2 p/kWh scaler (in Scaler)
x23 = 2305. Rate 2 units (MWh) (in Equivalent volume for each end user)
x24 = Unit rate 3 p/kWh scaler (in Scaler)
x25 = 2305. Rate 3 units (MWh) (in Equivalent volume for each end user)
x26 = Reactive power charge p/kVArh scaler (in Scaler)
x27 = 2305. Reactive power units (MVArh) (in Equivalent volume for each end user)
Kind: | Calculation | Calculation | Calculation | Calculation | Calculation | Calculation | Calculation
Formula: | =IF(x1<0,0,IF(x2*x3+x4>0,x2*x3,0-x4)) | =IF(x1<0,0,IF(x5*x3+x6>0,x5*x3,0-x6)) | =IF(x1<0,0,IF(x7*x3+x8>0,x7*x3,0-x8)) | =IF(x1<0,0,IF(x9*x3+x10>0,x9*x3,0-x10)) | =IF(x1<0,0,IF(x11*x3+x12>0,x11*x3,0-x12)) | =IF(x1<0,0,IF(x13*x3+x14>0,x13*x3,0-x14)) | =0.01*x15*(x16*x17+x18*x19)+10*(x20*x21+x22*x23+x24*x25+x26*x27)
| Unit rate 1 p/kWh scaler | Unit rate 2 p/kWh scaler | Unit rate 3 p/kWh scaler | Fixed charge p/MPAN/day scaler | Capacity charge p/kVA/day scaler | Reactive power charge p/kVArh scaler | Net revenues by tariff from scaler
Domestic Unrestricted | 1.7625 | 0 | 0 | 0 | 0 | 0 | 72517767.0451
Domestic Two Rate | 2.1379 | 0.00070612 | 0 | 0 | 0 | 0 | 13962611.8236
Domestic Off Peak (related MPAN) | 0.02032 | 0 | 0 | 0 | 0 | 0 | 12823.0235
Small Non Domestic Unrestricted | 1.3493 | 0 | 0 | 0 | 0 | 0 | 15614454.1624
Small Non Domestic Two Rate | 1.6176 | 0.00086394 | 0 | 0 | 0 | 0 | 5990048.1442
Small Non Domestic Off Peak (related MPAN) | 0.029478 | 0 | 0 | 0 | 0 | 0 | 6759.1776
LV Medium Non-Domestic | 1.14 | 0 | 0 | 0 | 0 | 0 | 0
LV Sub Medium Non-Domestic | 1.1093 | 0 | 0 | 0 | 0 | 0 | 0
HV Medium Non-Domestic | 1.1166 | 0 | 0 | 0 | 0 | 0 | 0
LV Network Domestic | 19.7288 | 0.034659 | 0 | 0 | 0 | 0 | 0
LV Network Non-Domestic Non-CT | 20.9557 | 0.036815 | 0 | 0 | 0 | 0 | 5654912.2851
LV HH Metered | 16.4739 | 0.028941 | 0 | 0 | 0 | 0.22228 | 14115194.7024
LV Sub HH Metered | 15.4801 | 0.027195 | 0 | 0 | 0 | 0.20069 | 8225229.2499
HV HH Metered | 14.0355 | 0.024657 | 0 | 0 | 0 | 0.17584 | 22724762.5218
NHH UMS category A | 0.87549 | 0 | 0 | 0 | 0 | 0 | 119184.7258
NHH UMS category B | 1.5403 | 0 | 0 | 0 | 0 | 0 | 76248.2387
NHH UMS category C | 2.7924 | 0 | 0 | 0 | 0 | 0 | 18112.8543
NHH UMS category D | 0.23784 | 0 | 0 | 0 | 0 | 0 | 0
LV UMS (Pseudo HH Metered) | 45.5495 | 0.17985 | 0 | 0 | 0 | 0 | 1920895.4862
LV Generation NHH or Aggregate HH | 0 | 0 | 0 | 0 | 0 | 0 | 0
LV Sub Generation NHH | 0 | 0 | 0 | 0 | 0 | 0 | 0
LV Generation Intermittent | 0 | 0 | 0 | 0 | 0 | 0 | 0
LV Generation Non-Intermittent | 0 | 0 | 0 | 0 | 0 | 0 | 0
LV Sub Generation Intermittent | 0 | 0 | 0 | 0 | 0 | 0 | 0
LV Sub Generation Non-Intermittent | 0 | 0 | 0 | 0 | 0 | 0 | 0
HV Generation Intermittent | 0 | 0 | 0 | 0 | 0 | 0 | 0
HV Generation Non-Intermittent | 0 | 0 | 0 | 0 | 0 | 0 | 0

## Adjust
Tariff component adjustment and rounding for WPD South West in April 17 (Final)
3601. Tariffs before rounding
Data sources:
x1 = 3307. Unit rate 1 p/kWh (total) (in Summary of charges before revenue matching)
x2 = 3510. Unit rate 1 p/kWh scaler (in Scaler)
x3 = 3307. Unit rate 2 p/kWh (total) (in Summary of charges before revenue matching)
x4 = 3510. Unit rate 2 p/kWh scaler (in Scaler)
x5 = 3307. Unit rate 3 p/kWh (total) (in Summary of charges before revenue matching)
x6 = 3510. Unit rate 3 p/kWh scaler (in Scaler)
x7 = 3307. Fixed charge p/MPAN/day (total) (in Summary of charges before revenue matching)
x8 = 3510. Fixed charge p/MPAN/day scaler (in Scaler)
x9 = 3307. Capacity charge p/kVA/day (total) (in Summary of charges before revenue matching)
x10 = 3510. Capacity charge p/kVA/day scaler (in Scaler)
x11 = 3307. Reactive power charge p/kVArh (in Summary of charges before revenue matching)
x12 = 3510. Reactive power charge p/kVArh scaler (in Scaler)
Kind: | Calculation | Calculation | Calculation | Calculation | Calculation | Calculation
Formula: | =x1+x2 | =x3+x4 | =x5+x6 | =x7+x8 | =x9+x10 | =x11+x12
| Unit rate 1 p/kWh | Unit rate 2 p/kWh | Unit rate 3 p/kWh | Fixed charge p/MPAN/day | Capacity charge p/kVA/day | Reactive power charge p/kVArh
Domestic Unrestricted | 3.0978 |  |  | 4.6604
Domestic Two Rate | 3.7204 | 0.15528 |  | 4.6604
Domestic Off Peak (related MPAN) | 0.15909
Small Non Domestic Unrestricted | 2.5089 |  |  | 7.5479
Small Non Domestic Two Rate | 2.9311 | 0.15781 |  | 7.5479
Small Non Domestic Off Peak (related MPAN) | 0.17442
LV Medium Non-Domestic | 2.055 | 0.10112 |  | 6.3284
LV Sub Medium Non-Domestic | 1.9288 | 0.089988 |  | 4.6932
HV Medium Non-Domestic | 1.5872 | 0.043587 |  | 81.5243
LV Network Domestic | 31.4065 | 0.54445 | 0.1462 | 4.6604
LV Network Non-Domestic Non-CT | 33.3598 | 0.57846 | 0.15531 | 7.5479
LV HH Metered | 25.2375 | 0.36521 | 0.10342 | 10.6688 | 2.8012 | 0.38154
LV Sub HH Metered | 22.3625 | 0.2209 | 0.071653 | 8.2172 | 3.067 | 0.31378
HV HH Metered | 19.1702 | 0.11672 | 0.046041 | 81.5243 | 2.5657 | 0.25223
NHH UMS category A | 2.4849
NHH UMS category B | 3.4855
NHH UMS category C | 5.5825
NHH UMS category D | 1.5225
LV UMS (Pseudo HH Metered) | 75.9861 | 1.5283 | 0.89521
LV Generation NHH or Aggregate HH | -0.67319 |  |  | 0
LV Sub Generation NHH | -0.60963 |  |  | 0
LV Generation Intermittent | -0.67319 |  |  | 0 |  | 0.15521
LV Generation Non-Intermittent | -8.0768 | -0.35265 | -0.10112 | 0 |  | 0.15521
LV Sub Generation Intermittent | -0.60963 |  |  | 0 |  | 0.13021
LV Sub Generation Non-Intermittent | -7.4492 | -0.30113 | -0.089988 | 0 |  | 0.13021
HV Generation Intermittent | -0.38929 |  |  | 39.3056 |  | 0.099137
HV Generation Non-Intermittent | -5.2665 | -0.12382 | -0.051242 | 39.3056 |  | 0.099137
3602. Decimal places
| Unit rate 1 p/kWh | Unit rate 2 p/kWh | Unit rate 3 p/kWh | Fixed charge p/MPAN/day | Capacity charge p/kVA/day | Reactive power charge p/kVArh
Decimal places | 3 | 3 | 3 | 2 | 2 | 3
3603. Tariff rounding
Data sources:
x1 = 3601. Unit rate 1 p/kWh before rounding (in Tariffs before rounding)
x2 = 3602. Unit rate 1 p/kWh decimal places (in Decimal places)
x3 = 3601. Unit rate 2 p/kWh before rounding (in Tariffs before rounding)
x4 = 3602. Unit rate 2 p/kWh decimal places (in Decimal places)
x5 = 3601. Unit rate 3 p/kWh before rounding (in Tariffs before rounding)
x6 = 3602. Unit rate 3 p/kWh decimal places (in Decimal places)
x7 = 3601. Fixed charge p/MPAN/day before rounding (in Tariffs before rounding)
x8 = 3602. Fixed charge p/MPAN/day decimal places (in Decimal places)
x9 = 3601. Capacity charge p/kVA/day before rounding (in Tariffs before rounding)
x10 = 3602. Capacity charge p/kVA/day decimal places (in Decimal places)
x11 = 3601. Reactive power charge p/kVArh before rounding (in Tariffs before rounding)
x12 = 3602. Reactive power charge p/kVArh decimal places (in Decimal places)
Kind: | Calculation | Calculation | Calculation | Calculation | Calculation | Calculation
Formula: | =ROUND(x1,x2)-x1 | =ROUND(x3,x4)-x3 | =ROUND(x5,x6)-x5 | =ROUND(x7,x8)-x7 | =ROUND(x9,x10)-x9 | =ROUND(x11,x12)-x11
| Unit rate 1 p/kWh | Unit rate 2 p/kWh | Unit rate 3 p/kWh | Fixed charge p/MPAN/day | Capacity charge p/kVA/day | Reactive power charge p/kVArh
Domestic Unrestricted | 0.00023026 |  |  | -0.00039755
Domestic Two Rate | -0.00043116 | -0.00027511 |  | -0.00039755
Domestic Off Peak (related MPAN) | -8.6936e-05
Small Non Domestic Unrestricted | 7.2032e-05 |  |  | 0.0021106
Small Non Domestic Two Rate | -6.0142e-05 | 0.00019273 |  | 0.0021106
Small Non Domestic Off Peak (related MPAN) | -0.00041849
LV Medium Non-Domestic | -3.8705e-06 | -0.00012411 |  | 0.0016486
LV Sub Medium Non-Domestic | 0.00018828 | 1.1983e-05 |  | -0.0032317
HV Medium Non-Domestic | -0.00017592 | 0.00041261 |  | -0.0043448
LV Network Domestic | 0.00047988 | -0.00045301 | -0.00019587 | -0.00039755
LV Network Non-Domestic Non-CT | 0.00023302 | -0.00045715 | -0.00030526 | 0.0021106
LV HH Metered | -0.00046591 | -0.00021217 | -0.00042036 | 0.0012398 | -0.0012103 | 0.0004644
LV Sub HH Metered | -0.00046192 | 0.00010405 | 0.00034716 | 0.0027813 | 0.0029737 | 0.00022102
HV HH Metered | -0.00016959 | 0.00028138 | -4.1136e-05 | -0.0043448 | 0.0043288 | -0.00023159
NHH UMS category A | 0.0001293
NHH UMS category B | -0.00046702
NHH UMS category C | -0.00046372
NHH UMS category D | -0.00046037
LV UMS (Pseudo HH Metered) | -7.6484e-05 | -0.00031883 | -0.00020653
LV Generation NHH or Aggregate HH | 0.0001933 |  |  | 0
LV Sub Generation NHH | -0.00037118 |  |  | 0
LV Generation Intermittent | 0.0001933 |  |  | 0 |  | -0.00020589
LV Generation Non-Intermittent | -0.00023189 | -0.00035005 | 0.00012411 | 0 |  | -0.00020589
LV Sub Generation Intermittent | -0.00037118 |  |  | 0 |  | -0.0002054
LV Sub Generation Non-Intermittent | 0.00019366 | 0.00012818 | -1.1983e-05 | 0 |  | -0.0002054
HV Generation Intermittent | 0.00028736 |  |  | 0.0043594 |  | -0.00013748
HV Generation Non-Intermittent | -0.00045549 | -0.00017642 | 0.00024248 | 0.0043594 |  | -0.00013748
3604. All the way tariffs
Data sources:
x1 = 3601. Unit rate 1 p/kWh before rounding (in Tariffs before rounding)
x2 = 3603. Unit rate 1 p/kWh rounding (in Tariff rounding)
x3 = 3601. Unit rate 2 p/kWh before rounding (in Tariffs before rounding)
x4 = 3603. Unit rate 2 p/kWh rounding (in Tariff rounding)
x5 = 3601. Unit rate 3 p/kWh before rounding (in Tariffs before rounding)
x6 = 3603. Unit rate 3 p/kWh rounding (in Tariff rounding)
x7 = 3601. Fixed charge p/MPAN/day before rounding (in Tariffs before rounding)
x8 = 3603. Fixed charge p/MPAN/day rounding (in Tariff rounding)
x9 = 3601. Capacity charge p/kVA/day before rounding (in Tariffs before rounding)
x10 = 3603. Capacity charge p/kVA/day rounding (in Tariff rounding)
x11 = 3601. Reactive power charge p/kVArh before rounding (in Tariffs before rounding)
x12 = 3603. Reactive power charge p/kVArh rounding (in Tariff rounding)
Kind: | Calculation | Calculation | Calculation | Calculation | Calculation | Calculation
Formula: | =x1+x2 | =x3+x4 | =x5+x6 | =x7+x8 | =x9+x10 | =x11+x12
| Unit rate 1 p/kWh | Unit rate 2 p/kWh | Unit rate 3 p/kWh | Fixed charge p/MPAN/day | Capacity charge p/kVA/day | Reactive power charge p/kVArh
Domestic Unrestricted | 3.098 |  |  | 4.66
Domestic Two Rate | 3.72 | 0.155 |  | 4.66
Domestic Off Peak (related MPAN) | 0.159
Small Non Domestic Unrestricted | 2.509 |  |  | 7.55
Small Non Domestic Two Rate | 2.931 | 0.158 |  | 7.55
Small Non Domestic Off Peak (related MPAN) | 0.174
LV Medium Non-Domestic | 2.055 | 0.101 |  | 6.33
LV Sub Medium Non-Domestic | 1.929 | 0.09 |  | 4.69
HV Medium Non-Domestic | 1.587 | 0.044 |  | 81.52
LV Network Domestic | 31.407 | 0.544 | 0.146 | 4.66
LV Network Non-Domestic Non-CT | 33.36 | 0.578 | 0.155 | 7.55
LV HH Metered | 25.237 | 0.365 | 0.103 | 10.67 | 2.8 | 0.382
LV Sub HH Metered | 22.362 | 0.221 | 0.072 | 8.22 | 3.07 | 0.314
HV HH Metered | 19.17 | 0.117 | 0.046 | 81.52 | 2.57 | 0.252
NHH UMS category A | 2.485
NHH UMS category B | 3.485
NHH UMS category C | 5.582
NHH UMS category D | 1.522
LV UMS (Pseudo HH Metered) | 75.986 | 1.528 | 0.895
LV Generation NHH or Aggregate HH | -0.673 |  |  | 0
LV Sub Generation NHH | -0.61 |  |  | 0
LV Generation Intermittent | -0.673 |  |  | 0 |  | 0.155
LV Generation Non-Intermittent | -8.077 | -0.353 | -0.101 | 0 |  | 0.155
LV Sub Generation Intermittent | -0.61 |  |  | 0 |  | 0.13
LV Sub Generation Non-Intermittent | -7.449 | -0.301 | -0.09 | 0 |  | 0.13
HV Generation Intermittent | -0.389 |  |  | 39.31 |  | 0.099
HV Generation Non-Intermittent | -5.267 | -0.124 | -0.051 | 39.31 |  | 0.099
3605. Net revenues by tariff from rounding
Data sources:
x1 = 1010. Days in the charging year (in Financial and general assumptions)
x2 = 3603. Fixed charge p/MPAN/day rounding (in Tariff rounding)
x3 = 2305. MPANs (in Equivalent volume for each end user)
x4 = 3603. Capacity charge p/kVA/day rounding (in Tariff rounding)
x5 = 2305. Import capacity (kVA) (in Equivalent volume for each end user)
x6 = 3603. Unit rate 1 p/kWh rounding (in Tariff rounding)
x7 = 2305. Rate 1 units (MWh) (in Equivalent volume for each end user)
x8 = 3603. Unit rate 2 p/kWh rounding (in Tariff rounding)
x9 = 2305. Rate 2 units (MWh) (in Equivalent volume for each end user)
x10 = 3603. Unit rate 3 p/kWh rounding (in Tariff rounding)
x11 = 2305. Rate 3 units (MWh) (in Equivalent volume for each end user)
x12 = 3603. Reactive power charge p/kVArh rounding (in Tariff rounding)
x13 = 2305. Reactive power units (MVArh) (in Equivalent volume for each end user)
Calculation =0.01*x1*(x2*x3+x4*x5)+10*(x6*x7+x8*x9+x10*x11+x12*x13)
Net revenues by tariff from rounding
Domestic Unrestricted | 7692.2637
Domestic Two Rate | -5029.6197
Domestic Off Peak (related MPAN) | -54.8614
Small Non Domestic Unrestricted | 1680.3646
Small Non Domestic Two Rate | 323.1251
Small Non Domestic Off Peak (related MPAN) | -95.9565
LV Medium Non-Domestic | 0
LV Sub Medium Non-Domestic | 0
HV Medium Non-Domestic | 0
LV Network Domestic | 0
LV Network Non-Domestic Non-CT | -1378.5141
LV HH Metered | -6539.797
LV Sub HH Metered | 5790.7259
HV HH Metered | 16916.4204
NHH UMS category A | 17.6017
NHH UMS category B | -23.1188
NHH UMS category C | -3.0078
NHH UMS category D | 0
LV UMS (Pseudo HH Metered) | -269.858
LV Generation NHH or Aggregate HH | 6.6271
LV Sub Generation NHH | 0
LV Generation Intermittent | 150.1779
LV Generation Non-Intermittent | -3.8307
LV Sub Generation Intermittent | -50.3923
LV Sub Generation Non-Intermittent | 1.565
HV Generation Intermittent | 1075.1752
HV Generation Non-Intermittent | 93.5468
3606. Revenue forecast summary
Data sources:
x1 = 3403. Total net revenues before matching (£) (in Revenue surplus or shortfall)
x2 = 3510. Net revenues by tariff from scaler (in Scaler)
x3 = 3605. Net revenues by tariff from rounding
x4 = Total net revenues before matching (£) (in Revenue forecast summary)
x5 = Total net revenues from scaler (£) (in Revenue forecast summary)
x6 = Total net revenues from rounding (£) (in Revenue forecast summary)
x7 = Total net revenues (£) (in Revenue forecast summary)
x8 = 3402. Target CDCM revenue (£/year) (in Target CDCM revenue)
Kind: | Copy cells | Cell summation | Cell summation | Calculation | Calculation
Formula: | =x1 | =SUM(x2) | =SUM(x3) | =x4+x5+x6 | =x7-x8
| Total net revenues before matching (£) | Total net revenues from scaler (£) | Total net revenues from rounding (£) | Total net revenues (£) | Deviation from target revenue (£)
Revenue forecast summary | 163256100.867 | 160959003.4405 | 20298.637 | 324235402.9445 | 20298.637
3607. Tariffs
Data sources:
x1 = 3604. Unit rate 1 p/kWh (in All the way tariffs)
x2 = 2304. Discount for each tariff (except for fixed charges) (in LDNO discounts and volumes adjusted for discount)
x3 = 3604. Unit rate 2 p/kWh (in All the way tariffs)
x4 = 3604. Unit rate 3 p/kWh (in All the way tariffs)
x5 = 3604. Fixed charge p/MPAN/day (in All the way tariffs)
x6 = 2304. Discount for each tariff for fixed charges only (in LDNO discounts and volumes adjusted for discount)
x7 = 3604. Capacity charge p/kVA/day (in All the way tariffs)
x8 = 3604. Reactive power charge p/kVArh (in All the way tariffs)
Kind: | Calculation | Calculation | Calculation | Calculation | Calculation | Calculation
Formula: | =ROUND(x1*(1-x2),3) | =ROUND(x3*(1-x2),3) | =ROUND(x4*(1-x2),3) | =ROUND(x5*(1-x6),2) | =ROUND(x7*(1-x2),2) | =ROUND(x8*(1-x2),3)
| Unit rate 1 p/kWh | Unit rate 2 p/kWh | Unit rate 3 p/kWh | Fixed charge p/MPAN/day | Capacity charge p/kVA/day | Reactive power charge p/kVArh
> Domestic Unrestricted
Domestic Unrestricted | 3.098 | 0 | 0 | 4.66 | 0 | 0
LDNO LV: Domestic Unrestricted | 1.948 | 0 | 0 | 2.93 | 0 | 0
LDNO HV: Domestic Unrestricted | 1.156 | 0 | 0 | 1.74 | 0 | 0
> Domestic Two Rate
Domestic Two Rate | 3.72 | 0.155 | 0 | 4.66 | 0 | 0
LDNO LV: Domestic Two Rate | 2.339 | 0.097 | 0 | 2.93 | 0 | 0
LDNO HV: Domestic Two Rate | 1.389 | 0.058 | 0 | 1.74 | 0 | 0
> Domestic Off Peak (related MPAN)
Domestic Off Peak (related MPAN) | 0.159 | 0 | 0 | 0 | 0 | 0
LDNO LV: Domestic Off Peak (related MPAN) | 0.1 | 0 | 0 | 0 | 0 | 0
LDNO HV: Domestic Off Peak (related MPAN) | 0.059 | 0 | 0 | 0 | 0 | 0
> Small Non Domestic Unrestricted
Small Non Domestic Unrestricted | 2.509 | 0 | 0 | 7.55 | 0 | 0
LDNO LV: Small Non Domestic Unrestricted | 1.578 | 0 | 0 | 4.75 | 0 | 0
LDNO HV: Small Non Domestic Unrestricted | 0.937 | 0 | 0 | 2.82 | 0 | 0
> Small Non Domestic Two Rate
Small Non Domestic Two Rate | 2.931 | 0.158 | 0 | 7.55 | 0 | 0
LDNO LV: Small Non Domestic Two Rate | 1.843 | 0.099 | 0 | 4.75 | 0 | 0
LDNO HV: Small Non Domestic Two Rate | 1.094 | 0.059 | 0 | 2.82 | 0 | 0
> Small Non Domestic Off Peak (related MPAN)
Small Non Domestic Off Peak (related MPAN) | 0.174 | 0 | 0 | 0 | 0 | 0
LDNO LV: Small Non Domestic Off Peak (related MPAN) | 0.109 | 0 | 0 | 0 | 0 | 0
LDNO HV: Small Non Domestic Off Peak (related MPAN) | 0.065 | 0 | 0 | 0 | 0 | 0
> LV Medium Non-Domestic
LV Medium Non-Domestic | 2.055 | 0.101 | 0 | 6.33 | 0 | 0
LDNO LV: LV Medium Non-Domestic | 1.292 | 0.064 | 0 | 3.98 | 0 | 0
LDNO HV: LV Medium Non-Domestic | 0.767 | 0.038 | 0 | 2.36 | 0 | 0
> LV Sub Medium Non-Domestic
LV Sub Medium Non-Domestic | 1.929 | 0.09 | 0 | 4.69 | 0 | 0
> HV Medium Non-Domestic
HV Medium Non-Domestic | 1.587 | 0.044 | 0 | 81.52 | 0 | 0
> LV Network Domestic
LV Network Domestic | 31.407 | 0.544 | 0.146 | 4.66 | 0 | 0
LDNO LV: LV Network Domestic | 19.747 | 0.342 | 0.092 | 2.93 | 0 | 0
LDNO HV: LV Network Domestic | 11.723 | 0.203 | 0.054 | 1.74 | 0 | 0
> LV Network Non-Domestic Non-CT
LV Network Non-Domestic Non-CT | 33.36 | 0.578 | 0.155 | 7.55 | 0 | 0
LDNO LV: LV Network Non-Domestic Non-CT | 20.975 | 0.363 | 0.097 | 4.75 | 0 | 0
LDNO HV: LV Network Non-Domestic Non-CT | 12.452 | 0.216 | 0.058 | 2.82 | 0 | 0
> LV HH Metered
LV HH Metered | 25.237 | 0.365 | 0.103 | 10.67 | 2.8 | 0.382
LDNO LV: LV HH Metered | 15.867 | 0.229 | 0.065 | 6.71 | 1.76 | 0.24
LDNO HV: LV HH Metered | 9.42 | 0.136 | 0.038 | 3.98 | 1.05 | 0.143
> LV Sub HH Metered
LV Sub HH Metered | 22.362 | 0.221 | 0.072 | 8.22 | 3.07 | 0.314
LDNO HV: LV Sub HH Metered | 13.699 | 0.135 | 0.044 | 5.04 | 1.88 | 0.192
> HV HH Metered
HV HH Metered | 19.17 | 0.117 | 0.046 | 81.52 | 2.57 | 0.252
LDNO HV: HV HH Metered | 13.935 | 0.085 | 0.033 | 59.26 | 1.87 | 0.183
> NHH UMS category A
NHH UMS category A | 2.485 | 0 | 0 | 0 | 0 | 0
LDNO LV: NHH UMS category A | 1.562 | 0 | 0 | 0 | 0 | 0
LDNO HV: NHH UMS category A | 0.928 | 0 | 0 | 0 | 0 | 0
> NHH UMS category B
NHH UMS category B | 3.485 | 0 | 0 | 0 | 0 | 0
LDNO LV: NHH UMS category B | 2.191 | 0 | 0 | 0 | 0 | 0
LDNO HV: NHH UMS category B | 1.301 | 0 | 0 | 0 | 0 | 0
> NHH UMS category C
NHH UMS category C | 5.582 | 0 | 0 | 0 | 0 | 0
LDNO LV: NHH UMS category C | 3.51 | 0 | 0 | 0 | 0 | 0
LDNO HV: NHH UMS category C | 2.084 | 0 | 0 | 0 | 0 | 0
> NHH UMS category D
NHH UMS category D | 1.522 | 0 | 0 | 0 | 0 | 0
LDNO LV: NHH UMS category D | 0.957 | 0 | 0 | 0 | 0 | 0
LDNO HV: NHH UMS category D | 0.568 | 0 | 0 | 0 | 0 | 0
> LV UMS (Pseudo HH Metered)
LV UMS (Pseudo HH Metered) | 75.986 | 1.528 | 0.895 | 0 | 0 | 0
LDNO LV: LV UMS (Pseudo HH Metered) | 47.775 | 0.961 | 0.563 | 0 | 0 | 0
LDNO HV: LV UMS (Pseudo HH Metered) | 28.363 | 0.57 | 0.334 | 0 | 0 | 0
> LV Generation NHH or Aggregate HH
LV Generation NHH or Aggregate HH | -0.673 | 0 | 0 | 0 | 0 | 0
LDNO LV: LV Generation NHH or Aggregate HH | -0.673 | 0 | 0 | 0 | 0 | 0
LDNO HV: LV Generation NHH or Aggregate HH | -0.673 | 0 | 0 | 0 | 0 | 0
> LV Sub Generation NHH
LV Sub Generation NHH | -0.61 | 0 | 0 | 0 | 0 | 0
LDNO HV: LV Sub Generation NHH | -0.61 | 0 | 0 | 0 | 0 | 0
> LV Generation Intermittent
LV Generation Intermittent | -0.673 | 0 | 0 | 0 | 0 | 0.155
LDNO LV: LV Generation Intermittent | -0.673 | 0 | 0 | 0 | 0 | 0.155
LDNO HV: LV Generation Intermittent | -0.673 | 0 | 0 | 0 | 0 | 0.155
> LV Generation Non-Intermittent
LV Generation Non-Intermittent | -8.077 | -0.353 | -0.101 | 0 | 0 | 0.155
LDNO LV: LV Generation Non-Intermittent | -8.077 | -0.353 | -0.101 | 0 | 0 | 0.155
LDNO HV: LV Generation Non-Intermittent | -8.077 | -0.353 | -0.101 | 0 | 0 | 0.155
> LV Sub Generation Intermittent
LV Sub Generation Intermittent | -0.61 | 0 | 0 | 0 | 0 | 0.13
LDNO HV: LV Sub Generation Intermittent | -0.61 | 0 | 0 | 0 | 0 | 0.13
> LV Sub Generation Non-Intermittent
LV Sub Generation Non-Intermittent | -7.449 | -0.301 | -0.09 | 0 | 0 | 0.13
LDNO HV: LV Sub Generation Non-Intermittent | -7.449 | -0.301 | -0.09 | 0 | 0 | 0.13
> HV Generation Intermittent
HV Generation Intermittent | -0.389 | 0 | 0 | 39.31 | 0 | 0.099
LDNO HV: HV Generation Intermittent | -0.389 | 0 | 0 | 0 | 0 | 0.099
> HV Generation Non-Intermittent
HV Generation Non-Intermittent | -5.267 | -0.124 | -0.051 | 39.31 | 0 | 0.099
LDNO HV: HV Generation Non-Intermittent | -5.267 | -0.124 | -0.051 | 0 | 0 | 0.099

## Tariffs
Tariffs for WPD South West in April 17 (Final)
3701. Tariffs
Data sources:
x1 = 3607. Unit rate 1 p/kWh (in Tariffs)
x2 = 3607. Unit rate 2 p/kWh (in Tariffs)
x3 = 3607. Unit rate 3 p/kWh (in Tariffs)
x4 = 3607. Fixed charge p/MPAN/day (in Tariffs)
x5 = 3607. Capacity charge p/kVA/day (in Tariffs)
x6 = 3607. Reactive power charge p/kVArh (in Tariffs)
Kind: | Input data | Fixed data | Copy cells | Copy cells | Copy cells | Copy cells | Copy cells | Copy cells | Input data
Formula: |  |  | = x1 | = x2 | = x3 | = x4 | = x5 | = x6
| Open LLFCs | PCs | Unit rate 1 p/kWh | Unit rate 2 p/kWh | Unit rate 3 p/kWh | Fixed charge p/MPAN/day | Capacity charge p/kVA/day | Reactive power charge p/kVArh | Closed LLFCs
Domestic Unrestricted | 10, 20 | 1 | 3.098 | 0 | 0 | 4.66 | 0 | 0
Domestic Two Rate | 30, 40 | 2 | 3.72 | 0.155 | 0 | 4.66 | 0 | 0
Domestic Off Peak (related MPAN) | 430 | 2 | 0.159 | 0 | 0 | 0 | 0 | 0
Small Non Domestic Unrestricted | 110 | 3 | 2.509 | 0 | 0 | 7.55 | 0 | 0
Small Non Domestic Two Rate | 210 | 4 | 2.931 | 0.158 | 0 | 7.55 | 0 | 0
Small Non Domestic Off Peak (related MPAN) | 251 | 4 | 0.174 | 0 | 0 | 0 | 0 | 0
LV Medium Non-Domestic | 570 | 5-8 | 2.055 | 0.101 | 0 | 6.33 | 0 | 0
LV Sub Medium Non-Domestic | 540 | 5-8 | 1.929 | 0.09 | 0 | 4.69 | 0 | 0
HV Medium Non-Domestic | 510 | 5-8 | 1.587 | 0.044 | 0 | 81.52 | 0 | 0
LV Network Domestic | 202 |  | 31.407 | 0.544 | 0.146 | 4.66 | 0 | 0
LV Network Non-Domestic Non-CT | 203 |  | 33.36 | 0.578 | 0.155 | 7.55 | 0 | 0
LV HH Metered | 570 |  | 25.237 | 0.365 | 0.103 | 10.67 | 2.8 | 0.382
LV Sub HH Metered | 540 |  | 22.362 | 0.221 | 0.072 | 8.22 | 3.07 | 0.314
HV HH Metered | 510 |  | 19.17 | 0.117 | 0.046 | 81.52 | 2.57 | 0.252
NHH UMS category A | 977 | 8 | 2.485 | 0 | 0 | 0 | 0 | 0
NHH UMS category B | 980 | 1 | 3.485 | 0 | 0 | 0 | 0 | 0
NHH UMS category C | 978 | 1 | 5.582 | 0 | 0 | 0 | 0 | 0
NHH UMS category D | 979 | 1 | 1.522 | 0 | 0 | 0 | 0 | 0
LV UMS (Pseudo HH Metered) | 970 |  | 75.986 | 1.528 | 0.895 | 0 | 0 | 0
LV Generation NHH or Aggregate HH | 581 | 8&0 | -0.673 | 0 | 0 | 0 | 0 | 0
LV Sub Generation NHH | 551 | 8 | -0.61 | 0 | 0 | 0 | 0 | 0
LV Generation Intermittent | 581 |  | -0.673 | 0 | 0 | 0 | 0 | 0.155
LV Generation Non-Intermittent | 527 |  | -8.077 | -0.353 | -0.101 | 0 | 0 | 0.155
LV Sub Generation Intermittent | 551 |  | -0.61 | 0 | 0 | 0 | 0 | 0.13
LV Sub Generation Non-Intermittent | 526 |  | -7.449 | -0.301 | -0.09 | 0 | 0 | 0.13
HV Generation Intermittent | 521 |  | -0.389 | 0 | 0 | 39.31 | 0 | 0.099
HV Generation Non-Intermittent | 524 |  | -5.267 | -0.124 | -0.051 | 39.31 | 0 | 0.099
LDNO LV: Domestic Unrestricted |  | 1 | 1.948 | 0 | 0 | 2.93 | 0 | 0
LDNO LV: Domestic Two Rate |  | 2 | 2.339 | 0.097 | 0 | 2.93 | 0 | 0
LDNO LV: Domestic Off Peak (related MPAN) |  | 2 | 0.1 | 0 | 0 | 0 | 0 | 0
LDNO LV: Small Non Domestic Unrestricted |  | 3 | 1.578 | 0 | 0 | 4.75 | 0 | 0
LDNO LV: Small Non Domestic Two Rate |  | 4 | 1.843 | 0.099 | 0 | 4.75 | 0 | 0
LDNO LV: Small Non Domestic Off Peak (related MPAN) |  | 4 | 0.109 | 0 | 0 | 0 | 0 | 0
LDNO LV: LV Medium Non-Domestic |  | 5-8 | 1.292 | 0.064 | 0 | 3.98 | 0 | 0
LDNO LV: LV Network Domestic |  |  | 19.747 | 0.342 | 0.092 | 2.93 | 0 | 0
LDNO LV: LV Network Non-Domestic Non-CT |  |  | 20.975 | 0.363 | 0.097 | 4.75 | 0 | 0
LDNO LV: LV HH Metered |  |  | 15.867 | 0.229 | 0.065 | 6.71 | 1.76 | 0.24
LDNO LV: NHH UMS category A |  | 8 | 1.562 | 0 | 0 | 0 | 0 | 0
LDNO LV: NHH UMS category B |  | 1 | 2.191 | 0 | 0 | 0 | 0 | 0
LDNO LV: NHH UMS category C |  | 1 | 3.51 | 0 | 0 | 0 | 0 | 0
LDNO LV: NHH UMS category D |  | 1 | 0.957 | 0 | 0 | 0 | 0 | 0
LDNO LV: LV UMS (Pseudo HH Metered) |  |  | 47.775 | 0.961 | 0.563 | 0 | 0 | 0
LDNO LV: LV Generation NHH or Aggregate HH |  | 8&0 | -0.673 | 0 | 0 | 0 | 0 | 0
LDNO LV: LV Generation Intermittent |  |  | -0.673 | 0 | 0 | 0 | 0 | 0.155
LDNO LV: LV Generation Non-Intermittent |  |  | -8.077 | -0.353 | -0.101 | 0 | 0 | 0.155
LDNO HV: Domestic Unrestricted |  | 1 | 1.156 | 0 | 0 | 1.74 | 0 | 0
LDNO HV: Domestic Two Rate |  | 2 | 1.389 | 0.058 | 0 | 1.74 | 0 | 0
LDNO HV: Domestic Off Peak (related MPAN) |  | 2 | 0.059 | 0 | 0 | 0 | 0 | 0
LDNO HV: Small Non Domestic Unrestricted |  | 3 | 0.937 | 0 | 0 | 2.82 | 0 | 0
LDNO HV: Small Non Domestic Two Rate |  | 4 | 1.094 | 0.059 | 0 | 2.82 | 0 | 0
LDNO HV: Small Non Domestic Off Peak (related MPAN) |  | 4 | 0.065 | 0 | 0 | 0 | 0 | 0
LDNO HV: LV Medium Non-Domestic |  | 5-8 | 0.767 | 0.038 | 0 | 2.36 | 0 | 0
LDNO HV: LV Network Domestic |  |  | 11.723 | 0.203 | 0.054 | 1.74 | 0 | 0
LDNO HV: LV Network Non-Domestic Non-CT |  |  | 12.452 | 0.216 | 0.058 | 2.82 | 0 | 0
LDNO HV: LV HH Metered |  |  | 9.42 | 0.136 | 0.038 | 3.98 | 1.05 | 0.143
LDNO HV: LV Sub HH Metered |  |  | 13.699 | 0.135 | 0.044 | 5.04 | 1.88 | 0.192
LDNO HV: HV HH Metered |  |  | 13.935 | 0.085 | 0.033 | 59.26 | 1.87 | 0.183
LDNO HV: NHH UMS category A |  | 8 | 0.928 | 0 | 0 | 0 | 0 | 0
LDNO HV: NHH UMS category B |  | 1 | 1.301 | 0 | 0 | 0 | 0 | 0
LDNO HV: NHH UMS category C |  | 1 | 2.084 | 0 | 0 | 0 | 0 | 0
LDNO HV: NHH UMS category D |  | 1 | 0.568 | 0 | 0 | 0 | 0 | 0
LDNO HV: LV UMS (Pseudo HH Metered) |  |  | 28.363 | 0.57 | 0.334 | 0 | 0 | 0
LDNO HV: LV Generation NHH or Aggregate HH |  | 8&0 | -0.673 | 0 | 0 | 0 | 0 | 0
LDNO HV: LV Sub Generation NHH |  | 8 | -0.61 | 0 | 0 | 0 | 0 | 0
LDNO HV: LV Generation Intermittent |  |  | -0.673 | 0 | 0 | 0 | 0 | 0.155
LDNO HV: LV Generation Non-Intermittent |  |  | -8.077 | -0.353 | -0.101 | 0 | 0 | 0.155
LDNO HV: LV Sub Generation Intermittent |  |  | -0.61 | 0 | 0 | 0 | 0 | 0.13
LDNO HV: LV Sub Generation Non-Intermittent |  |  | -7.449 | -0.301 | -0.09 | 0 | 0 | 0.13
LDNO HV: HV Generation Intermittent |  |  | -0.389 | 0 | 0 | 0 | 0 | 0.099
LDNO HV: HV Generation Non-Intermittent |  |  | -5.267 | -0.124 | -0.051 | 0 | 0 | 0.099

## Summary
Summary for WPD South West in April 17 (Final)
This sheet is for information only. It can be deleted without affecting any calculations elsewhere in the model.
3801. Headline parameters
Data sources:
x1 = 1010. Annuity proportion for customer-contributed assets (in Financial and general assumptions)
x2 = 3606. Total net revenues from scaler (£) (in Revenue forecast summary)
x3 = 3606. Deviation from target revenue (£) (in Revenue forecast summary)
x4 = 3402. Target CDCM revenue (£/year) (in Target CDCM revenue)
Kind: | Copy cells | Copy cells | Copy cells | Calculation
Formula: | = x1 | = x2 | = x3 | =x3/x4
| Annuity proportion for customer-contributed assets | Total net revenues from scaler (£) | Deviation from target revenue (£) | Over/under recovery
Headline parameters | 0 | 160959003.4405 | 20298.637 | 0.006261%
3802. Revenue summary
Data sources:
x1 = 1053. Rate 1 units (MWh) by tariff (in Volume forecasts for the charging year)
x2 = 1053. Rate 2 units (MWh) by tariff (in Volume forecasts for the charging year)
x3 = 1053. Rate 3 units (MWh) by tariff (in Volume forecasts for the charging year)
x4 = 1053. MPANs by tariff (in Volume forecasts for the charging year)
x5 = 1010. Days in the charging year (in Financial and general assumptions)
x6 = 3607. Fixed charge p/MPAN/day (in Tariffs)
x7 = 3607. Capacity charge p/kVA/day (in Tariffs)
x8 = 1053. Import capacity (kVA) by tariff (in Volume forecasts for the charging year)
x9 = 3607. Unit rate 1 p/kWh (in Tariffs)
x10 = 3607. Unit rate 2 p/kWh (in Tariffs)
x11 = 3607. Unit rate 3 p/kWh (in Tariffs)
x12 = 3607. Reactive power charge p/kVArh (in Tariffs)
x13 = 1053. Reactive power units (MVArh) by tariff (in Volume forecasts for the charging year)
x14 = All units (MWh) (in Revenue summary)
x15 = Net revenues (£) (in Revenue summary)
x16 = MPANs (in Revenue summary)
x17 = Revenues from unit rates (£) (in Revenue summary)
x18 = Net revenues from unit rate 1 (£) (in Revenue summary)
x19 = Net revenues from unit rate 2 (£) (in Revenue summary)
x20 = Net revenues from unit rate 3 (£) (in Revenue summary)
x21 = Revenues from fixed charges (£) (in Revenue summary)
x22 = Revenues from capacity charges (£) (in Revenue summary)
x23 = Revenues from reactive power charges (£) (in Revenue summary)
Kind: | Calculation | Copy cells | Calculation | Calculation | Calculation | Calculation | Calculation | Calculation | Calculation | Calculation | Calculation | Calculation | Calculation | Calculation | Calculation | Calculation | Calculation | Calculation | Calculation
Formula: | =x1+x2+x3 | = x4 | =0.01*x5*(x6*x4+x7*x8)+10*(x9*x1+x10*x2+x11*x3+x12*x13) | =10*(x9*x1+x10*x2+x11*x3) | =x6*x5*x4/100 | =x7*x5*x8/100 | =x12*x13*10 | =IF(x14<>0,0.1*x15/x14,"") | =IF(x16<>0,x15/x16,"") | =IF(x14<>0,0.1*x17/x14,0) | =x9*x1*10 | =x10*x2*10 | =x11*x3*10 | =IF(x17<>0,x18/x17,"") | =IF(x17<>0,x19/x17,"") | =IF(x17<>0,x20/x17,"") | =IF(x15<>0,x21/x15,"") | =IF(x15<>0,x22/x15,"") | =IF(x15<>0,x23/x15,"")
| All units (MWh) | MPANs | Net revenues (£) | Revenues from unit rates (£) | Revenues from fixed charges (£) | Revenues from capacity charges (£) | Revenues from reactive power charges (£) | Average p/kWh | Average £/MPAN | Average unit rate p/kWh | Net revenues from unit rate 1 (£) | Net revenues from unit rate 2 (£) | Net revenues from unit rate 3 (£) | Rate 1 revenue proportion | Rate 2 revenue proportion | Rate 3 revenue proportion | Fixed charge proportion | Capacity charge proportion | Reactive power charge proportion
> Domestic Unrestricted
Domestic Unrestricted | 4097673.2275 | 1221354.1485 | 147719929.3007 | 126945916.5893 | 20774012.7115 | 0 | 0 | 3.605 | 120.9477 | 3.098 | 126945916.5893 | 0 | 0 | 100% | 0% | 0% | 14.06% | 0% | 0%
LDNO LV: Domestic Unrestricted | 14411.1552 | 5490.8821 | 339451.5415 | 280729.3025 | 58722.239 | 0 | 0 | 2.3555 | 61.8209 | 1.948 | 280729.3025 | 0 | 0 | 100% | 0% | 0% | 17.3% | 0% | 0%
LDNO HV: Domestic Unrestricted | 20881.9473 | 8645.6513 | 296303.8417 | 241395.3103 | 54908.5313 | 0 | 0 | 1.4189 | 34.272 | 1.156 | 241395.3103 | 0 | 0 | 100% | 0% | 0% | 18.53% | 0% | 0%
> Domestic Two Rate
Domestic Two Rate | 1338663.3244 | 222959.2648 | 29107529.7888 | 25315215.6537 | 3792314.1351 | 0 | 0 | 2.1744 | 130.5509 | 1.8911 | 24250734.7836 | 1064480.8701 | 0 | 95.8% | 4.205% | 0% | 13.03% | 0% | 0%
LDNO LV: Domestic Two Rate | 1466.0583 | 421.6347 | 28296.6055 | 23787.4333 | 4509.1721 | 0 | 0 | 1.9301 | 67.1117 | 1.6225 | 23332.9926 | 454.4407 | 0 | 98.09% | 1.91% | 0% | 15.94% | 0% | 0%
LDNO HV: Domestic Two Rate | 1341.4008 | 351.0055 | 15669.0257 | 13439.7896 | 2229.2361 | 0 | 0 | 1.1681 | 44.6404 | 1.0019 | 13213.53 | 226.2596 | 0 | 98.32% | 1.684% | 0% | 14.23% | 0% | 0%
> Domestic Off Peak (related MPAN)
Domestic Off Peak (related MPAN) | 63105.7323 | 16604 | 100338.1144 | 100338.1144 | 0 | 0 | 0 | 0.159 | 6.043 | 0.159 | 100338.1144 | 0 | 0 | 100% | 0% | 0% | 0% | 0% | 0%
LDNO LV: Domestic Off Peak (related MPAN) | 0 | 0 | 0 | 0 | 0 | 0 | 0 |  |  | 0 | 0 | 0 | 0
LDNO HV: Domestic Off Peak (related MPAN) | 0 | 0 | 0 | 0 | 0 | 0 | 0 |  |  | 0 | 0 | 0 | 0
> Small Non Domestic Unrestricted
Small Non Domestic Unrestricted | 1153977.7297 | 109710.6919 | 31976653.6293 | 28953301.2379 | 3023352.3914 | 0 | 0 | 2.771 | 291.4634 | 2.509 | 28953301.2379 | 0 | 0 | 100% | 0% | 0% | 9.455% | 0% | 0%
LDNO LV: Small Non Domestic Unrestricted | 845.5296 | 116.6451 | 15364.792 | 13342.4571 | 2022.3349 | 0 | 0 | 1.8172 | 131.7225 | 1.578 | 13342.4571 | 0 | 0 | 100% | 0% | 0% | 13.16% | 0% | 0%
LDNO HV: Small Non Domestic Unrestricted | 7208.4319 | 374.5486 | 71398.2356 | 67543.0071 | 3855.2285 | 0 | 0 | 0.99048 | 190.6248 | 0.937 | 67543.0071 | 0 | 0 | 100% | 0% | 0% | 5.4% | 0% | 0%
> Small Non Domestic Two Rate
Small Non Domestic Two Rate | 540729.3276 | 28055.4675 | 11883253.3917 | 11110114.8464 | 773138.5453 | 0 | 0 | 2.1976 | 423.5628 | 2.0547 | 10840115.3673 | 269999.4791 | 0 | 97.57% | 2.43% | 0% | 6.506% | 0% | 0%
LDNO LV: Small Non Domestic Two Rate | 53.7512 | 2.1403 | 825.6782 | 788.5711 | 37.1071 | 0 | 0 | 1.5361 | 385.7809 | 1.4671 | 777.1007 | 11.4704 | 0 | 98.55% | 1.455% | 0% | 4.494% | 0% | 0%
LDNO HV: Small Non Domestic Two Rate | 1223.2325 | 23.5431 | 10567.8671 | 10325.5384 | 242.3286 | 0 | 0 | 0.86393 | 448.8741 | 0.84412 | 10151.2961 | 174.2424 | 0 | 98.31% | 1.687% | 0% | 2.293% | 0% | 0%
> Small Non Domestic Off Peak (related MPAN)
Small Non Domestic Off Peak (related MPAN) | 22929.3206 | 3507 | 39897.0179 | 39897.0179 | 0 | 0 | 0 | 0.174 | 11.3764 | 0.174 | 39897.0179 | 0 | 0 | 100% | 0% | 0% | 0% | 0% | 0%
LDNO LV: Small Non Domestic Off Peak (related MPAN) | 0 | 0 | 0 | 0 | 0 | 0 | 0 |  |  | 0 | 0 | 0 | 0
LDNO HV: Small Non Domestic Off Peak (related MPAN) | 0 | 0 | 0 | 0 | 0 | 0 | 0 |  |  | 0 | 0 | 0 | 0
> LV Medium Non-Domestic
LV Medium Non-Domestic | 0 | 0 | 0 | 0 | 0 | 0 | 0 |  |  | 0 | 0 | 0 | 0
LDNO LV: LV Medium Non-Domestic | 0 | 0 | 0 | 0 | 0 | 0 | 0 |  |  | 0 | 0 | 0 | 0
LDNO HV: LV Medium Non-Domestic | 0 | 0 | 0 | 0 | 0 | 0 | 0 |  |  | 0 | 0 | 0 | 0
> LV Sub Medium Non-Domestic
LV Sub Medium Non-Domestic | 0 | 0 | 0 | 0 | 0 | 0 | 0 |  |  | 0 | 0 | 0 | 0
> HV Medium Non-Domestic
HV Medium Non-Domestic | 0 | 0 | 0 | 0 | 0 | 0 | 0 |  |  | 0 | 0 | 0 | 0
> LV Network Domestic
LV Network Domestic | 0 | 0 | 0 | 0 | 0 | 0 | 0 |  |  | 0 | 0 | 0 | 0
LDNO LV: LV Network Domestic | 0 | 0 | 0 | 0 | 0 | 0 | 0 |  |  | 0 | 0 | 0 | 0
LDNO HV: LV Network Domestic | 0 | 0 | 0 | 0 | 0 | 0 | 0 |  |  | 0 | 0 | 0 | 0
> LV Network Non-Domestic Non-CT
LV Network Non-Domestic Non-CT | 414155.0467 | 6362.2186 | 10469074.2095 | 10293747.3707 | 175326.8388 | 0 | 0 | 2.5278 | 1645.5068 | 2.4855 | 8853447.2781 | 1147111.9061 | 293188.1864 | 86.01% | 11.14% | 2.848% | 1.675% | 0% | 0%
LDNO LV: LV Network Non-Domestic Non-CT | 110.6026 | 1.4441 | 1695.0795 | 1670.0423 | 25.0372 | 0 | 0 | 1.5326 | 1173.7907 | 1.5099 | 1433.4355 | 185.5274 | 51.0794 | 85.83% | 11.11% | 3.059% | 1.477% | 0% | 0%
LDNO HV: LV Network Non-Domestic Non-CT | 3539.2332 | 41.1571 | 35827.5123 | 35403.8827 | 423.6295 | 0 | 0 | 1.0123 | 870.5073 | 1.0003 | 30591.3441 | 3967.6662 | 844.8724 | 86.41% | 11.21% | 2.386% | 1.182% | 0% | 0%
> LV HH Metered
LV HH Metered | 1213103.3722 | 6394.7681 | 30954096.4928 | 23525295.7293 | 249047.4411 | 6876009.9323 | 303743.39 | 2.5516 | 4840.5346 | 1.9393 | 20788558.4062 | 2190118.9512 | 546618.3719 | 88.37% | 9.31% | 2.324% | 0.8046% | 22.21% | 0.9813%
LDNO LV: LV HH Metered | 336.2861 | 2.8364 | 4449.6496 | 3997.3488 | 69.4689 | 353.3038 | 29.5281 | 1.3232 | 1568.74 | 1.1887 | 3486.2528 | 428.3859 | 82.7101 | 87.21% | 10.72% | 2.069% | 1.561% | 7.94% | 0.6636%
LDNO HV: LV HH Metered | 40181.9237 | 81.9089 | 402327.5846 | 322994.4754 | 1189.8907 | 75729.3853 | 2413.8331 | 1.0013 | 4911.8903 | 0.80383 | 289158.9694 | 27384.3407 | 6451.1654 | 89.52% | 8.478% | 1.997% | 0.2958% | 18.82% | 0.6%
> LV Sub HH Metered
LV Sub HH Metered | 787994.4678 | 2043.3006 | 17264017.6698 | 12618017.077 | 61305.1487 | 4350688.5523 | 234006.8918 | 2.1909 | 8449.0835 | 1.6013 | 11514635.2398 | 850034.29 | 253347.5472 | 91.26% | 6.737% | 2.008% | 0.3551% | 25.2% | 1.355%
LDNO HV: LV Sub HH Metered | 25.4161 | 1.0701 | 7458.6219 | 95.6432 | 19.6863 | 7343.2924 | 0 | 29.3461 | 6969.7706 | 0.37631 | 78.4975 | 9.2197 | 7.926 | 82.07% | 9.64% | 8.287% | 0.2639% | 98.45% | 0%
> HV HH Metered
HV HH Metered | 2483285.0612 | 1068.1349 | 41559488.3941 | 31928367.2832 | 317821.4022 | 8837394.3194 | 475905.3893 | 1.6736 | 38908.4642 | 1.2857 | 30062675.7865 | 1310924.4314 | 554767.0652 | 94.16% | 4.106% | 1.738% | 0.7647% | 21.26% | 1.145%
LDNO HV: HV HH Metered | 16433.9044 | 7.491 | 203967.2822 | 150726.3404 | 1620.2897 | 51129.6262 | 491.0259 | 1.2411 | 27228.4151 | 0.91717 | 142277.5016 | 5496.5301 | 2952.3087 | 94.39% | 3.647% | 1.959% | 0.7944% | 25.07% | 0.2407%
> NHH UMS category A
NHH UMS category A | 13495.8167 | 720.0347 | 335371.0454 | 335371.0454 | 0 | 0 | 0 | 2.485 | 465.7707 | 2.485 | 335371.0454 | 0 | 0 | 100% | 0% | 0% | 0% | 0% | 0%
LDNO LV: NHH UMS category A | 182.3706 | 0 | 2848.6291 | 2848.6291 | 0 | 0 | 0 | 1.562 |  | 1.562 | 2848.6291 | 0 | 0 | 100% | 0% | 0% | 0% | 0% | 0%
LDNO HV: NHH UMS category A | 8.0484 | 0 | 74.6893 | 74.6893 | 0 | 0 | 0 | 0.928 |  | 0.928 | 74.6893 | 0 | 0 | 100% | 0% | 0% | 0% | 0% | 0%
> NHH UMS category B
NHH UMS category B | 4835.9293 | 673.0537 | 168532.137 | 168532.137 | 0 | 0 | 0 | 3.485 | 250.3992 | 3.485 | 168532.137 | 0 | 0 | 100% | 0% | 0% | 0% | 0% | 0%
LDNO LV: NHH UMS category B | 79.9719 | 0 | 1752.1842 | 1752.1842 | 0 | 0 | 0 | 2.191 |  | 2.191 | 1752.1842 | 0 | 0 | 100% | 0% | 0% | 0% | 0% | 0%
LDNO HV: NHH UMS category B | 171.6511 | 0 | 2233.1813 | 2233.1813 | 0 | 0 | 0 | 1.301 |  | 1.301 | 2233.1813 | 0 | 0 | 100% | 0% | 0% | 0% | 0% | 0%
> NHH UMS category C
NHH UMS category C | 595.2121 | 171.5827 | 33224.7393 | 33224.7393 | 0 | 0 | 0 | 5.582 | 193.6368 | 5.582 | 33224.7393 | 0 | 0 | 100% | 0% | 0% | 0% | 0% | 0%
LDNO LV: NHH UMS category C | 7.346 | 0 | 257.8451 | 257.8451 | 0 | 0 | 0 | 3.51 |  | 3.51 | 257.8451 | 0 | 0 | 100% | 0% | 0% | 0% | 0% | 0%
LDNO HV: NHH UMS category C | 130.7544 | 0 | 2724.9226 | 2724.9226 | 0 | 0 | 0 | 2.084 |  | 2.084 | 2724.9226 | 0 | 0 | 100% | 0% | 0% | 0% | 0% | 0%
> NHH UMS category D
NHH UMS category D | 0 | 1.0213 | 0 | 0 | 0 | 0 | 0 |  | 0 | 0 | 0 | 0 | 0
LDNO LV: NHH UMS category D | 0 | 0 | 0 | 0 | 0 | 0 | 0 |  |  | 0 | 0 | 0 | 0
LDNO HV: NHH UMS category D | 0 | 0 | 0 | 0 | 0 | 0 | 0 |  |  | 0 | 0 | 0 | 0
> LV UMS (Pseudo HH Metered)
LV UMS (Pseudo HH Metered) | 118960.1073 | 0 | 4319850.1291 | 4319850.1291 | 0 | 0 | 0 | 3.6313 |  | 3.6313 | 3125597.5362 | 401611.5966 | 792640.9963 | 72.35% | 9.297% | 18.35% | 0% | 0% | 0%
LDNO LV: LV UMS (Pseudo HH Metered) | 0 | 0 | 0 | 0 | 0 | 0 | 0 |  |  | 0 | 0 | 0 | 0
LDNO HV: LV UMS (Pseudo HH Metered) | 0 | 0 | 0 | 0 | 0 | 0 | 0 |  |  | 0 | 0 | 0 | 0
> LV Generation NHH or Aggregate HH
LV Generation NHH or Aggregate HH | 3287.7605 | 265.5447 | -22126.6281 | -22126.6281 | 0 | 0 | 0 | -0.673 | -83.3254 | -0.673 | -22126.6281 | 0 | 0 | 100% | 0% | 0% | 0% | 0% | 0%
LDNO LV: LV Generation NHH or Aggregate HH | 140.5873 | 0 | -946.1522 | -946.1522 | 0 | 0 | 0 | -0.673 |  | -0.673 | -946.1522 | 0 | 0 | 100% | 0% | 0% | 0% | 0% | 0%
LDNO HV: LV Generation NHH or Aggregate HH | 0 | 0 | 0 | 0 | 0 | 0 | 0 |  |  | 0 | 0 | 0 | 0
> LV Sub Generation NHH
LV Sub Generation NHH | 0 | 0 | 0 | 0 | 0 | 0 | 0 |  |  | 0 | 0 | 0 | 0
LDNO HV: LV Sub Generation NHH | 0 | 0 | 0 | 0 | 0 | 0 | 0 |  |  | 0 | 0 | 0 | 0
> LV Generation Intermittent
LV Generation Intermittent | 81306.118 | 506.5776 | -541115.9217 | -547190.1744 | 0 | 0 | 6074.2527 | -0.66553 | -1068.1798 | -0.673 | -547190.1744 | 0 | 0 | 100% | 0% | 0% | 0% | 0% | -1.123%
LDNO LV: LV Generation Intermittent | 0 | 0 | 0 | 0 | 0 | 0 | 0 |  |  | 0 | 0 | 0 | 0
LDNO HV: LV Generation Intermittent | 558.0589 | 0 | -3755.7365 | -3755.7365 | 0 | 0 | 0 | -0.673 |  | -0.673 | -3755.7365 | 0 | 0 | 100% | 0% | 0% | 0% | 0% | 0%
> LV Generation Non-Intermittent
LV Generation Non-Intermittent | 2791.1183 | 8.1706 | -18813.9979 | -19401.0599 | 0 | 0 | 587.062 | -0.67407 | -2302.644 | -0.6951 | -13608.5181 | -4403.6497 | -1388.892 | 70.14% | 22.7% | 7.159% | 0% | 0% | -3.12%
LDNO LV: LV Generation Non-Intermittent | 0 | 0 | 0 | 0 | 0 | 0 | 0 |  |  | 0 | 0 | 0 | 0
LDNO HV: LV Generation Non-Intermittent | 0 | 0 | 0 | 0 | 0 | 0 | 0 |  |  | 0 | 0 | 0 | 0
> LV Sub Generation Intermittent
LV Sub Generation Intermittent | 12847.4636 | 61.2795 | -76657.7525 | -78369.5279 | 0 | 0 | 1711.7754 | -0.59668 | -1250.9517 | -0.61 | -78369.5279 | 0 | 0 | 100% | 0% | 0% | 0% | 0% | -2.233%
LDNO HV: LV Sub Generation Intermittent | 0 | 0 | 0 | 0 | 0 | 0 | 0 |  |  | 0 | 0 | 0 | 0
> LV Sub Generation Non-Intermittent
LV Sub Generation Non-Intermittent | 3989.5056 | 9.1919 | -25050.3866 | -25353.6713 | 0 | 0 | 303.2847 | -0.62791 | -2725.258 | -0.63551 | -18984.5008 | -4291.0178 | -2078.1527 | 74.88% | 16.92% | 8.197% | 0% | 0% | -1.211%
LDNO HV: LV Sub Generation Non-Intermittent | 0 | 0 | 0 | 0 | 0 | 0 | 0 |  |  | 0 | 0 | 0 | 0
> HV Generation Intermittent
HV Generation Intermittent | 374463.18 | 148.5486 | -1432982.3167 | -1456661.7703 | 21313.9705 | 0 | 2365.4831 | -0.38268 | -9646.558 | -0.389 | -1456661.7703 | 0 | 0 | 100% | 0% | 0% | -1.487% | 0% | -0.1651%
LDNO HV: HV Generation Intermittent | 67.7257 | 0 | -144.7293 | -263.4531 | 0 | 0 | 118.7237 | -0.2137 |  | -0.389 | -263.4531 | 0 | 0 | 100% | 0% | 0% | 0% | 0% | -82.03%
> HV Generation Non-Intermittent
HV Generation Non-Intermittent | 255813.4744 | 52.5478 | -1017233.5878 | -1026392.0086 | 7539.6358 | 0 | 1618.7851 | -0.39765 | -19358.2561 | -0.40123 | -831639.374 | -122879.7021 | -71872.9325 | 81.03% | 11.97% | 7.002% | -0.7412% | 0% | -0.1591%
LDNO HV: HV Generation Non-Intermittent | 5.4333 | 0 | -285.0941 | -286.1716 | 0 | 0 | 1.0774 | -5.2472 |  | -5.267 | -286.1716 | 0 | 0 | 100% | 0% | 0% | 0% | 0% | -0.3779%
3803. Revenue summary by tariff component
Data sources:
x1 = 3802. All units (MWh) (in Revenue summary)
x2 = 3802. MPANs (in Revenue summary)
x3 = 3802. Net revenues (£) (in Revenue summary)
x4 = 3802. Revenues from unit rates (£) (in Revenue summary)
x5 = 3802. Revenues from fixed charges (£) (in Revenue summary)
x6 = 3802. Revenues from capacity charges (£) (in Revenue summary)
x7 = 3802. Revenues from reactive power charges (£) (in Revenue summary)
Kind: | Cell summation | Cell summation | Cell summation | Cell summation | Cell summation | Cell summation | Cell summation
Formula: | =SUM(x1) | =SUM(x2) | =SUM(x3) | =SUM(x4) | =SUM(x5) | =SUM(x6) | =SUM(x7)
| Total units (MWh) | Total MPANs | Total net revenues (£) | Total net revenues from unit rates (£) | Total revenues from fixed charges (£) | Total revenues from capacity charges (£) | Total revenues from reactive power charges (£)
Revenue summary by tariff component | 13097413.1164 | 1636238.5063 | 324235638.5252 | 273682573.2107 | 29325046.4003 | 20198648.4118 | 1029370.5025

## M-ATW
Tariff matrices for WPD South West in April 17 (Final)
This sheet provides matrices breaking down each tariff component into its elements.
This sheet is for information only. It can be deleted without affecting any calculations elsewhere in the model.
Domestic Unrestricted
Domestic Two Rate
Domestic Off Peak (related MPAN)
Small Non Domestic Unrestricted
Small Non Domestic Two Rate
Small Non Domestic Off Peak (related MPAN)
LV Medium Non-Domestic
LV Sub Medium Non-Domestic
HV Medium Non-Domestic
LV Network Domestic
LV Network Non-Domestic Non-CT
LV HH Metered
LV Sub HH Metered
HV HH Metered
NHH UMS category A
NHH UMS category B
NHH UMS category C
NHH UMS category D
LV UMS (Pseudo HH Metered)
LV Generation NHH or Aggregate HH
LV Sub Generation NHH
LV Generation Intermittent
LV Generation Non-Intermittent
LV Sub Generation Intermittent
LV Sub Generation Non-Intermittent
HV Generation Intermittent
HV Generation Non-Intermittent
Domestic Unrestricted
| Rate 1 units (MWh) | MPANs | MWh/year | MWh/MPAN/year
Domestic Unrestricted | 4114528.6715 | 1228033.636 | 4114528.6715 | 3.3505
| Unit rate 1 p/kWh | Fixed charge p/MPAN/day | Revenue (£/year) | Average p/kWh | Average £/MPAN/year
Assets 132kV | 0.31476 | 0 | 12951065.8743 | 0.31476 | 10.5462
Assets 132kV/EHV | 0.044583 | 0 | 1834379.2476 | 0.044583 | 1.4938
Assets EHV | 0.10489 | 0 | 4315785.3779 | 0.10489 | 3.5144
Assets EHV/HV | 0.02003 | 0 | 824137.1021 | 0.02003 | 0.6711
Assets 132kV/HV | 0 | 0 | 0 | 0 | 0
Assets HV | 0.071335 | 0 | 2935087.9039 | 0.071335 | 2.3901
Assets HV/LV | 0.0079997 | 0 | 329149.1217 | 0.0079997 | 0.26803
Assets LV circuits | 0 | 0.17908 | 802705.928 | 0.019509 | 0.65365
Assets LV customer |  | 0 | 0 | 0 | 0
Assets HV customer |  | 0 | 0 | 0 | 0
Transmission exit | 0.10185 | 0 | 4190690.4253 | 0.10185 | 3.4125
Operating 132kV | 0.19079 | 0 | 7850049.1041 | 0.19079 | 6.3924
Operating 132kV/EHV | 0.027023 | 0 | 1111875.0618 | 0.027023 | 0.90541
Operating EHV | 0.063578 | 0 | 2615933.5045 | 0.063578 | 2.1302
Operating EHV/HV | 0.063899 | 0 | 2629134.029 | 0.063899 | 2.1409
Operating 132kV/HV | 0 | 0 | 0 | 0 | 0
Operating HV | 0.22757 | 0 | 9363417.1621 | 0.22757 | 7.6247
Operating HV/LV | 0.096977 | 0 | 3990153.078 | 0.096977 | 3.2492
Operating LV circuits | 0 | 2.171 | 9730907.1122 | 0.2365 | 7.924
Operating LV customer |  | 2.3104 | 10355793.0162 | 0.25169 | 8.4328
Operating HV customer |  | 0 | 0 | 0 | 0
Scaler | 1.7625 | 0 | 72517767.0451 | 1.7625 | 59.0519
Rounding | 0.00023026 | -0.00039755 | 7692.2637 | 0.00018695 | 0.0062639
Total | 3.098 | 4.66 | 148355722.3576 | 3.6057 | 120.8075
Domestic Two Rate
| Rate 1 units (MWh) | Rate 2 units (MWh) | MPANs | MWh/year | MWh/MPAN/year
Domestic Two Rate | 652883.7695 | 687202.0265 | 223355.3825 | 1340085.796 | 5.9998
| Unit rate 1 p/kWh | Unit rate 2 p/kWh | Fixed charge p/MPAN/day | Average unit rate (p/kWh) | Revenue (£/year) | Average p/kWh | Average £/MPAN/year
Assets 132kV | 0.37527 | 0.031522 | 0 | 0.19899 | 2666675.7288 | 0.19899 | 11.9392
Assets 132kV/EHV | 0.053152 | 0.0044648 | 0 | 0.028185 | 377705.9483 | 0.028185 | 1.6911
Assets EHV | 0.12322 | 0.01546 | 0 | 0.067958 | 910692.6636 | 0.067958 | 4.0773
Assets EHV/HV | 0.023529 | 0.0029522 | 0 | 0.012977 | 173904.7582 | 0.012977 | 0.7786
Assets 132kV/HV | 0 | 0 | 0 | 0 | 0 | 0 | 0
Assets HV | 0.083796 | 0.010514 | 0 | 0.046217 | 619345.678 | 0.046217 | 2.7729
Assets HV/LV | 0.0093972 | 0.0011791 | 0 | 0.0051829 | 69455.1893 | 0.0051829 | 0.31096
Assets LV circuits | 0 | 0 | 0.17908 | 0 | 145996.5626 | 0.010895 | 0.65365
Assets LV customer |  |  | 0 | 0 | 0 | 0 | 0
Assets HV customer |  |  | 0 | 0 | 0 | 0 | 0
Transmission exit | 0.12354 | 4.0806e-05 | 0 | 0.060211 | 806877.9013 | 0.060211 | 3.6125
Operating 132kV | 0.22746 | 0.019107 | 0 | 0.12062 | 1616356.184 | 0.12062 | 7.2367
Operating 132kV/EHV | 0.032217 | 0.0027062 | 0 | 0.017084 | 228939.4764 | 0.017084 | 1.025
Operating EHV | 0.074685 | 0.0093707 | 0 | 0.041191 | 551999.5186 | 0.041191 | 2.4714
Operating EHV/HV | 0.075061 | 0.009418 | 0 | 0.041399 | 554785.0187 | 0.041399 | 2.4839
Operating 132kV/HV | 0 | 0 | 0 | 0 | 0 | 0 | 0
Operating HV | 0.26732 | 0.033541 | 0 | 0.14744 | 1975815.4238 | 0.14744 | 8.8461
Operating HV/LV | 0.11392 | 0.014293 | 0 | 0.06283 | 841979.5742 | 0.06283 | 3.7697
Operating LV circuits | 0 | 0 | 2.171 | 0 | 1769862.3364 | 0.13207 | 7.924
Operating LV customer |  |  | 2.3104 | 0 | 1883516.9026 | 0.14055 | 8.4328
Operating HV customer |  |  | 0 | 0 | 0 | 0 | 0
Scaler | 2.1379 | 0.00070612 | 0 | 1.0419 | 13962611.8236 | 1.0419 | 62.513
Rounding | -0.00043116 | -0.00027511 | -0.00039755 | -0.00035114 | -5029.6197 | -0.00037532 | -0.022518
Total | 3.72 | 0.155 | 4.66 | 1.8919 | 29151491.0688 | 2.1753 | 130.5162
Domestic Off Peak (related MPAN)
| Rate 1 units (MWh) | MWh/year
Domestic Off Peak (related MPAN) | 63105.7323 | 63105.7323
| Unit rate 1 p/kWh | Revenue (£/year) | Average p/kWh
Assets 132kV | 0.025258 | 15939.5153 | 0.025258
Assets 132kV/EHV | 0.0035776 | 2257.661 | 0.0035776
Assets EHV | 0.014589 | 9206.3541 | 0.014589
Assets EHV/HV | 0.0027859 | 1758.0341 | 0.0027859
Assets 132kV/HV | 0 | 0 | 0
Assets HV | 0.0099216 | 6261.0756 | 0.0099216
Assets HV/LV | 0.0011126 | 702.1349 | 0.0011126
Assets LV circuits | 0 | 0 | 0
Transmission exit | 0.0011743 | 741.0228 | 0.0011743
Operating 132kV | 0.01531 | 9661.4425 | 0.01531
Operating 132kV/EHV | 0.0021685 | 1368.4395 | 0.0021685
Operating EHV | 0.0088427 | 5580.2613 | 0.0088427
Operating EHV/HV | 0.0088873 | 5608.4204 | 0.0088873
Operating 132kV/HV | 0 | 0 | 0
Operating HV | 0.031651 | 19973.8695 | 0.031651
Operating HV/LV | 0.013488 | 8511.7213 | 0.013488
Operating LV circuits | 0 | 0 | 0
Scaler | 0.02032 | 12823.0235 | 0.02032
Rounding | -8.6936e-05 | -54.8614 | -8.6936e-05
Total | 0.159 | 100338.1144 | 0.159
Small Non Domestic Unrestricted
| Rate 1 units (MWh) | MPANs | MWh/year | MWh/MPAN/year
Small Non Domestic Unrestricted | 1157200.0337 | 109923.8387 | 1157200.0337 | 10.5273
| Unit rate 1 p/kWh | Fixed charge p/MPAN/day | Revenue (£/year) | Average p/kWh | Average £/MPAN/year
Assets 132kV | 0.25286 | 0 | 2926049.0112 | 0.25286 | 26.6189
Assets 132kV/EHV | 0.035814 | 0 | 414443.3852 | 0.035814 | 3.7703
Assets EHV | 0.09877 | 0 | 1142966.2075 | 0.09877 | 10.3978
Assets EHV/HV | 0.018861 | 0 | 218259.4303 | 0.018861 | 1.9856
Assets 132kV/HV | 0 | 0 | 0 | 0 | 0
Assets HV | 0.067172 | 0 | 777310.7317 | 0.067172 | 7.0714
Assets HV/LV | 0.0075328 | 0 | 87169.8406 | 0.0075328 | 0.793
Assets LV circuits | 0 | 0.17908 | 71851.8731 | 0.0062091 | 0.65365
Assets LV customer |  | 0 | 0 | 0 | 0
Assets HV customer |  | 0 | 0 | 0 | 0
Transmission exit | 0.077976 | 0 | 902335.3341 | 0.077976 | 8.2087
Operating 132kV | 0.15326 | 0 | 1773570.5031 | 0.15326 | 16.1345
Operating 132kV/EHV | 0.021708 | 0 | 251207.1946 | 0.021708 | 2.2853
Operating EHV | 0.059868 | 0 | 692787.8323 | 0.059868 | 6.3024
Operating EHV/HV | 0.06017 | 0 | 696283.7785 | 0.06017 | 6.3342
Operating 132kV/HV | 0 | 0 | 0 | 0 | 0
Operating HV | 0.21429 | 0 | 2479750.1418 | 0.21429 | 22.5588
Operating HV/LV | 0.091318 | 0 | 1056727.7405 | 0.091318 | 9.6133
Operating LV circuits | 0 | 2.171 | 871033.6855 | 0.075271 | 7.924
Operating LV customer |  | 5.1979 | 2085493.8137 | 0.18022 | 18.9722
Operating HV customer |  | 0 | 0 | 0 | 0
Scaler | 1.3493 | 0 | 15614454.1624 | 1.3493 | 142.0479
Rounding | 7.2032e-05 | 0.0021106 | 1680.3646 | 0.00014521 | 0.015287
Total | 2.509 | 7.55 | 32063375.0306 | 2.7708 | 291.6872
Small Non Domestic Two Rate
| Rate 1 units (MWh) | Rate 2 units (MWh) | MPANs | MWh/year | MWh/MPAN/year
Small Non Domestic Two Rate | 370216.4511 | 171003.2672 | 28065.6011 | 541219.7182 | 19.2841
| Unit rate 1 p/kWh | Unit rate 2 p/kWh | Fixed charge p/MPAN/day | Average unit rate (p/kWh) | Revenue (£/year) | Average p/kWh | Average £/MPAN/year
Assets 132kV | 0.29343 | 0.031727 | 0 | 0.21074 | 1140575.0024 | 0.21074 | 40.6396
Assets 132kV/EHV | 0.041561 | 0.0044937 | 0 | 0.029849 | 161550.1871 | 0.029849 | 5.7562
Assets EHV | 0.109 | 0.015778 | 0 | 0.079543 | 430500.4338 | 0.079543 | 15.3391
Assets EHV/HV | 0.020814 | 0.0030129 | 0 | 0.015189 | 82207.8368 | 0.015189 | 2.9291
Assets 132kV/HV | 0 | 0 | 0 | 0 | 0 | 0 | 0
Assets HV | 0.074126 | 0.01073 | 0 | 0.054096 | 292775.5913 | 0.054096 | 10.4318
Assets HV/LV | 0.0083127 | 0.0012033 | 0 | 0.0060664 | 32832.6891 | 0.0060664 | 1.1699
Assets LV circuits | 0 | 0 | 0.17908 | 0 | 18345.1199 | 0.0033896 | 0.65365
Assets LV customer |  |  | 0 | 0 | 0 | 0 | 0
Assets HV customer |  |  | 0 | 0 | 0 | 0 | 0
Transmission exit | 0.093478 | 4.9925e-05 | 0 | 0.063958 | 346155.6861 | 0.063958 | 12.3338
Operating 132kV | 0.17786 | 0.019231 | 0 | 0.12774 | 691338.4475 | 0.12774 | 24.6329
Operating 132kV/EHV | 0.025191 | 0.0027238 | 0 | 0.018093 | 97920.6587 | 0.018093 | 3.489
Operating EHV | 0.066066 | 0.0095635 | 0 | 0.048213 | 260939.8776 | 0.048213 | 9.2975
Operating EHV/HV | 0.066399 | 0.0096118 | 0 | 0.048457 | 262256.6325 | 0.048457 | 9.3444
Operating 132kV/HV | 0 | 0 | 0 | 0 | 0 | 0 | 0
Operating HV | 0.23647 | 0.034231 | 0 | 0.17257 | 934002.6894 | 0.17257 | 33.2793
Operating HV/LV | 0.10077 | 0.014587 | 0 | 0.073541 | 398018.5483 | 0.073541 | 14.1817
Operating LV circuits | 0 | 0 | 2.171 | 0 | 222391.1048 | 0.041091 | 7.924
Operating LV customer |  |  | 5.1979 | 0 | 532465.3695 | 0.098382 | 18.9722
Operating HV customer |  |  | 0 | 0 | 0 | 0 | 0
Scaler | 1.6176 | 0.00086394 | 0 | 1.1068 | 5990048.1442 | 1.1068 | 213.4302
Rounding | -6.0142e-05 | 0.00019273 | 0.0021106 | 1.9755e-05 | 323.1251 | 5.9703e-05 | 0.011513
Total | 2.931 | 0.158 | 7.55 | 2.0548 | 11894647.1442 | 2.1977 | 423.8159
Small Non Domestic Off Peak (related MPAN)
| Rate 1 units (MWh) | MWh/year
Small Non Domestic Off Peak (related MPAN) | 22929.3206 | 22929.3206
| Unit rate 1 p/kWh | Revenue (£/year) | Average p/kWh
Assets 132kV | 0.026595 | 6097.9895 | 0.026595
Assets 132kV/EHV | 0.0037669 | 863.7146 | 0.0037669
Assets EHV | 0.015099 | 3462.1451 | 0.015099
Assets EHV/HV | 0.0028833 | 661.127 | 0.0028833
Assets 132kV/HV | 0 | 0 | 0
Assets HV | 0.010269 | 2354.5425 | 0.010269
Assets HV/LV | 0.0011516 | 264.0451 | 0.0011516
Assets LV circuits | 0 | 0 | 0
Transmission exit | 0.0017035 | 390.6025 | 0.0017035
Operating 132kV | 0.01612 | 3696.1836 | 0.01612
Operating 132kV/EHV | 0.0022832 | 523.5247 | 0.0022832
Operating EHV | 0.0091521 | 2098.5152 | 0.0091521
Operating EHV/HV | 0.0091983 | 2109.1048 | 0.0091983
Operating 132kV/HV | 0 | 0 | 0
Operating HV | 0.032759 | 7511.3811 | 0.032759
Operating HV/LV | 0.01396 | 3200.9212 | 0.01396
Operating LV circuits | 0 | 0 | 0
Scaler | 0.029478 | 6759.1776 | 0.029478
Rounding | -0.00041849 | -95.9565 | -0.00041849
Total | 0.174 | 39897.0179 | 0.174
LV Medium Non-Domestic
| Rate 1 units (MWh) | Rate 2 units (MWh) | MPANs | MWh/year | MWh/MPAN/year
LV Medium Non-Domestic | 0 | 0 | 0 | 0
| Unit rate 1 p/kWh | Unit rate 2 p/kWh | Fixed charge p/MPAN/day | Average unit rate (p/kWh) | Revenue (£/year) | Average p/kWh | Average £/MPAN/year
Assets 132kV | 0.20595 | 0.021483 | 0 | 0 | 0
Assets 132kV/EHV | 0.02917 | 0.0030428 | 0 | 0 | 0
Assets EHV | 0.075353 | 0.0098665 | 0 | 0 | 0
Assets EHV/HV | 0.014389 | 0.0018841 | 0 | 0 | 0
Assets 132kV/HV | 0 | 0 | 0 | 0 | 0
Assets HV | 0.051246 | 0.0067101 | 0 | 0 | 0
Assets HV/LV | 0.0057469 | 0.00075248 | 0 | 0 | 0
Assets LV circuits | 0 | 0 | 0 | 0 | 0
Assets LV customer |  |  | 0 | 0 | 0
Assets HV customer |  |  | 0 | 0 | 0
Transmission exit | 0.065881 | 0 | 0 | 0 | 0
Operating 132kV | 0.12483 | 0.013021 | 0 | 0 | 0
Operating 132kV/EHV | 0.017681 | 0.0018444 | 0 | 0 | 0
Operating EHV | 0.045674 | 0.0059804 | 0 | 0 | 0
Operating EHV/HV | 0.045904 | 0.0060106 | 0 | 0 | 0
Operating 132kV/HV | 0 | 0 | 0 | 0 | 0
Operating HV | 0.16348 | 0.021406 | 0 | 0 | 0
Operating HV/LV | 0.069667 | 0.0091221 | 0 | 0 | 0
Operating LV circuits | 0 | 0 | 0 | 0 | 0
Operating LV customer |  |  | 6.3284 | 0 | 0
Operating HV customer |  |  | 0 | 0 | 0
Scaler | 1.14 | 0 | 0 | 0 | 0
Rounding | -3.8705e-06 | -0.00012411 | 0.0016486 | 0 | 0
Total | 2.055 | 0.101 | 6.33 | 0 | 0 | 0 | 0
LV Sub Medium Non-Domestic
| Rate 1 units (MWh) | Rate 2 units (MWh) | MPANs | MWh/year | MWh/MPAN/year
LV Sub Medium Non-Domestic | 0 | 0 | 0 | 0
| Unit rate 1 p/kWh | Unit rate 2 p/kWh | Fixed charge p/MPAN/day | Average unit rate (p/kWh) | Revenue (£/year) | Average p/kWh | Average £/MPAN/year
Assets 132kV | 0.20071 | 0.021186 | 0 | 0 | 0
Assets 132kV/EHV | 0.028429 | 0.0030008 | 0 | 0 | 0
Assets EHV | 0.073703 | 0.0097301 | 0 | 0 | 0
Assets EHV/HV | 0.014074 | 0.0018581 | 0 | 0 | 0
Assets 132kV/HV | 0 | 0 | 0 | 0 | 0
Assets HV | 0.050124 | 0.0066173 | 0 | 0 | 0
Assets HV/LV | 0 | 0 | 0 | 0 | 0
Assets LV circuits | 0 | 0 | 0 | 0 | 0
Assets LV customer |  |  | 0 | 0 | 0
Assets HV customer |  |  | 0 | 0 | 0
Transmission exit | 0.064105 | 0 | 0 | 0 | 0
Operating 132kV | 0.12166 | 0.012841 | 0 | 0 | 0
Operating 132kV/EHV | 0.017231 | 0.0018189 | 0 | 0 | 0
Operating EHV | 0.044673 | 0.0058977 | 0 | 0 | 0
Operating EHV/HV | 0.044899 | 0.0059275 | 0 | 0 | 0
Operating 132kV/HV | 0 | 0 | 0 | 0 | 0
Operating HV | 0.1599 | 0.02111 | 0 | 0 | 0
Operating HV/LV | 0 | 0 | 0 | 0 | 0
Operating LV circuits | 0 | 0 | 0 | 0 | 0
Operating LV customer |  |  | 4.6932 | 0 | 0
Operating HV customer |  |  | 0 | 0 | 0
Scaler | 1.1093 | 0 | 0 | 0 | 0
Rounding | 0.00018828 | 1.1983e-05 | -0.0032317 | 0 | 0
Total | 1.929 | 0.09 | 4.69 | 0 | 0 | 0 | 0
HV Medium Non-Domestic
| Rate 1 units (MWh) | Rate 2 units (MWh) | MPANs | MWh/year | MWh/MPAN/year
HV Medium Non-Domestic | 0 | 0 | 0 | 0
| Unit rate 1 p/kWh | Unit rate 2 p/kWh | Fixed charge p/MPAN/day | Average unit rate (p/kWh) | Revenue (£/year) | Average p/kWh | Average £/MPAN/year
Assets 132kV | 0.20164 | 0.020929 | 0 | 0 | 0
Assets 132kV/EHV | 0.0094249 | 0.00097822 | 0 | 0 | 0
Assets EHV | 0.019564 | 0.0025375 | 0 | 0 | 0
Assets EHV/HV | 0 | 0 | 0 | 0 | 0
Assets 132kV/HV | 0 | 0 | 0 | 0 | 0
Assets HV | 0 | 0 | 0 | 0 | 0
Assets HV/LV | 0 | 0 | 0 | 0 | 0
Assets LV circuits | 0 | 0 | 0 | 0 | 0
Assets LV customer |  |  | 0 | 0 | 0
Assets HV customer |  |  | 0 | 0 | 0
Transmission exit | 0.064524 | 0 | 0 | 0 | 0
Operating 132kV | 0.12222 | 0.012685 | 0 | 0 | 0
Operating 132kV/EHV | 0.017311 | 0.0017968 | 0 | 0 | 0
Operating EHV | 0.035935 | 0.0046609 | 0 | 0 | 0
Operating EHV/HV | 0 | 0 | 0 | 0 | 0
Operating 132kV/HV | 0 | 0 | 0 | 0 | 0
Operating HV | 0 | 0 | 0 | 0 | 0
Operating HV/LV | 0 | 0 | 0 | 0 | 0
Operating LV circuits | 0 | 0 | 0 | 0 | 0
Operating LV customer |  |  | 0 | 0 | 0
Operating HV customer |  |  | 81.5243 | 0 | 0
Scaler | 1.1166 | 0 | 0 | 0 | 0
Rounding | -0.00017592 | 0.00041261 | -0.0043448 | 0 | 0
Total | 1.587 | 0.044 | 81.52 | 0 | 0 | 0 | 0
LV Network Domestic
| Rate 1 units (MWh) | Rate 2 units (MWh) | Rate 3 units (MWh) | MPANs | MWh/year | MWh/MPAN/year
LV Network Domestic | 0 | 0 | 0 | 0 | 0
| Unit rate 1 p/kWh | Unit rate 2 p/kWh | Unit rate 3 p/kWh | Fixed charge p/MPAN/day | Average unit rate (p/kWh) | Revenue (£/year) | Average p/kWh | Average £/MPAN/year
Assets 132kV | 3.1686 | 0.043814 | 0.031064 | 0 | 0 | 0
Assets 132kV/EHV | 0.44879 | 0.0062058 | 0.0043999 | 0 | 0 | 0
Assets EHV | 0.75561 | 0.068319 | 0.014262 | 0 | 0 | 0
Assets EHV/HV | 0.14429 | 0.013046 | 0.0027235 | 0 | 0 | 0
Assets 132kV/HV | 0 | 0 | 0 | 0 | 0 | 0
Assets HV | 0.51388 | 0.046462 | 0.0096996 | 0 | 0 | 0
Assets HV/LV | 0.057628 | 0.0052104 | 0.0010877 | 0 | 0 | 0
Assets LV circuits | 0 | 0 | 0 | 0.17908 | 0 | 0
Assets LV customer |  |  |  | 0 | 0 | 0
Assets HV customer |  |  |  | 0 | 0 | 0
Transmission exit | 1.1401 | 0.0020029 | 0 | 0 | 0 | 0
Operating 132kV | 1.9206 | 0.026557 | 0.018829 | 0 | 0 | 0
Operating 132kV/EHV | 0.27203 | 0.0037615 | 0.0026669 | 0 | 0 | 0
Operating EHV | 0.458 | 0.04141 | 0.0086449 | 0 | 0 | 0
Operating EHV/HV | 0.46031 | 0.041619 | 0.0086885 | 0 | 0 | 0
Operating 132kV/HV | 0 | 0 | 0 | 0 | 0 | 0
Operating HV | 1.6394 | 0.14822 | 0.030943 | 0 | 0 | 0
Operating HV/LV | 0.6986 | 0.063164 | 0.013186 | 0 | 0 | 0
Operating LV circuits | 0 | 0 | 0 | 2.171 | 0 | 0
Operating LV customer |  |  |  | 2.3104 | 0 | 0
Operating HV customer |  |  |  | 0 | 0 | 0
Scaler | 19.7288 | 0.034659 | 0 | 0 | 0 | 0
Rounding | 0.00047988 | -0.00045301 | -0.00019587 | -0.00039755 | 0 | 0
Total | 31.407 | 0.544 | 0.146 | 4.66 | 0 | 0 | 0 | 0
LV Network Non-Domestic Non-CT
| Rate 1 units (MWh) | Rate 2 units (MWh) | Rate 3 units (MWh) | MPANs | MWh/year | MWh/MPAN/year
LV Network Non-Domestic Non-CT | 26635.11 | 199180.0539 | 189730.5102 | 6378.4892 | 415545.6741 | 65.148
| Unit rate 1 p/kWh | Unit rate 2 p/kWh | Unit rate 3 p/kWh | Fixed charge p/MPAN/day | Average unit rate (p/kWh) | Revenue (£/year) | Average p/kWh | Average £/MPAN/year
Assets 132kV | 3.3646 | 0.046525 | 0.032986 | 0 | 0.25302 | 1051424.9857 | 0.25302 | 164.8392
Assets 132kV/EHV | 0.47656 | 0.0065897 | 0.0046721 | 0 | 0.035838 | 148923.0456 | 0.035838 | 23.3477
Assets EHV | 0.8029 | 0.072595 | 0.015155 | 0 | 0.093179 | 387201.8105 | 0.093179 | 60.7043
Assets EHV/HV | 0.15332 | 0.013863 | 0.002894 | 0 | 0.017793 | 73939.5846 | 0.017793 | 11.592
Assets 132kV/HV | 0 | 0 | 0 | 0 | 0 | 0 | 0 | 0
Assets HV | 0.54604 | 0.04937 | 0.010307 | 0 | 0.063369 | 263328.9774 | 0.063369 | 41.2839
Assets HV/LV | 0.061234 | 0.0055365 | 0.0011558 | 0 | 0.0071064 | 29530.4619 | 0.0071064 | 4.6297
Assets LV circuits | 0 | 0 | 0 | 0.17908 | 0 | 4169.3085 | 0.0010033 | 0.65365
Assets LV customer |  |  |  | 0 | 0 | 0 | 0 | 0
Assets HV customer |  |  |  | 0 | 0 | 0 | 0 | 0
Transmission exit | 1.211 | 0.0021275 | 0 | 0 | 0.078641 | 326788.6993 | 0.078641 | 51.2329
Operating 132kV | 2.0394 | 0.0282 | 0.019994 | 0 | 0.15337 | 637301.8134 | 0.15337 | 99.9142
Operating 132kV/EHV | 0.28886 | 0.0039942 | 0.0028319 | 0 | 0.021723 | 90266.9504 | 0.021723 | 14.1518
Operating EHV | 0.48666 | 0.044002 | 0.009186 | 0 | 0.056479 | 234695.2178 | 0.056479 | 36.7948
Operating EHV/HV | 0.48912 | 0.044224 | 0.0092323 | 0 | 0.056764 | 235879.5368 | 0.056764 | 36.9805
Operating 132kV/HV | 0 | 0 | 0 | 0 | 0 | 0 | 0 | 0
Operating HV | 1.742 | 0.1575 | 0.03288 | 0 | 0.20216 | 840063.1079 | 0.20216 | 131.7025
Operating HV/LV | 0.74232 | 0.067117 | 0.014012 | 0 | 0.086149 | 357986.8693 | 0.086149 | 56.1241
Operating LV circuits | 0 | 0 | 0 | 2.171 | 0 | 50542.9854 | 0.012163 | 7.924
Operating LV customer |  |  |  | 5.1979 | 0 | 121013.7853 | 0.029122 | 18.9722
Operating HV customer |  |  |  | 0 | 0 | 0 | 0 | 0
Scaler | 20.9557 | 0.036815 | 0 | 0 | 1.3608 | 5654912.2851 | 1.3608 | 886.5598
Rounding | 0.00023302 | -0.00045715 | -0.00030526 | 0.0021106 | -0.00034356 | -1378.5141 | -0.00033174 | -0.21612
Total | 33.36 | 0.578 | 0.155 | 7.55 | 2.4861 | 10506590.9109 | 2.5284 | 1647.1911
LV HH Metered
| Rate 1 units (MWh) | Rate 2 units (MWh) | Rate 3 units (MWh) | MPANs | Import capacity (kVA) | Reactive power units (MVArh) | MWh/year | MWh/MPAN/year
LV HH Metered | 83532.947 | 607666.188 | 537114.354 | 6427.1256 | 680209.7084 | 80151.7889 | 1228313.489 | 191.114
| Unit rate 1 p/kWh | Unit rate 2 p/kWh | Unit rate 3 p/kWh | Fixed charge p/MPAN/day | Capacity charge p/kVA/day | Reactive power charge p/kVArh | Average unit rate (p/kWh) | Revenue (£/year) | Average p/kWh | Average £/MPAN/year | Average p/kVA/day
Assets 132kV | 2.6467 | 0.036597 | 0.025947 |  | 0 | 0.041723 | 0.21216 | 2606051.1522 | 0.21216 | 405.4769 | 1.0497
Assets 132kV/EHV | 0.37487 | 0.0051836 | 0.0036752 |  | 0 | 0.0059097 | 0.030051 | 369119.1287 | 0.030051 | 57.4314 | 0.14867
Assets EHV | 0.63135 | 0.057083 | 0.011917 |  | 0 | 0.014919 | 0.07736 | 950224.7037 | 0.07736 | 147.846 | 0.38273
Assets EHV/HV | 0.12056 | 0.010901 | 0.0022756 |  | 0 | 0.0028489 | 0.014773 | 181453.7483 | 0.014773 | 28.2325 | 0.073085
Assets 132kV/HV | 0 | 0 | 0 |  | 0 | 0 | 0 | 0 | 0 | 0 | 0
Assets HV | 0.34349 | 0.031057 | 0.0064836 |  | 0.10986 | 0.0081169 | 0.042089 | 789741.9665 | 0.064295 | 122.8764 | 0.31809
Assets HV/LV | 0 | 0 | 0 |  | 0.0616 | 0 | 0 | 152938.9613 | 0.012451 | 23.7959 | 0.0616
Assets LV circuits | 0 | 0 | 0 |  | 0.11678 | 0 | 0 | 289948.573 | 0.023605 | 45.1133 | 0.11678
Assets LV customer |  |  |  | 0 |  |  | 0 | 0 | 0 | 0 | 0
Assets HV customer |  |  |  | 0 |  |  | 0 | 0 | 0 | 0 | 0
Transmission exit | 0.952 | 0.0016725 | 0 |  | 0 | 0.012845 | 0.066408 | 815695.4316 | 0.066408 | 126.9145 | 0.32854
Operating 132kV | 1.6042 | 0.022183 | 0.015727 |  | 0 | 0.02529 | 0.1286 | 1579609.7179 | 0.1286 | 245.7723 | 0.63623
Operating 132kV/EHV | 0.22722 | 0.003142 | 0.0022276 |  | 0 | 0.003582 | 0.018215 | 223734.7346 | 0.018215 | 34.811 | 0.090115
Operating EHV | 0.38268 | 0.0346 | 0.0072232 |  | 0 | 0.0090428 | 0.04689 | 575961.1337 | 0.04689 | 89.6141 | 0.23198
Operating EHV/HV | 0.38461 | 0.034775 | 0.0072597 |  | 0 | 0.0090884 | 0.047127 | 578867.549 | 0.047127 | 90.0663 | 0.23315
Operating 132kV/HV | 0 | 0 | 0 |  | 0 | 0 | 0 | 0 | 0 | 0 | 0
Operating HV | 1.0958 | 0.099077 | 0.020684 |  | 0.35047 | 0.025894 | 0.13427 | 2519407.8423 | 0.20511 | 391.9961 | 1.0148
Operating HV/LV | 0 | 0 | 0 |  | 0.74676 | 0 | 0 | 1854022.4691 | 0.15094 | 288.4684 | 0.74676
Operating LV circuits | 0 | 0 | 0 |  | 1.4157 | 0 | 0 | 3514939.3228 | 0.28616 | 546.8913 | 1.4157
Operating LV customer |  |  |  | 10.6688 |  |  | 0 | 250278.5337 | 0.020376 | 38.941 | 0.10081
Operating HV customer |  |  |  | 0 |  |  | 0 | 0 | 0 | 0 | 0
Scaler | 16.4739 | 0.028941 | 0 | 0 | 0 | 0.22228 | 1.1492 | 14115194.7024 | 1.1492 | 2196.1909 | 5.6853
Rounding | -0.00046591 | -0.00021217 | -0.00042036 | 0.0012398 | -0.0012103 | 0.0004644 | -0.00029016 | -6539.797 | -0.00053242 | -1.0175 | -0.0026341
Total | 25.237 | 0.365 | 0.103 | 10.67 | 2.8 | 0.382 | 1.9668 | 31360649.8738 | 2.5531 | 4879.4207 | 12.6313
LV Sub HH Metered
| Rate 1 units (MWh) | Rate 2 units (MWh) | Rate 3 units (MWh) | MPANs | Import capacity (kVA) | Reactive power units (MVArh) | MWh/year | MWh/MPAN/year
LV Sub HH Metered | 51492.3251 | 384635.0842 | 351882.6287 | 2043.9562 | 388919.2513 | 74524.4878 | 788010.038 | 385.5318
| Unit rate 1 p/kWh | Unit rate 2 p/kWh | Unit rate 3 p/kWh | Fixed charge p/MPAN/day | Capacity charge p/kVA/day | Reactive power charge p/kVArh | Average unit rate (p/kWh) | Revenue (£/year) | Average p/kWh | Average £/MPAN/year | Average p/kVA/day
Assets 132kV | 2.487 | 0.034389 | 0.024382 |  | 0 | 0.037672 | 0.19375 | 1526765.6413 | 0.19375 | 746.9659 | 1.0755
Assets 132kV/EHV | 0.35226 | 0.0048709 | 0.0034534 |  | 0 | 0.0053358 | 0.027443 | 216249.9392 | 0.027443 | 105.7997 | 0.15234
Assets EHV | 0.59326 | 0.05364 | 0.011198 |  | 0 | 0.01347 | 0.071223 | 561242.1951 | 0.071223 | 274.5862 | 0.39536
Assets EHV/HV | 0.11329 | 0.010243 | 0.0021384 |  | 0 | 0.0025723 | 0.013601 | 107174.1238 | 0.013601 | 52.4346 | 0.075498
Assets 132kV/HV | 0 | 0 | 0 |  | 0 | 0 | 0 | 0 | 0 | 0 | 0
Assets HV | 0 | 0 | 0 |  | 0.54171 | 0 | 0 | 768983.8214 | 0.097586 | 376.2232 | 0.54171
Assets HV/LV | 0 | 0 | 0 |  | 0.060749 | 0 | 0 | 86236.0371 | 0.010944 | 42.1907 | 0.060749
Assets LV circuits | 0 | 0 | 0 |  | 0 | 0 | 0 | 0 | 0 | 0 | 0
Assets LV customer |  |  |  | 0 |  |  | 0 | 0 | 0 | 0 | 0
Assets HV customer |  |  |  | 0 |  |  | 0 | 0 | 0 | 0 | 0
Transmission exit | 0.89457 | 0.0015716 | 0 |  | 0 | 0.011598 | 0.060319 | 475323.3706 | 0.060319 | 232.5507 | 0.33484
Operating 132kV | 1.5075 | 0.020845 | 0.014779 |  | 0 | 0.022834 | 0.11744 | 925420.7624 | 0.11744 | 452.7596 | 0.65191
Operating 132kV/EHV | 0.21352 | 0.0029524 | 0.0020932 |  | 0 | 0.0032342 | 0.016634 | 131075.902 | 0.016634 | 64.1285 | 0.092336
Operating EHV | 0.35959 | 0.032513 | 0.0067875 |  | 0 | 0.0081647 | 0.04317 | 340186.5787 | 0.04317 | 166.4354 | 0.23964
Operating EHV/HV | 0.36141 | 0.032677 | 0.0068217 |  | 0 | 0.0082059 | 0.043388 | 341903.2284 | 0.043388 | 167.2752 | 0.24085
Operating 132kV/HV | 0 | 0 | 0 |  | 0 | 0 | 0 | 0 | 0 | 0 | 0
Operating HV | 0 | 0 | 0 |  | 1.7281 | 0 | 0 | 2453185.9168 | 0.31131 | 1200.2145 | 1.7281
Operating HV/LV | 0 | 0 | 0 |  | 0.73643 | 0 | 0 | 1045407.5865 | 0.13266 | 511.4628 | 0.73643
Operating LV circuits | 0 | 0 | 0 |  | 0 | 0 | 0 | 0 | 0 | 0 | 0
Operating LV customer |  |  |  | 8.2172 |  |  | 0 | 61304.0685 | 0.0077796 | 29.9928 | 0.043185
Operating HV customer |  |  |  | 0 |  |  | 0 | 0 | 0 | 0 | 0
Scaler | 15.4801 | 0.027195 | 0 | 0 | 0 | 0.20069 | 1.0438 | 8225229.2499 | 1.0438 | 4024.171 | 5.7942
Rounding | -0.00046192 | 0.00010405 | 0.00034716 | 0.0027813 | 0.0029737 | 0.00022102 | 0.00019653 | 5790.7259 | 0.00073485 | 2.8331 | 0.0040793
Total | 22.362 | 0.221 | 0.072 | 8.22 | 3.07 | 0.314 | 1.631 | 17271479.1476 | 2.1918 | 8450.0241 | 12.1668
HV HH Metered
| Rate 1 units (MWh) | Rate 2 units (MWh) | Rate 3 units (MWh) | MPANs | Import capacity (kVA) | Reactive power units (MVArh) | MWh/year | MWh/MPAN/year
HV HH Metered | 157563.6816 | 1125148.9931 | 1212518.847 | 1073.5804 | 947548.1798 | 189046.3976 | 2495231.5216 | 2324.2149
| Unit rate 1 p/kWh | Unit rate 2 p/kWh | Unit rate 3 p/kWh | Fixed charge p/MPAN/day | Capacity charge p/kVA/day | Reactive power charge p/kVArh | Average unit rate (p/kWh) | Revenue (£/year) | Average p/kWh | Average £/MPAN/year | Average p/kVA/day
Assets 132kV | 2.2549 | 0.03118 | 0.022107 |  | 0 | 0.033007 | 0.16969 | 4234225.9036 | 0.16969 | 3944.0232 | 1.2243
Assets 132kV/EHV | 0.1054 | 0.0014574 | 0.0010333 |  | 0 | 0.0015428 | 0.0079316 | 197911.7508 | 0.0079316 | 184.3474 | 0.057224
Assets EHV | 0.14201 | 0.012839 | 0.0026804 |  | 0.071147 | 0.0031158 | 0.016295 | 652668.5525 | 0.026157 | 607.9364 | 0.18871
Assets EHV/HV | 0 | 0 | 0 |  | 0 | 0 | 0 | 0 | 0 | 0 | 0
Assets 132kV/HV | 0 | 0 | 0 |  | 0 | 0 | 0 | 0 | 0 | 0 | 0
Assets HV | 0 | 0 | 0 |  | 0 | 0 | 0 | 0 | 0 | 0 | 0
Assets HV/LV | 0 | 0 | 0 |  | 0 | 0 | 0 | 0 | 0 | 0 | 0
Assets LV circuits | 0 | 0 | 0 |  | 0 | 0 | 0 | 0 | 0 | 0 | 0
Assets LV customer |  |  |  | 0 |  |  | 0 | 0 | 0 | 0 | 0
Assets HV customer |  |  |  | 0 |  |  | 0 | 0 | 0 | 0 | 0
Transmission exit | 0.81109 | 0.0014249 | 0 |  | 0 | 0.010162 | 0.05263 | 1313229.1382 | 0.05263 | 1223.2239 | 0.37971
Operating 132kV | 1.3668 | 0.018899 | 0.0134 |  | 0 | 0.020007 | 0.10286 | 2566497.7372 | 0.10286 | 2390.5967 | 0.74207
Operating 132kV/EHV | 0.19359 | 0.0026769 | 0.0018979 |  | 0 | 0.0028337 | 0.014568 | 363516.8127 | 0.014568 | 338.6023 | 0.10511
Operating EHV | 0.26083 | 0.023583 | 0.0049233 |  | 0.13068 | 0.005723 | 0.02993 | 1198796.8931 | 0.048044 | 1116.6345 | 0.34662
Operating EHV/HV | 0 | 0 | 0 |  | 0.6567 | 0 | 0 | 2271236.9969 | 0.091023 | 2115.5724 | 0.6567
Operating 132kV/HV | 0 | 0 | 0 |  | 0 | 0 | 0 | 0 | 0 | 0 | 0
Operating HV | 0 | 0 | 0 |  | 1.7071 | 0 | 0 | 5904233.6163 | 0.23662 | 5499.5729 | 1.7071
Operating HV/LV | 0 | 0 | 0 |  | 0 | 0 | 0 | 0 | 0 | 0 | 0
Operating LV circuits | 0 | 0 | 0 |  | 0 | 0 | 0 | 0 | 0 | 0 | 0
Operating LV customer |  |  |  | 0 |  |  | 0 | 0 | 0 | 0 | 0
Operating HV customer |  |  |  | 81.5243 |  |  | 0 | 319458.7209 | 0.012803 | 297.5639 | 0.092368
Scaler | 14.0355 | 0.024657 | 0 | 0 | 0 | 0.17584 | 0.91073 | 22724762.5218 | 0.91073 | 21167.2669 | 6.5706
Rounding | -0.00016959 | 0.00028138 | -4.1136e-05 | -0.0043448 | 0.0043288 | -0.00023159 | 7.8635e-05 | 16916.4204 | 0.00067795 | 15.757 | 0.0048912
Total | 19.17 | 0.117 | 0.046 | 81.52 | 2.57 | 0.252 | 1.3047 | 41763455.0644 | 1.6737 | 38901.0974 | 12.0754
NHH UMS category A
| Rate 1 units (MWh) | MWh/year
NHH UMS category A | 13613.4844 | 13613.4844
| Unit rate 1 p/kWh | Revenue (£/year) | Average p/kWh
Assets 132kV | 0.16413 | 22343.7623 | 0.16413
Assets 132kV/EHV | 0.023247 | 3164.7537 | 0.023247
Assets EHV | 0.058568 | 7973.1595 | 0.058568
Assets EHV/HV | 0.011184 | 1522.5448 | 0.011184
Assets 132kV/HV | 0 | 0 | 0
Assets HV | 0.039831 | 5422.4022 | 0.039831
Assets HV/LV | 0.0044668 | 608.0836 | 0.0044668
Assets LV circuits | 0.0095935 | 1306.0031 | 0.0095935
Assets LV customer |  | 0 | 0
Transmission exit | 0.050593 | 6887.5023 | 0.050593
Operating 132kV | 0.099484 | 13543.2583 | 0.099484
Operating 132kV/EHV | 0.014091 | 1918.2569 | 0.014091
Operating EHV | 0.0355 | 4832.7832 | 0.0355
Operating EHV/HV | 0.035679 | 4857.1704 | 0.035679
Operating 132kV/HV | 0 | 0 | 0
Operating HV | 0.12707 | 17298.3622 | 0.12707
Operating HV/LV | 0.054149 | 7371.573 | 0.054149
Operating LV circuits | 0.1163 | 15832.1924 | 0.1163
Operating LV customer | 0.7655 | 104210.9527 | 0.7655
Scaler | 0.87549 | 119184.7258 | 0.87549
Rounding | 0.0001293 | 17.6017 | 0.0001293
Total | 2.485 | 338295.0883 | 2.485
NHH UMS category B
| Rate 1 units (MWh) | MWh/year
NHH UMS category B | 4950.2829 | 4950.2829
| Unit rate 1 p/kWh | Revenue (£/year) | Average p/kWh
Assets 132kV | 0.26649 | 13191.9587 | 0.26649
Assets 132kV/EHV | 0.037745 | 1868.4991 | 0.037745
Assets EHV | 0.071618 | 3545.2931 | 0.071618
Assets EHV/HV | 0.013676 | 677.0048 | 0.013676
Assets 132kV/HV | 0 | 0 | 0
Assets HV | 0.048706 | 2411.09 | 0.048706
Assets HV/LV | 0.005462 | 270.3865 | 0.005462
Assets LV circuits | 0.011731 | 580.7188 | 0.011731
Assets LV customer |  | 0 | 0
Transmission exit | 0.08901 | 4406.2687 | 0.08901
Operating 132kV | 0.16153 | 7996.0618 | 0.16153
Operating 132kV/EHV | 0.022879 | 1132.5562 | 0.022879
Operating EHV | 0.04341 | 2148.9139 | 0.04341
Operating EHV/HV | 0.043629 | 2159.7577 | 0.043629
Operating 132kV/HV | 0 | 0 | 0
Operating HV | 0.15538 | 7691.7769 | 0.15538
Operating HV/LV | 0.066214 | 3277.7956 | 0.066214
Operating LV circuits | 0.14221 | 7039.8394 | 0.14221
Operating LV customer | 0.7655 | 37894.317 | 0.7655
Scaler | 1.5403 | 76248.2387 | 1.5403
Rounding | -0.00046702 | -23.1188 | -0.00046702
Total | 3.485 | 172517.358 | 3.485
NHH UMS category C
| Rate 1 units (MWh) | MWh/year
NHH UMS category C | 648.6374 | 648.6374
| Unit rate 1 p/kWh | Revenue (£/year) | Average p/kWh
Assets 132kV | 0.4644 | 3012.286 | 0.4644
Assets 132kV/EHV | 0.065778 | 426.6579 | 0.065778
Assets EHV | 0.12034 | 780.5726 | 0.12034
Assets EHV/HV | 0.02298 | 149.0572 | 0.02298
Assets 132kV/HV | 0 | 0 | 0
Assets HV | 0.081841 | 530.8534 | 0.081841
Assets HV/LV | 0.0091779 | 59.5314 | 0.0091779
Assets LV circuits | 0.019712 | 127.8577 | 0.019712
Assets LV customer |  | 0 | 0
Transmission exit | 0.16137 | 1046.714 | 0.16137
Operating 132kV | 0.28149 | 1825.8414 | 0.28149
Operating 132kV/EHV | 0.03987 | 258.6108 | 0.03987
Operating EHV | 0.072942 | 473.1297 | 0.072942
Operating EHV/HV | 0.07331 | 475.5172 | 0.07331
Operating 132kV/HV | 0 | 0 | 0
Operating HV | 0.26109 | 1693.5103 | 0.26109
Operating HV/LV | 0.11126 | 721.6773 | 0.11126
Operating LV circuits | 0.23896 | 1549.9722 | 0.23896
Operating LV customer | 0.7655 | 4965.3068 | 0.7655
Scaler | 2.7924 | 18112.8543 | 2.7924
Rounding | -0.00046372 | -3.0078 | -0.00046372
Total | 5.582 | 36206.9424 | 5.582
NHH UMS category D
| Rate 1 units (MWh) | MWh/year
NHH UMS category D | 0 | 0
| Unit rate 1 p/kWh | Revenue (£/year) | Average p/kWh
Assets 132kV | 0.065885 | 0
Assets 132kV/EHV | 0.0093319 | 0
Assets EHV | 0.045748 | 0
Assets EHV/HV | 0.0087361 | 0
Assets 132kV/HV | 0 | 0
Assets HV | 0.031113 | 0
Assets HV/LV | 0.0034891 | 0
Assets LV circuits | 0.0074936 | 0
Assets LV customer |  | 0
Transmission exit | 0.013744 | 0
Operating 132kV | 0.039935 | 0
Operating 132kV/EHV | 0.0056563 | 0
Operating EHV | 0.02773 | 0
Operating EHV/HV | 0.027869 | 0
Operating 132kV/HV | 0 | 0
Operating HV | 0.099255 | 0
Operating HV/LV | 0.042297 | 0
Operating LV circuits | 0.090842 | 0
Operating LV customer | 0.7655 | 0
Scaler | 0.23784 | 0
Rounding | -0.00046037 | 0
Total | 1.522 | 0 | 0
LV UMS (Pseudo HH Metered)
| Rate 1 units (MWh) | Rate 2 units (MWh) | Rate 3 units (MWh) | MWh/year
LV UMS (Pseudo HH Metered) | 4113.3861 | 26283.4815 | 88563.2398 | 118960.1073
| Unit rate 1 p/kWh | Unit rate 2 p/kWh | Unit rate 3 p/kWh | Average unit rate (p/kWh) | Revenue (£/year) | Average p/kWh
Assets 132kV | 7.1935 | 0.059199 | 0.022778 | 0.27877 | 331629.036 | 0.27877
Assets 132kV/EHV | 1.0189 | 0.008385 | 0.0032263 | 0.039485 | 46971.6877 | 0.039485
Assets EHV | 1.6474 | 0.055201 | 0.010461 | 0.076949 | 91539.0589 | 0.076949
Assets EHV/HV | 0.31459 | 0.010541 | 0.0019977 | 0.014694 | 17480.1868 | 0.014694
Assets 132kV/HV | 0 | 0 | 0 | 0 | 0 | 0
Assets HV | 1.1204 | 0.037541 | 0.0071147 | 0.052332 | 62254.0652 | 0.052332
Assets HV/LV | 0.12564 | 0.0042099 | 0.00079786 | 0.0058686 | 6981.3483 | 0.0058686
Assets LV circuits | 0.26985 | 0.0090419 | 0.0017136 | 0.012604 | 14994.0927 | 0.012604
Assets LV customer |  |  |  | 0 | 0 | 0
Transmission exit | 2.6322 | 0.010393 | 0 | 0.093313 | 111005.6011 | 0.093313
Operating 132kV | 4.3602 | 0.035883 | 0.013807 | 0.16897 | 201010.8081 | 0.16897
Operating 132kV/EHV | 0.61758 | 0.0050824 | 0.0019556 | 0.023933 | 28471.02 | 0.023933
Operating EHV | 0.99856 | 0.033459 | 0.006341 | 0.046641 | 55484.7079 | 0.046641
Operating EHV/HV | 1.0036 | 0.033628 | 0.006373 | 0.046877 | 55764.6949 | 0.046877
Operating 132kV/HV | 0 | 0 | 0 | 0 | 0 | 0
Operating HV | 3.5742 | 0.11976 | 0.022697 | 0.16695 | 198600.7922 | 0.16695
Operating HV/LV | 1.5231 | 0.051036 | 0.0096721 | 0.071143 | 84632.3034 | 0.071143
Operating LV circuits | 3.2713 | 0.10961 | 0.020773 | 0.1528 | 181767.841 | 0.1528
Operating LV customer | 0.7655 | 0.7655 | 0.7655 | 0.7655 | 910637.2568 | 0.7655
Scaler | 45.5495 | 0.17985 | 0 | 1.6147 | 1920895.4862 | 1.6147
Rounding | -7.6484e-05 | -0.00031883 | -0.00020653 | -0.00022685 | -269.858 | -0.00022685
Total | 75.986 | 1.528 | 0.895 | 3.6313 | 4319850.1291 | 3.6313
LV Generation NHH or Aggregate HH
| Rate 1 units (MWh) | MPANs | MWh/year | MWh/MPAN/year
LV Generation NHH or Aggregate HH | 3428.3477 | 265.5447 | 3428.3477 | 12.9106
| Unit rate 1 p/kWh | Fixed charge p/MPAN/day | Revenue (£/year) | Average p/kWh | Average £/MPAN/year
Assets 132kV | -0.15374 |  | -5270.8387 | -0.15374 | -19.8492
Assets 132kV/EHV | -0.021776 |  | -746.5576 | -0.021776 | -2.8114
Assets EHV | -0.054973 |  | -1884.6825 | -0.054973 | -7.0974
Assets EHV/HV | -0.010498 |  | -359.8967 | -0.010498 | -1.3553
Assets 132kV/HV | 0 |  | 0 | 0 | 0
Assets HV | -0.037386 |  | -1281.7386 | -0.037386 | -4.8268
Assets HV/LV | -0.0041926 |  | -143.7378 | -0.0041926 | -0.54129
Assets LV circuits | 0 |  | 0 | 0 | 0
Assets LV customer |  | 0 | 0 | 0 | 0
Assets HV customer |  | 0 | 0 | 0 | 0
Transmission exit | -0.047331 |  | -1622.6873 | -0.047331 | -6.1108
Operating 132kV | -0.093188 |  | -3194.8214 | -0.093188 | -12.0312
Operating 132kV/EHV | -0.013199 |  | -452.5121 | -0.013199 | -1.7041
Operating EHV | -0.033321 |  | -1142.3654 | -0.033321 | -4.302
Operating EHV/HV | -0.033489 |  | -1148.13 | -0.033489 | -4.3237
Operating 132kV/HV | 0 |  | 0 | 0 | 0
Operating HV | -0.11927 |  | -4088.9587 | -0.11927 | -15.3984
Operating HV/LV | -0.050826 |  | -1742.4804 | -0.050826 | -6.5619
Operating LV circuits | 0 |  | 0 | 0 | 0
Operating LV customer |  | 0 | 0 | 0 | 0
Operating HV customer |  | 0 | 0 | 0 | 0
Scaler | 0 | 0 | 0 | 0 | 0
Rounding | 0.0001933 | 0 | 6.6271 | 0.0001933 | 0.024957
Total | -0.673 | 0 | -23072.7803 | -0.673 | -86.8885
LV Sub Generation NHH
| Rate 1 units (MWh) | MPANs | MWh/year | MWh/MPAN/year
LV Sub Generation NHH | 0 | 0 | 0
| Unit rate 1 p/kWh | Fixed charge p/MPAN/day | Revenue (£/year) | Average p/kWh | Average £/MPAN/year
Assets 132kV | -0.15162 |  | 0
Assets 132kV/EHV | -0.021475 |  | 0
Assets EHV | -0.054213 |  | 0
Assets EHV/HV | -0.010353 |  | 0
Assets 132kV/HV | 0 |  | 0
Assets HV | -0.03687 |  | 0
Assets HV/LV | 0 |  | 0
Assets LV circuits | 0 |  | 0
Assets LV customer |  | 0 | 0
Assets HV customer |  | 0 | 0
Transmission exit | -0.046677 |  | 0
Operating 132kV | -0.0919 |  | 0
Operating 132kV/EHV | -0.013017 |  | 0
Operating EHV | -0.032861 |  | 0
Operating EHV/HV | -0.033026 |  | 0
Operating 132kV/HV | 0 |  | 0
Operating HV | -0.11762 |  | 0
Operating HV/LV | 0 |  | 0
Operating LV circuits | 0 |  | 0
Operating LV customer |  | 0 | 0
Operating HV customer |  | 0 | 0
Scaler | 0 | 0 | 0
Rounding | -0.00037118 | 0 | 0
Total | -0.61 | 0 | 0 | 0 | 0
LV Generation Intermittent
| Rate 1 units (MWh) | MPANs | Reactive power units (MVArh) | MWh/year | MWh/MPAN/year
LV Generation Intermittent | 81864.177 | 506.5776 | 3918.8727 | 81864.177 | 161.6024
| Unit rate 1 p/kWh | Fixed charge p/MPAN/day | Reactive power charge p/kVArh | Revenue (£/year) | Average p/kWh | Average £/MPAN/year
Assets 132kV | -0.15374 |  | 0.030153 | -124678.6427 | -0.1523 | -246.1195
Assets 132kV/EHV | -0.021776 |  | 0.0042708 | -17659.3893 | -0.021572 | -34.8602
Assets EHV | -0.054973 |  | 0.010782 | -44581.075 | -0.054457 | -88.0044
Assets EHV/HV | -0.010498 |  | 0.0020589 | -8513.1476 | -0.010399 | -16.8052
Assets 132kV/HV | 0 |  | 0 | 0 | 0 | 0
Assets HV | -0.037386 |  | 0.0073325 | -30318.7861 | -0.037035 | -59.8502
Assets HV/LV | -0.0041926 |  | 0.00082228 | -3400.0351 | -0.0041533 | -6.7118
Assets LV circuits | 0 |  | 0.001766 | 69.2091 | 8.4541e-05 | 0.13662
Assets LV customer |  | 0 |  | 0 | 0 | 0
Assets HV customer |  | 0 |  | 0 | 0 | 0
Transmission exit | -0.047331 |  | 0.0092829 | -38383.7293 | -0.046887 | -75.7707
Operating 132kV | -0.093188 |  | 0.018277 | -75571.6539 | -0.092313 | -149.1808
Operating 132kV/EHV | -0.013199 |  | 0.0025887 | -10703.9123 | -0.013075 | -21.1299
Operating EHV | -0.033321 |  | 0.0065351 | -27021.9943 | -0.033008 | -53.3423
Operating EHV/HV | -0.033489 |  | 0.0065681 | -27158.3527 | -0.033175 | -53.6114
Operating 132kV/HV | 0 |  | 0 | 0 | 0 | 0
Operating HV | -0.11927 |  | 0.023392 | -96721.9558 | -0.11815 | -190.9322
Operating HV/LV | -0.050826 |  | 0.0099682 | -41217.3679 | -0.050348 | -81.3644
Operating LV circuits | 0 |  | 0.021409 | 838.9967 | 0.0010249 | 1.6562
Operating LV customer |  | 0 |  | 0 | 0 | 0
Operating HV customer |  | 0 |  | 0 | 0 | 0
Scaler | 0 | 0 | 0 | 0 | 0 | 0
Rounding | 0.0001933 | 0 | -0.00020589 | 150.1779 | 0.00018345 | 0.29646
Total | -0.673 | 0 | 0.155 | -544871.6582 | -0.66558 | -1075.5937
LV Generation Non-Intermittent
| Rate 1 units (MWh) | Rate 2 units (MWh) | Rate 3 units (MWh) | MPANs | Reactive power units (MVArh) | MWh/year | MWh/MPAN/year
LV Generation Non-Intermittent | 168.4848 | 1247.4928 | 1375.1406 | 8.1706 | 378.7497 | 2791.1183 | 341.6048
| Unit rate 1 p/kWh | Unit rate 2 p/kWh | Unit rate 3 p/kWh | Fixed charge p/MPAN/day | Reactive power charge p/kVArh | Average unit rate (p/kWh) | Revenue (£/year) | Average p/kWh | Average £/MPAN/year
Assets 132kV | -2.1913 | -0.030301 | -0.021483 |  | 0.030153 | -0.15231 | -4251.2317 | -0.15231 | -520.308
Assets 132kV/EHV | -0.31037 | -0.0042917 | -0.0030428 |  | 0.0042708 | -0.021573 | -602.1413 | -0.021573 | -73.696
Assets EHV | -0.52272 | -0.047262 | -0.0098665 |  | 0.010782 | -0.056076 | -1565.1357 | -0.056076 | -191.5569
Assets EHV/HV | -0.099818 | -0.0090251 | -0.0018841 |  | 0.0020589 | -0.010708 | -298.8764 | -0.010708 | -36.5795
Assets 132kV/HV | 0 | 0 | 0 |  | 0 | 0 | 0 | 0 | 0
Assets HV | -0.35549 | -0.032142 | -0.0067101 |  | 0.0073325 | -0.038136 | -1064.4206 | -0.038136 | -130.2744
Assets HV/LV | -0.039866 | -0.0036045 | -0.00075248 |  | 0.00082228 | -0.0042767 | -119.3672 | -0.0042767 | -14.6093
Assets LV circuits | 0 | 0 | 0 |  | 0.001766 | 0.00023965 | 6.6889 | 0.00023965 | 0.81865
Assets LV customer |  |  |  | 0 |  | 0 | 0 | 0 | 0
Assets HV customer |  |  |  | 0 |  | 0 | 0 | 0 | 0
Transmission exit | -0.78821 | -0.0013847 | 0 |  | 0.0092829 | -0.046939 | -1310.1226 | -0.046939 | -160.3458
Operating 132kV | -1.3282 | -0.018366 | -0.013021 |  | 0.018277 | -0.092322 | -2576.8055 | -0.092322 | -315.3751
Operating 132kV/EHV | -0.18813 | -0.0026014 | -0.0018444 |  | 0.0025887 | -0.013076 | -364.9768 | -0.013076 | -44.6695
Operating EHV | -0.31684 | -0.028647 | -0.0059804 |  | 0.0065351 | -0.033989 | -948.6781 | -0.033989 | -116.1086
Operating EHV/HV | -0.31844 | -0.028791 | -0.0060106 |  | 0.0065681 | -0.034161 | -953.4653 | -0.034161 | -116.6946
Operating 132kV/HV | 0 | 0 | 0 |  | 0 | 0 | 0 | 0 | 0
Operating HV | -1.1341 | -0.10254 | -0.021406 |  | 0.023392 | -0.12166 | -3395.6782 | -0.12166 | -415.5968
Operating HV/LV | -0.48328 | -0.043696 | -0.0091221 |  | 0.0099682 | -0.051845 | -1447.0439 | -0.051845 | -177.1036
Operating LV circuits | 0 | 0 | 0 |  | 0.021409 | 0.0029052 | 81.087 | 0.0029052 | 9.9242
Operating LV customer |  |  |  | 0 |  | 0 | 0 | 0 | 0
Operating HV customer |  |  |  | 0 |  | 0 | 0 | 0 | 0
Scaler | 0 | 0 | 0 | 0 | 0 | 0 | 0 | 0 | 0
Rounding | -0.00023189 | -0.00035005 | 0.00012411 | 0 | -0.00020589 | -0.00013725 | -3.8307 | -0.00013725 | -0.46884
Total | -8.077 | -0.353 | -0.101 | 0 | 0.155 | -0.67407 | -18813.9979 | -0.67407 | -2302.644
LV Sub Generation Intermittent
| Rate 1 units (MWh) | MPANs | Reactive power units (MVArh) | MWh/year | MWh/MPAN/year
LV Sub Generation Intermittent | 12847.4636 | 61.2795 | 1316.7503 | 12847.4636 | 209.6534
| Unit rate 1 p/kWh | Fixed charge p/MPAN/day | Reactive power charge p/kVArh | Revenue (£/year) | Average p/kWh | Average £/MPAN/year
Assets 132kV | -0.15162 |  | 0.029736 | -19087.4335 | -0.14857 | -311.4813
Assets 132kV/EHV | -0.021475 |  | 0.0042118 | -2703.5297 | -0.021043 | -44.118
Assets EHV | -0.054213 |  | 0.010633 | -6825.0527 | -0.053124 | -111.3757
Assets EHV/HV | -0.010353 |  | 0.0020304 | -1303.3037 | -0.010144 | -21.2682
Assets 132kV/HV | 0 |  | 0 | 0 | 0 | 0
Assets HV | -0.03687 |  | 0.0072311 | -4641.5954 | -0.036128 | -75.7446
Assets HV/LV | 0 |  | 0.00081092 | 10.6777 | 8.3112e-05 | 0.17425
Assets LV circuits | 0 |  | 0 | 0 | 0 | 0
Assets LV customer |  | 0 |  | 0 | 0 | 0
Assets HV customer |  | 0 |  | 0 | 0 | 0
Transmission exit | -0.046677 |  | 0.0091546 | -5876.2821 | -0.045739 | -95.893
Operating 132kV | -0.0919 |  | 0.018024 | -11569.4949 | -0.090053 | -188.7986
Operating 132kV/EHV | -0.013017 |  | 0.0025529 | -1638.6946 | -0.012755 | -26.7413
Operating EHV | -0.032861 |  | 0.0064448 | -4136.8795 | -0.0322 | -67.5083
Operating EHV/HV | -0.033026 |  | 0.0064773 | -4157.755 | -0.032362 | -67.849
Operating 132kV/HV | 0 |  | 0 | 0 | 0 | 0
Operating HV | -0.11762 |  | 0.023068 | -14807.4591 | -0.11526 | -241.6379
Operating HV/LV | 0 |  | 0.0098304 | 129.4421 | 0.0010075 | 2.1123
Operating LV circuits | 0 |  | 0 | 0 | 0 | 0
Operating LV customer |  | 0 |  | 0 | 0 | 0
Operating HV customer |  | 0 |  | 0 | 0 | 0
Scaler | 0 | 0 | 0 | 0 | 0 | 0
Rounding | -0.00037118 | 0 | -0.0002054 | -50.3923 | -0.00039224 | -0.82233
Total | -0.61 | 0 | 0.13 | -76657.7525 | -0.59668 | -1250.9517
LV Sub Generation Non-Intermittent
| Rate 1 units (MWh) | Rate 2 units (MWh) | Rate 3 units (MWh) | MPANs | Reactive power units (MVArh) | MWh/year | MWh/MPAN/year
LV Sub Generation Non-Intermittent | 254.8597 | 1425.5873 | 2309.0585 | 9.1919 | 233.2959 | 3989.5056 | 434.0225
| Unit rate 1 p/kWh | Unit rate 2 p/kWh | Unit rate 3 p/kWh | Fixed charge p/MPAN/day | Reactive power charge p/kVArh | Average unit rate (p/kWh) | Revenue (£/year) | Average p/kWh | Average £/MPAN/year
Assets 132kV | -2.161 | -0.029882 | -0.021186 |  | 0.029736 | -0.15925 | -6353.3601 | -0.15925 | -691.1888
Assets 132kV/EHV | -0.30608 | -0.0042324 | -0.0030008 |  | 0.0042118 | -0.022556 | -899.8852 | -0.022556 | -97.8995
Assets EHV | -0.51549 | -0.046608 | -0.0097301 |  | 0.010633 | -0.054596 | -2178.0995 | -0.054596 | -236.9578
Assets EHV/HV | -0.098438 | -0.0089003 | -0.0018581 |  | 0.0020304 | -0.010426 | -415.9272 | -0.010426 | -45.2492
Assets 132kV/HV | 0 | 0 | 0 |  | 0 | 0 | 0 | 0 | 0
Assets HV | -0.35058 | -0.031698 | -0.0066173 |  | 0.0072311 | -0.03713 | -1481.2863 | -0.03713 | -161.1507
Assets HV/LV | 0 | 0 | 0 |  | 0.00081092 | 4.742e-05 | 1.8918 | 4.742e-05 | 0.20581
Assets LV circuits | 0 | 0 | 0 |  | 0 | 0 | 0 | 0 | 0
Assets LV customer |  |  |  | 0 |  | 0 | 0 | 0 | 0
Assets HV customer |  |  |  | 0 |  | 0 | 0 | 0 | 0
Transmission exit | -0.77731 | -0.0013656 | 0 |  | 0.0091546 | -0.049609 | -1979.1582 | -0.049609 | -215.3147
Operating 132kV | -1.3099 | -0.018112 | -0.012841 |  | 0.018024 | -0.096528 | -3850.9718 | -0.096528 | -418.9513
Operating 132kV/EHV | -0.18553 | -0.0025654 | -0.0018189 |  | 0.0025529 | -0.013672 | -545.4487 | -0.013672 | -59.3399
Operating EHV | -0.31246 | -0.028251 | -0.0058977 |  | 0.0064448 | -0.033092 | -1320.2148 | -0.033092 | -143.6276
Operating EHV/HV | -0.31403 | -0.028393 | -0.0059275 |  | 0.0064773 | -0.033259 | -1326.8768 | -0.033259 | -144.3523
Operating 132kV/HV | 0 | 0 | 0 |  | 0 | 0 | 0 | 0 | 0
Operating HV | -1.1184 | -0.10112 | -0.02111 |  | 0.023068 | -0.11845 | -4725.5488 | -0.11845 | -514.0975
Operating HV/LV | 0 | 0 | 0 |  | 0.0098304 | 0.00057486 | 22.934 | 0.00057486 | 2.495
Operating LV circuits | 0 | 0 | 0 |  | 0 | 0 | 0 | 0 | 0
Operating LV customer |  |  |  | 0 |  | 0 | 0 | 0 | 0
Operating HV customer |  |  |  | 0 |  | 0 | 0 | 0 | 0
Scaler | 0 | 0 | 0 | 0 | 0 | 0 | 0 | 0 | 0
Rounding | 0.00019366 | 0.00012818 | -1.1983e-05 | 0 | -0.0002054 | 3.9229e-05 | 1.565 | 3.9229e-05 | 0.17026
Total | -7.449 | -0.301 | -0.09 | 0 | 0.13 | -0.62791 | -25050.3866 | -0.62791 | -2725.258
HV Generation Intermittent
| Rate 1 units (MWh) | MPANs | Reactive power units (MVArh) | MWh/year | MWh/MPAN/year
HV Generation Intermittent | 374530.9057 | 148.5486 | 2509.2998 | 374530.9057 | 2521.2691
| Unit rate 1 p/kWh | Fixed charge p/MPAN/day | Reactive power charge p/kVArh | Revenue (£/year) | Average p/kWh | Average £/MPAN/year
Assets 132kV | -0.14978 |  | 0.029375 | -560217.5693 | -0.14958 | -3771.2756
Assets 132kV/EHV | -0.0070006 |  | 0.001373 | -26185.1027 | -0.0069914 | -176.273
Assets EHV | -0.017673 |  | 0.0034662 | -66104.2124 | -0.01765 | -445.0007
Assets EHV/HV | 0 |  | 0 | 0 | 0 | 0
Assets 132kV/HV | 0 |  | 0 | 0 | 0 | 0
Assets HV | 0 |  | 0 | 0 | 0 | 0
Assets HV/LV | 0 |  | 0 | 0 | 0 | 0
Assets LV circuits | 0 |  | 0 | 0 | 0 | 0
Assets LV customer |  | 0 |  | 0 | 0 | 0
Assets HV customer |  | 0 |  | 0 | 0 | 0
Transmission exit | -0.04611 |  | 0.0090434 | -172469.3106 | -0.046049 | -1161.0298
Operating 132kV | -0.090784 |  | 0.017805 | -339565.5208 | -0.090664 | -2285.889
Operating 132kV/EHV | -0.012859 |  | 0.0025219 | -48095.8054 | -0.012842 | -323.7716
Operating EHV | -0.032461 |  | 0.0063665 | -121417.7153 | -0.032419 | -817.3604
Operating EHV/HV | -0.032625 |  | 0.0063986 | -122030.4134 | -0.032582 | -821.485
Operating 132kV/HV | 0 |  | 0 | 0 | 0 | 0
Operating HV | 0 |  | 0.022788 | 571.822 | 0.00015268 | 3.8494
Operating HV/LV | 0 |  | 0 | 0 | 0 | 0
Operating LV circuits | 0 |  | 0 | 0 | 0 | 0
Operating LV customer |  | 0 |  | 0 | 0 | 0
Operating HV customer |  | 39.3056 |  | 21311.6068 | 0.0056902 | 143.4656
Scaler | 0 | 0 | 0 | 0 | 0 | 0
Rounding | 0.00028736 | 0.0043594 | -0.00013748 | 1075.1752 | 0.00028707 | 7.2379
Total | -0.389 | 39.31 | 0.099 | -1433127.0461 | -0.38265 | -9647.5323
HV Generation Non-Intermittent
| Rate 1 units (MWh) | Rate 2 units (MWh) | Rate 3 units (MWh) | MPANs | Reactive power units (MVArh) | MWh/year | MWh/MPAN/year
HV Generation Non-Intermittent | 15795.055 | 99096.5339 | 140927.3187 | 52.5478 | 1636.2248 | 255818.9076 | 4868.3095
| Unit rate 1 p/kWh | Unit rate 2 p/kWh | Unit rate 3 p/kWh | Fixed charge p/MPAN/day | Reactive power charge p/kVArh | Average unit rate (p/kWh) | Revenue (£/year) | Average p/kWh | Average £/MPAN/year
Assets 132kV | -2.1348 | -0.029519 | -0.020929 |  | 0.029375 | -0.15458 | -395451.2512 | -0.15458 | -7525.5543
Assets 132kV/EHV | -0.099781 | -0.0013797 | -0.00097822 |  | 0.001373 | -0.0072253 | -18483.7681 | -0.0072253 | -351.7516
Assets EHV | -0.16805 | -0.015194 | -0.0031719 |  | 0.0034662 | -0.017987 | -46013.0446 | -0.017987 | -875.6419
Assets EHV/HV | 0 | 0 | 0 |  | 0 | 0 | 0 | 0 | 0
Assets 132kV/HV | 0 | 0 | 0 |  | 0 | 0 | 0 | 0 | 0
Assets HV | 0 | 0 | 0 |  | 0 | 0 | 0 | 0 | 0
Assets HV/LV | 0 | 0 | 0 |  | 0 | 0 | 0 | 0 | 0
Assets LV circuits | 0 | 0 | 0 |  | 0 | 0 | 0 | 0 | 0
Assets LV customer |  |  |  | 0 |  | 0 | 0 | 0 | 0
Assets HV customer |  |  |  | 0 |  | 0 | 0 | 0 | 0
Transmission exit | -0.76787 | -0.001349 | 0 |  | 0.0090434 | -0.047875 | -122473.5631 | -0.047875 | -2330.7081
Operating 132kV | -1.2939 | -0.017892 | -0.012685 |  | 0.017805 | -0.093697 | -239695.4637 | -0.093697 | -4561.4756
Operating 132kV/EHV | -0.18327 | -0.0025342 | -0.0017968 |  | 0.0025219 | -0.013271 | -33950.2855 | -0.013271 | -646.084
Operating EHV | -0.30866 | -0.027908 | -0.0058261 |  | 0.0063665 | -0.033037 | -84515.0186 | -0.033037 | -1608.3458
Operating EHV/HV | -0.31022 | -0.028048 | -0.0058555 |  | 0.0063986 | -0.033204 | -84941.4983 | -0.033204 | -1616.4618
Operating 132kV/HV | 0 | 0 | 0 |  | 0 | 0 | 0 | 0 | 0
Operating HV | 0 | 0 | 0 |  | 0.022788 | 0.00014575 | 372.8647 | 0.00014575 | 7.0957
Operating HV/LV | 0 | 0 | 0 |  | 0 | 0 | 0 | 0 | 0
Operating LV circuits | 0 | 0 | 0 |  | 0 | 0 | 0 | 0 | 0
Operating LV customer |  |  |  | 0 |  | 0 | 0 | 0 | 0
Operating HV customer |  |  |  | 39.3056 |  | 0 | 7538.7997 | 0.0029469 | 143.4656
Scaler | 0 | 0 | 0 | 0 | 0 | 0 | 0 | 0 | 0
Rounding | -0.00045549 | -0.00017642 | 0.00024248 | 0.0043594 | -0.00013748 | 3.6241e-05 | 93.5468 | 3.6568e-05 | 1.7802
Total | -5.267 | -0.124 | -0.051 | 39.31 | 0.099 | -0.4007 | -1017518.6819 | -0.39775 | -19363.6815

## M-Rev
Revenue matrix for WPD South West in April 17 (Final)
This sheet is for information only. It can be deleted without affecting any calculations elsewhere in the model.
3901. Revenue matrix by tariff
Revenue matrix by tariff, charging element and network level
| Assets 132kV | Assets 132kV/EHV | Assets EHV | Assets EHV/HV | Assets 132kV/HV | Assets HV | Assets HV/LV | Assets LV circuits | Assets LV customer | Assets HV customer | Transmission exit | Operating 132kV | Operating 132kV/EHV | Operating EHV | Operating EHV/HV | Operating 132kV/HV | Operating HV | Operating HV/LV | Operating LV circuits | Operating LV customer | Operating HV customer | Scaler | Rounding | Total net revenue by tariff (£/year)
Domestic Unrestricted | 12951065.8743 | 1834379.2476 | 4315785.3779 | 824137.1021 | 0 | 2935087.9039 | 329149.1217 | 802705.928 | 0 | 0 | 4190690.4253 | 7850049.1041 | 1111875.0618 | 2615933.5045 | 2629134.029 | 0 | 9363417.1621 | 3990153.078 | 9730907.1122 | 10355793.0162 | 0 | 72517767.0451 | 7692.2637 | 148355722.3576
Domestic Two Rate | 2666675.7288 | 377705.9483 | 910692.6636 | 173904.7582 | 0 | 619345.678 | 69455.1893 | 145996.5626 | 0 | 0 | 806877.9013 | 1616356.184 | 228939.4764 | 551999.5186 | 554785.0187 | 0 | 1975815.4238 | 841979.5742 | 1769862.3364 | 1883516.9026 | 0 | 13962611.8236 | -5029.6197 | 29151491.0688
Domestic Off Peak (related MPAN) | 15939.5153 | 2257.661 | 9206.3541 | 1758.0341 | 0 | 6261.0756 | 702.1349 | 0 |  |  | 741.0228 | 9661.4425 | 1368.4395 | 5580.2613 | 5608.4204 | 0 | 19973.8695 | 8511.7213 | 0 |  |  | 12823.0235 | -54.8614 | 100338.1144
Small Non Domestic Unrestricted | 2926049.0112 | 414443.3852 | 1142966.2075 | 218259.4303 | 0 | 777310.7317 | 87169.8406 | 71851.8731 | 0 | 0 | 902335.3341 | 1773570.5031 | 251207.1946 | 692787.8323 | 696283.7785 | 0 | 2479750.1418 | 1056727.7405 | 871033.6855 | 2085493.8137 | 0 | 15614454.1624 | 1680.3646 | 32063375.0306
Small Non Domestic Two Rate | 1140575.0024 | 161550.1871 | 430500.4338 | 82207.8368 | 0 | 292775.5913 | 32832.6891 | 18345.1199 | 0 | 0 | 346155.6861 | 691338.4475 | 97920.6587 | 260939.8776 | 262256.6325 | 0 | 934002.6894 | 398018.5483 | 222391.1048 | 532465.3695 | 0 | 5990048.1442 | 323.1251 | 11894647.1442
Small Non Domestic Off Peak (related MPAN) | 6097.9895 | 863.7146 | 3462.1451 | 661.127 | 0 | 2354.5425 | 264.0451 | 0 |  |  | 390.6025 | 3696.1836 | 523.5247 | 2098.5152 | 2109.1048 | 0 | 7511.3811 | 3200.9212 | 0 |  |  | 6759.1776 | -95.9565 | 39897.0179
LV Medium Non-Domestic | 0 | 0 | 0 | 0 | 0 | 0 | 0 | 0 | 0 | 0 | 0 | 0 | 0 | 0 | 0 | 0 | 0 | 0 | 0 | 0 | 0 | 0 | 0 | 0
LV Sub Medium Non-Domestic | 0 | 0 | 0 | 0 | 0 | 0 | 0 | 0 | 0 | 0 | 0 | 0 | 0 | 0 | 0 | 0 | 0 | 0 | 0 | 0 | 0 | 0 | 0 | 0
HV Medium Non-Domestic | 0 | 0 | 0 | 0 | 0 | 0 | 0 | 0 | 0 | 0 | 0 | 0 | 0 | 0 | 0 | 0 | 0 | 0 | 0 | 0 | 0 | 0 | 0 | 0
LV Network Domestic | 0 | 0 | 0 | 0 | 0 | 0 | 0 | 0 | 0 | 0 | 0 | 0 | 0 | 0 | 0 | 0 | 0 | 0 | 0 | 0 | 0 | 0 | 0 | 0
LV Network Non-Domestic Non-CT | 1051424.9857 | 148923.0456 | 387201.8105 | 73939.5846 | 0 | 263328.9774 | 29530.4619 | 4169.3085 | 0 | 0 | 326788.6993 | 637301.8134 | 90266.9504 | 234695.2178 | 235879.5368 | 0 | 840063.1079 | 357986.8693 | 50542.9854 | 121013.7853 | 0 | 5654912.2851 | -1378.5141 | 10506590.9109
LV HH Metered | 2606051.1522 | 369119.1287 | 950224.7037 | 181453.7483 | 0 | 789741.9665 | 152938.9613 | 289948.573 | 0 | 0 | 815695.4316 | 1579609.7179 | 223734.7346 | 575961.1337 | 578867.549 | 0 | 2519407.8423 | 1854022.4691 | 3514939.3228 | 250278.5337 | 0 | 14115194.7024 | -6539.797 | 31360649.8738
LV Sub HH Metered | 1526765.6413 | 216249.9392 | 561242.1951 | 107174.1238 | 0 | 768983.8214 | 86236.0371 | 0 | 0 | 0 | 475323.3706 | 925420.7624 | 131075.902 | 340186.5787 | 341903.2284 | 0 | 2453185.9168 | 1045407.5865 | 0 | 61304.0685 | 0 | 8225229.2499 | 5790.7259 | 17271479.1476
HV HH Metered | 4234225.9036 | 197911.7508 | 652668.5525 | 0 | 0 | 0 | 0 | 0 | 0 | 0 | 1313229.1382 | 2566497.7372 | 363516.8127 | 1198796.8931 | 2271236.9969 | 0 | 5904233.6163 | 0 | 0 | 0 | 319458.7209 | 22724762.5218 | 16916.4204 | 41763455.0644
NHH UMS category A | 22343.7623 | 3164.7537 | 7973.1595 | 1522.5448 | 0 | 5422.4022 | 608.0836 | 1306.0031 | 0 |  | 6887.5023 | 13543.2583 | 1918.2569 | 4832.7832 | 4857.1704 | 0 | 17298.3622 | 7371.573 | 15832.1924 | 104210.9527 |  | 119184.7258 | 17.6017 | 338295.0883
NHH UMS category B | 13191.9587 | 1868.4991 | 3545.2931 | 677.0048 | 0 | 2411.09 | 270.3865 | 580.7188 | 0 |  | 4406.2687 | 7996.0618 | 1132.5562 | 2148.9139 | 2159.7577 | 0 | 7691.7769 | 3277.7956 | 7039.8394 | 37894.317 |  | 76248.2387 | -23.1188 | 172517.358
NHH UMS category C | 3012.286 | 426.6579 | 780.5726 | 149.0572 | 0 | 530.8534 | 59.5314 | 127.8577 | 0 |  | 1046.714 | 1825.8414 | 258.6108 | 473.1297 | 475.5172 | 0 | 1693.5103 | 721.6773 | 1549.9722 | 4965.3068 |  | 18112.8543 | -3.0078 | 36206.9424
NHH UMS category D | 0 | 0 | 0 | 0 | 0 | 0 | 0 | 0 | 0 |  | 0 | 0 | 0 | 0 | 0 | 0 | 0 | 0 | 0 | 0 |  | 0 | 0 | 0
LV UMS (Pseudo HH Metered) | 331629.036 | 46971.6877 | 91539.0589 | 17480.1868 | 0 | 62254.0652 | 6981.3483 | 14994.0927 | 0 |  | 111005.6011 | 201010.8081 | 28471.02 | 55484.7079 | 55764.6949 | 0 | 198600.7922 | 84632.3034 | 181767.841 | 910637.2568 |  | 1920895.4862 | -269.858 | 4319850.1291
LV Generation NHH or Aggregate HH | -5270.8387 | -746.5576 | -1884.6825 | -359.8967 | 0 | -1281.7386 | -143.7378 | 0 | 0 | 0 | -1622.6873 | -3194.8214 | -452.5121 | -1142.3654 | -1148.13 | 0 | -4088.9587 | -1742.4804 | 0 | 0 | 0 | 0 | 6.6271 | -23072.7803
LV Sub Generation NHH | 0 | 0 | 0 | 0 | 0 | 0 | 0 | 0 | 0 | 0 | 0 | 0 | 0 | 0 | 0 | 0 | 0 | 0 | 0 | 0 | 0 | 0 | 0 | 0
LV Generation Intermittent | -124678.6427 | -17659.3893 | -44581.075 | -8513.1476 | 0 | -30318.7861 | -3400.0351 | 69.2091 | 0 | 0 | -38383.7293 | -75571.6539 | -10703.9123 | -27021.9943 | -27158.3527 | 0 | -96721.9558 | -41217.3679 | 838.9967 | 0 | 0 | 0 | 150.1779 | -544871.6582
LV Generation Non-Intermittent | -4251.2317 | -602.1413 | -1565.1357 | -298.8764 | 0 | -1064.4206 | -119.3672 | 6.6889 | 0 | 0 | -1310.1226 | -2576.8055 | -364.9768 | -948.6781 | -953.4653 | 0 | -3395.6782 | -1447.0439 | 81.087 | 0 | 0 | 0 | -3.8307 | -18813.9979
LV Sub Generation Intermittent | -19087.4335 | -2703.5297 | -6825.0527 | -1303.3037 | 0 | -4641.5954 | 10.6777 | 0 | 0 | 0 | -5876.2821 | -11569.4949 | -1638.6946 | -4136.8795 | -4157.755 | 0 | -14807.4591 | 129.4421 | 0 | 0 | 0 | 0 | -50.3923 | -76657.7525
LV Sub Generation Non-Intermittent | -6353.3601 | -899.8852 | -2178.0995 | -415.9272 | 0 | -1481.2863 | 1.8918 | 0 | 0 | 0 | -1979.1582 | -3850.9718 | -545.4487 | -1320.2148 | -1326.8768 | 0 | -4725.5488 | 22.934 | 0 | 0 | 0 | 0 | 1.565 | -25050.3866
HV Generation Intermittent | -560217.5693 | -26185.1027 | -66104.2124 | 0 | 0 | 0 | 0 | 0 | 0 | 0 | -172469.3106 | -339565.5208 | -48095.8054 | -121417.7153 | -122030.4134 | 0 | 571.822 | 0 | 0 | 0 | 21311.6068 | 0 | 1075.1752 | -1433127.0461
HV Generation Non-Intermittent | -395451.2512 | -18483.7681 | -46013.0446 | 0 | 0 | 0 | 0 | 0 | 0 | 0 | -122473.5631 | -239695.4637 | -33950.2855 | -84515.0186 | -84941.4983 | 0 | 372.8647 | 0 | 0 | 0 | 7538.7997 | 0 | 93.5468 | -1017518.6819
3902. Revenues by charging element and network level
Total net revenue by charging element and network level (£/year)
| Assets 132kV | Assets 132kV/EHV | Assets EHV | Assets EHV/HV | Assets 132kV/HV | Assets HV | Assets HV/LV | Assets LV circuits | Assets LV customer | Assets HV customer | Transmission exit | Operating 132kV | Operating 132kV/EHV | Operating EHV | Operating EHV/HV | Operating 132kV/HV | Operating HV | Operating HV/LV | Operating LV circuits | Operating LV customer | Operating HV customer | Scaler | Rounding | Total net revenue (£/year)
Revenues by charging element and network level | 28379737.52 | 3708555.2328 | 9298637.2254 | 1672433.3873 | 0 | 6487020.872 | 792547.2604 | 1350101.9356 | 0 | 0 | 8957458.8449 | 17201853.1337 | 2436457.5638 | 6301416.0016 | 7399604.9435 | 0 | 26599850.6786 | 9607757.3415 | 16366786.4759 | 16347573.3227 | 348309.1273 | 160959003.4405 | 20298.637 | 324235402.9445

## CData
Additional calculations for tariff comparisons for WPD South West in April 17 (Final)
This sheet is for information only. It can be deleted without affecting any calculations elsewhere in the model.
4001. Revenues under current tariffs (£)
Data sources:
x1 = 1201. Current revenues if known (£) (in Current tariff information)
x2 = 1010. Days in the charging year (in Financial and general assumptions)
x3 = 1201. Current Fixed charge p/MPAN/day (in Current tariff information)
x4 = 1053. MPANs by tariff (in Volume forecasts for the charging year)
x5 = 1201. Current Capacity charge p/kVA/day (in Current tariff information)
x6 = 1053. Import capacity (kVA) by tariff (in Volume forecasts for the charging year)
x7 = 1201. Current Unit rate 1 p/kWh (in Current tariff information)
x8 = 1053. Rate 1 units (MWh) by tariff (in Volume forecasts for the charging year)
x9 = 1201. Current Unit rate 2 p/kWh (in Current tariff information)
x10 = 1053. Rate 2 units (MWh) by tariff (in Volume forecasts for the charging year)
x11 = 1201. Current Unit rate 3 p/kWh (in Current tariff information)
x12 = 1053. Rate 3 units (MWh) by tariff (in Volume forecasts for the charging year)
x13 = 1201. Current Reactive power charge p/kVArh (in Current tariff information)
x14 = 1053. Reactive power units (MVArh) by tariff (in Volume forecasts for the charging year)
Calculation =IF(x1,x1,0.01*x2*(x3*x4+x5*x6)+10*(x7*x8+x9*x10+x11*x12+x13*x14))
Revenues under current tariffs (£)
Domestic Unrestricted | 152141813.6923
Domestic Two Rate | 29025939.5947
Domestic Off Peak (related MPAN) | 97182.8278
Small Non Domestic Unrestricted | 31266355.0567
Small Non Domestic Two Rate | 11885922.6195
Small Non Domestic Off Peak (related MPAN) | 38979.8451
LV Medium Non-Domestic | 0
LV Sub Medium Non-Domestic | 0
HV Medium Non-Domestic | 0
LV Network Domestic | 0
LV Network Non-Domestic Non-CT | 10317984.2879
LV HH Metered | 30476475.4842
LV Sub HH Metered | 16951286.8527
HV HH Metered | 41037194.8214
NHH UMS category A | 328218.2625
NHH UMS category B | 166210.8909
NHH UMS category C | 32927.1332
NHH UMS category D | 0
LV UMS (Pseudo HH Metered) | 4261175.7155
4002. All-the-way volumes
Data sources:
x1 = 1053. Rate 1 units (MWh) by tariff (in Volume forecasts for the charging year)
x2 = 1053. Rate 2 units (MWh) by tariff (in Volume forecasts for the charging year)
x3 = 1053. Rate 3 units (MWh) by tariff (in Volume forecasts for the charging year)
x4 = 1053. MPANs by tariff (in Volume forecasts for the charging year)
x5 = 1053. Import capacity (kVA) by tariff (in Volume forecasts for the charging year)
x6 = 1053. Reactive power units (MVArh) by tariff (in Volume forecasts for the charging year)
x7 = 3802. All units (MWh) (in Revenue summary)
Kind: | Copy cells | Copy cells | Copy cells | Copy cells | Copy cells | Copy cells | Copy cells
Formula: | = x1 | = x2 | = x3 | = x4 | = x5 | = x6 | = x7
| Rate 1 units (MWh) | Rate 2 units (MWh) | Rate 3 units (MWh) | MPANs | Import capacity (kVA) | Reactive power units (MVArh) | All units (MWh)
Domestic Unrestricted | 4097673.2275 | 0 | 0 | 1221354.1485 | 0 | 0 | 4097673.2275
Domestic Two Rate | 651901.4727 | 686761.8517 | 0 | 222959.2648 | 0 | 0 | 1338663.3244
Domestic Off Peak (related MPAN) | 63105.7323 | 0 | 0 | 16604 | 0 | 0 | 63105.7323
Small Non Domestic Unrestricted | 1153977.7297 | 0 | 0 | 109710.6919 | 0 | 0 | 1153977.7297
Small Non Domestic Two Rate | 369843.5813 | 170885.7463 | 0 | 28055.4675 | 0 | 0 | 540729.3276
Small Non Domestic Off Peak (related MPAN) | 22929.3206 | 0 | 0 | 3507 | 0 | 0 | 22929.3206
LV Medium Non-Domestic | 0 | 0 | 0 | 0 | 0 | 0 | 0
LV Sub Medium Non-Domestic | 0 | 0 | 0 | 0 | 0 | 0 | 0
HV Medium Non-Domestic | 0 | 0 | 0 | 0 | 0 | 0 | 0
LV Network Domestic | 0 | 0 | 0 | 0 | 0 | 0 | 0
LV Network Non-Domestic Non-CT | 26539.1105 | 198462.2675 | 189153.6687 | 6362.2186 | 0 | 0 | 414155.0467
LV HH Metered | 82373.3344 | 600032.5894 | 530697.4484 | 6394.7681 | 672799.4063 | 79513.9764 | 1213103.3722
LV Sub HH Metered | 51491.9741 | 384630.9004 | 351871.5933 | 2043.3006 | 388263.6698 | 74524.4878 | 787994.4678
HV HH Metered | 156821.4699 | 1120448.232 | 1206015.3592 | 1068.1349 | 942102.6938 | 188851.345 | 2483285.0612
NHH UMS category A | 13495.8167 | 0 | 0 | 720.0347 | 0 | 0 | 13495.8167
NHH UMS category B | 4835.9293 | 0 | 0 | 673.0537 | 0 | 0 | 4835.9293
NHH UMS category C | 595.2121 | 0 | 0 | 171.5827 | 0 | 0 | 595.2121
NHH UMS category D | 0 | 0 | 0 | 1.0213 | 0 | 0 | 0
LV UMS (Pseudo HH Metered) | 4113.3861 | 26283.4815 | 88563.2398 | 0 | 0 | 0 | 118960.1073
LV Generation NHH or Aggregate HH | 3287.7605 | 0 | 0 | 265.5447 | 0 | 0 | 3287.7605
LV Sub Generation NHH | 0 | 0 | 0 | 0 | 0 | 0 | 0
LV Generation Intermittent | 81306.118 | 0 | 0 | 506.5776 | 0 | 3918.8727 | 81306.118
LV Generation Non-Intermittent | 168.4848 | 1247.4928 | 1375.1406 | 8.1706 | 0 | 378.7497 | 2791.1183
LV Sub Generation Intermittent | 12847.4636 | 0 | 0 | 61.2795 | 0 | 1316.7503 | 12847.4636
LV Sub Generation Non-Intermittent | 254.8597 | 1425.5873 | 2309.0585 | 9.1919 | 0 | 233.2959 | 3989.5056
HV Generation Intermittent | 374463.18 | 0 | 0 | 148.5486 | 0 | 2389.3768 | 374463.18
HV Generation Non-Intermittent | 15789.6217 | 99096.5339 | 140927.3187 | 52.5478 | 0 | 1635.1364 | 255813.4744
4003. Normalised to
Normalised to
Domestic Unrestricted | MPAN
Domestic Two Rate | MPAN
Domestic Off Peak (related MPAN) | MPAN
Small Non Domestic Unrestricted | MPAN
Small Non Domestic Two Rate | MPAN
Small Non Domestic Off Peak (related MPAN) | MPAN
LV Medium Non-Domestic | MPAN
LV Sub Medium Non-Domestic | MPAN
HV Medium Non-Domestic | MPAN
LV Network Domestic | MPAN
LV Network Non-Domestic Non-CT | MPAN
LV HH Metered | kVA
LV Sub HH Metered | kVA
HV HH Metered | kVA
NHH UMS category A | MWh
NHH UMS category B | MWh
NHH UMS category C | MWh
NHH UMS category D | MWh
LV UMS (Pseudo HH Metered) | MWh
LV Generation NHH or Aggregate HH | MWh
LV Sub Generation NHH | MWh
LV Generation Intermittent | MWh
LV Generation Non-Intermittent | MWh
LV Sub Generation Intermittent | MWh
LV Sub Generation Non-Intermittent | MWh
HV Generation Intermittent | MWh
HV Generation Non-Intermittent | MWh
4004. Normalised volumes for comparisons
Data sources:
x1 = 4002. Rate 1 units (MWh) by tariff (in Volume forecasts for the charging year) (in All-the-way volumes)
x2 = 4003. Normalised to
x3 = 4002. Import capacity (kVA) by tariff (in Volume forecasts for the charging year) (in All-the-way volumes)
x4 = 4002. MPANs by tariff (in Volume forecasts for the charging year) (in All-the-way volumes)
x5 = 4002. All units (MWh) (in Revenue summary) (in All-the-way volumes)
x6 = 4002. Rate 2 units (MWh) by tariff (in Volume forecasts for the charging year) (in All-the-way volumes)
x7 = 4002. Rate 3 units (MWh) by tariff (in Volume forecasts for the charging year) (in All-the-way volumes)
x8 = 4002. Reactive power units (MVArh) by tariff (in Volume forecasts for the charging year) (in All-the-way volumes)
x9 = 1010. Days in the charging year (in Financial and general assumptions)
x10 = 3607. Fixed charge p/MPAN/day (in Tariffs)
x11 = Normalised MPANs (in Normalised volumes for comparisons)
x12 = 3607. Capacity charge p/kVA/day (in Tariffs)
x13 = Normalised Import capacity (kVA) (in Normalised volumes for comparisons)
x14 = 3607. Unit rate 1 p/kWh (in Tariffs)
x15 = Normalised Rate 1 units (MWh) (in Normalised volumes for comparisons)
x16 = 3607. Unit rate 2 p/kWh (in Tariffs)
x17 = Normalised Rate 2 units (MWh) (in Normalised volumes for comparisons)
x18 = 3607. Unit rate 3 p/kWh (in Tariffs)
x19 = Normalised Rate 3 units (MWh) (in Normalised volumes for comparisons)
x20 = 3607. Reactive power charge p/kVArh (in Tariffs)
x21 = Normalised Reactive power units (MVArh) (in Normalised volumes for comparisons)
Kind: | Calculation | Calculation | Calculation | Calculation | Calculation | Calculation | Calculation
Formula: | =x1/IF(x2="kVA",IF(x3,x3,1),IF(x2="MPAN",IF(x4,x4,1),IF(x5,x5,1))) | =x6/IF(x2="kVA",IF(x3,x3,1),IF(x2="MPAN",IF(x4,x4,1),IF(x5,x5,1))) | =x7/IF(x2="kVA",IF(x3,x3,1),IF(x2="MPAN",IF(x4,x4,1),IF(x5,x5,1))) | =x4/IF(x2="kVA",IF(x3,x3,1),IF(x2="MPAN",IF(x4,x4,1),IF(x5,x5,1))) | =x3/IF(x2="kVA",IF(x3,x3,1),IF(x2="MPAN",IF(x4,x4,1),IF(x5,x5,1))) | =x8/IF(x2="kVA",IF(x3,x3,1),IF(x2="MPAN",IF(x4,x4,1),IF(x5,x5,1))) | =0.01*x9*(x10*x11+x12*x13)+10*(x14*x15+x16*x17+x18*x19+x20*x21)
| Normalised Rate 1 units (MWh) | Normalised Rate 2 units (MWh) | Normalised Rate 3 units (MWh) | Normalised MPANs | Normalised Import capacity (kVA) | Normalised Reactive power units (MVArh) | Normalised revenues (£)
Domestic Unrestricted
Domestic Unrestricted | 3.355 | 0 | 0 | 1 | 0 | 0 | 120.9477
LDNO LV: Domestic Unrestricted | 3.355 | 0 | 0 | 1 | 0 | 0 | 76.0504
LDNO HV: Domestic Unrestricted | 3.355 | 0 | 0 | 1 | 0 | 0 | 45.1351
Domestic Two Rate
Domestic Two Rate | 2.9239 | 3.0802 | 0 | 1 | 0 | 0 | 130.5509
LDNO LV: Domestic Two Rate | 2.9239 | 3.0802 | 0 | 1 | 0 | 0 | 82.0714
LDNO HV: Domestic Two Rate | 2.9239 | 3.0802 | 0 | 1 | 0 | 0 | 48.7499
Domestic Off Peak (related MPAN)
Domestic Off Peak (related MPAN) | 3.8006 | 0 | 0 | 1 | 0 | 0 | 6.043
LDNO LV: Domestic Off Peak (related MPAN) | 3.8006 | 0 | 0 | 1 | 0 | 0 | 3.8006
LDNO HV: Domestic Off Peak (related MPAN) | 3.8006 | 0 | 0 | 1 | 0 | 0 | 2.2424
Small Non Domestic Unrestricted
Small Non Domestic Unrestricted | 10.5184 | 0 | 0 | 1 | 0 | 0 | 291.4634
LDNO LV: Small Non Domestic Unrestricted | 10.5184 | 0 | 0 | 1 | 0 | 0 | 183.3174
LDNO HV: Small Non Domestic Unrestricted | 10.5184 | 0 | 0 | 1 | 0 | 0 | 108.8501
Small Non Domestic Two Rate
Small Non Domestic Two Rate | 13.1826 | 6.091 | 0 | 1 | 0 | 0 | 423.5628
LDNO LV: Small Non Domestic Two Rate | 13.1826 | 6.091 | 0 | 1 | 0 | 0 | 266.3226
LDNO HV: Small Non Domestic Two Rate | 13.1826 | 6.091 | 0 | 1 | 0 | 0 | 158.1042
Small Non Domestic Off Peak (related MPAN)
Small Non Domestic Off Peak (related MPAN) | 6.5382 | 0 | 0 | 1 | 0 | 0 | 11.3764
LDNO LV: Small Non Domestic Off Peak (related MPAN) | 6.5382 | 0 | 0 | 1 | 0 | 0 | 7.1266
LDNO HV: Small Non Domestic Off Peak (related MPAN) | 6.5382 | 0 | 0 | 1 | 0 | 0 | 4.2498
LV Medium Non-Domestic
LV Medium Non-Domestic | 0 | 0 | 0 | 0 | 0 | 0 | 0
LDNO LV: LV Medium Non-Domestic | 0 | 0 | 0 | 0 | 0 | 0 | 0
LDNO HV: LV Medium Non-Domestic | 0 | 0 | 0 | 0 | 0 | 0 | 0
LV Sub Medium Non-Domestic
LV Sub Medium Non-Domestic | 0 | 0 | 0 | 0 | 0 | 0 | 0
HV Medium Non-Domestic
HV Medium Non-Domestic | 0 | 0 | 0 | 0 | 0 | 0 | 0
LV Network Domestic
LV Network Domestic | 0 | 0 | 0 | 0 | 0 | 0 | 0
LDNO LV: LV Network Domestic | 0 | 0 | 0 | 0 | 0 | 0 | 0
LDNO HV: LV Network Domestic | 0 | 0 | 0 | 0 | 0 | 0 | 0
LV Network Non-Domestic Non-CT
LV Network Non-Domestic Non-CT | 4.1714 | 31.1939 | 29.7308 | 1 | 0 | 0 | 1645.5068
LDNO LV: LV Network Non-Domestic Non-CT | 4.1714 | 31.1939 | 29.7308 | 1 | 0 | 0 | 1034.3531
LDNO HV: LV Network Non-Domestic Non-CT | 4.1714 | 31.1939 | 29.7308 | 1 | 0 | 0 | 614.3335
LV HH Metered
LV HH Metered | 0.12243 | 0.89184 | 0.78879 | 0.0095047 | 1 | 0.11818 | 46.0079
LDNO LV: LV HH Metered | 0.12243 | 0.89184 | 0.78879 | 0.0095047 | 1 | 0.11818 | 28.922
LDNO HV: LV HH Metered | 0.12243 | 0.89184 | 0.78879 | 0.0095047 | 1 | 0.11818 | 17.1855
LV Sub HH Metered
LV Sub HH Metered | 0.13262 | 0.99064 | 0.90627 | 0.0052627 | 1 | 0.19194 | 44.4647
LDNO HV: LV Sub HH Metered | 0.13262 | 0.99064 | 0.90627 | 0.0052627 | 1 | 0.19194 | 27.2312
HV HH Metered
HV HH Metered | 0.16646 | 1.1893 | 1.2801 | 0.0011338 | 1 | 0.20046 | 44.1135
LDNO HV: HV HH Metered | 0.16646 | 1.1893 | 1.2801 | 0.0011338 | 1 | 0.20046 | 32.067
NHH UMS category A
NHH UMS category A | 1 | 0 | 0 | 0.053352 | 0 | 0 | 24.85
LDNO LV: NHH UMS category A | 1 | 0 | 0 | 0.053352 | 0 | 0 | 15.62
LDNO HV: NHH UMS category A | 1 | 0 | 0 | 0.053352 | 0 | 0 | 9.28
NHH UMS category B
NHH UMS category B | 1 | 0 | 0 | 0.13918 | 0 | 0 | 34.85
LDNO LV: NHH UMS category B | 1 | 0 | 0 | 0.13918 | 0 | 0 | 21.91
LDNO HV: NHH UMS category B | 1 | 0 | 0 | 0.13918 | 0 | 0 | 13.01
NHH UMS category C
NHH UMS category C | 1 | 0 | 0 | 0.28827 | 0 | 0 | 55.82
LDNO LV: NHH UMS category C | 1 | 0 | 0 | 0.28827 | 0 | 0 | 35.1
LDNO HV: NHH UMS category C | 1 | 0 | 0 | 0.28827 | 0 | 0 | 20.84
NHH UMS category D
NHH UMS category D | 0 | 0 | 0 | 1.0213 | 0 | 0 | 0
LDNO LV: NHH UMS category D | 0 | 0 | 0 | 1.0213 | 0 | 0 | 0
LDNO HV: NHH UMS category D | 0 | 0 | 0 | 1.0213 | 0 | 0 | 0
LV UMS (Pseudo HH Metered)
LV UMS (Pseudo HH Metered) | 0.034578 | 0.22094 | 0.74448 | 0 | 0 | 0 | 36.3134
LDNO LV: LV UMS (Pseudo HH Metered) | 0.034578 | 0.22094 | 0.74448 | 0 | 0 | 0 | 22.8343
LDNO HV: LV UMS (Pseudo HH Metered) | 0.034578 | 0.22094 | 0.74448 | 0 | 0 | 0 | 13.5533
LV Generation NHH or Aggregate HH
LV Generation NHH or Aggregate HH | 1 | 0 | 0 | 0.080768 | 0 | 0 | -6.73
LDNO LV: LV Generation NHH or Aggregate HH | 1 | 0 | 0 | 0.080768 | 0 | 0 | -6.73
LDNO HV: LV Generation NHH or Aggregate HH | 1 | 0 | 0 | 0.080768 | 0 | 0 | -6.73
LV Sub Generation NHH
LV Sub Generation NHH | 0 | 0 | 0 | 0 | 0 | 0 | 0
LDNO HV: LV Sub Generation NHH | 0 | 0 | 0 | 0 | 0 | 0 | 0
LV Generation Intermittent
LV Generation Intermittent | 1 | 0 | 0 | 0.0062305 | 0 | 0.048199 | -6.6553
LDNO LV: LV Generation Intermittent | 1 | 0 | 0 | 0.0062305 | 0 | 0.048199 | -6.6553
LDNO HV: LV Generation Intermittent | 1 | 0 | 0 | 0.0062305 | 0 | 0.048199 | -6.6553
LV Generation Non-Intermittent
LV Generation Non-Intermittent | 0.060365 | 0.44695 | 0.49268 | 0.0029274 | 0 | 0.1357 | -6.7407
LDNO LV: LV Generation Non-Intermittent | 0.060365 | 0.44695 | 0.49268 | 0.0029274 | 0 | 0.1357 | -6.7407
LDNO HV: LV Generation Non-Intermittent | 0.060365 | 0.44695 | 0.49268 | 0.0029274 | 0 | 0.1357 | -6.7407
LV Sub Generation Intermittent
LV Sub Generation Intermittent | 1 | 0 | 0 | 0.0047698 | 0 | 0.10249 | -5.9668
LDNO HV: LV Sub Generation Intermittent | 1 | 0 | 0 | 0.0047698 | 0 | 0.10249 | -5.9668
LV Sub Generation Non-Intermittent
LV Sub Generation Non-Intermittent | 0.063883 | 0.35733 | 0.57878 | 0.002304 | 0 | 0.058477 | -6.2791
LDNO HV: LV Sub Generation Non-Intermittent | 0.063883 | 0.35733 | 0.57878 | 0.002304 | 0 | 0.058477 | -6.2791
HV Generation Intermittent
HV Generation Intermittent | 1 | 0 | 0 | 0.0003967 | 0 | 0.0063808 | -3.8268
LDNO HV: HV Generation Intermittent | 1 | 0 | 0 | 0.0003967 | 0 | 0.0063808 | -3.8837
HV Generation Non-Intermittent
HV Generation Non-Intermittent | 0.061723 | 0.38738 | 0.5509 | 0.00020541 | 0 | 0.0063919 | -3.9765
LDNO HV: HV Generation Non-Intermittent | 0.061723 | 0.38738 | 0.5509 | 0.00020541 | 0 | 0.0063919 | -4.0059
4005. LDNO LV charges (normalised £)
Data sources:
x1 = 4004. Normalised revenues (£) (in Normalised volumes for comparisons)
Copy cells = x1
LDNO LV charges (normalised £)
LDNO LV: Domestic Unrestricted | 76.0504
LDNO LV: Domestic Two Rate | 82.0714
LDNO LV: Domestic Off Peak (related MPAN) | 3.8006
LDNO LV: Small Non Domestic Unrestricted | 183.3174
LDNO LV: Small Non Domestic Two Rate | 266.3226
LDNO LV: Small Non Domestic Off Peak (related MPAN) | 7.1266
LDNO LV: LV Medium Non-Domestic | 0
LDNO LV: LV Network Domestic | 0
LDNO LV: LV Network Non-Domestic Non-CT | 1034.3531
LDNO LV: LV HH Metered | 28.922
N/A
N/A
LDNO LV: NHH UMS category A | 15.62
LDNO LV: NHH UMS category B | 21.91
LDNO LV: NHH UMS category C | 35.1
LDNO LV: NHH UMS category D | 0
LDNO LV: LV UMS (Pseudo HH Metered) | 22.8343
LDNO LV: LV Generation NHH or Aggregate HH | -6.73
N/A
LDNO LV: LV Generation Intermittent | -6.6553
LDNO LV: LV Generation Non-Intermittent | -6.7407
N/A
N/A
N/A
N/A
4006. LDNO HV charges (normalised £)
Data sources:
x1 = 4004. Normalised revenues (£) (in Normalised volumes for comparisons)
Copy cells = x1
LDNO HV charges (normalised £)
LDNO HV: Domestic Unrestricted | 45.1351
LDNO HV: Domestic Two Rate | 48.7499
LDNO HV: Domestic Off Peak (related MPAN) | 2.2424
LDNO HV: Small Non Domestic Unrestricted | 108.8501
LDNO HV: Small Non Domestic Two Rate | 158.1042
LDNO HV: Small Non Domestic Off Peak (related MPAN) | 4.2498
LDNO HV: LV Medium Non-Domestic | 0
LDNO HV: LV Network Domestic | 0
LDNO HV: LV Network Non-Domestic Non-CT | 614.3335
LDNO HV: LV HH Metered | 17.1855
LDNO HV: LV Sub HH Metered | 27.2312
LDNO HV: HV HH Metered | 32.067
LDNO HV: NHH UMS category A | 9.28
LDNO HV: NHH UMS category B | 13.01
LDNO HV: NHH UMS category C | 20.84
LDNO HV: NHH UMS category D | 0
LDNO HV: LV UMS (Pseudo HH Metered) | 13.5533
LDNO HV: LV Generation NHH or Aggregate HH | -6.73
LDNO HV: LV Sub Generation NHH | 0
LDNO HV: LV Generation Intermittent | -6.6553
LDNO HV: LV Generation Non-Intermittent | -6.7407
LDNO HV: LV Sub Generation Intermittent | -5.9668
LDNO HV: LV Sub Generation Non-Intermittent | -6.2791
LDNO HV: HV Generation Intermittent | -3.8837
LDNO HV: HV Generation Non-Intermittent | -4.0059

## CTables
Tariff comparisons for WPD South West in April 17 (Final)
This sheet is for information only. It can be deleted without affecting any calculations elsewhere in the model.
4101. Comparison with current all-the-way demand tariffs
Data sources:
x1 = 4001. Revenues under current tariffs (£)
x2 = 3802. Net revenues (£) (in Revenue summary)
x3 = 3802. All units (MWh) (in Revenue summary)
x4 = 1053. MPANs by tariff (in Volume forecasts for the charging year)
Kind: | Calculation | Calculation | Copy cells
Formula: | =IF(x1,x2/x1-1,"") | =(x2-x1)/IF(x3,x3,1)/10 | = x4
| Change | Absolute change (average p/kWh) | MPANs
Domestic Unrestricted | -2.906% | -0.10791 | 1221354.1485
Domestic Two Rate | 0.2811% | 0.0060949 | 222959.2648
Domestic Off Peak (related MPAN) | 3.247% | 0.005 | 16604
Small Non Domestic Unrestricted | 2.272% | 0.061552 | 109710.6919
Small Non Domestic Two Rate | -0.02246% | -0.00049363 | 28055.4675
Small Non Domestic Off Peak (related MPAN) | 2.353% | 0.004 | 3507
LV Medium Non-Domestic |  | 0 | 0
LV Sub Medium Non-Domestic |  | 0 | 0
HV Medium Non-Domestic |  | 0 | 0
LV Network Domestic |  | 0 | 0
LV Network Non-Domestic Non-CT | 1.464% | 0.036481 | 6362.2186
LV HH Metered | 1.567% | 0.039372 | 6394.7681
LV Sub HH Metered | 1.845% | 0.039687 | 2043.3006
HV HH Metered | 1.273% | 0.021032 | 1068.1349
NHH UMS category A | 2.179% | 0.053 | 720.0347
NHH UMS category B | 1.397% | 0.048 | 673.0537
NHH UMS category C | 0.9038% | 0.05 | 171.5827
NHH UMS category D |  | 0 | 1.0213
LV UMS (Pseudo HH Metered) | 1.377% | 0.049323 | 0
4102. LDNO margins in use of system charges
Data sources:
x1 = 4003. Normalised to
x2 = 4004. Normalised revenues (£) (in Normalised volumes for comparisons)
x3 = 4005. LDNO LV charges (normalised £)
x4 = All-the-way charges (normalised £) (in LDNO margins in use of system charges)
x5 = 4006. LDNO HV charges (normalised £)
Kind: | Copy cells | Copy cells | Calculation | Calculation
Formula: | = x1 | = x2 | =IF(x3,x4-x3,"") | =IF(x5,x4-x5,"")
| Normalised to | All-the-way charges (normalised £) | LDNO LV margin (normalised £) | LDNO HV margin (normalised £)
Domestic Unrestricted | MPAN | 120.9477 | 44.8973 | 75.8126
Domestic Two Rate | MPAN | 130.5509 | 48.4795 | 81.801
Domestic Off Peak (related MPAN) | MPAN | 6.043 | 2.2424 | 3.8006
Small Non Domestic Unrestricted | MPAN | 291.4634 | 108.146 | 182.6133
Small Non Domestic Two Rate | MPAN | 423.5628 | 157.2402 | 265.4587
Small Non Domestic Off Peak (related MPAN) | MPAN | 11.3764 | 4.2498 | 7.1266
LV Medium Non-Domestic | MPAN | 0
LV Network Domestic | MPAN | 0
LV Network Non-Domestic Non-CT | MPAN | 1645.5068 | 611.1537 | 1031.1733
LV HH Metered | kVA | 46.0079 | 17.0859 | 28.8224
LV Sub HH Metered | kVA | 44.4647 |  | 17.2334
HV HH Metered | kVA | 44.1135 |  | 12.0466
NHH UMS category A | MWh | 24.85 | 9.23 | 15.57
NHH UMS category B | MWh | 34.85 | 12.94 | 21.84
NHH UMS category C | MWh | 55.82 | 20.72 | 34.98
NHH UMS category D | MWh | 0
LV UMS (Pseudo HH Metered) | MWh | 36.3134 | 13.4792 | 22.7602
LV Generation NHH or Aggregate HH | MWh | -6.73 | 0 | 0
LV Sub Generation NHH | MWh | 0
LV Generation Intermittent | MWh | -6.6553 | 0 | 0
LV Generation Non-Intermittent | MWh | -6.7407 | 0 | 0
LV Sub Generation Intermittent | MWh | -5.9668 |  | 0
LV Sub Generation Non-Intermittent | MWh | -6.2791 |  | 0
HV Generation Intermittent | MWh | -3.8268 |  | 0.056919
HV Generation Non-Intermittent | MWh | -3.9765 |  | 0.029473