## Overview
CDCM Annual Review Pack
Company: | WPD South Wales
Date of Issue: | 2015-12-01
Although every effort has been made to ensure the accuracy of the information provided in this annual review pack, WPD South Wales does not accept any liability for the accuracy of the information contained herein and, in particular, WPD South Wales or any of its employees, shall not be held liable for any misstatement or opinion on which the recipient of this statement relies or seeks to rely.
Contents:
Sheet Name | Detail
Commentary | This sheet contains the DNO's commentary on the forecast input CDCM data for the forecast over the 5 year period.
CDCM Forecast Data | This sheet contains historical and forecast data for all CDCM inputs except for volume data (table 1053) and matrix of applicability data (table 1025 - 1028). The RPI forecast is seperated out and listed as a standalone assumption. Any forecasts that relate to RPI will be linked to this row. Comments are provided alongside each forecast explaining any assumptions made by the DNO.
Table 1 | This sheet contains the DNO's table 1 produced in accordance with DCUSA Schedule 15 "cost information table".
Mat of App | This sheet contains the forecast CDCM matrix of applicability data (table 1025 - 1028). The default value is that the same matrix will be used for each of the five years.
CDCM Volume Forecasts | This sheet contains forecast CDCM volume data (table 1053). The matrix at the top can be used to apply different growth rates to groups of customers.
CDCM Timebands | Contains the time bands that the DNO plans to use for the coming year and advance warning of any changes.
CDCM Input Sheet (Y) | This sheet contains the CDCM input sheet for base year 0 (Y) in a format that can be copy and pasted (paste-value) into the CDCM spreadsheet model.
CDCM Input Sheet (Y + 1) | This sheet contains the CDCM input sheet for base year +1 (Y+1) in a format that can be copy and pasted (paste-value) into the CDCM spreadsheet model.
CDCM Input Sheet (Y + 2) | This sheet contains the CDCM input sheet for base year +2 (Y+2) in a format that can be copy and pasted (paste-value) into the CDCM spreadsheet model.
CDCM Input Sheet (Y + 3) | This sheet contains the CDCM input sheet for base year +3 (Y+3) in a format that can be copy and pasted (paste-value) into the CDCM spreadsheet model.
CDCM Input Sheet (Y + 4) | This sheet contains the CDCM input sheet for base year +4 (Y+4) in a format that can be copy and pasted (paste-value) into the CDCM spreadsheet model.
Tariffs ARP | This sheet contains the CDCM tariffs that are produced from the CDCM input data, after the Macro on this sheet has been run. It contains the tariffs for each of the 5 years.
This document, model or dataset has been prepared by Reckon LLP on the instructions of the DCUSA Panel or
one of its working groups. Only the DCUSA Panel and its working groups have authority to approve this
material as meeting their requirements. Reckon LLP makes no representation about the suitability of this
material for the purposes of complying with any licence conditions or furthering any relevant objective.

## Commentary
WPD South Wales

## CDCM Forecast Data
|  |  | Company: | WPD South Wales
|  |  | Date of Issue: | 2015-12-01
|  |  | Status | Final
|  | Historical CDCM Input Data (Actuals) |  | CDCM Values - Final | Forecast CDCM Values
| Year Ref -> | Y-2 | Y-1 | Y | Y+1 | Y+2 | Y+3 | Y+4
| Charging Year -> | 2015/16 | 2016/17 | 2017/18 | 2018/19 | 2019/20 | 2020/21 | 2021/22
| DPCR -> | RIIO - ED1 | RIIO - ED1 | RIIO - ED1 | RIIO - ED1 | RIIO - ED1 | RIIO - ED1 | RIIO - ED1 | Assumptions
| RPI Forecast: | 2018/19: 2.872%; 2019/20: 3.128%; 2020/21: 2.872%; 2021/22: 3.128%
1 | 1000 Company name, charging year and model version
2 | Company |  |  | South Wales | South Wales | South Wales | South Wales | South Wales
3 | Year
4 | Version |  |  | Finals | Forecast | Forecast | Forecast | Forecast
5 | 1010 Financial and general assumptions
6 | Rate of return | 5.6% | 4.35% | 4.31% | 4.31% | 4.31% | 4.31% | 4.31%
7 | Annualisation period (years) | 40 | 40 | 40 | 40 | 40 | 40 | 40
8 | Power factor | 0.95 | 0.95 | 0.95 | 0.95 | 0.95 | 0.95 | 0.95
9 | Days in the charging period | 366 | 365 | 365 | 365 | 366 | 365 | 365
10 | 1017 Diversity allowance between top and bottom of network level
11 | GSPs | 0.06383 | 0.06383 | 6.383% | 6.383% | 6.383% | 6.383% | 6.383%
12 | 132kV | 0.053 | 0.053 | 5.3% | 5.3% | 5.3% | 5.3% | 5.3%
13 | EHV | 0.099 | 0.099 | 9.9% | 9.9% | 9.9% | 9.9% | 9.9%
14 | HV | 0.37 | 0.37 | 37% | 37% | 37% | 37% | 37%
15 | 1018 Proportion of relevant load going through 132kV/HV direct transformation | 0.3 | 0.3 | 30% | 30% | 30% | 30% | 30%
16 | 1019 Network model GSP demand (MW) | 500 | 500 | 500 | 500 | 500 | 500 | 500
17 | 1020 Gross asset cost by network level (£)
18 | 132kV | 126742800.7668 | 129768341.3952 | 133758717.8931 | 137600647.7115 | 141904623.8128 | 145980527.1571 | 150546615.403
19 | 132kV/EHV | 11727619.4849 | 11461874.6664 | 11814327.3124 | 12153668.3071 | 12533819.8457 | 12893826.707 | 13297129.4743
20 | EHV | 40825605.1881 | 34011588.1896 | 35057444.5264 | 36064393.7825 | 37192442.8981 | 38260715.3639 | 39457462.6706
21 | EHV/HV | 28230963.5749 | 29589844.9109 | 30499732.6419 | 31375771.4836 | 32357166.3598 | 33286555.9669 | 34327717.7911
22 | 132kV/HV | 9082872.9075 | 9528375.246 | 9821372.7848 | 10103470.472 | 10419494.3874 | 10718771.8237 | 11054041.5956
23 | HV | 159925863.4585 | 142733572.458 | 147122629.8111 | 151348409.0898 | 156082397.9666 | 160565527.2034 | 165587816.0027
24 | HV/LV | 56418406.457 | 55142476.5852 | 56838107.7402 | 58470659.4302 | 60299548.5016 | 62031522.5895 | 63971791.0053
25 | LV circuits | 120998312.9301 | 113568500.2621 | 117060731.6452 | 120423047.9304 | 124189730.2023 | 127756811.5493 | 131752884.7717
26 | 1022 LV service model asset cost (£)
27 | LV service model 1 | 4818.3125 | 5105.1767 | 5262.1609 | 5413.3051 | 5582.6265 | 5742.9754 | 5922.6085
28 | LV service model 2 | 588.8476 | 574.2813 | 591.9405 | 608.9427 | 627.9897 | 646.0273 | 666.2342
29 | LV service model 3 | 688.355 | 699.1834 | 720.6833 | 741.3834 | 764.5729 | 786.5336 | 811.1354
30 | LV service model 4 | 508.3187 | 518.5284 | 534.4731 | 549.8247 | 567.0226 | 583.3091 | 601.5542
31 | LV service model 5 | 1179.955 | 1178.7304 | 1214.9764 | 1249.874 | 1288.9685 | 1325.9913 | 1367.4667
32 | LV service model 6 | 892.5079 | 907.8736 | 935.7907 | 962.6693 | 992.7804 | 1021.2959 | 1053.2407
33 | LV service model 7 | 0 | 0 | 0 | 0 | 0 | 0 | 0
34 | LV service model 8 | 468.8148 | 474.8232 | 489.424 | 503.4817 | 519.2299 | 534.1437 | 550.851
35 | 1023 HV service model asset cost (£)
36 | HV service model 1 | 8971.2506 | 9007.1598 | 9284.1299 | 9550.7965 | 9849.5335 | 10132.44 | 10449.37
37 | HV service model 2 | 4334.24 | 4342.656 | 4476.1927 | 4604.7616 | 4748.7928 | 4885.1916 | 5037.9943
38 | HV service model 3 |  |  | 0 | 0 | 0 | 0 | 0
39 | HV service model 4 |  |  | 0 | 0 | 0 | 0 | 0
40 | HV service model 5 |  |  | 0 | 0 | 0 | 0 | 0
41 | 1025 Matrix of applicability of LV service models to tariffs with fixed charges
42 | 1026 Matrix of applicability of LV service models to unmetered tariffs
43 | 1028 Matrix of applicability of HV service models to tariffs with fixed charges
44 | 1032 Loss adjustment factors to transmission
45 | 132kV | 1.0097 | 1.009 | 1.009 | 1.009 | 1.009 | 1.009 | 1.009
46 | 132kV/EHV | 1.0142 | 1.014 | 1.014 | 1.014 | 1.014 | 1.014 | 1.014
47 | EHV | 1.027 | 1.026 | 1.026 | 1.026 | 1.026 | 1.026 | 1.026
48 | EHV/HV | 1.0349 | 1.033 | 1.033 | 1.033 | 1.033 | 1.033 | 1.033
49 | HV | 1.0439 | 1.043 | 1.043 | 1.043 | 1.043 | 1.043 | 1.043
50 | HV/LV | 1.064 | 1.063 | 1.063 | 1.063 | 1.063 | 1.063 | 1.063
51 | LV circuits | 1.085 | 1.084 | 1.084 | 1.084 | 1.084 | 1.084 | 1.084
52 | 1037 Embedded network (LDNO) discounts
53 | LDNO LV: LV user | 31.96% | 32.01% | 32.07% | 32.07% | 32.07% | 32.07% | 32.07%
54 | LDNO HV: LV user | 63.85% | 63.89% | 64.02% | 64.02% | 64.02% | 64.02% | 64.02%
55 | LDNO HV: LV sub user | 45.35% | 44.98% | 45.12% | 45.12% | 45.12% | 45.12% | 45.12%
56 | LDNO HV: HV user | 34.44% | 33.88% | 34.02% | 34.02% | 34.02% | 34.02% | 34.02%
57 | 1041 Load profile data for demand users: coincidence factor
58 | Domestic Unrestricted | 0.8576 | 0.88367 | 0.88367 | 0.88367 | 0.88367 | 0.88367 | 0.88367
59 | Domestic Two Rate | 0.28863 | 0.31605 | 0.31605 | 0.31605 | 0.31605 | 0.31605 | 0.31605
60 | Domestic Off Peak (related MPAN)
61 | Small Non Domestic Unrestricted | 0.63063 | 0.6048 | 0.6048 | 0.6048 | 0.6048 | 0.6048 | 0.6048
62 | Small Non Domestic Two Rate | 0.7255 | 0.74406 | 0.74406 | 0.74406 | 0.74406 | 0.74406 | 0.74406
63 | Small Non Domestic Off Peak (related MPAN)
64 | LV Medium Non-Domestic | 0.77194 | 0.74851 | 0.74851 | 0.74851 | 0.74851 | 0.74851 | 0.74851
65 | LV Sub Medium Non-Domestic | 0.77194 | 0.74851 | 0.74851 | 0.74851 | 0.74851 | 0.74851 | 0.74851
66 | HV Medium Non-Domestic | 0.51474 | 0.50127 | 0.50127 | 0.50127 | 0.50127 | 0.50127 | 0.50127
67 | LV Network Domestic | 0.82538 | 0.85153 | 0.85153 | 0.85153 | 0.85153 | 0.85153 | 0.85153
68 | LV Network Non-Domestic Non-CT | 0.64713 | 0.62901 | 0.62901 | 0.62901 | 0.62901 | 0.62901 | 0.62901
69 | LV HH Metered | 0.76514 | 0.76028 | 0.76028 | 0.76028 | 0.76028 | 0.76028 | 0.76028
70 | LV Sub HH Metered | 0.76514 | 0.76028 | 0.76028 | 0.76028 | 0.76028 | 0.76028 | 0.76028
71 | HV HH Metered | 0.85096 | 0.8417 | 0.8417 | 0.8417 | 0.8417 | 0.8417 | 0.8417
72 | NHH UMS category A | bar: 2015/16 to 2021/22
73 | NHH UMS category B | 0.99388 | 0.97672 | 0.97672 | 0.97672 | 0.97672 | 0.97672 | 0.97672
74 | NHH UMS category C | 0.7505 | 0.53311 | 0.53311 | 0.53311 | 0.53311 | 0.53311 | 0.53311
75 | NHH UMS category D | 0 | 0 | 0 | 0 | 0 | 0 | 0
76 | LV UMS (Pseudo HH Metered) | 0.97898 | 0.96533 | 0.96533 | 0.96533 | 0.96533 | 0.96533 | 0.96533
77 | 1041 Load profile data for demand users: load factor
78 | Domestic Unrestricted | 0.44004 | 0.44409 | 0.44409 | 0.44409 | 0.44409 | 0.44409 | 0.44409
79 | Domestic Two Rate | 0.24998 | 0.26509 | 0.26509 | 0.26509 | 0.26509 | 0.26509 | 0.26509
80 | Domestic Off Peak (related MPAN) | 0.25722 | 0.18637 | 0.18637 | 0.18637 | 0.18637 | 0.18637 | 0.18637
81 | Small Non Domestic Unrestricted | 0.41142 | 0.41772 | 0.41772 | 0.41772 | 0.41772 | 0.41772 | 0.41772
82 | Small Non Domestic Two Rate | 0.55069 | 0.57282 | 0.57282 | 0.57282 | 0.57282 | 0.57282 | 0.57282
83 | Small Non Domestic Off Peak (related MPAN) | 0.28056 | 0.19989 | 0.19989 | 0.19989 | 0.19989 | 0.19989 | 0.19989
84 | LV Medium Non-Domestic | 0.54203 | 0.54885 | 0.54885 | 0.54885 | 0.54885 | 0.54885 | 0.54885
85 | LV Sub Medium Non-Domestic | 0.54203 | 0.54885 | 0.54885 | 0.54885 | 0.54885 | 0.54885 | 0.54885
86 | HV Medium Non-Domestic | 0.37298 | 0.35631 | 0.35631 | 0.35631 | 0.35631 | 0.35631 | 0.35631
87 | LV Network Domestic | 0.42911 | 0.43372 | 0.43372 | 0.43372 | 0.43372 | 0.43372 | 0.43372
88 | LV Network Non-Domestic Non-CT | 0.43506 | 0.44377 | 0.44377 | 0.44377 | 0.44377 | 0.44377 | 0.44377
89 | LV HH Metered | 0.58781 | 0.58987 | 0.58987 | 0.58987 | 0.58987 | 0.58987 | 0.58987
90 | LV Sub HH Metered | 0.58781 | 0.58987 | 0.58987 | 0.58987 | 0.58987 | 0.58987 | 0.58987
91 | HV HH Metered | 0.73763 | 0.73799 | 0.73799 | 0.73799 | 0.73799 | 0.73799 | 0.73799
92 | NHH UMS category A | bar: 2015/16 to 2021/22
93 | NHH UMS category B | 0.4731 | 0.47519 | 0.47519 | 0.47519 | 0.47519 | 0.47519 | 0.47519
94 | NHH UMS category C | 0.24527 | 0.24408 | 0.24408 | 0.24408 | 0.24408 | 0.24408 | 0.24408
95 | NHH UMS category D | 0.51417 | 0.51552 | 0.51552 | 0.51552 | 0.51552 | 0.51552 | 0.51552
96 | LV UMS (Pseudo HH Metered) | 0.4743 | 0.46718 | 0.46718 | 0.46718 | 0.46718 | 0.46718 | 0.46718
97 | 1053. Volume forecasts for the charging year
98 | 1055 Transmission exit charges (£/year) | 9891224.7699 | 11110835.7426 | 11444160.8149 | 11948080.8516 | 12306523.2771 | 12675718.9754 | 13055990.5447
99 | 1059 Other Expenditure (£/year)
100 | Direct cost (£/year) | 18291728.4358 | 17898371.3456 | 18253433.8301 | 18777724.2302 | 19365067.9504 | 19921287.6358 | 20544400.5885
101 | Indirect cost (£/year) | 59900136.5666 | 61479463.8585 | 61291884.8553 | 63052361.6582 | 65024560.643 | 66892250.4832 | 68984556.3861
102 | Indirect cost proportion | 60% | 60% | 60% | 60% | 60% | 60% | 60%
103 | Network rates (£/year) | 16186291 | 16333737 | 21274811.9955 | 21922499.9606 | 22580213 | 23257619 | 23955348
104 | 1060 Customer contributions under current connection charging policy
105 | LV network
106 | Assets 132kV | bar: 2015/16 to 2021/22
107 | Assets 132kV/EHV | bar: 2015/16; 2018/19 to 2021/22
108 | Assets EHV | bar: 2015/16; 2018/19 to 2021/22
109 | Assets EHV/HV | 75% | 75% | 75% | 75% | 75% | 75% | 75%
110 | Assets 132kV/HV | 75% | 75% | 75% | 75% | 75% | 75% | 75%
111 | Assets HV | 75% | 75% | 75% | 75% | 75% | 75% | 75%
112 | Assets HV/LV | 95% | 95% | 95% | 95% | 95% | 95% | 95%
113 | Assets LV circuits | 95% | 95% | 95% | 95% | 95% | 95% | 95%
114 | LV substation
115 | Assets 132kV | bar: 2015/16 to 2021/22
116 | Assets 132kV/EHV | bar: 2015/16 to 2021/22
117 | Assets EHV | bar: 2015/16; 2018/19 to 2021/22
118 | Assets EHV/HV | 75% | 75% | 75% | 75% | 75% | 75% | 75%
119 | Assets 132kV/HV | 75% | 75% | 75% | 75% | 75% | 75% | 75%
120 | Assets HV | 75% | 75% | 75% | 75% | 75% | 75% | 75%
121 | Assets HV/LV | 95% | 95% | 95% | 95% | 95% | 95% | 95%
122 | HV network
123 | Assets 132kV | bar: 2015/16 to 2021/22
124 | Assets 132kV/EHV | 36% | 36% | 36% | 36% | 36% | 36% | 36%
125 | Assets EHV | 36% | 36% | 36% | 36% | 36% | 36% | 36%
126 | Assets EHV/HV | 91% | 91% | 91% | 91% | 91% | 91% | 91%
127 | Assets 132kV/HV | 91% | 91% | 91% | 91% | 91% | 91% | 91%
128 | Assets HV | 91% | 91% | 91% | 91% | 91% | 91% | 91%
129 | HV substation
130 | Assets 132kV | bar: 2015/16 to 2021/22
131 | Assets 132kV/EHV | 36% | 36% | 36% | 36% | 36% | 36% | 36%
132 | Assets EHV | 36% | 36% | 36% | 36% | 36% | 36% | 36%
133 | Assets EHV/HV | 91% | 91% | 91% | 91% | 91% | 91% | 91%
134 | 1061 Average split of rate 1 units by distribution time band
135 | RED
136 | Domestic Unrestricted | 11.3% | 11.27% | 11.27% | 11.27% | 11.27% | 11.27% | 11.27%
137 | Domestic Two Rate | 13.33% | 13.26% | 13.26% | 13.26% | 13.26% | 13.26% | 13.26%
138 | Domestic Off Peak (related MPAN) | 2.838e-05% | 0.0002309% | 0.0002309% | 0.0002309% | 0.0002309% | 0.0002309% | 0.0002309%
139 | Small Non Domestic Unrestricted | 7.12% | 7.129% | 7.129% | 7.129% | 7.129% | 7.129% | 7.129%
140 | Small Non Domestic Two Rate | 9.784% | 9.933% | 9.933% | 9.933% | 9.933% | 9.933% | 9.933%
141 | Small Non Domestic Off Peak (related MPAN) | 0.00897% | 0.01495% | 0.01495% | 0.01495% | 0.01495% | 0.01495% | 0.01495%
142 | LV Medium Non-Domestic | 10.12% | 10.4% | 10.4% | 10.4% | 10.4% | 10.4% | 10.4%
143 | LV Sub Medium Non-Domestic | 9.917% | 10.05% | 10.05% | 10.05% | 10.05% | 10.05% | 10.05%
144 | HV Medium Non-Domestic | 9.9% | 9.881% | 9.881% | 9.881% | 9.881% | 9.881% | 9.881%
145 | AMBER
146 | Domestic Unrestricted | 50.22% | 50.37% | 50.37% | 50.37% | 50.37% | 50.37% | 50.37%
147 | Domestic Two Rate | 57.76% | 58.22% | 58.22% | 58.22% | 58.22% | 58.22% | 58.22%
148 | Domestic Off Peak (related MPAN) | 16.93% | 17.04% | 17.04% | 17.04% | 17.04% | 17.04% | 17.04%
149 | Small Non Domestic Unrestricted | 58.45% | 58.17% | 58.17% | 58.17% | 58.17% | 58.17% | 58.17%
150 | Small Non Domestic Two Rate | 65.52% | 66.42% | 66.42% | 66.42% | 66.42% | 66.42% | 66.42%
151 | Small Non Domestic Off Peak (related MPAN) | 17.77% | 17.55% | 17.55% | 17.55% | 17.55% | 17.55% | 17.55%
152 | LV Medium Non-Domestic | 66.09% | 67.51% | 67.51% | 67.51% | 67.51% | 67.51% | 67.51%
153 | LV Sub Medium Non-Domestic | 66.65% | 68.49% | 68.49% | 68.49% | 68.49% | 68.49% | 68.49%
154 | HV Medium Non-Domestic | 69.46% | 69.43% | 69.43% | 69.43% | 69.43% | 69.43% | 69.43%
155 | GREEN
156 | Domestic Unrestricted | 38.48% | 38.37% | 38.37% | 38.37% | 38.37% | 38.37% | 38.37%
157 | Domestic Two Rate | 28.91% | 28.52% | 28.52% | 28.52% | 28.52% | 28.52% | 28.52%
158 | Domestic Off Peak (related MPAN) | 83.07% | 82.95% | 82.95% | 82.95% | 82.95% | 82.95% | 82.95%
159 | Small Non Domestic Unrestricted | 34.43% | 34.7% | 34.7% | 34.7% | 34.7% | 34.7% | 34.7%
160 | Small Non Domestic Two Rate | 24.7% | 23.64% | 23.64% | 23.64% | 23.64% | 23.64% | 23.64%
161 | Small Non Domestic Off Peak (related MPAN) | 82.22% | 82.43% | 82.43% | 82.43% | 82.43% | 82.43% | 82.43%
162 | LV Medium Non-Domestic | 23.79% | 22.09% | 22.09% | 22.09% | 22.09% | 22.09% | 22.09%
163 | LV Sub Medium Non-Domestic | 23.44% | 21.46% | 21.46% | 21.46% | 21.46% | 21.46% | 21.46%
164 | HV Medium Non-Domestic | 20.64% | 20.69% | 20.69% | 20.69% | 20.69% | 20.69% | 20.69%
165 | 1062 Average split of rate 2 units by distribution time band
166 | RED
167 | Domestic Two Rate | bar: 2015/16 to 2021/22
168 | Small Non Domestic Two Rate | 1.656e-06% | 0% | 0% | 0% | 0% | 0% | 0%
169 | LV Medium Non-Domestic | bar: 2015/16 to 2021/22
170 | LV Sub Medium Non-Domestic | bar: 2015/16 to 2021/22
171 | HV Medium Non-Domestic | bar: 2015/16 to 2021/22
172 | AMBER
173 | Domestic Two Rate | 3.483% | 2.97% | 2.97% | 2.97% | 2.97% | 2.97% | 2.97%
174 | Small Non Domestic Two Rate | 5.87% | 6.097% | 6.097% | 6.097% | 6.097% | 6.097% | 6.097%
175 | LV Medium Non-Domestic | 0.513% | 0.6029% | 0.6029% | 0.6029% | 0.6029% | 0.6029% | 0.6029%
176 | LV Sub Medium Non-Domestic | 0.3214% | 0.17% | 0.17% | 0.17% | 0.17% | 0.17% | 0.17%
177 | HV Medium Non-Domestic | 0.4226% | 0% | 0% | 0% | 0% | 0% | 0%
178 | GREEN
179 | Domestic Two Rate | 96.52% | 97.03% | 97.03% | 97.03% | 97.03% | 97.03% | 97.03%
180 | Small Non Domestic Two Rate | 94.13% | 93.9% | 93.9% | 93.9% | 93.9% | 93.9% | 93.9%
181 | LV Medium Non-Domestic | 99.49% | 99.4% | 99.4% | 99.4% | 99.4% | 99.4% | 99.4%
182 | LV Sub Medium Non-Domestic | 99.68% | 99.83% | 99.83% | 99.83% | 99.83% | 99.83% | 99.83%
183 | HV Medium Non-Domestic | 99.58% | 100% | 100% | 100% | 100% | 100% | 100%
184 | 1064. Average split of rate 1 units by special distribution time band
185 | BLACK
186 | NHH UMS category A | 2.207% | 2.188% | 2.188% | 2.188% | 2.188% | 2.188% | 2.188%
187 | NHH UMS category B | 4.33% | 4.279% | 4.279% | 4.279% | 4.279% | 4.279% | 4.279%
188 | NHH UMS category C | 7.534% | 7.277% | 7.277% | 7.277% | 7.277% | 7.277% | 7.277%
189 | NHH UMS category D | 0.3359% | 0.2257% | 0.2257% | 0.2257% | 0.2257% | 0.2257% | 0.2257%
190 | YELLOW
191 | NHH UMS category A | 48.09% | 48.11% | 48.11% | 48.11% | 48.11% | 48.11% | 48.11%
192 | NHH UMS category B | 19.35% | 19.7% | 19.7% | 19.7% | 19.7% | 19.7% | 19.7%
193 | NHH UMS category C | 32.69% | 30.15% | 30.15% | 30.15% | 30.15% | 30.15% | 30.15%
194 | NHH UMS category D | 73.85% | 74.34% | 74.34% | 74.34% | 74.34% | 74.34% | 74.34%
195 | GREEN
196 | NHH UMS category A | 49.71% | 49.71% | 49.71% | 49.71% | 49.71% | 49.71% | 49.71%
197 | NHH UMS category B | 76.32% | 76.02% | 76.02% | 76.02% | 76.02% | 76.02% | 76.02%
198 | NHH UMS category C | 59.77% | 62.58% | 62.58% | 62.58% | 62.58% | 62.58% | 62.58%
199 | NHH UMS category D | 25.81% | 25.43% | 25.43% | 25.43% | 25.43% | 25.43% | 25.43%
200 | 1066. Typical annual hours by special distribution time band
201 | Black | 190 | 190 | 190 | 190 | 190 | 187.5 | 190
202 | Yellow | 4233 | 4218.5 | 4210 | 4210 | 4233 | 4221 | 4218.5
203 | Green | 4361 | 4351.5 | 4360 | 4360 | 4361 | 4351.5 | 4351.5
204 | 1068 Typical annual hours by distribution time band
205 | Red | 655 | 652.5 | 650 | 650 | 655 | 652.5 | 652.5
206 | Amber | 3768 | 3756 | 3750 | 3750 | 3768 | 3756 | 3756
207 | Green | 4361 | 4351.5 | 4360 | 4360 | 4361 | 4351.5 | 4351.5
208 | 1069 Peaking probabilities by network level
209 | RED
210 | GSPs | 62.88% | 56.76% | 56.76% | 56.76% | 56.76% | 56.76% | 56.76%
211 | 132kV | 62.17% | 64.3% | 64.3% | 64.3% | 64.3% | 64.3% | 64.3%
212 | 132kV/EHV | 62.17% | 64.3% | 64.3% | 64.3% | 64.3% | 64.3% | 64.3%
213 | EHV | 57.24% | 52.99% | 52.99% | 52.99% | 52.99% | 52.99% | 52.99%
214 | EHV/HV | 57.24% | 52.99% | 52.99% | 52.99% | 52.99% | 52.99% | 52.99%
215 | 132kV/HV | 62.17% | 64.3% | 64.3% | 64.3% | 64.3% | 64.3% | 64.3%
216 | HV | 57.24% | 52.99% | 52.99% | 52.99% | 52.99% | 52.99% | 52.99%
217 | HV/LV | 57.24% | 52.99% | 52.99% | 52.99% | 52.99% | 52.99% | 52.99%
218 | LV circuits | 57.24% | 52.99% | 52.99% | 52.99% | 52.99% | 52.99% | 52.99%
219 | AMBER
220 | GSPs | 36.48% | 42.87% | 42.87% | 42.87% | 42.87% | 42.87% | 42.87%
221 | 132kV | 30.28% | 29.68% | 29.68% | 29.68% | 29.68% | 29.68% | 29.68%
222 | 132kV/EHV | 30.28% | 29.68% | 29.68% | 29.68% | 29.68% | 29.68% | 29.68%
223 | EHV | 37.2% | 38.96% | 38.96% | 38.96% | 38.96% | 38.96% | 38.96%
224 | EHV/HV | 37.2% | 38.96% | 38.96% | 38.96% | 38.96% | 38.96% | 38.96%
225 | 132kV/HV | 30.28% | 29.68% | 29.68% | 29.68% | 29.68% | 29.68% | 29.68%
226 | HV | 37.2% | 38.96% | 38.96% | 38.96% | 38.96% | 38.96% | 38.96%
227 | HV/LV | 37.2% | 38.96% | 38.96% | 38.96% | 38.96% | 38.96% | 38.96%
228 | LV circuits | 37.2% | 38.96% | 38.96% | 38.96% | 38.96% | 38.96% | 38.96%
229 | GREEN
230 | GSPs | 0.6384% | 0.3696% | 0.3696% | 0.3696% | 0.3696% | 0.3696% | 0.3696%
231 | 132kV | 7.548% | 6.029% | 6.029% | 6.029% | 6.029% | 6.029% | 6.029%
232 | 132kV/EHV | 7.548% | 6.029% | 6.029% | 6.029% | 6.029% | 6.029% | 6.029%
233 | EHV | 5.566% | 8.043% | 8.043% | 8.043% | 8.043% | 8.043% | 8.043%
234 | EHV/HV | 5.566% | 8.043% | 8.043% | 8.043% | 8.043% | 8.043% | 8.043%
235 | 132kV/HV | 7.548% | 6.029% | 6.029% | 6.029% | 6.029% | 6.029% | 6.029%
236 | HV | 5.566% | 8.043% | 8.043% | 8.043% | 8.043% | 8.043% | 8.043%
237 | HV/LV | 5.566% | 8.043% | 8.043% | 8.043% | 8.043% | 8.043% | 8.043%
238 | LV circuits | 5.566% | 8.043% | 8.043% | 8.043% | 8.043% | 8.043% | 8.043%
239 | BLACK
240 | GSPs | 39.57% | 37.57% | 37.57% | 37.57% | 37.57% | 37.57% | 37.57%
241 | 132kV | 56.6% | 58.16% | 58.16% | 58.16% | 58.16% | 58.16% | 58.16%
242 | 132kV/EHV | 56.6% | 58.16% | 58.16% | 58.16% | 58.16% | 58.16% | 58.16%
243 | EHV | 52.69% | 48.25% | 48.25% | 48.25% | 48.25% | 48.25% | 48.25%
244 | EHV/HV | 52.69% | 48.25% | 48.25% | 48.25% | 48.25% | 48.25% | 48.25%
245 | 132kV/HV | 56.6% | 58.16% | 58.16% | 58.16% | 58.16% | 58.16% | 58.16%
246 | HV | 52.69% | 48.25% | 48.25% | 48.25% | 48.25% | 48.25% | 48.25%
247 | HV/LV | 52.69% | 48.25% | 48.25% | 48.25% | 48.25% | 48.25% | 48.25%
248 | LV circuits | 52.69% | 48.25% | 48.25% | 48.25% | 48.25% | 48.25% | 48.25%
249 | 1092 Average kVAr by kVA, by network level
250 | GSPs | 0.2749 | 0.2749 | 0.2749 | 0.2749 | 0.2749 | 0.2749 | 0.2749
251 | 132kV | 0.2749 | 0.2749 | 0.2749 | 0.2749 | 0.2749 | 0.2749 | 0.2749
252 | 132kV/EHV | 0.2749 | 0.2749 | 0.2749 | 0.2749 | 0.2749 | 0.2749 | 0.2749
253 | EHV | 0.2749 | 0.2749 | 0.2749 | 0.2749 | 0.2749 | 0.2749 | 0.2749
254 | EHV/HV | 0.2749 | 0.2749 | 0.2749 | 0.2749 | 0.2749 | 0.2749 | 0.2749
255 | 132kV/HV | 0.2749 | 0.2749 | 0.2749 | 0.2749 | 0.2749 | 0.2749 | 0.2749
256 | HV | 0.2749 | 0.2749 | 0.2749 | 0.2749 | 0.2749 | 0.2749 | 0.2749
257 | HV/LV | 0.2749 | 0.2749 | 0.2749 | 0.2749 | 0.2749 | 0.2749 | 0.2749
258 | LV circuits | 0.2749 | 0.2749 | 0.2749 | 0.2749 | 0.2749 | 0.2749 | 0.2749

## Table 1
Schedule 15 table 1
Company Name: WPD South Wales
Date:
Description | Licence Term | CRC | [7 empty] | Assumptions
Regulatory Year |  |  | t-2 | t-1 | t | t+1 | t+2 | t+3 | t+4
Regulatory Year |  |  | 2015/16 | 2016/17 | 2017/18 | 2018/19 | 2019/20 | 2020/21 | 2021/22
Base Demand Before Inflation (A1) | PUt | CRC3 | 198.7 | 203.5347 | 202.2136 | 206.9499 | 207.1931 | 206.48 | 208.5334
RPI Effective % (A2) | PIADt | CRC3 | 1.082 | 1.087 | 1.121 | 1.1532 | 1.1893 | 1.2234 | 1.2617
Merger adjustment (A3) | MGt | CRC3
Base Demand Revenue (A): [A = A1 * A2 - A3] | BRt | CRC3 | 214.9934 | 221.2422 | 226.6815 | 238.6543 | 246.4083 | 252.6134 | 263.1056 | A = A1 * A2 - A3
Pass-Through Business Rates (B1) | RBt | CRC4 | 0 | 0 | 0.039247 | -0.091277 | -0.1552 | -0.11763 | -0.15251
Pass-Through Licence Fees (B2) | LFt | CRC4 | 0 | 0 | 0.18593 | 0.1997 | 0.20441 | 0.21077 | 0.21542
Pass-Through Transmission Exit (B3) | TBt | CRC4 | 0 | 0 | 3.5452 | 2.1361 | 2.1815 | 2.3059 | 2.3515
Price Control Reopener (B4) | UNCt | CRC4 | 0 | 0 | -0.020515 | 0 | 0 | 0 | 0
Pass-Through Others (B5) | MPTt, HBt, IEDt | CRC4 | 0 | 0 | 0.088667 | 0 | 0 | 0 | 0
Allowed Pass-Through Items (B): [B = B1 + B2 + B3 +B4 + B5] | PTt | CRC3 | 0 | 0 | 3.8385 | 2.2445 | 2.2307 | 2.399 | 2.4145 | B = B1 + B2 + B3 +B4 + B5
Losses Incentive (C1) | UILt | CRC7 | 0 | 0 | 0 | 0 | 0 | 0 | 0
| PCOLt | CRC7 | 0 | 0 | 0 | 0 | 0 | 0 | 0
| -COLt | CRC7 | 0 | 0 | 0 | 0 | 0 | 0 | 0
| PPLt | CRC7 | -6.5175 | -1.3696 | 0 | 0 | 0 | 0 | 0
Quality of service incentive adjustment (C2) | IQt | CRC8 | 6.3769 | 6.3763 | 3.6607 | 3.7103 | 3.7063 | 3.7737 | 3.7564
Transmission connection point charges incentive adjustment (C3) | ITt | CRC9 | 0 | 0 | 0 | 0 | 0 | 0 | 0
Innovation funding incentive adjustment (C4) | IFIt | CRC10 | 0.61965 | 1.1062 | 1.1334 | 1.1933 | 1.232 | 1.2631 | 1.3155
Incentive revenue for Distributed Generation (C5) | IGt | CRC11 | 0 | 0 | 0 | 0 | 0 | 0 | 0
Connection Guaranteed Standards Systems & Processes penalty (C6) | CGSRAt,CGSSPt & AUMt | CRC12 | 0 | 0 | 0 | 0 | 0 | 0 | 0
Low Carbon Networks Fund (C7) | LCN1t | CRC13 | 0 | 0 | 0 | 0 | 0 | 0 | 0
| LCN2t | CRC13 | 0.77248 | 0.25182 | 0.25182 | 0 | 0 | 0 | 0
| LCN3t | CRC13 | 0 | 0 | 0 | 0 | 0 | 0 | 0
Incentive Revenue and Other Adjustments (C): [C = C1 + C2 + C3 + C4 + C5 + C6 + C7] |  |  | 1.2515 | 6.3648 | 5.046 | 4.9036 | 4.9383 | 5.0368 | 5.072 | C = C1 + C2 + C3 + C4 + C5 + C6 + C7
Correction Factor (D) | -Kt | CRC3 | 0 | 11.3554 | 0.66939 | 0.001196 | 0.0038931 | -0.00021328 | -0.00042067
Tax Trigger Mechanism Adjustment (E) | CTRAt | CRC3 | 0 | 0 | 0 | 0 | 0 | 0 | 0
Total allowed Revenue (F): [F= A + B + C + D + E] | ARt |  | 216.2449 | 238.9624 | 236.2353 | 245.8036 | 253.5813 | 260.049 | 270.5916 | F= A + B + C + D + E
Other 1. Excluded services - Top-up, standby, and enhanced system security (G1) | ES4 | CRC15 | 0 | 0 | 0 | 0 | 0 | 0 | 0
Other 2. Excluded services - Revenue protection services (G2) | ES5 | CRC15 | 0 | 0 | 0 | 0 | 0 | 0 | 0
Other 3. Excluded services - Miscellaneous (G3) | ES7 | CRC15 | 0 | 0 | 0 | 0 | 0 | 0 | 0
Other 4. - blank or if required please provide description (G4) |  |  |  | 0 | 0 | 0 | 0 | 0 | 0
Other 5. - blank or if required please provide description (G5) |  |  | 0 | 0 | 0 | 0 | 0 | 0 | 0
Total Other Revenue to be recovered by Use of System Charges (G): [G = G1 + G2 + G3 + G4 +G5] |  |  | 0 | 0 | 0 | 0 | 0 | 0 | 0 | G = G1 + G2 + G3 + G4 +G5
Total Revenue for Use of System Charges (H): [H =F + G] |  |  | 216.2449 | 238.9624 | 236.2353 | 245.8036 | 253.5813 | 260.049 | 270.5916 | H = F + G
1. Revenue raised outside CDCM - EDCM and interconnector charges (I1) |  |  | 11.7762 | 13.2084 | 13.9933 | 14.5601 | 15.0208 | 15.4039 | 16.0284
2. Revenue raised outside CDCM - Voluntary under-recovery (I2) |  |  | 0 | 0 | 0 | 0 | 0 | 0 | 0
3. Revenue raised outside CDCM - blank or if required please provide description (I3) |  |  |  | 5.3914 | 0 | 0 | 0 | 0 | 0
4. Revenue raised outside CDCM - blank or if required please provide description (I4) |  |  | 0 | 0 | 0 | 0 | 0 | 0 | 0
Total Revenue to be raised outside the CDCM (I): [I = I1 + I2 + I3 + I4] |  |  | 11.7762 | 18.5998 | 13.9933 | 14.5601 | 15.0208 | 15.4039 | 16.0284 | I = I1 + I2 + I3 + I4
Latest forecast of CDCM Collected Revenue (J): [J = H - I] |  |  | 204.4687 | 220.3626 | 222.242 | 231.2435 | 238.5605 | 244.6451 | 254.5632 | J = H - I
CDCM Revenue Used in Charging Model |  |  | 204.58 | 220.3626 | 222.242 | 231.2435 | 238.5605 | 244.6451 | 254.5632
Final Collected Revenue Forecast (K) |  |  | 215.6015 | 238.9612 | 236.2316 | 245.8038 | 253.5817 | 260.0494 | 270.5922
Forecast Over / (Under) Recovery [being (K - G - F + I2] |  |  | -0.6434 | -0.0011496 | -0.0037419 | 0.000205 | 0.00040434 | 0.00041743 | 0.00062075 | being K - G - F + I2
Forecast overall percentage change to Allowed Revenue (L) |  |  | #DIV/0! | 10.51% | -1.141% | 4.05% | 3.164% | 2.551% | 4.054% | Ft / Ft-1
Overall % change to Use of System Charges effective 1st April of Regulatory Year to balance (M) |  |  | #DIV/0! | 10.83% | -1.142% | 4.052% | 3.164% | 2.551% | 4.054%

## Smoothed Input Details
DNO | WPD South Wales
Charges for (year Y) | 2017/18
Year charges are set (year Y-1) | 2016/17
Year to which input data relates
Year Y-2
Year Y - 3
Year Y - 4
1041 - load profile for demand users - coincidence factors
Charges for year Y are set in Y-1 using historical data for the previous three years
| Y - 4 | Y - 3 | Y - 2 | Information to be used calculating tariffs in year t
Domestic Unrestricted | 0.87135 | 0.87313 | 0.90652 | 0.88367
Domestic Two Rate | 0.3011 | 0.30717 | 0.33988 | 0.31605
Domestic Off Peak (related MPAN)
Small Non Domestic Unrestricted | 0.62266 | 0.61718 | 0.57455 | 0.6048
Small Non Domestic Two Rate | 0.75734 | 0.74776 | 0.72709 | 0.74406
Small Non Domestic Off Peak (related MPAN)
LV Medium Non-Domestic | 0.77438 | 0.76368 | 0.70746 | 0.74851
LV Sub Medium Non-Domestic | 0.77438 | 0.76368 | 0.70746 | 0.74851
HV Medium Non-Domestic | 0.35049 | 0.60835 | 0.54498 | 0.50127
LV Network Domestic | 0.83907 | 0.84109 | 0.87443 | 0.85153
LV Network Non-Domestic Non-CT | 0.64608 | 0.63989 | 0.60108 | 0.62901
LV HH Metered | 0.73904 | 0.78561 | 0.7562 | 0.76028
LV Sub HH Metered | 0.73904 | 0.78561 | 0.7562 | 0.76028
HV HH Metered | 0.82012 | 0.86431 | 0.84069 | 0.8417
NHH UMS category A | 1 | 1 | 1 | 1
NHH UMS category B | 0.98165 | 1 | 0.9485 | 0.97672
NHH UMS category C | 0.35972 | 0.89178 | 0.34783 | 0.53311
NHH UMS category D | 0 | 0 | 0 | 0
LV UMS (Pseudo HH Metered) | 0.95735 | 0.98083 | 0.9578 | 0.96533
1041 - load profile for demand users - load factors
Charges for year Y are set in Y-1 using historical data for the previous three years
| Y - 4 | Y - 3 | Y - 2 | Information to be used calculating tariffs in year t
Domestic Unrestricted | 0.43919 | 0.45148 | 0.44161 | 0.44409
Domestic Two Rate | 0.25318 | 0.27371 | 0.26838 | 0.26509
Domestic Off Peak (related MPAN) | 0.18129 | 0.18276 | 0.19507 | 0.18637
Small Non Domestic Unrestricted | 0.40859 | 0.41993 | 0.42462 | 0.41772
Small Non Domestic Two Rate | 0.5608 | 0.58073 | 0.57694 | 0.57282
Small Non Domestic Off Peak (related MPAN) | 0.1991 | 0.20892 | 0.19165 | 0.19989
LV Medium Non-Domestic | 0.55068 | 0.54387 | 0.552 | 0.54885
LV Sub Medium Non-Domestic | 0.55068 | 0.54387 | 0.552 | 0.54885
HV Medium Non-Domestic | 0.23845 | 0.43981 | 0.39067 | 0.35631
LV Network Domestic | 0.42842 | 0.44116 | 0.43157 | 0.43372
LV Network Non-Domestic Non-CT | 0.43418 | 0.447 | 0.45014 | 0.44377
LV HH Metered | 0.58883 | 0.5945 | 0.5863 | 0.58987
LV Sub HH Metered | 0.58883 | 0.5945 | 0.5863 | 0.58987
HV HH Metered | 0.73391 | 0.73928 | 0.74078 | 0.73799
NHH UMS category A | 1 | 1 | 1 | 1
NHH UMS category B | 0.47269 | 0.47269 | 0.48018 | 0.47519
NHH UMS category C | 0.24123 | 0.24123 | 0.24979 | 0.24408
NHH UMS category D | 0.51552 | 0.51552 | 0.51552 | 0.51552
LV UMS (Pseudo HH Metered) | 0.47295 | 0.46318 | 0.46542 | 0.46718
1061 - Average split of rate 1 units by distribution time band
Charges for year Y are set in Y-1 using historical data for the previous three years
| Y - 4 |  |  | Y - 3 |  |  | Y - 2 |  |  | Information to be used calculating tariffs in year t
| Red | Amber | Green | Red | Amber | Green | Red | Amber | Green | Red | Amber | Green
Domestic Unrestricted | 0.11287 | 0.50374 | 0.38339 | 0.1128 | 0.50427 | 0.38293 | 0.11237 | 0.50295 | 0.38469 | 0.11268 | 0.50365 | 0.38367
Domestic Two Rate | 0.13155 | 0.57901 | 0.28944 | 0.13289 | 0.58076 | 0.28635 | 0.13336 | 0.58676 | 0.27989 | 0.1326 | 0.58217 | 0.28523
Domestic Off Peak (related MPAN) | 8.5128e-07 | 0.17287 | 0.82713 | 0 | 0.17085 | 0.82915 | 6.0756e-06 | 0.16763 | 0.83236 | 2.309e-06 | 0.17045 | 0.82955
Small Non Domestic Unrestricted | 0.070568 | 0.58345 | 0.34598 | 0.071226 | 0.58314 | 0.34564 | 0.072085 | 0.57849 | 0.34943 | 0.071293 | 0.58169 | 0.34702
Small Non Domestic Two Rate | 0.09864 | 0.66334 | 0.23802 | 0.098854 | 0.66459 | 0.23656 | 0.10049 | 0.66477 | 0.23474 | 0.099328 | 0.66423 | 0.23644
Small Non Domestic Off Peak (related MPAN) | 8.8888e-05 | 0.17076 | 0.82916 | 0.00018021 | 0.17617 | 0.82365 | 0.00017948 | 0.17964 | 0.82018 | 0.00014953 | 0.17552 | 0.82433
LV Medium Non-Domestic | 0.1032 | 0.67588 | 0.22092 | 0.10431 | 0.67513 | 0.22056 | 0.1046 | 0.67418 | 0.22122 | 0.10404 | 0.67506 | 0.2209
LV Sub Medium Non-Domestic | 0.1032 | 0.67588 | 0.22092 | 0.098287 | 0.69176 | 0.20995 | 0.099888 | 0.68704 | 0.21307 | 0.10046 | 0.68489 | 0.21465
HV Medium Non-Domestic | 0.098226 | 0.69483 | 0.20695 | 0.098264 | 0.69534 | 0.20639 | 0.099944 | 0.69282 | 0.20723 | 0.098812 | 0.69433 | 0.20686
1062 - Average split of rate 2 units by distribution time band
Charges for year Y are set in Y-1 using historical data for the previous three years
| Y - 4 |  |  | Y - 3 |  |  | Y - 2 |  |  | Information to be used calculating tariffs in year t
| Red | Amber | Green | Red | Amber | Green | Red | Amber | Green | Red | Amber | Green
Domestic Two Rate | 0 | 0.027785 | 0.97221 | 0 | 0.030593 | 0.96941 | 0 | 0.030721 | 0.96928 | 0 | 0.0297 | 0.9703
Small Non Domestic Two Rate | 0 | 0.058505 | 0.94149 | 0 | 0.061448 | 0.93855 | 0 | 0.062954 | 0.93705 | 0 | 0.060969 | 0.93903
LV Medium Non-Domestic | 0 | 0.0050994 | 0.9949 | 0 | 0.00575 | 0.99425 | 0 | 0.0072386 | 0.99276 | 0 | 0.0060293 | 0.99397
LV Sub Medium Non-Domestic | 0 | 0.0050994 | 0.9949 | 0 | 0 | 1 | 0 | 0 | 1 | 0 | 0.0016998 | 0.9983
HV Medium Non-Domestic | 0 | 0 | 1 | 0 | 0 | 1 | 0 | 0 | 1 | 0 | 0 | 1
1064. Average split of rate 1 units by special distribution time band
| Y - 4 |  |  | Y - 3 |  |  | Y - 2 |  |  | Information to be used calculating tariffs in year t
| Red | Amber | Green | Red | Amber | Green | Red | Amber | Green | Red | Amber | Green
NHH UMS category A | 0.02226 | 0.48002 | 0.49772 | 0.021975 | 0.48128 | 0.49675 | 0.021404 | 0.48185 | 0.49675 | 0.02188 | 0.48105 | 0.49707
NHH UMS category B | 0.043879 | 0.19402 | 0.7621 | 0.043205 | 0.19489 | 0.76191 | 0.041299 | 0.20199 | 0.75672 | 0.042794 | 0.19696 | 0.76024
NHH UMS category C | 0.072657 | 0.29536 | 0.63199 | 0.071498 | 0.29692 | 0.63158 | 0.074166 | 0.31212 | 0.61371 | 0.072774 | 0.30147 | 0.62576
NHH UMS category D | 0.0022693 | 0.74223 | 0.2555 | 0.0023229 | 0.74389 | 0.25378 | 0.0021779 | 0.74409 | 0.25373 | 0.0022567 | 0.7434 | 0.25434
1069 - Peaking probabilities by network level
Charges for year Y are set in Y-1 using historical data for the previous three years
| Y - 4 |  |  | Y - 3 |  |  | Y - 2 |  |  | Information to be used calculating tariffs in year t
| Red | Amber | Green | Red | Amber | Green | Red | Amber | Green | Red | Amber | Green
GSPs | 0.49248 | 0.49767 | 0.0098534 | 0.69341 | 0.30659 | 0 | 0.51699 | 0.48178 | 0.0012333 | 0.56762 | 0.42868 | 0.0036956
132kV | 0.65385 | 0.26432 | 0.081831 | 0.62238 | 0.31329 | 0.064335 | 0.65264 | 0.31267 | 0.034692 | 0.64296 | 0.29676 | 0.060286
132kV/EHV | 0.65385 | 0.26432 | 0.081831 | 0.62238 | 0.31329 | 0.064335 | 0.65264 | 0.31267 | 0.034692 | 0.64296 | 0.29676 | 0.060286
EHV | 0.58671 | 0.37128 | 0.042007 | 0.51347 | 0.4352 | 0.051324 | 0.48964 | 0.36241 | 0.14796 | 0.52994 | 0.38963 | 0.080429
EHV/HV | 0.58671 | 0.37128 | 0.042007 | 0.51347 | 0.4352 | 0.051324 | 0.48964 | 0.36241 | 0.14796 | 0.52994 | 0.38963 | 0.080429
132kV/HV | 0.65385 | 0.26432 | 0.081831 | 0.62238 | 0.31329 | 0.064335 | 0.65264 | 0.31267 | 0.034692 | 0.64296 | 0.29676 | 0.060286
HV | 0.58671 | 0.37128 | 0.042007 | 0.51347 | 0.4352 | 0.051324 | 0.48964 | 0.36241 | 0.14796 | 0.52994 | 0.38963 | 0.080429
HV/LV | 0.58671 | 0.37128 | 0.042007 | 0.51347 | 0.4352 | 0.051324 | 0.48964 | 0.36241 | 0.14796 | 0.52994 | 0.38963 | 0.080429
LV circuits | 0.58671 | 0.37128 | 0.042007 | 0.51347 | 0.4352 | 0.051324 | 0.48964 | 0.36241 | 0.14796 | 0.52994 | 0.38963 | 0.080429

## Mat of App
1025. Matrix of applicability of LV service models to tariffs with fixed charges
| 2017/18 | [7 empty] | 2018/19 | [7 empty] | 2019/20 | [7 empty] | 2020/21 | [7 empty] | 2021/22
| LV service model 1 | LV service model 2 | LV service model 3 | LV service model 4 | LV service model 5 | LV service model 6 | LV service model 7 | LV service model 8 | LV service model 1 | LV service model 2 | LV service model 3 | LV service model 4 | LV service model 5 | LV service model 6 | LV service model 7 | LV service model 8 | LV service model 1 | LV service model 2 | LV service model 3 | LV service model 4 | LV service model 5 | LV service model 6 | LV service model 7 | LV service model 8 | LV service model 1 | LV service model 2 | LV service model 3 | LV service model 4 | LV service model 5 | LV service model 6 | LV service model 7 | LV service model 8 | LV service model 1 | LV service model 2 | LV service model 3 | LV service model 4 | LV service model 5 | LV service model 6 | LV service model 7 | LV service model 8
Domestic Unrestricted | 5% | 0% | 0% | 0% | 0% | 0% | 0% | 0% | 5% | 0% | 0% | 0% | 0% | 0% | 0% | 0% | 5% | 0% | 0% | 0% | 0% | 0% | 0% | 0% | 5% | 0% | 0% | 0% | 0% | 0% | 0% | 0% | 5% | 0% | 0% | 0% | 0% | 0% | 0% | 0%
Domestic Two Rate | 5% | 0% | 0% | 0% | 0% | 0% | 0% | 0% | 5% | 0% | 0% | 0% | 0% | 0% | 0% | 0% | 5% | 0% | 0% | 0% | 0% | 0% | 0% | 0% | 5% | 0% | 0% | 0% | 0% | 0% | 0% | 0% | 5% | 0% | 0% | 0% | 0% | 0% | 0% | 0%
Small Non Domestic Unrestricted | 0% | 100% | 0% | 0% | 0% | 0% | 0% | 0% | 0% | 100% | 0% | 0% | 0% | 0% | 0% | 0% | 0% | 100% | 0% | 0% | 0% | 0% | 0% | 0% | 0% | 100% | 0% | 0% | 0% | 0% | 0% | 0% | 0% | 100% | 0% | 0% | 0% | 0% | 0% | 0%
Small Non Domestic Two Rate | 0% | 100% | 0% | 0% | 0% | 0% | 0% | 0% | 0% | 100% | 0% | 0% | 0% | 0% | 0% | 0% | 0% | 100% | 0% | 0% | 0% | 0% | 0% | 0% | 0% | 100% | 0% | 0% | 0% | 0% | 0% | 0% | 0% | 100% | 0% | 0% | 0% | 0% | 0% | 0%
LV Medium Non-Domestic | 0% | 0% | 100% | 0% | 0% | 0% | 0% | 0% | 0% | 0% | 100% | 0% | 0% | 0% | 0% | 0% | 0% | 0% | 100% | 0% | 0% | 0% | 0% | 0% | 0% | 0% | 100% | 0% | 0% | 0% | 0% | 0% | 0% | 0% | 100% | 0% | 0% | 0% | 0% | 0%
LV Sub Medium Non-Domestic | 0% | 0% | 0% | 100% | 0% | 0% | 0% | 0% | 0% | 0% | 0% | 100% | 0% | 0% | 0% | 0% | 0% | 0% | 0% | 100% | 0% | 0% | 0% | 0% | 0% | 0% | 0% | 100% | 0% | 0% | 0% | 0% | 0% | 0% | 0% | 100% | 0% | 0% | 0% | 0%
LV Network Domestic | 5% | [7 empty] | 5% | 0% | 0% | 0% | 0% | 0% | 0% | 0% | 5% | 0% | 0% | 0% | 0% | 0% | 0% | 0% | 5% | 0% | 0% | 0% | 0% | 0% | 0% | 0% | 5% | 0% | 0% | 0% | 0% | 0% | 0% | 0%
LV Network Non-Domestic Non-CT |  | 100% | [6 empty] | 0% | 100% | 0% | 0% | 0% | 0% | 0% | 0% | 0% | 100% | 0% | 0% | 0% | 0% | 0% | 0% | 0% | 100% | 0% | 0% | 0% | 0% | 0% | 0% | 0% | 100% | 0% | 0% | 0% | 0% | 0% | 0%
LV HH Metered | 0% | 0% | 0% | 0% | 100% | 0% | 0% | 0% | 0% | 0% | 0% | 0% | 100% | 0% | 0% | 0% | 0% | 0% | 0% | 0% | 100% | 0% | 0% | 0% | 0% | 0% | 0% | 0% | 100% | 0% | 0% | 0% | 0% | 0% | 0% | 0% | 100% | 0% | 0% | 0%
LV Sub HH Metered | 0% | 0% | 0% | 0% | 0% | 100% | 0% | 0% | 0% | 0% | 0% | 0% | 0% | 100% | 0% | 0% | 0% | 0% | 0% | 0% | 0% | 100% | 0% | 0% | 0% | 0% | 0% | 0% | 0% | 100% | 0% | 0% | 0% | 0% | 0% | 0% | 0% | 100% | 0% | 0%
LV Generation NHH or Aggregate HH | 0% | 0% | 0% | 0% | 0% | 0% | 100% | 0% | 0% | 0% | 0% | 0% | 0% | 0% | 100% | 0% | 0% | 0% | 0% | 0% | 0% | 0% | 100% | 0% | 0% | 0% | 0% | 0% | 0% | 0% | 100% | 0% | 0% | 0% | 0% | 0% | 0% | 0% | 100% | 0%
LV Sub Generation NHH | 0% | 0% | 0% | 0% | 0% | 0% | 100% | 0% | 0% | 0% | 0% | 0% | 0% | 0% | 100% | 0% | 0% | 0% | 0% | 0% | 0% | 0% | 100% | 0% | 0% | 0% | 0% | 0% | 0% | 0% | 100% | 0% | 0% | 0% | 0% | 0% | 0% | 0% | 100% | 0%
LV Generation Intermittent | 0% | 0% | 0% | 0% | 0% | 0% | 100% | 0% | 0% | 0% | 0% | 0% | 0% | 0% | 100% | 0% | 0% | 0% | 0% | 0% | 0% | 0% | 100% | 0% | 0% | 0% | 0% | 0% | 0% | 0% | 100% | 0% | 0% | 0% | 0% | 0% | 0% | 0% | 100% | 0%
LV Generation Non-Intermittent | 0% | 0% | 0% | 0% | 0% | 0% | 0% | 0% | 0% | 0% | 0% | 0% | 0% | 0% | 0% | 0% | 0% | 0% | 0% | 0% | 0% | 0% | 0% | 0% | 0% | 0% | 0% | 0% | 0% | 0% | 0% | 0% | 0% | 0% | 0% | 0% | 0% | 0% | 0% | 0%
LV Sub Generation Intermittent | 0% | 0% | 0% | 0% | 0% | 0% | 0% | 0% | 0% | 0% | 0% | 0% | 0% | 0% | 0% | 0% | 0% | 0% | 0% | 0% | 0% | 0% | 0% | 0% | 0% | 0% | 0% | 0% | 0% | 0% | 0% | 0% | 0% | 0% | 0% | 0% | 0% | 0% | 0% | 0%
LV Sub Generation Non-Intermittent | 0% | 0% | 0% | 0% | 0% | 0% | 0% | 0% | 0% | 0% | 0% | 0% | 0% | 0% | 0% | 0% | 0% | 0% | 0% | 0% | 0% | 0% | 0% | 0% | 0% | 0% | 0% | 0% | 0% | 0% | 0% | 0% | 0% | 0% | 0% | 0% | 0% | 0% | 0% | 0%
1026. Matrix of applicability of LV service models to unmetered tariffs
Source: service models
Proportion of service model involved in connecting load of 1 MWh/year | 2017/18 | [7 empty] | 2018/19 | [7 empty] | 2019/20 | [7 empty] | 2020/21 | [7 empty] | 2021/22
| LV service model 1 | LV service model 2 | LV service model 3 | LV service model 4 | LV service model 5 | LV service model 6 | LV service model 7 | LV service model 8 | LV service model 1 | LV service model 2 | LV service model 3 | LV service model 4 | LV service model 5 | LV service model 6 | LV service model 7 | LV service model 8 | LV service model 1 | LV service model 2 | LV service model 3 | LV service model 4 | LV service model 5 | LV service model 6 | LV service model 7 | LV service model 8 | LV service model 1 | LV service model 2 | LV service model 3 | LV service model 4 | LV service model 5 | LV service model 6 | LV service model 7 | LV service model 8 | LV service model 1 | LV service model 2 | LV service model 3 | LV service model 4 | LV service model 5 | LV service model 6 | LV service model 7 | LV service model 8
All LV unmetered tariffs | 0% | 0% | 0% | 0% | 0% | 0% | 0% | 48.8% | 0% | 0% | 0% | 0% | 0% | 0% | 0% | 48.8% | 0% | 0% | 0% | 0% | 0% | 0% | 0% | 48.8% | 0% | 0% | 0% | 0% | 0% | 0% | 0% | 48.8% | 0% | 0% | 0% | 0% | 0% | 0% | 0% | 48.8%
1028. Matrix of applicability of HV service models to tariffs with fixed charges
| 2017/18 |  |  |  |  | 2018/19 |  |  |  |  | 2019/20 |  |  |  |  | 2020/21 |  |  |  |  | 2021/22
| HV service model 1 | HV service model 2 | HV service model 3 | HV service model 4 | HV service model 5 | HV service model 1 | HV service model 2 | HV service model 3 | HV service model 4 | HV service model 5 | HV service model 1 | HV service model 2 | HV service model 3 | HV service model 4 | HV service model 5 | HV service model 1 | HV service model 2 | HV service model 3 | HV service model 4 | HV service model 5 | HV service model 1 | HV service model 2 | HV service model 3 | HV service model 4 | HV service model 5
HV Medium Non-Domestic | 100% |  |  |  |  | 100% | 0% | 0% | 0% | 0% | 100% | 0% | 0% | 0% | 0% | 100% | 0% | 0% | 0% | 0% | 100% | 0% | 0% | 0% | 0%
HV HH Metered | 100% |  |  |  |  | 100% | 0% | 0% | 0% | 0% | 100% | 0% | 0% | 0% | 0% | 100% | 0% | 0% | 0% | 0% | 100% | 0% | 0% | 0% | 0%
HV Generation Intermittent |  | 100% |  |  |  | 0% | 100% | 0% | 0% | 0% | 0% | 100% | 0% | 0% | 0% | 0% | 100% | 0% | 0% | 0% | 0% | 100% | 0% | 0% | 0%
HV Generation Non-Intermittent |  | 100% |  |  |  | 0% | 100% | 0% | 0% | 0% | 0% | 100% | 0% | 0% | 0% | 0% | 100% | 0% | 0% | 0% | 0% | 100% | 0% | 0% | 0%

## CDCM Volume Forecasts
Growth Rates (%)
[6 empty] | VOLUME - RED BAND |  |  |  |  | VOLUME - AMBER BAND |  |  |  | VOLUME - GREEN BAND |  |  |  | CUSTOMER NUMBERS |  |  |  | IMPORT CAPACITY |  |  |  | REACTIVE POWER
[6 empty] | Y | Y + 1 | Y + 2 | Y + 3 | Y + 4 | Y + 1 | Y + 2 | Y + 3 | Y + 4 | Y + 1 | Y + 2 | Y + 3 | Y + 4 | Y + 1 | Y + 2 | Y + 3 | Y + 4 | Y + 1 | Y + 2 | Y + 3 | Y + 4 | Y + 1 | Y + 2 | Y + 3 | Y + 4
|  |  |  | Customer Category | Description | 2017/18 | 2018/19 | 2019/20 | 2020/21 | 2021/22 | 2018/19 | 2019/20 | 2020/21 | 2021/22 | 2018/19 | 2019/20 | 2020/21 | 2021/22 | 2018/19 | 2019/20 | 2020/21 | 2021/22 | 2018/19 | 2019/20 | 2020/21 | 2021/22 | 2018/19 | 2019/20 | 2020/21 | 2021/22 | Assumptions
|  |  |  | 1 | Aggregated demand
|  |  |  | 2 | Site-specific demand
|  |  |  | 3 | Not used
|  |  |  | 4 | Generation
|  |  |  | 5 | Not used
|  |  |  | 6 | Not used
|  |  |  | 7 | Not used
|  |  |  | 8 | Not used
|  |  |  | 9 | Not used
|  |  |  | 10 | Not used
|  |  |  | Summary Data | Year | 2017/18: 2017/18; Y + 1 2018/19: 2018/19; Y + 2 2019/20: 2019/20; Y + 3 2020/21: 2020/21; Y + 4 2021/22: 2021/22
[5 empty] | Total Volume | 2017/18: 8785572.563; Y + 1 2018/19: 8785572.563; Y + 2 2019/20: 8785572.563; Y + 3 2020/21: 8785572.563; Y + 4 2021/22: 8785572.563
[5 empty] | No. of MPANs | 2017/18: 1128993.0199; Y + 1 2018/19: 1128993.0199; Y + 2 2019/20: 1128993.0199; Y + 3 2020/21: 1128993.0199; Y + 4 2021/22: 1128993.0199
[5 empty] | Total Import Capacity | 2017/18: 1468094.8196; Y + 1 2018/19: 1468094.8196; Y + 2 2019/20: 1468094.8196; Y + 3 2020/21: 1468094.8196; Y + 4 2021/22: 1468094.8196
[5 empty] | Total Reactive | 2017/18: 261658.433; Y + 1 2018/19: 261658.433; Y + 2 2019/20: 261658.433; Y + 3 2020/21: 261658.433; Y + 4 2021/22: 261658.433
|  | 1053. Volume forecasts for the charging year: | 2017/18 - (Y) |  |  | Y + 3 2020/21: 2018/19 - (Y + 1); VOLUME - GREEN BAND Y + 1 2018/19: 2019/20 - (Y + 2); CUSTOMER NUMBERS Y + 3 2020/21: 2020/21 - (Y + 3); REACTIVE POWER Y + 1 2018/19: 2021/22 - (Y + 4)
| Customer Category | Tariff | Rate 1 units (MWh) | Rate 2 units (MWh) | Rate 3 units (MWh) | MPANs | Import capacity (kVA) | Reactive power units (MVArh) | Rate 1 units (MWh) | Rate 2 units (MWh) | Rate 3 units (MWh) | MPANs | Import capacity (kVA) | Reactive power units (MVArh) | Rate 1 units (MWh) | Rate 2 units (MWh) | Rate 3 units (MWh) | MPANs | Import capacity (kVA) | Reactive power units (MVArh) | Rate 1 units (MWh) | Rate 2 units (MWh) | Rate 3 units (MWh) | MPANs | Import capacity (kVA) | Reactive power units (MVArh) | Rate 1 units (MWh) | Rate 2 units (MWh) | Rate 3 units (MWh) | MPANs | Import capacity (kVA) | Reactive power units (MVArh)
1 |  | > Domestic Unrestricted
2 | 1 | Domestic Unrestricted | 3173111.1026 | 0 | 0 | 976783.7131 | 0 | 0 | 3173111.1026 | 0 | 0 | 976783.7131 | 0 | 0 | 3173111.1026 | 0 | 0 | 976783.7131 | 0 | 0 | 3173111.1026 | 0 | 0 | 976783.7131 | 0 | 0 | 3173111.1026 | 0 | 0 | 976783.7131 | 0 | 0
3 | 1 | LDNO LV: Domestic Unrestricted | 2892.3258 | 0 | 0 | 1019.4213 | 0 | 0 | 2892.3258 | 0 | 0 | 1019.4213 | 0 | 0 | 2892.3258 | 0 | 0 | 1019.4213 | 0 | 0 | 2892.3258 | 0 | 0 | 1019.4213 | 0 | 0 | 2892.3258 | 0 | 0 | 1019.4213 | 0 | 0
4 | 1 | LDNO HV: Domestic Unrestricted | 12015.5175 | 0 | 0 | 4637.3674 | 0 | 0 | 12015.5175 | 0 | 0 | 4637.3674 | 0 | 0 | 12015.5175 | 0 | 0 | 4637.3674 | 0 | 0 | 12015.5175 | 0 | 0 | 4637.3674 | 0 | 0 | 12015.5175 | 0 | 0 | 4637.3674 | 0 | 0
5 |  | > Domestic Two Rate
6 | 1 | Domestic Two Rate | 166747.7558 | 174486.3311 | 0 | 56792.8739 | 0 | 0 | 166747.7558 | 174486.3311 | 0 | 56792.8739 | 0 | 0 | 166747.7558 | 174486.3311 | 0 | 56792.8739 | 0 | 0 | 166747.7558 | 174486.3311 | 0 | 56792.8739 | 0 | 0 | 166747.7558 | 174486.3311 | 0 | 56792.8739 | 0 | 0
7 | 1 | LDNO LV: Domestic Two Rate | 61.3878 | 13.7231 | 0 | 26.3009 | 0 | 0 | 61.3878 | 13.7231 | 0 | 26.3009 | 0 | 0 | 61.3878 | 13.7231 | 0 | 26.3009 | 0 | 0 | 61.3878 | 13.7231 | 0 | 26.3009 | 0 | 0 | 61.3878 | 13.7231 | 0 | 26.3009 | 0 | 0
8 | 1 | LDNO HV: Domestic Two Rate | 105.2682 | 99.7534 | 0 | 72.5904 | 0 | 0 | 105.2682 | 99.7534 | 0 | 72.5904 | 0 | 0 | 105.2682 | 99.7534 | 0 | 72.5904 | 0 | 0 | 105.2682 | 99.7534 | 0 | 72.5904 | 0 | 0 | 105.2682 | 99.7534 | 0 | 72.5904 | 0 | 0
9 |  | > Domestic Off Peak (related MPAN)
10 | 1 | Domestic Off Peak (related MPAN) | 3470.0405 | 0 | 0 | 1037 | 0 | 0 | 3470.0405 | 0 | 0 | 1037 | 0 | 0 | 3470.0405 | 0 | 0 | 1037 | 0 | 0 | 3470.0405 | 0 | 0 | 1037 | 0 | 0 | 3470.0405 | 0 | 0 | 1037 | 0 | 0
11 | 1 | LDNO LV: Domestic Off Peak (related MPAN) | 0 | 0 | 0 | 0 | 0 | 0 | 0 | 0 | 0 | 0 | 0 | 0 | 0 | 0 | 0 | 0 | 0 | 0 | 0 | 0 | 0 | 0 | 0 | 0 | 0 | 0 | 0 | 0 | 0 | 0
12 | 1 | LDNO HV: Domestic Off Peak (related MPAN) | 0 | 0 | 0 | 0 | 0 | 0 | 0 | 0 | 0 | 0 | 0 | 0 | 0 | 0 | 0 | 0 | 0 | 0 | 0 | 0 | 0 | 0 | 0 | 0 | 0 | 0 | 0 | 0 | 0 | 0
13 |  | > Small Non Domestic Unrestricted
14 | 1 | Small Non Domestic Unrestricted | 809524.842 | 0 | 0 | 64127.2495 | 0 | 0 | 809524.842 | 0 | 0 | 64127.2495 | 0 | 0 | 809524.842 | 0 | 0 | 64127.2495 | 0 | 0 | 809524.842 | 0 | 0 | 64127.2495 | 0 | 0 | 809524.842 | 0 | 0 | 64127.2495 | 0 | 0
15 | 1 | LDNO LV: Small Non Domestic Unrestricted | 48.867 | 0 | 0 | 4.2081 | 0 | 0 | 48.867 | 0 | 0 | 4.2081 | 0 | 0 | 48.867 | 0 | 0 | 4.2081 | 0 | 0 | 48.867 | 0 | 0 | 4.2081 | 0 | 0 | 48.867 | 0 | 0 | 4.2081 | 0 | 0
16 | 1 | LDNO HV: Small Non Domestic Unrestricted | 3576.6661 | 0 | 0 | 129.4002 | 0 | 0 | 3576.6661 | 0 | 0 | 129.4002 | 0 | 0 | 3576.6661 | 0 | 0 | 129.4002 | 0 | 0 | 3576.6661 | 0 | 0 | 129.4002 | 0 | 0 | 3576.6661 | 0 | 0 | 129.4002 | 0 | 0
17 |  | > Small Non Domestic Two Rate
18 | 1 | Small Non Domestic Two Rate | 205885.8088 | 91634.2796 | 0 | 13544.1 | 0 | 0 | 205885.8088 | 91634.2796 | 0 | 13544.1 | 0 | 0 | 205885.8088 | 91634.2796 | 0 | 13544.1 | 0 | 0 | 205885.8088 | 91634.2796 | 0 | 13544.1 | 0 | 0 | 205885.8088 | 91634.2796 | 0 | 13544.1 | 0 | 0
19 | 1 | LDNO LV: Small Non Domestic Two Rate | 0 | 0 | 0 | 0 | 0 | 0 | 0 | 0 | 0 | 0 | 0 | 0 | 0 | 0 | 0 | 0 | 0 | 0 | 0 | 0 | 0 | 0 | 0 | 0 | 0 | 0 | 0 | 0 | 0 | 0
20 | 1 | LDNO HV: Small Non Domestic Two Rate | 971.2829 | 159.0422 | 0 | 9.4683 | 0 | 0 | 971.2829 | 159.0422 | 0 | 9.4683 | 0 | 0 | 971.2829 | 159.0422 | 0 | 9.4683 | 0 | 0 | 971.2829 | 159.0422 | 0 | 9.4683 | 0 | 0 | 971.2829 | 159.0422 | 0 | 9.4683 | 0 | 0
21 |  | > Small Non Domestic Off Peak (related MPAN) | [6 empty] | 0 | 0 | 0 | 0 | 0 | 0 | 0 | 0 | 0 | 0 | 0 | 0 | 0 | 0 | 0 | 0 | 0 | 0 | 0 | 0 | 0 | 0 | 0 | 0
22 | 1 | Small Non Domestic Off Peak (related MPAN) | 2151.0803 | 0 | 0 | 293 | 0 | 0 | 2151.0803 | 0 | 0 | 293 | 0 | 0 | 2151.0803 | 0 | 0 | 293 | 0 | 0 | 2151.0803 | 0 | 0 | 293 | 0 | 0 | 2151.0803 | 0 | 0 | 293 | 0 | 0
23 | 1 | LDNO LV: Small Non Domestic Off Peak (related MPAN) | 0 | 0 | 0 | 0 | 0 | 0 | 0 | 0 | 0 | 0 | 0 | 0 | 0 | 0 | 0 | 0 | 0 | 0 | 0 | 0 | 0 | 0 | 0 | 0 | 0 | 0 | 0 | 0 | 0 | 0
24 | 1 | LDNO HV: Small Non Domestic Off Peak (related MPAN) | 0 | 0 | 0 | 0 | 0 | 0 | 0 | 0 | 0 | 0 | 0 | 0 | 0 | 0 | 0 | 0 | 0 | 0 | 0 | 0 | 0 | 0 | 0 | 0 | 0 | 0 | 0 | 0 | 0 | 0
25 |  | > LV Medium Non-Domestic | [6 empty] | 0 | 0 | 0 | 0 | 0 | 0 | 0 | 0 | 0 | 0 | 0 | 0 | 0 | 0 | 0 | 0 | 0 | 0 | 0 | 0 | 0 | 0 | 0 | 0
26 | 1 | LV Medium Non-Domestic | 0 | 0 | 0 | 0 | 0 | 0 | 0 | 0 | 0 | 0 | 0 | 0 | 0 | 0 | 0 | 0 | 0 | 0 | 0 | 0 | 0 | 0 | 0 | 0 | 0 | 0 | 0 | 0 | 0 | 0
27 | 1 | LDNO LV: LV Medium Non-Domestic | 0 | 0 | 0 | 0 | 0 | 0 | 0 | 0 | 0 | 0 | 0 | 0 | 0 | 0 | 0 | 0 | 0 | 0 | 0 | 0 | 0 | 0 | 0 | 0 | 0 | 0 | 0 | 0 | 0 | 0
28 | 1 | LDNO HV: LV Medium Non-Domestic | 0 | 0 | 0 | 0 | 0 | 0 | 0 | 0 | 0 | 0 | 0 | 0 | 0 | 0 | 0 | 0 | 0 | 0 | 0 | 0 | 0 | 0 | 0 | 0 | 0 | 0 | 0 | 0 | 0 | 0
29 |  | > LV Sub Medium Non-Domestic | [6 empty] | 0 | 0 | 0 | 0 | 0 | 0 | 0 | 0 | 0 | 0 | 0 | 0 | 0 | 0 | 0 | 0 | 0 | 0 | 0 | 0 | 0 | 0 | 0 | 0
30 | 1 | LV Sub Medium Non-Domestic | 0 | 0 | 0 | 0 | 0 | 0 | 0 | 0 | 0 | 0 | 0 | 0 | 0 | 0 | 0 | 0 | 0 | 0 | 0 | 0 | 0 | 0 | 0 | 0 | 0 | 0 | 0 | 0 | 0 | 0
31 |  | > HV Medium Non-Domestic | [6 empty] | 0 | 0 | 0 | 0 | 0 | 0 | 0 | 0 | 0 | 0 | 0 | 0 | 0 | 0 | 0 | 0 | 0 | 0 | 0 | 0 | 0 | 0 | 0 | 0
32 | 1 | HV Medium Non-Domestic | 0 | 0 | 0 | 0 | 0 | 0 | 0 | 0 | 0 | 0 | 0 | 0 | 0 | 0 | 0 | 0 | 0 | 0 | 0 | 0 | 0 | 0 | 0 | 0 | 0 | 0 | 0 | 0 | 0 | 0
33 |  | > LV Network Domestic | [6 empty] | 0 | 0 | 0 | 0 | 0 | 0 | 0 | 0 | 0 | 0 | 0 | 0 | 0 | 0 | 0 | 0 | 0 | 0 | 0 | 0 | 0 | 0 | 0 | 0
34 | 1 | LV Network Domestic | 0 | 0 | 0 | 0 | 0 | 0 | 0 | 0 | 0 | 0 | 0 | 0 | 0 | 0 | 0 | 0 | 0 | 0 | 0 | 0 | 0 | 0 | 0 | 0 | 0 | 0 | 0 | 0 | 0 | 0
35 | 1 | LDNO LV: LV Network Domestic | 0 | 0 | 0 | 0 | 0 | 0 | 0 | 0 | 0 | 0 | 0 | 0 | 0 | 0 | 0 | 0 | 0 | 0 | 0 | 0 | 0 | 0 | 0 | 0 | 0 | 0 | 0 | 0 | 0 | 0
36 | 1 | LDNO HV: LV Network Domestic | 0 | 0 | 0 | 0 | 0 | 0 | 0 | 0 | 0 | 0 | 0 | 0 | 0 | 0 | 0 | 0 | 0 | 0 | 0 | 0 | 0 | 0 | 0 | 0 | 0 | 0 | 0 | 0 | 0 | 0
37 |  | > LV Network Non-Domestic Non-CT | [6 empty] | 0 | 0 | 0 | 0 | 0 | 0 | 0 | 0 | 0 | 0 | 0 | 0 | 0 | 0 | 0 | 0 | 0 | 0 | 0 | 0 | 0 | 0 | 0 | 0
38 | 1 | LV Network Non-Domestic Non-CT | 14426.2202 | 94601.103 | 71390.3911 | 2669.4481 | 0 | 0 | 14426.2202 | 94601.103 | 71390.3911 | 2669.4481 | 0 | 0 | 14426.2202 | 94601.103 | 71390.3911 | 2669.4481 | 0 | 0 | 14426.2202 | 94601.103 | 71390.3911 | 2669.4481 | 0 | 0 | 14426.2202 | 94601.103 | 71390.3911 | 2669.4481 | 0 | 0
39 | 1 | LDNO LV: LV Network Non-Domestic Non-CT | 0 | 0 | 0 | 0 | 0 | 0 | 0 | 0 | 0 | 0 | 0 | 0 | 0 | 0 | 0 | 0 | 0 | 0 | 0 | 0 | 0 | 0 | 0 | 0 | 0 | 0 | 0 | 0 | 0 | 0
40 | 1 | LDNO HV: LV Network Non-Domestic Non-CT | 51.5064 | 337.5215 | 207.9137 | 11.2284 | 0 | 0 | 51.5064 | 337.5215 | 207.9137 | 11.2284 | 0 | 0 | 51.5064 | 337.5215 | 207.9137 | 11.2284 | 0 | 0 | 51.5064 | 337.5215 | 207.9137 | 11.2284 | 0 | 0 | 51.5064 | 337.5215 | 207.9137 | 11.2284 | 0 | 0
41 |  | > LV HH Metered | [6 empty] | 0 | 0 | 0 | 0 | 0 | 0 | 0 | 0 | 0 | 0 | 0 | 0 | 0 | 0 | 0 | 0 | 0 | 0 | 0 | 0 | 0 | 0 | 0 | 0
42 | 2 | LV HH Metered | 123997.643 | 794775.1588 | 593573.4382 | 5327.8481 | 735890.8319 | 112724.8569 | 123997.643 | 794775.1588 | 593573.4382 | 5327.8481 | 735890.8319 | 112724.8569 | 123997.643 | 794775.1588 | 593573.4382 | 5327.8481 | 735890.8319 | 112724.8569 | 123997.643 | 794775.1588 | 593573.4382 | 5327.8481 | 735890.8319 | 112724.8569 | 123997.643 | 794775.1588 | 593573.4382 | 5327.8481 | 735890.8319 | 112724.8569
43 | 2 | LDNO LV: LV HH Metered | 13.2121 | 80.4331 | 78.5465 | 1.052 | 57.8619 | 12.6244 | 13.2121 | 80.4331 | 78.5465 | 1.052 | 57.8619 | 12.6244 | 13.2121 | 80.4331 | 78.5465 | 1.052 | 57.8619 | 12.6244 | 13.2121 | 80.4331 | 78.5465 | 1.052 | 57.8619 | 12.6244 | 13.2121 | 80.4331 | 78.5465 | 1.052 | 57.8619 | 12.6244
44 | 2 | LDNO HV: LV HH Metered | 2673.9444 | 15428.0328 | 13371.2275 | 53.9977 | 21987.08 | 1666.4224 | 2673.9444 | 15428.0328 | 13371.2275 | 53.9977 | 21987.08 | 1666.4224 | 2673.9444 | 15428.0328 | 13371.2275 | 53.9977 | 21987.08 | 1666.4224 | 2673.9444 | 15428.0328 | 13371.2275 | 53.9977 | 21987.08 | 1666.4224 | 2673.9444 | 15428.0328 | 13371.2275 | 53.9977 | 21987.08 | 1666.4224
45 |  | > LV Sub HH Metered | [6 empty] | 0 | 0 | 0 | 0 | 0 | 0 | 0 | 0 | 0 | 0 | 0 | 0 | 0 | 0 | 0 | 0 | 0 | 0 | 0 | 0 | 0 | 0 | 0 | 0
46 | 2 | LV Sub HH Metered | 1994.1257 | 12263.5408 | 9249.3848 | 33.1963 | 12242.3005 | 3160.3975 | 1994.1257 | 12263.5408 | 9249.3848 | 33.1963 | 12242.3005 | 3160.3975 | 1994.1257 | 12263.5408 | 9249.3848 | 33.1963 | 12242.3005 | 3160.3975 | 1994.1257 | 12263.5408 | 9249.3848 | 33.1963 | 12242.3005 | 3160.3975 | 1994.1257 | 12263.5408 | 9249.3848 | 33.1963 | 12242.3005 | 3160.3975
47 | 2 | LDNO HV: LV Sub HH Metered | 223.1059 | 1263.8472 | 965.8808 | 1.052 | 953.1431 | 64.1741 | 223.1059 | 1263.8472 | 965.8808 | 1.052 | 953.1431 | 64.1741 | 223.1059 | 1263.8472 | 965.8808 | 1.052 | 953.1431 | 64.1741 | 223.1059 | 1263.8472 | 965.8808 | 1.052 | 953.1431 | 64.1741 | 223.1059 | 1263.8472 | 965.8808 | 1.052 | 953.1431 | 64.1741
48 |  | > HV HH Metered | [6 empty] | 0 | 0 | 0 | 0 | 0 | 0 | 0 | 0 | 0 | 0 | 0 | 0 | 0 | 0 | 0 | 0 | 0 | 0 | 0 | 0 | 0 | 0 | 0 | 0
49 | 2 | HV HH Metered | 150554.3434 | 919548.1727 | 861049.0484 | 645.8194 | 695037.3273 | 139914.3082 | 150554.3434 | 919548.1727 | 861049.0484 | 645.8194 | 695037.3273 | 139914.3082 | 150554.3434 | 919548.1727 | 861049.0484 | 645.8194 | 695037.3273 | 139914.3082 | 150554.3434 | 919548.1727 | 861049.0484 | 645.8194 | 695037.3273 | 139914.3082 | 150554.3434 | 919548.1727 | 861049.0484 | 645.8194 | 695037.3273 | 139914.3082
50 | 2 | LDNO HV: HV HH Metered | 662.1238 | 3716.2204 | 2886.499 | 4.2081 | 1926.2749 | 233.5516 | 662.1238 | 3716.2204 | 2886.499 | 4.2081 | 1926.2749 | 233.5516 | 662.1238 | 3716.2204 | 2886.499 | 4.2081 | 1926.2749 | 233.5516 | 662.1238 | 3716.2204 | 2886.499 | 4.2081 | 1926.2749 | 233.5516 | 662.1238 | 3716.2204 | 2886.499 | 4.2081 | 1926.2749 | 233.5516
51 |  | > NHH UMS category A | [6 empty] | 0 | 0 | 0 | 0 | 0 | 0 | 0 | 0 | 0 | 0 | 0 | 0 | 0 | 0 | 0 | 0 | 0 | 0 | 0 | 0 | 0 | 0 | 0 | 0
52 | 1 | NHH UMS category A | 6769.848 | 0 | 0 | 520.1745 | 0 | 0 | 6769.848 | 0 | 0 | 520.1745 | 0 | 0 | 6769.848 | 0 | 0 | 520.1745 | 0 | 0 | 6769.848 | 0 | 0 | 520.1745 | 0 | 0 | 6769.848 | 0 | 0 | 520.1745 | 0 | 0
53 | 1 | LDNO LV: NHH UMS category A | 0 | 0 | 0 | 0 | 0 | 0 | 0 | 0 | 0 | 0 | 0 | 0 | 0 | 0 | 0 | 0 | 0 | 0 | 0 | 0 | 0 | 0 | 0 | 0 | 0 | 0 | 0 | 0 | 0 | 0
54 | 1 | LDNO HV: NHH UMS category A | 0 | 0 | 0 | 0 | 0 | 0 | 0 | 0 | 0 | 0 | 0 | 0 | 0 | 0 | 0 | 0 | 0 | 0 | 0 | 0 | 0 | 0 | 0 | 0 | 0 | 0 | 0 | 0 | 0 | 0
55 |  | > NHH UMS category B | [6 empty] | 0 | 0 | 0 | 0 | 0 | 0 | 0 | 0 | 0 | 0 | 0 | 0 | 0 | 0 | 0 | 0 | 0 | 0 | 0 | 0 | 0 | 0 | 0 | 0
56 | 1 | NHH UMS category B | 5647.5155 | 0 | 0 | 757.9975 | 0 | 0 | 5647.5155 | 0 | 0 | 757.9975 | 0 | 0 | 5647.5155 | 0 | 0 | 757.9975 | 0 | 0 | 5647.5155 | 0 | 0 | 757.9975 | 0 | 0 | 5647.5155 | 0 | 0 | 757.9975 | 0 | 0
57 | 1 | LDNO LV: NHH UMS category B | 6.062 | 0 | 0 | 0 | 0 | 0 | 6.062 | 0 | 0 | 0 | 0 | 0 | 6.062 | 0 | 0 | 0 | 0 | 0 | 6.062 | 0 | 0 | 0 | 0 | 0 | 6.062 | 0 | 0 | 0 | 0 | 0
58 | 1 | LDNO HV: NHH UMS category B | 285.4881 | 0 | 0 | 0 | 0 | 0 | 285.4881 | 0 | 0 | 0 | 0 | 0 | 285.4881 | 0 | 0 | 0 | 0 | 0 | 285.4881 | 0 | 0 | 0 | 0 | 0 | 285.4881 | 0 | 0 | 0 | 0 | 0
59 |  | > NHH UMS category C | [6 empty] | 0 | 0 | 0 | 0 | 0 | 0 | 0 | 0 | 0 | 0 | 0 | 0 | 0 | 0 | 0 | 0 | 0 | 0 | 0 | 0 | 0 | 0 | 0 | 0
60 | 1 | NHH UMS category C | 344.569 | 0 | 0 | 85.0091 | 0 | 0 | 344.569 | 0 | 0 | 85.0091 | 0 | 0 | 344.569 | 0 | 0 | 85.0091 | 0 | 0 | 344.569 | 0 | 0 | 85.0091 | 0 | 0 | 344.569 | 0 | 0 | 85.0091 | 0 | 0
61 | 1 | LDNO LV: NHH UMS category C | 0 | 0 | 0 | 0 | 0 | 0 | 0 | 0 | 0 | 0 | 0 | 0 | 0 | 0 | 0 | 0 | 0 | 0 | 0 | 0 | 0 | 0 | 0 | 0 | 0 | 0 | 0 | 0 | 0 | 0
62 | 1 | LDNO HV: NHH UMS category C | 0 | 0 | 0 | 0 | 0 | 0 | 0 | 0 | 0 | 0 | 0 | 0 | 0 | 0 | 0 | 0 | 0 | 0 | 0 | 0 | 0 | 0 | 0 | 0 | 0 | 0 | 0 | 0 | 0 | 0
63 |  | > NHH UMS category D | [6 empty] | 0 | 0 | 0 | 0 | 0 | 0 | 0 | 0 | 0 | 0 | 0 | 0 | 0 | 0 | 0 | 0 | 0 | 0 | 0 | 0 | 0 | 0 | 0 | 0
64 | 1 | NHH UMS category D | 0 | 0 | 0 | 1.012 | 0 | 0 | 0 | 0 | 0 | 1.012 | 0 | 0 | 0 | 0 | 0 | 1.012 | 0 | 0 | 0 | 0 | 0 | 1.012 | 0 | 0 | 0 | 0 | 0 | 1.012 | 0 | 0
65 | 1 | LDNO LV: NHH UMS category D | 0 | 0 | 0 | 0 | 0 | 0 | 0 | 0 | 0 | 0 | 0 | 0 | 0 | 0 | 0 | 0 | 0 | 0 | 0 | 0 | 0 | 0 | 0 | 0 | 0 | 0 | 0 | 0 | 0 | 0
66 | 1 | LDNO HV: NHH UMS category D | 0 | 0 | 0 | 0 | 0 | 0 | 0 | 0 | 0 | 0 | 0 | 0 | 0 | 0 | 0 | 0 | 0 | 0 | 0 | 0 | 0 | 0 | 0 | 0 | 0 | 0 | 0 | 0 | 0 | 0
67 |  | > LV UMS (Pseudo HH Metered) | [6 empty] | 0 | 0 | 0 | 0 | 0 | 0 | 0 | 0 | 0 | 0 | 0 | 0 | 0 | 0 | 0 | 0 | 0 | 0 | 0 | 0 | 0 | 0 | 0 | 0
68 | 2 | LV UMS (Pseudo HH Metered) | 5936.785 | 35011.9657 | 96711.7305 | 26.3123 | 0 | 0 | 5936.785 | 35011.9657 | 96711.7305 | 26.3123 | 0 | 0 | 5936.785 | 35011.9657 | 96711.7305 | 26.3123 | 0 | 0 | 5936.785 | 35011.9657 | 96711.7305 | 26.3123 | 0 | 0 | 5936.785 | 35011.9657 | 96711.7305 | 26.3123 | 0 | 0
69 | 2 | LDNO LV: LV UMS (Pseudo HH Metered) | 0 | 0 | 0 | 0 | 0 | 0 | 0 | 0 | 0 | 0 | 0 | 0 | 0 | 0 | 0 | 0 | 0 | 0 | 0 | 0 | 0 | 0 | 0 | 0 | 0 | 0 | 0 | 0 | 0 | 0
70 | 2 | LDNO HV: LV UMS (Pseudo HH Metered) | 0 | 0 | 0 | 0 | 0 | 0 | 0 | 0 | 0 | 0 | 0 | 0 | 0 | 0 | 0 | 0 | 0 | 0 | 0 | 0 | 0 | 0 | 0 | 0 | 0 | 0 | 0 | 0 | 0 | 0
71 |  | > LV Generation NHH or Aggregate HH | [6 empty] | 0 | 0 | 0 | 0 | 0 | 0 | 0 | 0 | 0 | 0 | 0 | 0 | 0 | 0 | 0 | 0 | 0 | 0 | 0 | 0 | 0 | 0 | 0 | 0
72 | 4 | LV Generation NHH or Aggregate HH | 1533.5876 | 0 | 0 | 131.5616 | 0 | 0 | 1533.5876 | 0 | 0 | 131.5616 | 0 | 0 | 1533.5876 | 0 | 0 | 131.5616 | 0 | 0 | 1533.5876 | 0 | 0 | 131.5616 | 0 | 0 | 1533.5876 | 0 | 0 | 131.5616 | 0 | 0
73 | 4 | LDNO LV: LV Generation NHH or Aggregate HH | 0 | 0 | 0 | 0 | 0 | 0 | 0 | 0 | 0 | 0 | 0 | 0 | 0 | 0 | 0 | 0 | 0 | 0 | 0 | 0 | 0 | 0 | 0 | 0 | 0 | 0 | 0 | 0 | 0 | 0
74 | 4 | LDNO HV: LV Generation NHH or Aggregate HH | 0 | 0 | 0 | 0 | 0 | 0 | 0 | 0 | 0 | 0 | 0 | 0 | 0 | 0 | 0 | 0 | 0 | 0 | 0 | 0 | 0 | 0 | 0 | 0 | 0 | 0 | 0 | 0 | 0 | 0
75 |  | > LV Sub Generation NHH | [6 empty] | 0 | 0 | 0 | 0 | 0 | 0 | 0 | 0 | 0 | 0 | 0 | 0 | 0 | 0 | 0 | 0 | 0 | 0 | 0 | 0 | 0 | 0 | 0 | 0
76 | 4 | LV Sub Generation NHH | 0 | 0 | 0 | 0 | 0 | 0 | 0 | 0 | 0 | 0 | 0 | 0 | 0 | 0 | 0 | 0 | 0 | 0 | 0 | 0 | 0 | 0 | 0 | 0 | 0 | 0 | 0 | 0 | 0 | 0
77 | 4 | LDNO HV: LV Sub Generation NHH | 0 | 0 | 0 | 0 | 0 | 0 | 0 | 0 | 0 | 0 | 0 | 0 | 0 | 0 | 0 | 0 | 0 | 0 | 0 | 0 | 0 | 0 | 0 | 0 | 0 | 0 | 0 | 0 | 0 | 0
78 |  | > LV Generation Intermittent | [6 empty] | 0 | 0 | 0 | 0 | 0 | 0 | 0 | 0 | 0 | 0 | 0 | 0 | 0 | 0 | 0 | 0 | 0 | 0 | 0 | 0 | 0 | 0 | 0 | 0
79 | 4 | LV Generation Intermittent | 23691.8717 | 0 | 0 | 147.7538 | 0 | 1518.9974 | 23691.8717 | 0 | 0 | 147.7538 | 0 | 1518.9974 | 23691.8717 | 0 | 0 | 147.7538 | 0 | 1518.9974 | 23691.8717 | 0 | 0 | 147.7538 | 0 | 1518.9974 | 23691.8717 | 0 | 0 | 147.7538 | 0 | 1518.9974
80 | 4 | LDNO LV: LV Generation Intermittent | 0 | 0 | 0 | 0 | 0 | 0 | 0 | 0 | 0 | 0 | 0 | 0 | 0 | 0 | 0 | 0 | 0 | 0 | 0 | 0 | 0 | 0 | 0 | 0 | 0 | 0 | 0 | 0 | 0 | 0
81 | 4 | LDNO HV: LV Generation Intermittent | 167.1969 | 0 | 0 | 0 | 0 | 201.9906 | 167.1969 | 0 | 0 | 0 | 0 | 201.9906 | 167.1969 | 0 | 0 | 0 | 0 | 201.9906 | 167.1969 | 0 | 0 | 0 | 0 | 201.9906 | 167.1969 | 0 | 0 | 0 | 0 | 201.9906
82 |  | > LV Generation Non-Intermittent | [6 empty] | 0 | 0 | 0 | 0 | 0 | 0 | 0 | 0 | 0 | 0 | 0 | 0 | 0 | 0 | 0 | 0 | 0 | 0 | 0 | 0 | 0 | 0 | 0 | 0
83 | 4 | LV Generation Non-Intermittent | 196.3899 | 1256.4414 | 1328.539 | 11.1321 | 0 | 405.3335 | 196.3899 | 1256.4414 | 1328.539 | 11.1321 | 0 | 405.3335 | 196.3899 | 1256.4414 | 1328.539 | 11.1321 | 0 | 405.3335 | 196.3899 | 1256.4414 | 1328.539 | 11.1321 | 0 | 405.3335 | 196.3899 | 1256.4414 | 1328.539 | 11.1321 | 0 | 405.3335
84 | 4 | LDNO LV: LV Generation Non-Intermittent | 0 | 0 | 0 | 0 | 0 | 0 | 0 | 0 | 0 | 0 | 0 | 0 | 0 | 0 | 0 | 0 | 0 | 0 | 0 | 0 | 0 | 0 | 0 | 0 | 0 | 0 | 0 | 0 | 0 | 0
85 | 4 | LDNO HV: LV Generation Non-Intermittent | 0 | 0 | 0 | 0 | 0 | 0 | 0 | 0 | 0 | 0 | 0 | 0 | 0 | 0 | 0 | 0 | 0 | 0 | 0 | 0 | 0 | 0 | 0 | 0 | 0 | 0 | 0 | 0 | 0 | 0
86 |  | > LV Sub Generation Intermittent | [6 empty] | 0 | 0 | 0 | 0 | 0 | 0 | 0 | 0 | 0 | 0 | 0 | 0 | 0 | 0 | 0 | 0 | 0 | 0 | 0 | 0 | 0 | 0 | 0 | 0
87 | 4 | LV Sub Generation Intermittent | 181.4497 | 0 | 0 | 1.012 | 0 | 0 | 181.4497 | 0 | 0 | 1.012 | 0 | 0 | 181.4497 | 0 | 0 | 1.012 | 0 | 0 | 181.4497 | 0 | 0 | 1.012 | 0 | 0 | 181.4497 | 0 | 0 | 1.012 | 0 | 0
88 | 4 | LDNO HV: LV Sub Generation Intermittent | 0 | 0 | 0 | 0 | 0 | 0 | 0 | 0 | 0 | 0 | 0 | 0 | 0 | 0 | 0 | 0 | 0 | 0 | 0 | 0 | 0 | 0 | 0 | 0 | 0 | 0 | 0 | 0 | 0 | 0
89 |  | > LV Sub Generation Non-Intermittent | [6 empty] | 0 | 0 | 0 | 0 | 0 | 0 | 0 | 0 | 0 | 0 | 0 | 0 | 0 | 0 | 0 | 0 | 0 | 0 | 0 | 0 | 0 | 0 | 0 | 0
90 | 4 | LV Sub Generation Non-Intermittent | 0 | 0 | 0 | 0 | 0 | 0 | 0 | 0 | 0 | 0 | 0 | 0 | 0 | 0 | 0 | 0 | 0 | 0 | 0 | 0 | 0 | 0 | 0 | 0 | 0 | 0 | 0 | 0 | 0 | 0
91 | 4 | LDNO HV: LV Sub Generation Non-Intermittent | 0 | 0 | 0 | 0 | 0 | 0 | 0 | 0 | 0 | 0 | 0 | 0 | 0 | 0 | 0 | 0 | 0 | 0 | 0 | 0 | 0 | 0 | 0 | 0 | 0 | 0 | 0 | 0 | 0 | 0
92 |  | > HV Generation Intermittent | [6 empty] | 0 | 0 | 0 | 0 | 0 | 0 | 0 | 0 | 0 | 0 | 0 | 0 | 0 | 0 | 0 | 0 | 0 | 0 | 0 | 0 | 0 | 0 | 0 | 0
93 | 4 | HV Generation Intermittent | 119985.507 | 0 | 0 | 53.3153 | 0 | 1222.0204 | 119985.507 | 0 | 0 | 53.3153 | 0 | 1222.0204 | 119985.507 | 0 | 0 | 53.3153 | 0 | 1222.0204 | 119985.507 | 0 | 0 | 53.3153 | 0 | 1222.0204 | 119985.507 | 0 | 0 | 53.3153 | 0 | 1222.0204
94 | 4 | LDNO HV: HV Generation Intermittent | 0 | 0 | 0 | 0 | 0 | 0 | 0 | 0 | 0 | 0 | 0 | 0 | 0 | 0 | 0 | 0 | 0 | 0 | 0 | 0 | 0 | 0 | 0 | 0 | 0 | 0 | 0 | 0 | 0 | 0
95 |  | > HV Generation Non-Intermittent | [6 empty] | 0 | 0 | 0 | 0 | 0 | 0 | 0 | 0 | 0 | 0 | 0 | 0 | 0 | 0 | 0 | 0 | 0 | 0 | 0 | 0 | 0 | 0 | 0 | 0
96 | 4 | HV Generation Non-Intermittent | 14049.6128 | 64008.6231 | 72121.7203 | 33.1963 | 0 | 533.756 | 14049.6128 | 64008.6231 | 72121.7203 | 33.1963 | 0 | 533.756 | 14049.6128 | 64008.6231 | 72121.7203 | 33.1963 | 0 | 533.756 | 14049.6128 | 64008.6231 | 72121.7203 | 33.1963 | 0 | 533.756 | 14049.6128 | 64008.6231 | 72121.7203 | 33.1963 | 0 | 533.756
97 | 4 | LDNO HV: HV Generation Non-Intermittent | 0 | 0 | 0 | 0 | 0 | 0 | 0 | 0 | 0 | 0 | 0 | 0 | 0 | 0 | 0 | 0 | 0 | 0 | 0 | 0 | 0 | 0 | 0 | 0 | 0 | 0 | 0 | 0 | 0 | 0
Note on G7: ong001c: Left blank intentionally

## CDCM Timebands
CDCM Timebands
2017/18
| WD (incl. bank holidays) | WE | 2018/19 | 2019/20 | 2020/21 | 2021/22
Red | 17:00 - 19:30 |  | No Change | No Change | No Change | No Change
Amber | 07:30 - 17:00 | 12:00 - 13:00
| 19:30 - 22:00 | 16:00 - 21:00
Green | 00.00 - 07.30 | 00:00 - 12:00
| 22:00 - 24:00 | 13:00 - 16:00
21:00 - 24:00
2017/18
| WD (incl. bank holidays) Nov to Feb (excluding 22nd Dec to 4th Jan inclusive) | WD (incl. bank holidays) Mar to Oct (plus 22nd Dec to 4th Jan inclusive) | WE | 2018/19 | 2019/20 | 2020/21 | 2021/22
Black | 17:00 - 19:30 |  |  | No Change | No Change | No Change | No Change
Yellow | 07:30 - 17:00 | 07:30 - 22:00 | 12:00 - 13:00
| 19:30 - 22:00 |  | 16:00 - 21:00
Green | 00.00 - 07.30 | 00.00 - 07.30 | 00:00 - 12:00
| 22:00 - 24:00 | 22:00 - 24:00 | 13:00 - 16:00
21:00 - 24:00

## (Y)
Input data (Y)
1000. Company, charging year, data version
| Company | Year | Version
Company, charging year, data version | South Wales | 0 | Finals
1010. Financial and general assumptions
Sources: financial assumptions; calendar; network model.
These financial assumptions determine the annuity rate applied to convert the asset values of the network model into an annual charge.
| Rate of return | Annualisation period (years) | Annuity proportion for customer-contributed assets | Power factor | Days in the charging period
Financial and general assumptions | 4.31% | 40 |  | 0.95 | 365
1017. Diversity allowance between top and bottom of network level
Source: operational data analysis and/or network model.
The diversity figure against GSP is the diversity between GSP Group (the whole system) and individual GSPs.
The diversity figure against 132kV is the diversity between GSPs (the top of the 132kV network) and 132kV/EHV bulk supply points (the bottom of the 132kV network).
The diversity figure against EHV is the diversity between 132kV/EHV bulk supply points (the top of the EHV network) and EHV/HV primary substations (the bottom of the EHV network).
The diversity figure against HV is the diversity between EHV/HV primary substations (the top of the HV network) and HV/LV substations (the bottom of the HV network).
Diversity allowance between top and bottom of network level
GSPs | 6.383%
132kV | 5.3%
132kV/EHV
EHV | 9.9%
EHV/HV
HV | 37%
HV/LV
LV circuits
1018. Proportion of relevant load going through 132kV/HV direct transformation
132kV/HV
EHV/HV | 30%
1019. Network model GSP peak demand (MW)
Network model GSP peak demand (MW)
Network model GSP peak demand (MW) | 500
1020. Gross asset cost by network level (£)
Gross assets £
132kV | 133758717.8931
132kV/EHV | 11814327.3124
EHV | 35057444.5264
EHV/HV | 30499732.6419
132kV/HV | 9821372.7848
HV | 147122629.8111
HV/LV | 56838107.7402
LV circuits | 117060731.6452
1022. LV service model asset cost (£)
| LV service model 1 | LV service model 2 | LV service model 3 | LV service model 4 | LV service model 5 | LV service model 6 | LV service model 7 | LV service model 8
LV service model asset cost (£) | 5262.1609 | 591.9405 | 720.6833 | 534.4731 | 1214.9764 | 935.7907 | 0 | 489.424
1023. HV service model asset cost (£)
| HV service model 1 | HV service model 2 | HV service model 3 | HV service model 4 | HV service model 5
HV service model asset cost (£) | 9284.1299 | 4476.1927 | 0 | 0 | 0
1025. Matrix of applicability of LV service models to tariffs with fixed charges
| 2 | 3 | 4 | 5 | 6 | 7 | 8 | 9
| LV service model 1 | LV service model 2 | LV service model 3 | LV service model 4 | LV service model 5 | LV service model 6 | LV service model 7 | LV service model 8
Domestic Unrestricted | 5% | 0% | 0% | 0% | 0% | 0% | 0% | 0%
Domestic Two Rate | 5% | 0% | 0% | 0% | 0% | 0% | 0% | 0%
Small Non Domestic Unrestricted | 0% | 100% | 0% | 0% | 0% | 0% | 0% | 0%
Small Non Domestic Two Rate | 0% | 100% | 0% | 0% | 0% | 0% | 0% | 0%
LV Medium Non-Domestic | 0% | 0% | 100% | 0% | 0% | 0% | 0% | 0%
LV Sub Medium Non-Domestic | 0% | 0% | 0% | 100% | 0% | 0% | 0% | 0%
LV Network Domestic | 5% | 0% | 0% | 0% | 0% | 0% | 0% | 0%
LV Network Non-Domestic Non-CT | 0% | 100% | 0% | 0% | 0% | 0% | 0% | 0%
LV HH Metered | 0% | 0% | 0% | 0% | 100% | 0% | 0% | 0%
LV Sub HH Metered | 0% | 0% | 0% | 0% | 0% | 100% | 0% | 0%
LV Generation NHH or Aggregate HH | 0% | 0% | 0% | 0% | 0% | 0% | 100% | 0%
LV Sub Generation NHH | 0% | 0% | 0% | 0% | 0% | 0% | 100% | 0%
LV Generation Intermittent | 0% | 0% | 0% | 0% | 0% | 0% | 100% | 0%
LV Generation Non-Intermittent | 0% | 0% | 0% | 0% | 0% | 0% | 0% | 0%
LV Sub Generation Intermittent | 0% | 0% | 0% | 0% | 0% | 0% | 0% | 0%
LV Sub Generation Non-Intermittent | 0% | 0% | 0% | 0% | 0% | 0% | 0% | 0%
1026. Matrix of applicability of LV service models to unmetered tariffs
Source: service models
Proportion of service model involved in connecting load of 1 MWh/year
| LV service model 1 | LV service model 2 | LV service model 3 | LV service model 4 | LV service model 5 | LV service model 6 | LV service model 7 | LV service model 8
All LV unmetered tariffs | 0 | 0 | 0 | 0 | 0 | 0 | 0 | 0.488
1028. Matrix of applicability of HV service models to tariffs with fixed charges
| 2 | 3 | 4 | 5 | 6
| HV service model 1 | HV service model 2 | HV service model 3 | HV service model 4 | HV service model 5
HV Medium Non-Domestic | 100% | 0% | 0% | 0% | 0%
HV HH Metered | 100% | 0% | 0% | 0% | 0%
HV Generation Intermittent | 0% | 100% | 0% | 0% | 0%
HV Generation Non-Intermittent | 0% | 100% | 0% | 0% | 0%
1032. Loss adjustment factors to transmission
Source: losses model or loss adjustment factors at time of system peak.
| 132kV | 132kV/EHV | EHV | EHV/HV | HV | HV/LV | LV circuits
Loss adjustment factor | 1.009 | 1.014 | 1.026 | 1.033 | 1.043 | 1.063 | 1.084
1037. Embedded network (LDNO) discounts
Source: separate price control disaggregation model.
| No discount | LDNO LV: LV user | LDNO HV: LV user | LDNO HV: LV sub user | LDNO HV: HV user
LDNO discount |  | 32.07% | 64.02% | 45.12% | 34.02%
1041. Load profile data for demand users
Source: load data analysis.
| Coincidence factor | Load factor
Domestic Unrestricted | 0.88367 | 0.44409
Domestic Two Rate | 0.31605 | 0.26509
Domestic Off Peak (related MPAN) |  | 0.18637
Small Non Domestic Unrestricted | 0.6048 | 0.41772
Small Non Domestic Two Rate | 0.74406 | 0.57282
Small Non Domestic Off Peak (related MPAN) |  | 0.19989
LV Medium Non-Domestic | 0.74851 | 0.54885
LV Sub Medium Non-Domestic | 0.74851 | 0.54885
HV Medium Non-Domestic | 0.50127 | 0.35631
LV Network Domestic | 0.85153 | 0.43372
LV Network Non-Domestic Non-CT | 0.62901 | 0.44377
LV HH Metered | 0.76028 | 0.58987
LV Sub HH Metered | 0.76028 | 0.58987
HV HH Metered | 0.8417 | 0.73799
NHH UMS category A | 1 | 1
NHH UMS category B | 0.97672 | 0.47519
NHH UMS category C | 0.53311 | 0.24408
NHH UMS category D | 0 | 0.51552
LV UMS (Pseudo HH Metered) | 0.96533 | 0.46718
1053. Volume forecasts for the charging year
| 4 | 5 | 6 | 7 | 8 | 9
Source: forecast.
Please include MPAN counts for tariffs with no fixed charge (e.g. off-peak tariffs),
but exclude MPANs on tariffs with a fixed charge that are not subject to a fixed charge due to a site grouping arrangement.
| Rate 1 units (MWh) | Rate 2 units (MWh) | Rate 3 units (MWh) | MPANs | Import capacity (kVA) | Reactive power units (MVArh)
> Domestic Unrestricted | 0 | 0 | 0 | 0 | 0 | 0
Domestic Unrestricted | 3173111.1026 | 0 | 0 | 976783.7131 | 0 | 0
LDNO LV: Domestic Unrestricted | 2892.3258 | 0 | 0 | 1019.4213 | 0 | 0
LDNO HV: Domestic Unrestricted | 12015.5175 | 0 | 0 | 4637.3674 | 0 | 0
> Domestic Two Rate | 0 | 0 | 0 | 0 | 0 | 0
Domestic Two Rate | 166747.7558 | 174486.3311 | 0 | 56792.8739 | 0 | 0
LDNO LV: Domestic Two Rate | 61.3878 | 13.7231 | 0 | 26.3009 | 0 | 0
LDNO HV: Domestic Two Rate | 105.2682 | 99.7534 | 0 | 72.5904 | 0 | 0
> Domestic Off Peak (related MPAN) | 0 | 0 | 0 | 0 | 0 | 0
Domestic Off Peak (related MPAN) | 3470.0405 | 0 | 0 | 1037 | 0 | 0
LDNO LV: Domestic Off Peak (related MPAN) | 0 | 0 | 0 | 0 | 0 | 0
LDNO HV: Domestic Off Peak (related MPAN) | 0 | 0 | 0 | 0 | 0 | 0
> Small Non Domestic Unrestricted | 0 | 0 | 0 | 0 | 0 | 0
Small Non Domestic Unrestricted | 809524.842 | 0 | 0 | 64127.2495 | 0 | 0
LDNO LV: Small Non Domestic Unrestricted | 48.867 | 0 | 0 | 4.2081 | 0 | 0
LDNO HV: Small Non Domestic Unrestricted | 3576.6661 | 0 | 0 | 129.4002 | 0 | 0
> Small Non Domestic Two Rate | 0 | 0 | 0 | 0 | 0 | 0
Small Non Domestic Two Rate | 205885.8088 | 91634.2796 | 0 | 13544.1 | 0 | 0
LDNO LV: Small Non Domestic Two Rate | 0 | 0 | 0 | 0 | 0 | 0
LDNO HV: Small Non Domestic Two Rate | 971.2829 | 159.0422 | 0 | 9.4683 | 0 | 0
> Small Non Domestic Off Peak (related MPAN) | 0 | 0 | 0 | 0 | 0 | 0
Small Non Domestic Off Peak (related MPAN) | 2151.0803 | 0 | 0 | 293 | 0 | 0
LDNO LV: Small Non Domestic Off Peak (related MPAN) | 0 | 0 | 0 | 0 | 0 | 0
LDNO HV: Small Non Domestic Off Peak (related MPAN) | 0 | 0 | 0 | 0 | 0 | 0
> LV Medium Non-Domestic | 0 | 0 | 0 | 0 | 0 | 0
LV Medium Non-Domestic | 0 | 0 | 0 | 0 | 0 | 0
LDNO LV: LV Medium Non-Domestic | 0 | 0 | 0 | 0 | 0 | 0
LDNO HV: LV Medium Non-Domestic | 0 | 0 | 0 | 0 | 0 | 0
> LV Sub Medium Non-Domestic | 0 | 0 | 0 | 0 | 0 | 0
LV Sub Medium Non-Domestic | 0 | 0 | 0 | 0 | 0 | 0
> HV Medium Non-Domestic | 0 | 0 | 0 | 0 | 0 | 0
HV Medium Non-Domestic | 0 | 0 | 0 | 0 | 0 | 0
> LV Network Domestic | 0 | 0 | 0 | 0 | 0 | 0
LV Network Domestic | 0 | 0 | 0 | 0 | 0 | 0
LDNO LV: LV Network Domestic | 0 | 0 | 0 | 0 | 0 | 0
LDNO HV: LV Network Domestic | 0 | 0 | 0 | 0 | 0 | 0
> LV Network Non-Domestic Non-CT | 0 | 0 | 0 | 0 | 0 | 0
LV Network Non-Domestic Non-CT | 14426.2202 | 94601.103 | 71390.3911 | 2669.4481 | 0 | 0
LDNO LV: LV Network Non-Domestic Non-CT | 0 | 0 | 0 | 0 | 0 | 0
LDNO HV: LV Network Non-Domestic Non-CT | 51.5064 | 337.5215 | 207.9137 | 11.2284 | 0 | 0
> LV HH Metered | 0 | 0 | 0 | 0 | 0 | 0
LV HH Metered | 123997.643 | 794775.1588 | 593573.4382 | 5327.8481 | 735890.8319 | 112724.8569
LDNO LV: LV HH Metered | 13.2121 | 80.4331 | 78.5465 | 1.052 | 57.8619 | 12.6244
LDNO HV: LV HH Metered | 2673.9444 | 15428.0328 | 13371.2275 | 53.9977 | 21987.08 | 1666.4224
> LV Sub HH Metered | 0 | 0 | 0 | 0 | 0 | 0
LV Sub HH Metered | 1994.1257 | 12263.5408 | 9249.3848 | 33.1963 | 12242.3005 | 3160.3975
LDNO HV: LV Sub HH Metered | 223.1059 | 1263.8472 | 965.8808 | 1.052 | 953.1431 | 64.1741
> HV HH Metered | 0 | 0 | 0 | 0 | 0 | 0
HV HH Metered | 150554.3434 | 919548.1727 | 861049.0484 | 645.8194 | 695037.3273 | 139914.3082
LDNO HV: HV HH Metered | 662.1238 | 3716.2204 | 2886.499 | 4.2081 | 1926.2749 | 233.5516
> NHH UMS category A | 0 | 0 | 0 | 0 | 0 | 0
NHH UMS category A | 6769.848 | 0 | 0 | 520.1745 | 0 | 0
LDNO LV: NHH UMS category A | 0 | 0 | 0 | 0 | 0 | 0
LDNO HV: NHH UMS category A | 0 | 0 | 0 | 0 | 0 | 0
> NHH UMS category B | 0 | 0 | 0 | 0 | 0 | 0
NHH UMS category B | 5647.5155 | 0 | 0 | 757.9975 | 0 | 0
LDNO LV: NHH UMS category B | 6.062 | 0 | 0 | 0 | 0 | 0
LDNO HV: NHH UMS category B | 285.4881 | 0 | 0 | 0 | 0 | 0
> NHH UMS category C | 0 | 0 | 0 | 0 | 0 | 0
NHH UMS category C | 344.569 | 0 | 0 | 85.0091 | 0 | 0
LDNO LV: NHH UMS category C | 0 | 0 | 0 | 0 | 0 | 0
LDNO HV: NHH UMS category C | 0 | 0 | 0 | 0 | 0 | 0
> NHH UMS category D | 0 | 0 | 0 | 0 | 0 | 0
NHH UMS category D | 0 | 0 | 0 | 1.012 | 0 | 0
LDNO LV: NHH UMS category D | 0 | 0 | 0 | 0 | 0 | 0
LDNO HV: NHH UMS category D | 0 | 0 | 0 | 0 | 0 | 0
> LV UMS (Pseudo HH Metered) | 0 | 0 | 0 | 0 | 0 | 0
LV UMS (Pseudo HH Metered) | 5936.785 | 35011.9657 | 96711.7305 | 26.3123 | 0 | 0
LDNO LV: LV UMS (Pseudo HH Metered) | 0 | 0 | 0 | 0 | 0 | 0
LDNO HV: LV UMS (Pseudo HH Metered) | 0 | 0 | 0 | 0 | 0 | 0
> LV Generation NHH or Aggregate HH | 0 | 0 | 0 | 0 | 0 | 0
LV Generation NHH or Aggregate HH | 1533.5876 | 0 | 0 | 131.5616 | 0 | 0
LDNO LV: LV Generation NHH or Aggregate HH | 0 | 0 | 0 | 0 | 0 | 0
LDNO HV: LV Generation NHH or Aggregate HH | 0 | 0 | 0 | 0 | 0 | 0
> LV Sub Generation NHH | 0 | 0 | 0 | 0 | 0 | 0
LV Sub Generation NHH | 0 | 0 | 0 | 0 | 0 | 0
LDNO HV: LV Sub Generation NHH | 0 | 0 | 0 | 0 | 0 | 0
> LV Generation Intermittent | 0 | 0 | 0 | 0 | 0 | 0
LV Generation Intermittent | 23691.8717 | 0 | 0 | 147.7538 | 0 | 1518.9974
LDNO LV: LV Generation Intermittent | 0 | 0 | 0 | 0 | 0 | 0
LDNO HV: LV Generation Intermittent | 167.1969 | 0 | 0 | 0 | 0 | 201.9906
> LV Generation Non-Intermittent | 0 | 0 | 0 | 0 | 0 | 0
LV Generation Non-Intermittent | 196.3899 | 1256.4414 | 1328.539 | 11.1321 | 0 | 405.3335
LDNO LV: LV Generation Non-Intermittent | 0 | 0 | 0 | 0 | 0 | 0
LDNO HV: LV Generation Non-Intermittent | 0 | 0 | 0 | 0 | 0 | 0
> LV Sub Generation Intermittent | 0 | 0 | 0 | 0 | 0 | 0
LV Sub Generation Intermittent | 181.4497 | 0 | 0 | 1.012 | 0 | 0
LDNO HV: LV Sub Generation Intermittent | 0 | 0 | 0 | 0 | 0 | 0
> LV Sub Generation Non-Intermittent | 0 | 0 | 0 | 0 | 0 | 0
LV Sub Generation Non-Intermittent | 0 | 0 | 0 | 0 | 0 | 0
LDNO HV: LV Sub Generation Non-Intermittent | 0 | 0 | 0 | 0 | 0 | 0
> HV Generation Intermittent | 0 | 0 | 0 | 0 | 0 | 0
HV Generation Intermittent | 119985.507 | 0 | 0 | 53.3153 | 0 | 1222.0204
LDNO HV: HV Generation Intermittent | 0 | 0 | 0 | 0 | 0 | 0
> HV Generation Non-Intermittent | 0 | 0 | 0 | 0 | 0 | 0
HV Generation Non-Intermittent | 14049.6128 | 64008.6231 | 72121.7203 | 33.1963 | 0 | 533.756
LDNO HV: HV Generation Non-Intermittent | 0 | 0 | 0 | 0 | 0 | 0
1055. Transmission exit charges (£/year)
Source: forecast.
Transmission exit
Transmission exit charges (£/year) | 11444160.8149
1059. Other expenditure
| Direct cost (£/year) | Indirect cost (£/year) | Indirect cost proportion | Network rates (£/year)
Other expenditure | 18253433.8301 | 61291884.8553 | 60% | 21274811.9955
1060. Customer contributions under current connection charging policy
Source: analysis of expenditure data and/or survey of capital expenditure schemes.
Customer contribution percentages by network level of supply and by asset network level.
These proportions should reflect the current connection charging method, not necessarily the method that was in place when the connection was built.
| Assets 132kV | Assets 132kV/EHV | Assets EHV | Assets EHV/HV | Assets 132kV/HV | Assets HV | Assets HV/LV | Assets LV circuits
LV network | 0% | 0% | 0% | 75% | 75% | 75% | 95% | 95%
LV substation | 0% | 0% | 0% | 75% | 75% | 75% | 95%
HV network | 0% | 36% | 36% | 91% | 91% | 91%
HV substation | 0% | 36% | 36% | 91%
1061. Average split of rate 1 units by distribution time band
| Red | Amber | Green
Domestic Unrestricted | 11.27% | 50.37% | 38.37%
Domestic Two Rate | 13.26% | 58.22% | 28.52%
Domestic Off Peak (related MPAN) | 0.0002309% | 17.04% | 82.95%
Small Non Domestic Unrestricted | 7.129% | 58.17% | 34.7%
Small Non Domestic Two Rate | 9.933% | 66.42% | 23.64%
Small Non Domestic Off Peak (related MPAN) | 0.01495% | 17.55% | 82.43%
LV Medium Non-Domestic | 10.4% | 67.51% | 22.09%
LV Sub Medium Non-Domestic | 10.05% | 68.49% | 21.46%
HV Medium Non-Domestic | 9.881% | 69.43% | 20.69%
1062. Average split of rate 2 units by distribution time band
| Red | Amber | Green
Domestic Two Rate | 0% | 2.97% | 97.03%
Small Non Domestic Two Rate | 0% | 6.097% | 93.9%
LV Medium Non-Domestic | 0% | 0.6029% | 99.4%
LV Sub Medium Non-Domestic | 0% | 0.17% | 99.83%
HV Medium Non-Domestic | 0% | 0% | 100%
1064. Average split of rate 1 units by special distribution time band
| Red | Amber | Green
NHH UMS category A | 2.188% | 48.11% | 49.71%
NHH UMS category B | 4.279% | 19.7% | 76.02%
NHH UMS category C | 7.277% | 30.15% | 62.58%
NHH UMS category D | 0.2257% | 74.34% | 25.43%
1066. Typical annual hours by special distribution time band
Source: definition of distribution time bands.
The figures in this table will be automatically adjusted to match the number of days in the charging period.
| Red | Amber | Green
Annual hours | 190 | 4210 | 4360
1068. Typical annual hours by distribution time band
Source: definition of distribution time bands.
The figures in this table will be automatically adjusted to match the number of days in the charging period.
| Red | Amber | Green
Annual hours | 650 | 3750 | 4360
1069. Peaking probabilities by network level
Source: analysis of network operation data.
| Red | Amber | Green | Black
GSPs | 56.76% | 42.87% | 0.3696% | 37.57%
132kV | 64.3% | 29.68% | 6.029% | 58.16%
132kV/EHV | 64.3% | 29.68% | 6.029% | 58.16%
EHV | 52.99% | 38.96% | 8.043% | 48.25%
EHV/HV | 52.99% | 38.96% | 8.043% | 48.25%
132kV/HV | 64.3% | 29.68% | 6.029% | 58.16%
HV | 52.99% | 38.96% | 8.043% | 48.25%
HV/LV | 52.99% | 38.96% | 8.043% | 48.25%
LV circuits | 52.99% | 38.96% | 8.043% | 48.25%
1076. Target CDCM net revenue (£/year)
Source: mostly forecasts and price control formulae.
Target CDCM net revenue (£/year)
Target CDCM net revenue (£/year) | 222242013.0299
1092. Average kVAr by kVA, by network level
Source: analysis of operational data.
This is the average of MVAr/MVA or SQRT(1-PF^2) across relevant network elements.
| GSPs | 132kV | 132kV/EHV | EHV | EHV/HV | 132kV/HV | HV | HV/LV | LV circuits
Average kVAr by kVA, by network level | 0.2749 | 0.2749 | 0.2749 | 0.2749 | 0.2749 | 0.2749 | 0.2749 | 0.2749 | 0.2749

## (Y+1)
Input data (Y+1)
1000. Company, charging year, data version
| Company | Year | Version
Company, charging year, data version | South Wales | 0 | Forecast
1010. Financial and general assumptions
Sources: financial assumptions; calendar; network model.
These financial assumptions determine the annuity rate applied to convert the asset values of the network model into an annual charge.
| Rate of return | Annualisation period (years) | Annuity proportion for customer-contributed assets | Power factor | Days in the charging period
Financial and general assumptions | 4.31% | 40 |  | 0.95 | 365
1017. Diversity allowance between top and bottom of network level
Source: operational data analysis and/or network model.
The diversity figure against GSP is the diversity between GSP Group (the whole system) and individual GSPs.
The diversity figure against 132kV is the diversity between GSPs (the top of the 132kV network) and 132kV/EHV bulk supply points (the bottom of the 132kV network).
The diversity figure against EHV is the diversity between 132kV/EHV bulk supply points (the top of the EHV network) and EHV/HV primary substations (the bottom of the EHV network).
The diversity figure against HV is the diversity between EHV/HV primary substations (the top of the HV network) and HV/LV substations (the bottom of the HV network).
Diversity allowance between top and bottom of network level
GSPs | 6.383%
132kV | 5.3%
132kV/EHV
EHV | 9.9%
EHV/HV
HV | 37%
HV/LV
LV circuits
1018. Proportion of relevant load going through 132kV/HV direct transformation
132kV/HV
EHV/HV | 30%
1019. Network model GSP peak demand (MW)
Network model GSP peak demand (MW)
Network model GSP peak demand (MW) | 500
1020. Gross asset cost by network level (£)
Gross assets £
132kV | 137600647.7115
132kV/EHV | 12153668.3071
EHV | 36064393.7825
EHV/HV | 31375771.4836
132kV/HV | 10103470.472
HV | 151348409.0898
HV/LV | 58470659.4302
LV circuits | 120423047.9304
1022. LV service model asset cost (£)
| LV service model 1 | LV service model 2 | LV service model 3 | LV service model 4 | LV service model 5 | LV service model 6 | LV service model 7 | LV service model 8
LV service model asset cost (£) | 5413.3051 | 608.9427 | 741.3834 | 549.8247 | 1249.874 | 962.6693 | 0 | 503.4817
1023. HV service model asset cost (£)
| HV service model 1 | HV service model 2 | HV service model 3 | HV service model 4 | HV service model 5
HV service model asset cost (£) | 9550.7965 | 4604.7616 | 0 | 0 | 0
1025. Matrix of applicability of LV service models to tariffs with fixed charges
| 10 | 11 | 12 | 13 | 14 | 15 | 16 | 17
| LV service model 1 | LV service model 2 | LV service model 3 | LV service model 4 | LV service model 5 | LV service model 6 | LV service model 7 | LV service model 8
Domestic Unrestricted | 5% | 0% | 0% | 0% | 0% | 0% | 0% | 0%
Domestic Two Rate | 5% | 0% | 0% | 0% | 0% | 0% | 0% | 0%
Small Non Domestic Unrestricted | 0% | 100% | 0% | 0% | 0% | 0% | 0% | 0%
Small Non Domestic Two Rate | 0% | 100% | 0% | 0% | 0% | 0% | 0% | 0%
LV Medium Non-Domestic | 0% | 0% | 100% | 0% | 0% | 0% | 0% | 0%
LV Sub Medium Non-Domestic | 0% | 0% | 0% | 100% | 0% | 0% | 0% | 0%
LV Network Domestic | 5% | 0% | 0% | 0% | 0% | 0% | 0% | 0%
LV Network Non-Domestic Non-CT | 0% | 100% | 0% | 0% | 0% | 0% | 0% | 0%
LV HH Metered | 0% | 0% | 0% | 0% | 100% | 0% | 0% | 0%
LV Sub HH Metered | 0% | 0% | 0% | 0% | 0% | 100% | 0% | 0%
LV Generation NHH or Aggregate HH | 0% | 0% | 0% | 0% | 0% | 0% | 100% | 0%
LV Sub Generation NHH | 0% | 0% | 0% | 0% | 0% | 0% | 100% | 0%
LV Generation Intermittent | 0% | 0% | 0% | 0% | 0% | 0% | 100% | 0%
LV Generation Non-Intermittent | 0% | 0% | 0% | 0% | 0% | 0% | 0% | 0%
LV Sub Generation Intermittent | 0% | 0% | 0% | 0% | 0% | 0% | 0% | 0%
LV Sub Generation Non-Intermittent | 0% | 0% | 0% | 0% | 0% | 0% | 0% | 0%
1026. Matrix of applicability of LV service models to unmetered tariffs
Source: service models
Proportion of service model involved in connecting load of 1 MWh/year
| LV service model 1 | LV service model 2 | LV service model 3 | LV service model 4 | LV service model 5 | LV service model 6 | LV service model 7 | LV service model 8
All LV unmetered tariffs | 0 | 0 | 0 | 0 | 0 | 0 | 0 | 0.488
1028. Matrix of applicability of HV service models to tariffs with fixed charges
| 7 | 8 | 9 | 10 | 11
| HV service model 1 | HV service model 2 | HV service model 3 | HV service model 4 | HV service model 5
HV Medium Non-Domestic | 100% | 0% | 0% | 0% | 0%
HV HH Metered | 100% | 0% | 0% | 0% | 0%
HV Generation Intermittent | 0% | 100% | 0% | 0% | 0%
HV Generation Non-Intermittent | 0% | 100% | 0% | 0% | 0%
1032. Loss adjustment factors to transmission
Source: losses model or loss adjustment factors at time of system peak.
| 132kV | 132kV/EHV | EHV | EHV/HV | HV | HV/LV | LV circuits
Loss adjustment factor | 1.009 | 1.014 | 1.026 | 1.033 | 1.043 | 1.063 | 1.084
1037. Embedded network (LDNO) discounts
Source: separate price control disaggregation model.
| No discount | LDNO LV: LV user | LDNO HV: LV user | LDNO HV: LV sub user | LDNO HV: HV user
LDNO discount |  | 32.07% | 64.02% | 45.12% | 34.02%
1041. Load profile data for demand users
Source: load data analysis.
| Coincidence factor | Load factor
Domestic Unrestricted | 0.88367 | 0.44409
Domestic Two Rate | 0.31605 | 0.26509
Domestic Off Peak (related MPAN) |  | 0.18637
Small Non Domestic Unrestricted | 0.6048 | 0.41772
Small Non Domestic Two Rate | 0.74406 | 0.57282
Small Non Domestic Off Peak (related MPAN) |  | 0.19989
LV Medium Non-Domestic | 0.74851 | 0.54885
LV Sub Medium Non-Domestic | 0.74851 | 0.54885
HV Medium Non-Domestic | 0.50127 | 0.35631
LV Network Domestic | 0.85153 | 0.43372
LV Network Non-Domestic Non-CT | 0.62901 | 0.44377
LV HH Metered | 0.76028 | 0.58987
LV Sub HH Metered | 0.76028 | 0.58987
HV HH Metered | 0.8417 | 0.73799
NHH UMS category A | 1 | 1
NHH UMS category B | 0.97672 | 0.47519
NHH UMS category C | 0.53311 | 0.24408
NHH UMS category D | 0 | 0.51552
LV UMS (Pseudo HH Metered) | 0.96533 | 0.46718
1053. Volume forecasts for the charging year
| 10 | 11 | 12 | 13 | 14 | 15
Source: forecast.
Please include MPAN counts for tariffs with no fixed charge (e.g. off-peak tariffs),
but exclude MPANs on tariffs with a fixed charge that are not subject to a fixed charge due to a site grouping arrangement.
| Rate 1 units (MWh) | Rate 2 units (MWh) | Rate 3 units (MWh) | MPANs | Import capacity (kVA) | Reactive power units (MVArh)
> Domestic Unrestricted | 0 | 0 | 0 | 0 | 0 | 0
Domestic Unrestricted | 3173111.1026 | 0 | 0 | 976783.7131 | 0 | 0
LDNO LV: Domestic Unrestricted | 2892.3258 | 0 | 0 | 1019.4213 | 0 | 0
LDNO HV: Domestic Unrestricted | 12015.5175 | 0 | 0 | 4637.3674 | 0 | 0
> Domestic Two Rate | 0 | 0 | 0 | 0 | 0 | 0
Domestic Two Rate | 166747.7558 | 174486.3311 | 0 | 56792.8739 | 0 | 0
LDNO LV: Domestic Two Rate | 61.3878 | 13.7231 | 0 | 26.3009 | 0 | 0
LDNO HV: Domestic Two Rate | 105.2682 | 99.7534 | 0 | 72.5904 | 0 | 0
> Domestic Off Peak (related MPAN) | 0 | 0 | 0 | 0 | 0 | 0
Domestic Off Peak (related MPAN) | 3470.0405 | 0 | 0 | 1037 | 0 | 0
LDNO LV: Domestic Off Peak (related MPAN) | 0 | 0 | 0 | 0 | 0 | 0
LDNO HV: Domestic Off Peak (related MPAN) | 0 | 0 | 0 | 0 | 0 | 0
> Small Non Domestic Unrestricted | 0 | 0 | 0 | 0 | 0 | 0
Small Non Domestic Unrestricted | 809524.842 | 0 | 0 | 64127.2495 | 0 | 0
LDNO LV: Small Non Domestic Unrestricted | 48.867 | 0 | 0 | 4.2081 | 0 | 0
LDNO HV: Small Non Domestic Unrestricted | 3576.6661 | 0 | 0 | 129.4002 | 0 | 0
> Small Non Domestic Two Rate | 0 | 0 | 0 | 0 | 0 | 0
Small Non Domestic Two Rate | 205885.8088 | 91634.2796 | 0 | 13544.1 | 0 | 0
LDNO LV: Small Non Domestic Two Rate | 0 | 0 | 0 | 0 | 0 | 0
LDNO HV: Small Non Domestic Two Rate | 971.2829 | 159.0422 | 0 | 9.4683 | 0 | 0
> Small Non Domestic Off Peak (related MPAN) | 0 | 0 | 0 | 0 | 0 | 0
Small Non Domestic Off Peak (related MPAN) | 2151.0803 | 0 | 0 | 293 | 0 | 0
LDNO LV: Small Non Domestic Off Peak (related MPAN) | 0 | 0 | 0 | 0 | 0 | 0
LDNO HV: Small Non Domestic Off Peak (related MPAN) | 0 | 0 | 0 | 0 | 0 | 0
> LV Medium Non-Domestic | 0 | 0 | 0 | 0 | 0 | 0
LV Medium Non-Domestic | 0 | 0 | 0 | 0 | 0 | 0
LDNO LV: LV Medium Non-Domestic | 0 | 0 | 0 | 0 | 0 | 0
LDNO HV: LV Medium Non-Domestic | 0 | 0 | 0 | 0 | 0 | 0
> LV Sub Medium Non-Domestic | 0 | 0 | 0 | 0 | 0 | 0
LV Sub Medium Non-Domestic | 0 | 0 | 0 | 0 | 0 | 0
> HV Medium Non-Domestic | 0 | 0 | 0 | 0 | 0 | 0
HV Medium Non-Domestic | 0 | 0 | 0 | 0 | 0 | 0
> LV Network Domestic | 0 | 0 | 0 | 0 | 0 | 0
LV Network Domestic | 0 | 0 | 0 | 0 | 0 | 0
LDNO LV: LV Network Domestic | 0 | 0 | 0 | 0 | 0 | 0
LDNO HV: LV Network Domestic | 0 | 0 | 0 | 0 | 0 | 0
> LV Network Non-Domestic Non-CT | 0 | 0 | 0 | 0 | 0 | 0
LV Network Non-Domestic Non-CT | 14426.2202 | 94601.103 | 71390.3911 | 2669.4481 | 0 | 0
LDNO LV: LV Network Non-Domestic Non-CT | 0 | 0 | 0 | 0 | 0 | 0
LDNO HV: LV Network Non-Domestic Non-CT | 51.5064 | 337.5215 | 207.9137 | 11.2284 | 0 | 0
> LV HH Metered | 0 | 0 | 0 | 0 | 0 | 0
LV HH Metered | 123997.643 | 794775.1588 | 593573.4382 | 5327.8481 | 735890.8319 | 112724.8569
LDNO LV: LV HH Metered | 13.2121 | 80.4331 | 78.5465 | 1.052 | 57.8619 | 12.6244
LDNO HV: LV HH Metered | 2673.9444 | 15428.0328 | 13371.2275 | 53.9977 | 21987.08 | 1666.4224
> LV Sub HH Metered | 0 | 0 | 0 | 0 | 0 | 0
LV Sub HH Metered | 1994.1257 | 12263.5408 | 9249.3848 | 33.1963 | 12242.3005 | 3160.3975
LDNO HV: LV Sub HH Metered | 223.1059 | 1263.8472 | 965.8808 | 1.052 | 953.1431 | 64.1741
> HV HH Metered | 0 | 0 | 0 | 0 | 0 | 0
HV HH Metered | 150554.3434 | 919548.1727 | 861049.0484 | 645.8194 | 695037.3273 | 139914.3082
LDNO HV: HV HH Metered | 662.1238 | 3716.2204 | 2886.499 | 4.2081 | 1926.2749 | 233.5516
> NHH UMS category A | 0 | 0 | 0 | 0 | 0 | 0
NHH UMS category A | 6769.848 | 0 | 0 | 520.1745 | 0 | 0
LDNO LV: NHH UMS category A | 0 | 0 | 0 | 0 | 0 | 0
LDNO HV: NHH UMS category A | 0 | 0 | 0 | 0 | 0 | 0
> NHH UMS category B | 0 | 0 | 0 | 0 | 0 | 0
NHH UMS category B | 5647.5155 | 0 | 0 | 757.9975 | 0 | 0
LDNO LV: NHH UMS category B | 6.062 | 0 | 0 | 0 | 0 | 0
LDNO HV: NHH UMS category B | 285.4881 | 0 | 0 | 0 | 0 | 0
> NHH UMS category C | 0 | 0 | 0 | 0 | 0 | 0
NHH UMS category C | 344.569 | 0 | 0 | 85.0091 | 0 | 0
LDNO LV: NHH UMS category C | 0 | 0 | 0 | 0 | 0 | 0
LDNO HV: NHH UMS category C | 0 | 0 | 0 | 0 | 0 | 0
> NHH UMS category D | 0 | 0 | 0 | 0 | 0 | 0
NHH UMS category D | 0 | 0 | 0 | 1.012 | 0 | 0
LDNO LV: NHH UMS category D | 0 | 0 | 0 | 0 | 0 | 0
LDNO HV: NHH UMS category D | 0 | 0 | 0 | 0 | 0 | 0
> LV UMS (Pseudo HH Metered) | 0 | 0 | 0 | 0 | 0 | 0
LV UMS (Pseudo HH Metered) | 5936.785 | 35011.9657 | 96711.7305 | 26.3123 | 0 | 0
LDNO LV: LV UMS (Pseudo HH Metered) | 0 | 0 | 0 | 0 | 0 | 0
LDNO HV: LV UMS (Pseudo HH Metered) | 0 | 0 | 0 | 0 | 0 | 0
> LV Generation NHH or Aggregate HH | 0 | 0 | 0 | 0 | 0 | 0
LV Generation NHH or Aggregate HH | 1533.5876 | 0 | 0 | 131.5616 | 0 | 0
LDNO LV: LV Generation NHH or Aggregate HH | 0 | 0 | 0 | 0 | 0 | 0
LDNO HV: LV Generation NHH or Aggregate HH | 0 | 0 | 0 | 0 | 0 | 0
> LV Sub Generation NHH | 0 | 0 | 0 | 0 | 0 | 0
LV Sub Generation NHH | 0 | 0 | 0 | 0 | 0 | 0
LDNO HV: LV Sub Generation NHH | 0 | 0 | 0 | 0 | 0 | 0
> LV Generation Intermittent | 0 | 0 | 0 | 0 | 0 | 0
LV Generation Intermittent | 23691.8717 | 0 | 0 | 147.7538 | 0 | 1518.9974
LDNO LV: LV Generation Intermittent | 0 | 0 | 0 | 0 | 0 | 0
LDNO HV: LV Generation Intermittent | 167.1969 | 0 | 0 | 0 | 0 | 201.9906
> LV Generation Non-Intermittent | 0 | 0 | 0 | 0 | 0 | 0
LV Generation Non-Intermittent | 196.3899 | 1256.4414 | 1328.539 | 11.1321 | 0 | 405.3335
LDNO LV: LV Generation Non-Intermittent | 0 | 0 | 0 | 0 | 0 | 0
LDNO HV: LV Generation Non-Intermittent | 0 | 0 | 0 | 0 | 0 | 0
> LV Sub Generation Intermittent | 0 | 0 | 0 | 0 | 0 | 0
LV Sub Generation Intermittent | 181.4497 | 0 | 0 | 1.012 | 0 | 0
LDNO HV: LV Sub Generation Intermittent | 0 | 0 | 0 | 0 | 0 | 0
> LV Sub Generation Non-Intermittent | 0 | 0 | 0 | 0 | 0 | 0
LV Sub Generation Non-Intermittent | 0 | 0 | 0 | 0 | 0 | 0
LDNO HV: LV Sub Generation Non-Intermittent | 0 | 0 | 0 | 0 | 0 | 0
> HV Generation Intermittent | 0 | 0 | 0 | 0 | 0 | 0
HV Generation Intermittent | 119985.507 | 0 | 0 | 53.3153 | 0 | 1222.0204
LDNO HV: HV Generation Intermittent | 0 | 0 | 0 | 0 | 0 | 0
> HV Generation Non-Intermittent | 0 | 0 | 0 | 0 | 0 | 0
HV Generation Non-Intermittent | 14049.6128 | 64008.6231 | 72121.7203 | 33.1963 | 0 | 533.756
LDNO HV: HV Generation Non-Intermittent | 0 | 0 | 0 | 0 | 0 | 0
1055. Transmission exit charges (£/year)
Source: forecast.
Transmission exit
Transmission exit charges (£/year) | 11948080.8516
1059. Other expenditure
| Direct cost (£/year) | Indirect cost (£/year) | Indirect cost proportion | Network rates (£/year)
Other expenditure | 18777724.2302 | 63052361.6582 | 60% | 21922499.9606
1060. Customer contributions under current connection charging policy
Source: analysis of expenditure data and/or survey of capital expenditure schemes.
Customer contribution percentages by network level of supply and by asset network level.
These proportions should reflect the current connection charging method, not necessarily the method that was in place when the connection was built.
| Assets 132kV | Assets 132kV/EHV | Assets EHV | Assets EHV/HV | Assets 132kV/HV | Assets HV | Assets HV/LV | Assets LV circuits
LV network | 0% | 0% | 0% | 75% | 75% | 75% | 95% | 95%
LV substation | 0% | 0% | 0% | 75% | 75% | 75% | 95%
HV network | 0% | 36% | 36% | 91% | 91% | 91%
HV substation | 0% | 36% | 36% | 91%
1061. Average split of rate 1 units by distribution time band
| Red | Amber | Green
Domestic Unrestricted | 11.27% | 50.37% | 38.37%
Domestic Two Rate | 13.26% | 58.22% | 28.52%
Domestic Off Peak (related MPAN) | 0.0002309% | 17.04% | 82.95%
Small Non Domestic Unrestricted | 7.129% | 58.17% | 34.7%
Small Non Domestic Two Rate | 9.933% | 66.42% | 23.64%
Small Non Domestic Off Peak (related MPAN) | 0.01495% | 17.55% | 82.43%
LV Medium Non-Domestic | 10.4% | 67.51% | 22.09%
LV Sub Medium Non-Domestic | 10.05% | 68.49% | 21.46%
HV Medium Non-Domestic | 9.881% | 69.43% | 20.69%
1062. Average split of rate 2 units by distribution time band
| Red | Amber | Green
Domestic Two Rate | 0% | 2.97% | 97.03%
Small Non Domestic Two Rate | 0% | 6.097% | 93.9%
LV Medium Non-Domestic | 0% | 0.6029% | 99.4%
LV Sub Medium Non-Domestic | 0% | 0.17% | 99.83%
HV Medium Non-Domestic | 0% | 0% | 100%
1064. Average split of rate 1 units by special distribution time band
| Red | Amber | Green
NHH UMS category A | 2.188% | 48.11% | 49.71%
NHH UMS category B | 4.279% | 19.7% | 76.02%
NHH UMS category C | 7.277% | 30.15% | 62.58%
NHH UMS category D | 0.2257% | 74.34% | 25.43%
1066. Typical annual hours by special distribution time band
Source: definition of distribution time bands.
The figures in this table will be automatically adjusted to match the number of days in the charging period.
| Red | Amber | Green
Annual hours | 190 | 4210 | 4360
1068. Typical annual hours by distribution time band
Source: definition of distribution time bands.
The figures in this table will be automatically adjusted to match the number of days in the charging period.
| Red | Amber | Green
Annual hours | 650 | 3750 | 4360
1069. Peaking probabilities by network level
Source: analysis of network operation data.
| Red | Amber | Green | Black
GSPs | 56.76% | 42.87% | 0.3696% | 37.57%
132kV | 64.3% | 29.68% | 6.029% | 58.16%
132kV/EHV | 64.3% | 29.68% | 6.029% | 58.16%
EHV | 52.99% | 38.96% | 8.043% | 48.25%
EHV/HV | 52.99% | 38.96% | 8.043% | 48.25%
132kV/HV | 64.3% | 29.68% | 6.029% | 58.16%
HV | 52.99% | 38.96% | 8.043% | 48.25%
HV/LV | 52.99% | 38.96% | 8.043% | 48.25%
LV circuits | 52.99% | 38.96% | 8.043% | 48.25%
1076. Target CDCM net revenue (£/year)
Source: mostly forecasts and price control formulae.
Target CDCM net revenue (£/year)
Target CDCM net revenue (£/year) | 231243512.7145
1092. Average kVAr by kVA, by network level
Source: analysis of operational data.
This is the average of MVAr/MVA or SQRT(1-PF^2) across relevant network elements.
| GSPs | 132kV | 132kV/EHV | EHV | EHV/HV | 132kV/HV | HV | HV/LV | LV circuits
Average kVAr by kVA, by network level | 0.2749 | 0.2749 | 0.2749 | 0.2749 | 0.2749 | 0.2749 | 0.2749 | 0.2749 | 0.2749

## (Y+2)
Input data (Y+2)
1000. Company, charging year, data version
| Company | Year | Version
Company, charging year, data version | South Wales | 0 | Forecast
1010. Financial and general assumptions
Sources: financial assumptions; calendar; network model.
These financial assumptions determine the annuity rate applied to convert the asset values of the network model into an annual charge.
| Rate of return | Annualisation period (years) | Annuity proportion for customer-contributed assets | Power factor | Days in the charging period
Financial and general assumptions | 4.31% | 40 |  | 0.95 | 366
1017. Diversity allowance between top and bottom of network level
Source: operational data analysis and/or network model.
The diversity figure against GSP is the diversity between GSP Group (the whole system) and individual GSPs.
The diversity figure against 132kV is the diversity between GSPs (the top of the 132kV network) and 132kV/EHV bulk supply points (the bottom of the 132kV network).
The diversity figure against EHV is the diversity between 132kV/EHV bulk supply points (the top of the EHV network) and EHV/HV primary substations (the bottom of the EHV network).
The diversity figure against HV is the diversity between EHV/HV primary substations (the top of the HV network) and HV/LV substations (the bottom of the HV network).
Diversity allowance between top and bottom of network level
GSPs | 6.383%
132kV | 5.3%
132kV/EHV
EHV | 9.9%
EHV/HV
HV | 37%
HV/LV
LV circuits
1018. Proportion of relevant load going through 132kV/HV direct transformation
132kV/HV
EHV/HV | 30%
1019. Network model GSP peak demand (MW)
Network model GSP peak demand (MW)
Network model GSP peak demand (MW) | 500
1020. Gross asset cost by network level (£)
Gross assets £
132kV | 141904623.8128
132kV/EHV | 12533819.8457
EHV | 37192442.8981
EHV/HV | 32357166.3598
132kV/HV | 10419494.3874
HV | 156082397.9666
HV/LV | 60299548.5016
LV circuits | 124189730.2023
1022. LV service model asset cost (£)
| LV service model 1 | LV service model 2 | LV service model 3 | LV service model 4 | LV service model 5 | LV service model 6 | LV service model 7 | LV service model 8
LV service model asset cost (£) | 5582.6265 | 627.9897 | 764.5729 | 567.0226 | 1288.9685 | 992.7804 | 0 | 519.2299
1023. HV service model asset cost (£)
| HV service model 1 | HV service model 2 | HV service model 3 | HV service model 4 | HV service model 5
HV service model asset cost (£) | 9849.5335 | 4748.7928 | 0 | 0 | 0
1025. Matrix of applicability of LV service models to tariffs with fixed charges
| 18 | 19 | 20 | 21 | 22 | 23 | 24 | 25
| LV service model 1 | LV service model 2 | LV service model 3 | LV service model 4 | LV service model 5 | LV service model 6 | LV service model 7 | LV service model 8
Domestic Unrestricted | 5% | 0% | 0% | 0% | 0% | 0% | 0% | 0%
Domestic Two Rate | 5% | 0% | 0% | 0% | 0% | 0% | 0% | 0%
Small Non Domestic Unrestricted | 0% | 100% | 0% | 0% | 0% | 0% | 0% | 0%
Small Non Domestic Two Rate | 0% | 100% | 0% | 0% | 0% | 0% | 0% | 0%
LV Medium Non-Domestic | 0% | 0% | 100% | 0% | 0% | 0% | 0% | 0%
LV Sub Medium Non-Domestic | 0% | 0% | 0% | 100% | 0% | 0% | 0% | 0%
LV Network Domestic | 5% | 0% | 0% | 0% | 0% | 0% | 0% | 0%
LV Network Non-Domestic Non-CT | 0% | 100% | 0% | 0% | 0% | 0% | 0% | 0%
LV HH Metered | 0% | 0% | 0% | 0% | 100% | 0% | 0% | 0%
LV Sub HH Metered | 0% | 0% | 0% | 0% | 0% | 100% | 0% | 0%
LV Generation NHH or Aggregate HH | 0% | 0% | 0% | 0% | 0% | 0% | 100% | 0%
LV Sub Generation NHH | 0% | 0% | 0% | 0% | 0% | 0% | 100% | 0%
LV Generation Intermittent | 0% | 0% | 0% | 0% | 0% | 0% | 100% | 0%
LV Generation Non-Intermittent | 0% | 0% | 0% | 0% | 0% | 0% | 0% | 0%
LV Sub Generation Intermittent | 0% | 0% | 0% | 0% | 0% | 0% | 0% | 0%
LV Sub Generation Non-Intermittent | 0% | 0% | 0% | 0% | 0% | 0% | 0% | 0%
1026. Matrix of applicability of LV service models to unmetered tariffs
Source: service models
Proportion of service model involved in connecting load of 1 MWh/year
| LV service model 1 | LV service model 2 | LV service model 3 | LV service model 4 | LV service model 5 | LV service model 6 | LV service model 7 | LV service model 8
All LV unmetered tariffs | 0 | 0 | 0 | 0 | 0 | 0 | 0 | 0.488
1028. Matrix of applicability of HV service models to tariffs with fixed charges
| 12 | 13 | 14 | 15 | 16
| HV service model 1 | HV service model 2 | HV service model 3 | HV service model 4 | HV service model 5
HV Medium Non-Domestic | 100% | 0% | 0% | 0% | 0%
HV HH Metered | 100% | 0% | 0% | 0% | 0%
HV Generation Intermittent | 0% | 100% | 0% | 0% | 0%
HV Generation Non-Intermittent | 0% | 100% | 0% | 0% | 0%
1032. Loss adjustment factors to transmission
Source: losses model or loss adjustment factors at time of system peak.
| 132kV | 132kV/EHV | EHV | EHV/HV | HV | HV/LV | LV circuits
Loss adjustment factor | 1.009 | 1.014 | 1.026 | 1.033 | 1.043 | 1.063 | 1.084
1037. Embedded network (LDNO) discounts
Source: separate price control disaggregation model.
| No discount | LDNO LV: LV user | LDNO HV: LV user | LDNO HV: LV sub user | LDNO HV: HV user
LDNO discount |  | 32.07% | 64.02% | 45.12% | 34.02%
1041. Load profile data for demand users
Source: load data analysis.
| Coincidence factor | Load factor
Domestic Unrestricted | 0.88367 | 0.44409
Domestic Two Rate | 0.31605 | 0.26509
Domestic Off Peak (related MPAN) |  | 0.18637
Small Non Domestic Unrestricted | 0.6048 | 0.41772
Small Non Domestic Two Rate | 0.74406 | 0.57282
Small Non Domestic Off Peak (related MPAN) |  | 0.19989
LV Medium Non-Domestic | 0.74851 | 0.54885
LV Sub Medium Non-Domestic | 0.74851 | 0.54885
HV Medium Non-Domestic | 0.50127 | 0.35631
LV Network Domestic | 0.85153 | 0.43372
LV Network Non-Domestic Non-CT | 0.62901 | 0.44377
LV HH Metered | 0.76028 | 0.58987
LV Sub HH Metered | 0.76028 | 0.58987
HV HH Metered | 0.8417 | 0.73799
NHH UMS category A | 1 | 1
NHH UMS category B | 0.97672 | 0.47519
NHH UMS category C | 0.53311 | 0.24408
NHH UMS category D | 0 | 0.51552
LV UMS (Pseudo HH Metered) | 0.96533 | 0.46718
1053. Volume forecasts for the charging year
| 16 | 17 | 18 | 19 | 20 | 21
Source: forecast.
Please include MPAN counts for tariffs with no fixed charge (e.g. off-peak tariffs),
but exclude MPANs on tariffs with a fixed charge that are not subject to a fixed charge due to a site grouping arrangement.
| Rate 1 units (MWh) | Rate 2 units (MWh) | Rate 3 units (MWh) | MPANs | Import capacity (kVA) | Reactive power units (MVArh)
> Domestic Unrestricted | 0 | 0 | 0 | 0 | 0 | 0
Domestic Unrestricted | 3173111.1026 | 0 | 0 | 976783.7131 | 0 | 0
LDNO LV: Domestic Unrestricted | 2892.3258 | 0 | 0 | 1019.4213 | 0 | 0
LDNO HV: Domestic Unrestricted | 12015.5175 | 0 | 0 | 4637.3674 | 0 | 0
> Domestic Two Rate | 0 | 0 | 0 | 0 | 0 | 0
Domestic Two Rate | 166747.7558 | 174486.3311 | 0 | 56792.8739 | 0 | 0
LDNO LV: Domestic Two Rate | 61.3878 | 13.7231 | 0 | 26.3009 | 0 | 0
LDNO HV: Domestic Two Rate | 105.2682 | 99.7534 | 0 | 72.5904 | 0 | 0
> Domestic Off Peak (related MPAN) | 0 | 0 | 0 | 0 | 0 | 0
Domestic Off Peak (related MPAN) | 3470.0405 | 0 | 0 | 1037 | 0 | 0
LDNO LV: Domestic Off Peak (related MPAN) | 0 | 0 | 0 | 0 | 0 | 0
LDNO HV: Domestic Off Peak (related MPAN) | 0 | 0 | 0 | 0 | 0 | 0
> Small Non Domestic Unrestricted | 0 | 0 | 0 | 0 | 0 | 0
Small Non Domestic Unrestricted | 809524.842 | 0 | 0 | 64127.2495 | 0 | 0
LDNO LV: Small Non Domestic Unrestricted | 48.867 | 0 | 0 | 4.2081 | 0 | 0
LDNO HV: Small Non Domestic Unrestricted | 3576.6661 | 0 | 0 | 129.4002 | 0 | 0
> Small Non Domestic Two Rate | 0 | 0 | 0 | 0 | 0 | 0
Small Non Domestic Two Rate | 205885.8088 | 91634.2796 | 0 | 13544.1 | 0 | 0
LDNO LV: Small Non Domestic Two Rate | 0 | 0 | 0 | 0 | 0 | 0
LDNO HV: Small Non Domestic Two Rate | 971.2829 | 159.0422 | 0 | 9.4683 | 0 | 0
> Small Non Domestic Off Peak (related MPAN) | 0 | 0 | 0 | 0 | 0 | 0
Small Non Domestic Off Peak (related MPAN) | 2151.0803 | 0 | 0 | 293 | 0 | 0
LDNO LV: Small Non Domestic Off Peak (related MPAN) | 0 | 0 | 0 | 0 | 0 | 0
LDNO HV: Small Non Domestic Off Peak (related MPAN) | 0 | 0 | 0 | 0 | 0 | 0
> LV Medium Non-Domestic | 0 | 0 | 0 | 0 | 0 | 0
LV Medium Non-Domestic | 0 | 0 | 0 | 0 | 0 | 0
LDNO LV: LV Medium Non-Domestic | 0 | 0 | 0 | 0 | 0 | 0
LDNO HV: LV Medium Non-Domestic | 0 | 0 | 0 | 0 | 0 | 0
> LV Sub Medium Non-Domestic | 0 | 0 | 0 | 0 | 0 | 0
LV Sub Medium Non-Domestic | 0 | 0 | 0 | 0 | 0 | 0
> HV Medium Non-Domestic | 0 | 0 | 0 | 0 | 0 | 0
HV Medium Non-Domestic | 0 | 0 | 0 | 0 | 0 | 0
> LV Network Domestic | 0 | 0 | 0 | 0 | 0 | 0
LV Network Domestic | 0 | 0 | 0 | 0 | 0 | 0
LDNO LV: LV Network Domestic | 0 | 0 | 0 | 0 | 0 | 0
LDNO HV: LV Network Domestic | 0 | 0 | 0 | 0 | 0 | 0
> LV Network Non-Domestic Non-CT | 0 | 0 | 0 | 0 | 0 | 0
LV Network Non-Domestic Non-CT | 14426.2202 | 94601.103 | 71390.3911 | 2669.4481 | 0 | 0
LDNO LV: LV Network Non-Domestic Non-CT | 0 | 0 | 0 | 0 | 0 | 0
LDNO HV: LV Network Non-Domestic Non-CT | 51.5064 | 337.5215 | 207.9137 | 11.2284 | 0 | 0
> LV HH Metered | 0 | 0 | 0 | 0 | 0 | 0
LV HH Metered | 123997.643 | 794775.1588 | 593573.4382 | 5327.8481 | 735890.8319 | 112724.8569
LDNO LV: LV HH Metered | 13.2121 | 80.4331 | 78.5465 | 1.052 | 57.8619 | 12.6244
LDNO HV: LV HH Metered | 2673.9444 | 15428.0328 | 13371.2275 | 53.9977 | 21987.08 | 1666.4224
> LV Sub HH Metered | 0 | 0 | 0 | 0 | 0 | 0
LV Sub HH Metered | 1994.1257 | 12263.5408 | 9249.3848 | 33.1963 | 12242.3005 | 3160.3975
LDNO HV: LV Sub HH Metered | 223.1059 | 1263.8472 | 965.8808 | 1.052 | 953.1431 | 64.1741
> HV HH Metered | 0 | 0 | 0 | 0 | 0 | 0
HV HH Metered | 150554.3434 | 919548.1727 | 861049.0484 | 645.8194 | 695037.3273 | 139914.3082
LDNO HV: HV HH Metered | 662.1238 | 3716.2204 | 2886.499 | 4.2081 | 1926.2749 | 233.5516
> NHH UMS category A | 0 | 0 | 0 | 0 | 0 | 0
NHH UMS category A | 6769.848 | 0 | 0 | 520.1745 | 0 | 0
LDNO LV: NHH UMS category A | 0 | 0 | 0 | 0 | 0 | 0
LDNO HV: NHH UMS category A | 0 | 0 | 0 | 0 | 0 | 0
> NHH UMS category B | 0 | 0 | 0 | 0 | 0 | 0
NHH UMS category B | 5647.5155 | 0 | 0 | 757.9975 | 0 | 0
LDNO LV: NHH UMS category B | 6.062 | 0 | 0 | 0 | 0 | 0
LDNO HV: NHH UMS category B | 285.4881 | 0 | 0 | 0 | 0 | 0
> NHH UMS category C | 0 | 0 | 0 | 0 | 0 | 0
NHH UMS category C | 344.569 | 0 | 0 | 85.0091 | 0 | 0
LDNO LV: NHH UMS category C | 0 | 0 | 0 | 0 | 0 | 0
LDNO HV: NHH UMS category C | 0 | 0 | 0 | 0 | 0 | 0
> NHH UMS category D | 0 | 0 | 0 | 0 | 0 | 0
NHH UMS category D | 0 | 0 | 0 | 1.012 | 0 | 0
LDNO LV: NHH UMS category D | 0 | 0 | 0 | 0 | 0 | 0
LDNO HV: NHH UMS category D | 0 | 0 | 0 | 0 | 0 | 0
> LV UMS (Pseudo HH Metered) | 0 | 0 | 0 | 0 | 0 | 0
LV UMS (Pseudo HH Metered) | 5936.785 | 35011.9657 | 96711.7305 | 26.3123 | 0 | 0
LDNO LV: LV UMS (Pseudo HH Metered) | 0 | 0 | 0 | 0 | 0 | 0
LDNO HV: LV UMS (Pseudo HH Metered) | 0 | 0 | 0 | 0 | 0 | 0
> LV Generation NHH or Aggregate HH | 0 | 0 | 0 | 0 | 0 | 0
LV Generation NHH or Aggregate HH | 1533.5876 | 0 | 0 | 131.5616 | 0 | 0
LDNO LV: LV Generation NHH or Aggregate HH | 0 | 0 | 0 | 0 | 0 | 0
LDNO HV: LV Generation NHH or Aggregate HH | 0 | 0 | 0 | 0 | 0 | 0
> LV Sub Generation NHH | 0 | 0 | 0 | 0 | 0 | 0
LV Sub Generation NHH | 0 | 0 | 0 | 0 | 0 | 0
LDNO HV: LV Sub Generation NHH | 0 | 0 | 0 | 0 | 0 | 0
> LV Generation Intermittent | 0 | 0 | 0 | 0 | 0 | 0
LV Generation Intermittent | 23691.8717 | 0 | 0 | 147.7538 | 0 | 1518.9974
LDNO LV: LV Generation Intermittent | 0 | 0 | 0 | 0 | 0 | 0
LDNO HV: LV Generation Intermittent | 167.1969 | 0 | 0 | 0 | 0 | 201.9906
> LV Generation Non-Intermittent | 0 | 0 | 0 | 0 | 0 | 0
LV Generation Non-Intermittent | 196.3899 | 1256.4414 | 1328.539 | 11.1321 | 0 | 405.3335
LDNO LV: LV Generation Non-Intermittent | 0 | 0 | 0 | 0 | 0 | 0
LDNO HV: LV Generation Non-Intermittent | 0 | 0 | 0 | 0 | 0 | 0
> LV Sub Generation Intermittent | 0 | 0 | 0 | 0 | 0 | 0
LV Sub Generation Intermittent | 181.4497 | 0 | 0 | 1.012 | 0 | 0
LDNO HV: LV Sub Generation Intermittent | 0 | 0 | 0 | 0 | 0 | 0
> LV Sub Generation Non-Intermittent | 0 | 0 | 0 | 0 | 0 | 0
LV Sub Generation Non-Intermittent | 0 | 0 | 0 | 0 | 0 | 0
LDNO HV: LV Sub Generation Non-Intermittent | 0 | 0 | 0 | 0 | 0 | 0
> HV Generation Intermittent | 0 | 0 | 0 | 0 | 0 | 0
HV Generation Intermittent | 119985.507 | 0 | 0 | 53.3153 | 0 | 1222.0204
LDNO HV: HV Generation Intermittent | 0 | 0 | 0 | 0 | 0 | 0
> HV Generation Non-Intermittent | 0 | 0 | 0 | 0 | 0 | 0
HV Generation Non-Intermittent | 14049.6128 | 64008.6231 | 72121.7203 | 33.1963 | 0 | 533.756
LDNO HV: HV Generation Non-Intermittent | 0 | 0 | 0 | 0 | 0 | 0
1055. Transmission exit charges (£/year)
Source: forecast.
Transmission exit
Transmission exit charges (£/year) | 12306523.2771
1059. Other expenditure
| Direct cost (£/year) | Indirect cost (£/year) | Indirect cost proportion | Network rates (£/year)
Other expenditure | 19365067.9504 | 65024560.643 | 60% | 22580213
1060. Customer contributions under current connection charging policy
Source: analysis of expenditure data and/or survey of capital expenditure schemes.
Customer contribution percentages by network level of supply and by asset network level.
These proportions should reflect the current connection charging method, not necessarily the method that was in place when the connection was built.
| Assets 132kV | Assets 132kV/EHV | Assets EHV | Assets EHV/HV | Assets 132kV/HV | Assets HV | Assets HV/LV | Assets LV circuits
LV network | 0% | 0% | 0% | 75% | 75% | 75% | 95% | 95%
LV substation | 0% | 0% | 0% | 75% | 75% | 75% | 95%
HV network | 0% | 36% | 36% | 91% | 91% | 91%
HV substation | 0% | 36% | 36% | 91%
1061. Average split of rate 1 units by distribution time band
| Red | Amber | Green
Domestic Unrestricted | 11.27% | 50.37% | 38.37%
Domestic Two Rate | 13.26% | 58.22% | 28.52%
Domestic Off Peak (related MPAN) | 0.0002309% | 17.04% | 82.95%
Small Non Domestic Unrestricted | 7.129% | 58.17% | 34.7%
Small Non Domestic Two Rate | 9.933% | 66.42% | 23.64%
Small Non Domestic Off Peak (related MPAN) | 0.01495% | 17.55% | 82.43%
LV Medium Non-Domestic | 10.4% | 67.51% | 22.09%
LV Sub Medium Non-Domestic | 10.05% | 68.49% | 21.46%
HV Medium Non-Domestic | 9.881% | 69.43% | 20.69%
1062. Average split of rate 2 units by distribution time band
| Red | Amber | Green
Domestic Two Rate | 0% | 2.97% | 97.03%
Small Non Domestic Two Rate | 0% | 6.097% | 93.9%
LV Medium Non-Domestic | 0% | 0.6029% | 99.4%
LV Sub Medium Non-Domestic | 0% | 0.17% | 99.83%
HV Medium Non-Domestic | 0% | 0% | 100%
1064. Average split of rate 1 units by special distribution time band
| Red | Amber | Green
NHH UMS category A | 2.188% | 48.11% | 49.71%
NHH UMS category B | 4.279% | 19.7% | 76.02%
NHH UMS category C | 7.277% | 30.15% | 62.58%
NHH UMS category D | 0.2257% | 74.34% | 25.43%
1066. Typical annual hours by special distribution time band
Source: definition of distribution time bands.
The figures in this table will be automatically adjusted to match the number of days in the charging period.
| Red | Amber | Green
Annual hours | 190 | 4233 | 4361
1068. Typical annual hours by distribution time band
Source: definition of distribution time bands.
The figures in this table will be automatically adjusted to match the number of days in the charging period.
| Red | Amber | Green
Annual hours | 655 | 3768 | 4361
1069. Peaking probabilities by network level
Source: analysis of network operation data.
| Red | Amber | Green | Black
GSPs | 56.76% | 42.87% | 0.3696% | 37.57%
132kV | 64.3% | 29.68% | 6.029% | 58.16%
132kV/EHV | 64.3% | 29.68% | 6.029% | 58.16%
EHV | 52.99% | 38.96% | 8.043% | 48.25%
EHV/HV | 52.99% | 38.96% | 8.043% | 48.25%
132kV/HV | 64.3% | 29.68% | 6.029% | 58.16%
HV | 52.99% | 38.96% | 8.043% | 48.25%
HV/LV | 52.99% | 38.96% | 8.043% | 48.25%
LV circuits | 52.99% | 38.96% | 8.043% | 48.25%
1076. Target CDCM net revenue (£/year)
Source: mostly forecasts and price control formulae.
Target CDCM net revenue (£/year)
Target CDCM net revenue (£/year) | 238560466.9468
1092. Average kVAr by kVA, by network level
Source: analysis of operational data.
This is the average of MVAr/MVA or SQRT(1-PF^2) across relevant network elements.
| GSPs | 132kV | 132kV/EHV | EHV | EHV/HV | 132kV/HV | HV | HV/LV | LV circuits
Average kVAr by kVA, by network level | 0.2749 | 0.2749 | 0.2749 | 0.2749 | 0.2749 | 0.2749 | 0.2749 | 0.2749 | 0.2749

## (Y+3)
Input data (Y+3)
1000. Company, charging year, data version
| Company | Year | Version
Company, charging year, data version | South Wales | 0 | Forecast
1010. Financial and general assumptions
Sources: financial assumptions; calendar; network model.
These financial assumptions determine the annuity rate applied to convert the asset values of the network model into an annual charge.
| Rate of return | Annualisation period (years) | Annuity proportion for customer-contributed assets | Power factor | Days in the charging period
Financial and general assumptions | 4.31% | 40 |  | 0.95 | 365
1017. Diversity allowance between top and bottom of network level
Source: operational data analysis and/or network model.
The diversity figure against GSP is the diversity between GSP Group (the whole system) and individual GSPs.
The diversity figure against 132kV is the diversity between GSPs (the top of the 132kV network) and 132kV/EHV bulk supply points (the bottom of the 132kV network).
The diversity figure against EHV is the diversity between 132kV/EHV bulk supply points (the top of the EHV network) and EHV/HV primary substations (the bottom of the EHV network).
The diversity figure against HV is the diversity between EHV/HV primary substations (the top of the HV network) and HV/LV substations (the bottom of the HV network).
Diversity allowance between top and bottom of network level
GSPs | 6.383%
132kV | 5.3%
132kV/EHV
EHV | 9.9%
EHV/HV
HV | 37%
HV/LV
LV circuits
1018. Proportion of relevant load going through 132kV/HV direct transformation
132kV/HV
EHV/HV | 30%
1019. Network model GSP peak demand (MW)
Network model GSP peak demand (MW)
Network model GSP peak demand (MW) | 500
1020. Gross asset cost by network level (£)
Gross assets £
132kV | 145980527.1571
132kV/EHV | 12893826.707
EHV | 38260715.3639
EHV/HV | 33286555.9669
132kV/HV | 10718771.8237
HV | 160565527.2034
HV/LV | 62031522.5895
LV circuits | 127756811.5493
1022. LV service model asset cost (£)
| LV service model 1 | LV service model 2 | LV service model 3 | LV service model 4 | LV service model 5 | LV service model 6 | LV service model 7 | LV service model 8
LV service model asset cost (£) | 5742.9754 | 646.0273 | 786.5336 | 583.3091 | 1325.9913 | 1021.2959 | 0 | 534.1437
1023. HV service model asset cost (£)
| HV service model 1 | HV service model 2 | HV service model 3 | HV service model 4 | HV service model 5
HV service model asset cost (£) | 10132.44 | 4885.1916 | 0 | 0 | 0
1025. Matrix of applicability of LV service models to tariffs with fixed charges
| 26 | 27 | 28 | 29 | 30 | 31 | 32 | 33
| LV service model 1 | LV service model 2 | LV service model 3 | LV service model 4 | LV service model 5 | LV service model 6 | LV service model 7 | LV service model 8
Domestic Unrestricted | 5% | 0% | 0% | 0% | 0% | 0% | 0% | 0%
Domestic Two Rate | 5% | 0% | 0% | 0% | 0% | 0% | 0% | 0%
Small Non Domestic Unrestricted | 0% | 100% | 0% | 0% | 0% | 0% | 0% | 0%
Small Non Domestic Two Rate | 0% | 100% | 0% | 0% | 0% | 0% | 0% | 0%
LV Medium Non-Domestic | 0% | 0% | 100% | 0% | 0% | 0% | 0% | 0%
LV Sub Medium Non-Domestic | 0% | 0% | 0% | 100% | 0% | 0% | 0% | 0%
LV Network Domestic | 5% | 0% | 0% | 0% | 0% | 0% | 0% | 0%
LV Network Non-Domestic Non-CT | 0% | 100% | 0% | 0% | 0% | 0% | 0% | 0%
LV HH Metered | 0% | 0% | 0% | 0% | 100% | 0% | 0% | 0%
LV Sub HH Metered | 0% | 0% | 0% | 0% | 0% | 100% | 0% | 0%
LV Generation NHH or Aggregate HH | 0% | 0% | 0% | 0% | 0% | 0% | 100% | 0%
LV Sub Generation NHH | 0% | 0% | 0% | 0% | 0% | 0% | 100% | 0%
LV Generation Intermittent | 0% | 0% | 0% | 0% | 0% | 0% | 100% | 0%
LV Generation Non-Intermittent | 0% | 0% | 0% | 0% | 0% | 0% | 0% | 0%
LV Sub Generation Intermittent | 0% | 0% | 0% | 0% | 0% | 0% | 0% | 0%
LV Sub Generation Non-Intermittent | 0% | 0% | 0% | 0% | 0% | 0% | 0% | 0%
1026. Matrix of applicability of LV service models to unmetered tariffs
Source: service models
Proportion of service model involved in connecting load of 1 MWh/year
| LV service model 1 | LV service model 2 | LV service model 3 | LV service model 4 | LV service model 5 | LV service model 6 | LV service model 7 | LV service model 8
All LV unmetered tariffs | 0 | 0 | 0 | 0 | 0 | 0 | 0 | 0.488
1028. Matrix of applicability of HV service models to tariffs with fixed charges
| 17 | 18 | 19 | 20 | 21
| HV service model 1 | HV service model 2 | HV service model 3 | HV service model 4 | HV service model 5
HV Medium Non-Domestic | 100% | 0% | 0% | 0% | 0%
HV HH Metered | 100% | 0% | 0% | 0% | 0%
HV Generation Intermittent | 0% | 100% | 0% | 0% | 0%
HV Generation Non-Intermittent | 0% | 100% | 0% | 0% | 0%
1032. Loss adjustment factors to transmission
Source: losses model or loss adjustment factors at time of system peak.
| 132kV | 132kV/EHV | EHV | EHV/HV | HV | HV/LV | LV circuits
Loss adjustment factor | 1.009 | 1.014 | 1.026 | 1.033 | 1.043 | 1.063 | 1.084
1037. Embedded network (LDNO) discounts
Source: separate price control disaggregation model.
| No discount | LDNO LV: LV user | LDNO HV: LV user | LDNO HV: LV sub user | LDNO HV: HV user
LDNO discount |  | 32.07% | 64.02% | 45.12% | 34.02%
1041. Load profile data for demand users
Source: load data analysis.
| Coincidence factor | Load factor
Domestic Unrestricted | 0.88367 | 0.44409
Domestic Two Rate | 0.31605 | 0.26509
Domestic Off Peak (related MPAN) |  | 0.18637
Small Non Domestic Unrestricted | 0.6048 | 0.41772
Small Non Domestic Two Rate | 0.74406 | 0.57282
Small Non Domestic Off Peak (related MPAN) |  | 0.19989
LV Medium Non-Domestic | 0.74851 | 0.54885
LV Sub Medium Non-Domestic | 0.74851 | 0.54885
HV Medium Non-Domestic | 0.50127 | 0.35631
LV Network Domestic | 0.85153 | 0.43372
LV Network Non-Domestic Non-CT | 0.62901 | 0.44377
LV HH Metered | 0.76028 | 0.58987
LV Sub HH Metered | 0.76028 | 0.58987
HV HH Metered | 0.8417 | 0.73799
NHH UMS category A | 1 | 1
NHH UMS category B | 0.97672 | 0.47519
NHH UMS category C | 0.53311 | 0.24408
NHH UMS category D | 0 | 0.51552
LV UMS (Pseudo HH Metered) | 0.96533 | 0.46718
1053. Volume forecasts for the charging year
| 22 | 23 | 24 | 25 | 26 | 27
Source: forecast.
Please include MPAN counts for tariffs with no fixed charge (e.g. off-peak tariffs),
but exclude MPANs on tariffs with a fixed charge that are not subject to a fixed charge due to a site grouping arrangement.
| Rate 1 units (MWh) | Rate 2 units (MWh) | Rate 3 units (MWh) | MPANs | Import capacity (kVA) | Reactive power units (MVArh)
> Domestic Unrestricted | 0 | 0 | 0 | 0 | 0 | 0
Domestic Unrestricted | 3173111.1026 | 0 | 0 | 976783.7131 | 0 | 0
LDNO LV: Domestic Unrestricted | 2892.3258 | 0 | 0 | 1019.4213 | 0 | 0
LDNO HV: Domestic Unrestricted | 12015.5175 | 0 | 0 | 4637.3674 | 0 | 0
> Domestic Two Rate | 0 | 0 | 0 | 0 | 0 | 0
Domestic Two Rate | 166747.7558 | 174486.3311 | 0 | 56792.8739 | 0 | 0
LDNO LV: Domestic Two Rate | 61.3878 | 13.7231 | 0 | 26.3009 | 0 | 0
LDNO HV: Domestic Two Rate | 105.2682 | 99.7534 | 0 | 72.5904 | 0 | 0
> Domestic Off Peak (related MPAN) | 0 | 0 | 0 | 0 | 0 | 0
Domestic Off Peak (related MPAN) | 3470.0405 | 0 | 0 | 1037 | 0 | 0
LDNO LV: Domestic Off Peak (related MPAN) | 0 | 0 | 0 | 0 | 0 | 0
LDNO HV: Domestic Off Peak (related MPAN) | 0 | 0 | 0 | 0 | 0 | 0
> Small Non Domestic Unrestricted | 0 | 0 | 0 | 0 | 0 | 0
Small Non Domestic Unrestricted | 809524.842 | 0 | 0 | 64127.2495 | 0 | 0
LDNO LV: Small Non Domestic Unrestricted | 48.867 | 0 | 0 | 4.2081 | 0 | 0
LDNO HV: Small Non Domestic Unrestricted | 3576.6661 | 0 | 0 | 129.4002 | 0 | 0
> Small Non Domestic Two Rate | 0 | 0 | 0 | 0 | 0 | 0
Small Non Domestic Two Rate | 205885.8088 | 91634.2796 | 0 | 13544.1 | 0 | 0
LDNO LV: Small Non Domestic Two Rate | 0 | 0 | 0 | 0 | 0 | 0
LDNO HV: Small Non Domestic Two Rate | 971.2829 | 159.0422 | 0 | 9.4683 | 0 | 0
> Small Non Domestic Off Peak (related MPAN) | 0 | 0 | 0 | 0 | 0 | 0
Small Non Domestic Off Peak (related MPAN) | 2151.0803 | 0 | 0 | 293 | 0 | 0
LDNO LV: Small Non Domestic Off Peak (related MPAN) | 0 | 0 | 0 | 0 | 0 | 0
LDNO HV: Small Non Domestic Off Peak (related MPAN) | 0 | 0 | 0 | 0 | 0 | 0
> LV Medium Non-Domestic | 0 | 0 | 0 | 0 | 0 | 0
LV Medium Non-Domestic | 0 | 0 | 0 | 0 | 0 | 0
LDNO LV: LV Medium Non-Domestic | 0 | 0 | 0 | 0 | 0 | 0
LDNO HV: LV Medium Non-Domestic | 0 | 0 | 0 | 0 | 0 | 0
> LV Sub Medium Non-Domestic | 0 | 0 | 0 | 0 | 0 | 0
LV Sub Medium Non-Domestic | 0 | 0 | 0 | 0 | 0 | 0
> HV Medium Non-Domestic | 0 | 0 | 0 | 0 | 0 | 0
HV Medium Non-Domestic | 0 | 0 | 0 | 0 | 0 | 0
> LV Network Domestic | 0 | 0 | 0 | 0 | 0 | 0
LV Network Domestic | 0 | 0 | 0 | 0 | 0 | 0
LDNO LV: LV Network Domestic | 0 | 0 | 0 | 0 | 0 | 0
LDNO HV: LV Network Domestic | 0 | 0 | 0 | 0 | 0 | 0
> LV Network Non-Domestic Non-CT | 0 | 0 | 0 | 0 | 0 | 0
LV Network Non-Domestic Non-CT | 14426.2202 | 94601.103 | 71390.3911 | 2669.4481 | 0 | 0
LDNO LV: LV Network Non-Domestic Non-CT | 0 | 0 | 0 | 0 | 0 | 0
LDNO HV: LV Network Non-Domestic Non-CT | 51.5064 | 337.5215 | 207.9137 | 11.2284 | 0 | 0
> LV HH Metered | 0 | 0 | 0 | 0 | 0 | 0
LV HH Metered | 123997.643 | 794775.1588 | 593573.4382 | 5327.8481 | 735890.8319 | 112724.8569
LDNO LV: LV HH Metered | 13.2121 | 80.4331 | 78.5465 | 1.052 | 57.8619 | 12.6244
LDNO HV: LV HH Metered | 2673.9444 | 15428.0328 | 13371.2275 | 53.9977 | 21987.08 | 1666.4224
> LV Sub HH Metered | 0 | 0 | 0 | 0 | 0 | 0
LV Sub HH Metered | 1994.1257 | 12263.5408 | 9249.3848 | 33.1963 | 12242.3005 | 3160.3975
LDNO HV: LV Sub HH Metered | 223.1059 | 1263.8472 | 965.8808 | 1.052 | 953.1431 | 64.1741
> HV HH Metered | 0 | 0 | 0 | 0 | 0 | 0
HV HH Metered | 150554.3434 | 919548.1727 | 861049.0484 | 645.8194 | 695037.3273 | 139914.3082
LDNO HV: HV HH Metered | 662.1238 | 3716.2204 | 2886.499 | 4.2081 | 1926.2749 | 233.5516
> NHH UMS category A | 0 | 0 | 0 | 0 | 0 | 0
NHH UMS category A | 6769.848 | 0 | 0 | 520.1745 | 0 | 0
LDNO LV: NHH UMS category A | 0 | 0 | 0 | 0 | 0 | 0
LDNO HV: NHH UMS category A | 0 | 0 | 0 | 0 | 0 | 0
> NHH UMS category B | 0 | 0 | 0 | 0 | 0 | 0
NHH UMS category B | 5647.5155 | 0 | 0 | 757.9975 | 0 | 0
LDNO LV: NHH UMS category B | 6.062 | 0 | 0 | 0 | 0 | 0
LDNO HV: NHH UMS category B | 285.4881 | 0 | 0 | 0 | 0 | 0
> NHH UMS category C | 0 | 0 | 0 | 0 | 0 | 0
NHH UMS category C | 344.569 | 0 | 0 | 85.0091 | 0 | 0
LDNO LV: NHH UMS category C | 0 | 0 | 0 | 0 | 0 | 0
LDNO HV: NHH UMS category C | 0 | 0 | 0 | 0 | 0 | 0
> NHH UMS category D | 0 | 0 | 0 | 0 | 0 | 0
NHH UMS category D | 0 | 0 | 0 | 1.012 | 0 | 0
LDNO LV: NHH UMS category D | 0 | 0 | 0 | 0 | 0 | 0
LDNO HV: NHH UMS category D | 0 | 0 | 0 | 0 | 0 | 0
> LV UMS (Pseudo HH Metered) | 0 | 0 | 0 | 0 | 0 | 0
LV UMS (Pseudo HH Metered) | 5936.785 | 35011.9657 | 96711.7305 | 26.3123 | 0 | 0
LDNO LV: LV UMS (Pseudo HH Metered) | 0 | 0 | 0 | 0 | 0 | 0
LDNO HV: LV UMS (Pseudo HH Metered) | 0 | 0 | 0 | 0 | 0 | 0
> LV Generation NHH or Aggregate HH | 0 | 0 | 0 | 0 | 0 | 0
LV Generation NHH or Aggregate HH | 1533.5876 | 0 | 0 | 131.5616 | 0 | 0
LDNO LV: LV Generation NHH or Aggregate HH | 0 | 0 | 0 | 0 | 0 | 0
LDNO HV: LV Generation NHH or Aggregate HH | 0 | 0 | 0 | 0 | 0 | 0
> LV Sub Generation NHH | 0 | 0 | 0 | 0 | 0 | 0
LV Sub Generation NHH | 0 | 0 | 0 | 0 | 0 | 0
LDNO HV: LV Sub Generation NHH | 0 | 0 | 0 | 0 | 0 | 0
> LV Generation Intermittent | 0 | 0 | 0 | 0 | 0 | 0
LV Generation Intermittent | 23691.8717 | 0 | 0 | 147.7538 | 0 | 1518.9974
LDNO LV: LV Generation Intermittent | 0 | 0 | 0 | 0 | 0 | 0
LDNO HV: LV Generation Intermittent | 167.1969 | 0 | 0 | 0 | 0 | 201.9906
> LV Generation Non-Intermittent | 0 | 0 | 0 | 0 | 0 | 0
LV Generation Non-Intermittent | 196.3899 | 1256.4414 | 1328.539 | 11.1321 | 0 | 405.3335
LDNO LV: LV Generation Non-Intermittent | 0 | 0 | 0 | 0 | 0 | 0
LDNO HV: LV Generation Non-Intermittent | 0 | 0 | 0 | 0 | 0 | 0
> LV Sub Generation Intermittent | 0 | 0 | 0 | 0 | 0 | 0
LV Sub Generation Intermittent | 181.4497 | 0 | 0 | 1.012 | 0 | 0
LDNO HV: LV Sub Generation Intermittent | 0 | 0 | 0 | 0 | 0 | 0
> LV Sub Generation Non-Intermittent | 0 | 0 | 0 | 0 | 0 | 0
LV Sub Generation Non-Intermittent | 0 | 0 | 0 | 0 | 0 | 0
LDNO HV: LV Sub Generation Non-Intermittent | 0 | 0 | 0 | 0 | 0 | 0
> HV Generation Intermittent | 0 | 0 | 0 | 0 | 0 | 0
HV Generation Intermittent | 119985.507 | 0 | 0 | 53.3153 | 0 | 1222.0204
LDNO HV: HV Generation Intermittent | 0 | 0 | 0 | 0 | 0 | 0
> HV Generation Non-Intermittent | 0 | 0 | 0 | 0 | 0 | 0
HV Generation Non-Intermittent | 14049.6128 | 64008.6231 | 72121.7203 | 33.1963 | 0 | 533.756
LDNO HV: HV Generation Non-Intermittent | 0 | 0 | 0 | 0 | 0 | 0
1055. Transmission exit charges (£/year)
Source: forecast.
Transmission exit
Transmission exit charges (£/year) | 12675718.9754
1059. Other expenditure
| Direct cost (£/year) | Indirect cost (£/year) | Indirect cost proportion | Network rates (£/year)
Other expenditure | 19921287.6358 | 66892250.4832 | 60% | 23257619
1060. Customer contributions under current connection charging policy
Source: analysis of expenditure data and/or survey of capital expenditure schemes.
Customer contribution percentages by network level of supply and by asset network level.
These proportions should reflect the current connection charging method, not necessarily the method that was in place when the connection was built.
| Assets 132kV | Assets 132kV/EHV | Assets EHV | Assets EHV/HV | Assets 132kV/HV | Assets HV | Assets HV/LV | Assets LV circuits
LV network | 0% | 0% | 0% | 75% | 75% | 75% | 95% | 95%
LV substation | 0% | 0% | 0% | 75% | 75% | 75% | 95%
HV network | 0% | 36% | 36% | 91% | 91% | 91%
HV substation | 0% | 36% | 36% | 91%
1061. Average split of rate 1 units by distribution time band
| Red | Amber | Green
Domestic Unrestricted | 11.27% | 50.37% | 38.37%
Domestic Two Rate | 13.26% | 58.22% | 28.52%
Domestic Off Peak (related MPAN) | 0.0002309% | 17.04% | 82.95%
Small Non Domestic Unrestricted | 7.129% | 58.17% | 34.7%
Small Non Domestic Two Rate | 9.933% | 66.42% | 23.64%
Small Non Domestic Off Peak (related MPAN) | 0.01495% | 17.55% | 82.43%
LV Medium Non-Domestic | 10.4% | 67.51% | 22.09%
LV Sub Medium Non-Domestic | 10.05% | 68.49% | 21.46%
HV Medium Non-Domestic | 9.881% | 69.43% | 20.69%
1062. Average split of rate 2 units by distribution time band
| Red | Amber | Green
Domestic Two Rate | 0% | 2.97% | 97.03%
Small Non Domestic Two Rate | 0% | 6.097% | 93.9%
LV Medium Non-Domestic | 0% | 0.6029% | 99.4%
LV Sub Medium Non-Domestic | 0% | 0.17% | 99.83%
HV Medium Non-Domestic | 0% | 0% | 100%
1064. Average split of rate 1 units by special distribution time band
| Red | Amber | Green
NHH UMS category A | 2.188% | 48.11% | 49.71%
NHH UMS category B | 4.279% | 19.7% | 76.02%
NHH UMS category C | 7.277% | 30.15% | 62.58%
NHH UMS category D | 0.2257% | 74.34% | 25.43%
1066. Typical annual hours by special distribution time band
Source: definition of distribution time bands.
The figures in this table will be automatically adjusted to match the number of days in the charging period.
| Red | Amber | Green
Annual hours | 187.5 | 4221 | 4351.5
1068. Typical annual hours by distribution time band
Source: definition of distribution time bands.
The figures in this table will be automatically adjusted to match the number of days in the charging period.
| Red | Amber | Green
Annual hours | 652.5 | 3756 | 4351.5
1069. Peaking probabilities by network level
Source: analysis of network operation data.
| Red | Amber | Green | Black
GSPs | 56.76% | 42.87% | 0.3696% | 37.57%
132kV | 64.3% | 29.68% | 6.029% | 58.16%
132kV/EHV | 64.3% | 29.68% | 6.029% | 58.16%
EHV | 52.99% | 38.96% | 8.043% | 48.25%
EHV/HV | 52.99% | 38.96% | 8.043% | 48.25%
132kV/HV | 64.3% | 29.68% | 6.029% | 58.16%
HV | 52.99% | 38.96% | 8.043% | 48.25%
HV/LV | 52.99% | 38.96% | 8.043% | 48.25%
LV circuits | 52.99% | 38.96% | 8.043% | 48.25%
1076. Target CDCM net revenue (£/year)
Source: mostly forecasts and price control formulae.
Target CDCM net revenue (£/year)
Target CDCM net revenue (£/year) | 244645111.4722
1092. Average kVAr by kVA, by network level
Source: analysis of operational data.
This is the average of MVAr/MVA or SQRT(1-PF^2) across relevant network elements.
| GSPs | 132kV | 132kV/EHV | EHV | EHV/HV | 132kV/HV | HV | HV/LV | LV circuits
Average kVAr by kVA, by network level | 0.2749 | 0.2749 | 0.2749 | 0.2749 | 0.2749 | 0.2749 | 0.2749 | 0.2749 | 0.2749

## (Y+4)
Input data (Y+4)
1000. Company, charging year, data version
| Company | Year | Version
Company, charging year, data version | South Wales | 0 | Forecast
1010. Financial and general assumptions
Sources: financial assumptions; calendar; network model.
These financial assumptions determine the annuity rate applied to convert the asset values of the network model into an annual charge.
| Rate of return | Annualisation period (years) | Annuity proportion for customer-contributed assets | Power factor | Days in the charging period
Financial and general assumptions | 4.31% | 40 |  | 0.95 | 365
1017. Diversity allowance between top and bottom of network level
Source: operational data analysis and/or network model.
The diversity figure against GSP is the diversity between GSP Group (the whole system) and individual GSPs.
The diversity figure against 132kV is the diversity between GSPs (the top of the 132kV network) and 132kV/EHV bulk supply points (the bottom of the 132kV network).
The diversity figure against EHV is the diversity between 132kV/EHV bulk supply points (the top of the EHV network) and EHV/HV primary substations (the bottom of the EHV network).
The diversity figure against HV is the diversity between EHV/HV primary substations (the top of the HV network) and HV/LV substations (the bottom of the HV network).
Diversity allowance between top and bottom of network level
GSPs | 6.383%
132kV | 5.3%
132kV/EHV
EHV | 9.9%
EHV/HV
HV | 37%
HV/LV
LV circuits
1018. Proportion of relevant load going through 132kV/HV direct transformation
132kV/HV
EHV/HV | 30%
1019. Network model GSP peak demand (MW)
Network model GSP peak demand (MW)
Network model GSP peak demand (MW) | 500
1020. Gross asset cost by network level (£)
Gross assets £
132kV | 150546615.403
132kV/EHV | 13297129.4743
EHV | 39457462.6706
EHV/HV | 34327717.7911
132kV/HV | 11054041.5956
HV | 165587816.0027
HV/LV | 63971791.0053
LV circuits | 131752884.7717
1022. LV service model asset cost (£)
| LV service model 1 | LV service model 2 | LV service model 3 | LV service model 4 | LV service model 5 | LV service model 6 | LV service model 7 | LV service model 8
LV service model asset cost (£) | 5922.6085 | 666.2342 | 811.1354 | 601.5542 | 1367.4667 | 1053.2407 | 0 | 550.851
1023. HV service model asset cost (£)
| HV service model 1 | HV service model 2 | HV service model 3 | HV service model 4 | HV service model 5
HV service model asset cost (£) | 10449.37 | 5037.9943 | 0 | 0 | 0
1025. Matrix of applicability of LV service models to tariffs with fixed charges
| 34 | 35 | 36 | 37 | 38 | 39 | 40 | 41
| LV service model 1 | LV service model 2 | LV service model 3 | LV service model 4 | LV service model 5 | LV service model 6 | LV service model 7 | LV service model 8
Domestic Unrestricted | 5% | 0% | 0% | 0% | 0% | 0% | 0% | 0%
Domestic Two Rate | 5% | 0% | 0% | 0% | 0% | 0% | 0% | 0%
Small Non Domestic Unrestricted | 0% | 100% | 0% | 0% | 0% | 0% | 0% | 0%
Small Non Domestic Two Rate | 0% | 100% | 0% | 0% | 0% | 0% | 0% | 0%
LV Medium Non-Domestic | 0% | 0% | 100% | 0% | 0% | 0% | 0% | 0%
LV Sub Medium Non-Domestic | 0% | 0% | 0% | 100% | 0% | 0% | 0% | 0%
LV Network Domestic | 5% | 0% | 0% | 0% | 0% | 0% | 0% | 0%
LV Network Non-Domestic Non-CT | 0% | 100% | 0% | 0% | 0% | 0% | 0% | 0%
LV HH Metered | 0% | 0% | 0% | 0% | 100% | 0% | 0% | 0%
LV Sub HH Metered | 0% | 0% | 0% | 0% | 0% | 100% | 0% | 0%
LV Generation NHH or Aggregate HH | 0% | 0% | 0% | 0% | 0% | 0% | 100% | 0%
LV Sub Generation NHH | 0% | 0% | 0% | 0% | 0% | 0% | 100% | 0%
LV Generation Intermittent | 0% | 0% | 0% | 0% | 0% | 0% | 100% | 0%
LV Generation Non-Intermittent | 0% | 0% | 0% | 0% | 0% | 0% | 0% | 0%
LV Sub Generation Intermittent | 0% | 0% | 0% | 0% | 0% | 0% | 0% | 0%
LV Sub Generation Non-Intermittent | 0% | 0% | 0% | 0% | 0% | 0% | 0% | 0%
1026. Matrix of applicability of LV service models to unmetered tariffs
Source: service models
Proportion of service model involved in connecting load of 1 MWh/year
| LV service model 1 | LV service model 2 | LV service model 3 | LV service model 4 | LV service model 5 | LV service model 6 | LV service model 7 | LV service model 8
All LV unmetered tariffs | 0 | 0 | 0 | 0 | 0 | 0 | 0 | 0.488
1028. Matrix of applicability of HV service models to tariffs with fixed charges
| 22 | 23 | 24 | 25 | 26
| HV service model 1 | HV service model 2 | HV service model 3 | HV service model 4 | HV service model 5
HV Medium Non-Domestic | 100% | 0% | 0% | 0% | 0%
HV HH Metered | 100% | 0% | 0% | 0% | 0%
HV Generation Intermittent | 0% | 100% | 0% | 0% | 0%
HV Generation Non-Intermittent | 0% | 100% | 0% | 0% | 0%
1032. Loss adjustment factors to transmission
Source: losses model or loss adjustment factors at time of system peak.
| 132kV | 132kV/EHV | EHV | EHV/HV | HV | HV/LV | LV circuits
Loss adjustment factor | 1.009 | 1.014 | 1.026 | 1.033 | 1.043 | 1.063 | 1.084
1037. Embedded network (LDNO) discounts
Source: separate price control disaggregation model.
| No discount | LDNO LV: LV user | LDNO HV: LV user | LDNO HV: LV sub user | LDNO HV: HV user
LDNO discount |  | 32.07% | 64.02% | 45.12% | 34.02%
1041. Load profile data for demand users
Source: load data analysis.
| Coincidence factor | Load factor
Domestic Unrestricted | 0.88367 | 0.44409
Domestic Two Rate | 0.31605 | 0.26509
Domestic Off Peak (related MPAN) |  | 0.18637
Small Non Domestic Unrestricted | 0.6048 | 0.41772
Small Non Domestic Two Rate | 0.74406 | 0.57282
Small Non Domestic Off Peak (related MPAN) |  | 0.19989
LV Medium Non-Domestic | 0.74851 | 0.54885
LV Sub Medium Non-Domestic | 0.74851 | 0.54885
HV Medium Non-Domestic | 0.50127 | 0.35631
LV Network Domestic | 0.85153 | 0.43372
LV Network Non-Domestic Non-CT | 0.62901 | 0.44377
LV HH Metered | 0.76028 | 0.58987
LV Sub HH Metered | 0.76028 | 0.58987
HV HH Metered | 0.8417 | 0.73799
NHH UMS category A | 1 | 1
NHH UMS category B | 0.97672 | 0.47519
NHH UMS category C | 0.53311 | 0.24408
NHH UMS category D | 0 | 0.51552
LV UMS (Pseudo HH Metered) | 0.96533 | 0.46718
1053. Volume forecasts for the charging year
| 28 | 29 | 30 | 31 | 32 | 33
Source: forecast.
Please include MPAN counts for tariffs with no fixed charge (e.g. off-peak tariffs),
but exclude MPANs on tariffs with a fixed charge that are not subject to a fixed charge due to a site grouping arrangement.
| Rate 1 units (MWh) | Rate 2 units (MWh) | Rate 3 units (MWh) | MPANs | Import capacity (kVA) | Reactive power units (MVArh)
> Domestic Unrestricted | 0 | 0 | 0 | 0 | 0 | 0
Domestic Unrestricted | 3173111.1026 | 0 | 0 | 976783.7131 | 0 | 0
LDNO LV: Domestic Unrestricted | 2892.3258 | 0 | 0 | 1019.4213 | 0 | 0
LDNO HV: Domestic Unrestricted | 12015.5175 | 0 | 0 | 4637.3674 | 0 | 0
> Domestic Two Rate | 0 | 0 | 0 | 0 | 0 | 0
Domestic Two Rate | 166747.7558 | 174486.3311 | 0 | 56792.8739 | 0 | 0
LDNO LV: Domestic Two Rate | 61.3878 | 13.7231 | 0 | 26.3009 | 0 | 0
LDNO HV: Domestic Two Rate | 105.2682 | 99.7534 | 0 | 72.5904 | 0 | 0
> Domestic Off Peak (related MPAN) | 0 | 0 | 0 | 0 | 0 | 0
Domestic Off Peak (related MPAN) | 3470.0405 | 0 | 0 | 1037 | 0 | 0
LDNO LV: Domestic Off Peak (related MPAN) | 0 | 0 | 0 | 0 | 0 | 0
LDNO HV: Domestic Off Peak (related MPAN) | 0 | 0 | 0 | 0 | 0 | 0
> Small Non Domestic Unrestricted | 0 | 0 | 0 | 0 | 0 | 0
Small Non Domestic Unrestricted | 809524.842 | 0 | 0 | 64127.2495 | 0 | 0
LDNO LV: Small Non Domestic Unrestricted | 48.867 | 0 | 0 | 4.2081 | 0 | 0
LDNO HV: Small Non Domestic Unrestricted | 3576.6661 | 0 | 0 | 129.4002 | 0 | 0
> Small Non Domestic Two Rate | 0 | 0 | 0 | 0 | 0 | 0
Small Non Domestic Two Rate | 205885.8088 | 91634.2796 | 0 | 13544.1 | 0 | 0
LDNO LV: Small Non Domestic Two Rate | 0 | 0 | 0 | 0 | 0 | 0
LDNO HV: Small Non Domestic Two Rate | 971.2829 | 159.0422 | 0 | 9.4683 | 0 | 0
> Small Non Domestic Off Peak (related MPAN) | 0 | 0 | 0 | 0 | 0 | 0
Small Non Domestic Off Peak (related MPAN) | 2151.0803 | 0 | 0 | 293 | 0 | 0
LDNO LV: Small Non Domestic Off Peak (related MPAN) | 0 | 0 | 0 | 0 | 0 | 0
LDNO HV: Small Non Domestic Off Peak (related MPAN) | 0 | 0 | 0 | 0 | 0 | 0
> LV Medium Non-Domestic | 0 | 0 | 0 | 0 | 0 | 0
LV Medium Non-Domestic | 0 | 0 | 0 | 0 | 0 | 0
LDNO LV: LV Medium Non-Domestic | 0 | 0 | 0 | 0 | 0 | 0
LDNO HV: LV Medium Non-Domestic | 0 | 0 | 0 | 0 | 0 | 0
> LV Sub Medium Non-Domestic | 0 | 0 | 0 | 0 | 0 | 0
LV Sub Medium Non-Domestic | 0 | 0 | 0 | 0 | 0 | 0
> HV Medium Non-Domestic | 0 | 0 | 0 | 0 | 0 | 0
HV Medium Non-Domestic | 0 | 0 | 0 | 0 | 0 | 0
> LV Network Domestic | 0 | 0 | 0 | 0 | 0 | 0
LV Network Domestic | 0 | 0 | 0 | 0 | 0 | 0
LDNO LV: LV Network Domestic | 0 | 0 | 0 | 0 | 0 | 0
LDNO HV: LV Network Domestic | 0 | 0 | 0 | 0 | 0 | 0
> LV Network Non-Domestic Non-CT | 0 | 0 | 0 | 0 | 0 | 0
LV Network Non-Domestic Non-CT | 14426.2202 | 94601.103 | 71390.3911 | 2669.4481 | 0 | 0
LDNO LV: LV Network Non-Domestic Non-CT | 0 | 0 | 0 | 0 | 0 | 0
LDNO HV: LV Network Non-Domestic Non-CT | 51.5064 | 337.5215 | 207.9137 | 11.2284 | 0 | 0
> LV HH Metered | 0 | 0 | 0 | 0 | 0 | 0
LV HH Metered | 123997.643 | 794775.1588 | 593573.4382 | 5327.8481 | 735890.8319 | 112724.8569
LDNO LV: LV HH Metered | 13.2121 | 80.4331 | 78.5465 | 1.052 | 57.8619 | 12.6244
LDNO HV: LV HH Metered | 2673.9444 | 15428.0328 | 13371.2275 | 53.9977 | 21987.08 | 1666.4224
> LV Sub HH Metered | 0 | 0 | 0 | 0 | 0 | 0
LV Sub HH Metered | 1994.1257 | 12263.5408 | 9249.3848 | 33.1963 | 12242.3005 | 3160.3975
LDNO HV: LV Sub HH Metered | 223.1059 | 1263.8472 | 965.8808 | 1.052 | 953.1431 | 64.1741
> HV HH Metered | 0 | 0 | 0 | 0 | 0 | 0
HV HH Metered | 150554.3434 | 919548.1727 | 861049.0484 | 645.8194 | 695037.3273 | 139914.3082
LDNO HV: HV HH Metered | 662.1238 | 3716.2204 | 2886.499 | 4.2081 | 1926.2749 | 233.5516
> NHH UMS category A | 0 | 0 | 0 | 0 | 0 | 0
NHH UMS category A | 6769.848 | 0 | 0 | 520.1745 | 0 | 0
LDNO LV: NHH UMS category A | 0 | 0 | 0 | 0 | 0 | 0
LDNO HV: NHH UMS category A | 0 | 0 | 0 | 0 | 0 | 0
> NHH UMS category B | 0 | 0 | 0 | 0 | 0 | 0
NHH UMS category B | 5647.5155 | 0 | 0 | 757.9975 | 0 | 0
LDNO LV: NHH UMS category B | 6.062 | 0 | 0 | 0 | 0 | 0
LDNO HV: NHH UMS category B | 285.4881 | 0 | 0 | 0 | 0 | 0
> NHH UMS category C | 0 | 0 | 0 | 0 | 0 | 0
NHH UMS category C | 344.569 | 0 | 0 | 85.0091 | 0 | 0
LDNO LV: NHH UMS category C | 0 | 0 | 0 | 0 | 0 | 0
LDNO HV: NHH UMS category C | 0 | 0 | 0 | 0 | 0 | 0
> NHH UMS category D | 0 | 0 | 0 | 0 | 0 | 0
NHH UMS category D | 0 | 0 | 0 | 1.012 | 0 | 0
LDNO LV: NHH UMS category D | 0 | 0 | 0 | 0 | 0 | 0
LDNO HV: NHH UMS category D | 0 | 0 | 0 | 0 | 0 | 0
> LV UMS (Pseudo HH Metered) | 0 | 0 | 0 | 0 | 0 | 0
LV UMS (Pseudo HH Metered) | 5936.785 | 35011.9657 | 96711.7305 | 26.3123 | 0 | 0
LDNO LV: LV UMS (Pseudo HH Metered) | 0 | 0 | 0 | 0 | 0 | 0
LDNO HV: LV UMS (Pseudo HH Metered) | 0 | 0 | 0 | 0 | 0 | 0
> LV Generation NHH or Aggregate HH | 0 | 0 | 0 | 0 | 0 | 0
LV Generation NHH or Aggregate HH | 1533.5876 | 0 | 0 | 131.5616 | 0 | 0
LDNO LV: LV Generation NHH or Aggregate HH | 0 | 0 | 0 | 0 | 0 | 0
LDNO HV: LV Generation NHH or Aggregate HH | 0 | 0 | 0 | 0 | 0 | 0
> LV Sub Generation NHH | 0 | 0 | 0 | 0 | 0 | 0
LV Sub Generation NHH | 0 | 0 | 0 | 0 | 0 | 0
LDNO HV: LV Sub Generation NHH | 0 | 0 | 0 | 0 | 0 | 0
> LV Generation Intermittent | 0 | 0 | 0 | 0 | 0 | 0
LV Generation Intermittent | 23691.8717 | 0 | 0 | 147.7538 | 0 | 1518.9974
LDNO LV: LV Generation Intermittent | 0 | 0 | 0 | 0 | 0 | 0
LDNO HV: LV Generation Intermittent | 167.1969 | 0 | 0 | 0 | 0 | 201.9906
> LV Generation Non-Intermittent | 0 | 0 | 0 | 0 | 0 | 0
LV Generation Non-Intermittent | 196.3899 | 1256.4414 | 1328.539 | 11.1321 | 0 | 405.3335
LDNO LV: LV Generation Non-Intermittent | 0 | 0 | 0 | 0 | 0 | 0
LDNO HV: LV Generation Non-Intermittent | 0 | 0 | 0 | 0 | 0 | 0
> LV Sub Generation Intermittent | 0 | 0 | 0 | 0 | 0 | 0
LV Sub Generation Intermittent | 181.4497 | 0 | 0 | 1.012 | 0 | 0
LDNO HV: LV Sub Generation Intermittent | 0 | 0 | 0 | 0 | 0 | 0
> LV Sub Generation Non-Intermittent | 0 | 0 | 0 | 0 | 0 | 0
LV Sub Generation Non-Intermittent | 0 | 0 | 0 | 0 | 0 | 0
LDNO HV: LV Sub Generation Non-Intermittent | 0 | 0 | 0 | 0 | 0 | 0
> HV Generation Intermittent | 0 | 0 | 0 | 0 | 0 | 0
HV Generation Intermittent | 119985.507 | 0 | 0 | 53.3153 | 0 | 1222.0204
LDNO HV: HV Generation Intermittent | 0 | 0 | 0 | 0 | 0 | 0
> HV Generation Non-Intermittent | 0 | 0 | 0 | 0 | 0 | 0
HV Generation Non-Intermittent | 14049.6128 | 64008.6231 | 72121.7203 | 33.1963 | 0 | 533.756
LDNO HV: HV Generation Non-Intermittent | 0 | 0 | 0 | 0 | 0 | 0
1055. Transmission exit charges (£/year)
Source: forecast.
Transmission exit
Transmission exit charges (£/year) | 13055990.5447
1059. Other expenditure
| Direct cost (£/year) | Indirect cost (£/year) | Indirect cost proportion | Network rates (£/year)
Other expenditure | 20544400.5885 | 68984556.3861 | 60% | 23955348
1060. Customer contributions under current connection charging policy
Source: analysis of expenditure data and/or survey of capital expenditure schemes.
Customer contribution percentages by network level of supply and by asset network level.
These proportions should reflect the current connection charging method, not necessarily the method that was in place when the connection was built.
| Assets 132kV | Assets 132kV/EHV | Assets EHV | Assets EHV/HV | Assets 132kV/HV | Assets HV | Assets HV/LV | Assets LV circuits
LV network | 0% | 0% | 0% | 75% | 75% | 75% | 95% | 95%
LV substation | 0% | 0% | 0% | 75% | 75% | 75% | 95%
HV network | 0% | 36% | 36% | 91% | 91% | 91%
HV substation | 0% | 36% | 36% | 91%
1061. Average split of rate 1 units by distribution time band
| Red | Amber | Green
Domestic Unrestricted | 11.27% | 50.37% | 38.37%
Domestic Two Rate | 13.26% | 58.22% | 28.52%
Domestic Off Peak (related MPAN) | 0.0002309% | 17.04% | 82.95%
Small Non Domestic Unrestricted | 7.129% | 58.17% | 34.7%
Small Non Domestic Two Rate | 9.933% | 66.42% | 23.64%
Small Non Domestic Off Peak (related MPAN) | 0.01495% | 17.55% | 82.43%
LV Medium Non-Domestic | 10.4% | 67.51% | 22.09%
LV Sub Medium Non-Domestic | 10.05% | 68.49% | 21.46%
HV Medium Non-Domestic | 9.881% | 69.43% | 20.69%
1062. Average split of rate 2 units by distribution time band
| Red | Amber | Green
Domestic Two Rate | 0% | 2.97% | 97.03%
Small Non Domestic Two Rate | 0% | 6.097% | 93.9%
LV Medium Non-Domestic | 0% | 0.6029% | 99.4%
LV Sub Medium Non-Domestic | 0% | 0.17% | 99.83%
HV Medium Non-Domestic | 0% | 0% | 100%
1064. Average split of rate 1 units by special distribution time band
| Red | Amber | Green
NHH UMS category A | 2.188% | 48.11% | 49.71%
NHH UMS category B | 4.279% | 19.7% | 76.02%
NHH UMS category C | 7.277% | 30.15% | 62.58%
NHH UMS category D | 0.2257% | 74.34% | 25.43%
1066. Typical annual hours by special distribution time band
Source: definition of distribution time bands.
The figures in this table will be automatically adjusted to match the number of days in the charging period.
| Red | Amber | Green
Annual hours | 190 | 4218.5 | 4351.5
1068. Typical annual hours by distribution time band
Source: definition of distribution time bands.
The figures in this table will be automatically adjusted to match the number of days in the charging period.
| Red | Amber | Green
Annual hours | 652.5 | 3756 | 4351.5
1069. Peaking probabilities by network level
Source: analysis of network operation data.
| Red | Amber | Green | Black
GSPs | 56.76% | 42.87% | 0.3696% | 37.57%
132kV | 64.3% | 29.68% | 6.029% | 58.16%
132kV/EHV | 64.3% | 29.68% | 6.029% | 58.16%
EHV | 52.99% | 38.96% | 8.043% | 48.25%
EHV/HV | 52.99% | 38.96% | 8.043% | 48.25%
132kV/HV | 64.3% | 29.68% | 6.029% | 58.16%
HV | 52.99% | 38.96% | 8.043% | 48.25%
HV/LV | 52.99% | 38.96% | 8.043% | 48.25%
LV circuits | 52.99% | 38.96% | 8.043% | 48.25%
1076. Target CDCM net revenue (£/year)
Source: mostly forecasts and price control formulae.
Target CDCM net revenue (£/year)
Target CDCM net revenue (£/year) | 254563182.4221
1092. Average kVAr by kVA, by network level
Source: analysis of operational data.
This is the average of MVAr/MVA or SQRT(1-PF^2) across relevant network elements.
| GSPs | 132kV | 132kV/EHV | EHV | EHV/HV | 132kV/HV | HV | HV/LV | LV circuits
Average kVAr by kVA, by network level | 0.2749 | 0.2749 | 0.2749 | 0.2749 | 0.2749 | 0.2749 | 0.2749 | 0.2749 | 0.2749

## Tariffs ARP
WPD South Wales - 5 Year Tariff Summary
|  | Shortcut |  | Note: These tariffs are based on the assumptions set out in the CDCM forecast Data and CDCM Volume Forecast sheets. If the assumptions in these sheets have been changed, the tariffs can be updated by pressing the button below.
| Year 0: | 2017/18
| Year 1: | 2018/19
| Year 2: | 2019/20
| Year 3: | 2020/21
| Year 4: | 2021/22
Tariffs for Charging Year: 2017/18
|  | Open LLFCs | PCs | Unit rate 1 p/kWh | Unit rate 2 p/kWh | Unit rate 3 p/kWh | Fixed charge p/MPAN/day | Capacity charge p/kVA/day | Reactive power charge p/kVArh | Closed LLFCs
| Domestic Unrestricted | 100, 105, 800, 860 | 1 | 2.78 | 0 | 0 | 4.44 | 0 | 0
| Domestic Two Rate | 101, 106, 801, 861, | 2 | 3.363 | 0.201 | 0 | 4.44 | 0 | 0
| Domestic Off Peak (related MPAN) | 194, 843 | 2 | 0.332 | 0 | 0 | 0 | 0 | 0
| Small Non Domestic Unrestricted | 200, 810, 862 | 3 | 2.56 | 0 | 0 | 7.66 | 0 | 0
| Small Non Domestic Two Rate | 201, 811, 863 | 4 | 2.995 | 0.26 | 0 | 7.66 | 0 | 0
| Small Non Domestic Off Peak (related MPAN) | 294 | 4 | 0.335 | 0 | 0 | 0 | 0 | 0
| LV Medium Non-Domestic | 300 | 5-8 | 2.243 | 0.116 | 0 | 7.06 | 0 | 0
| LV Sub Medium Non-Domestic | 344 | 5-8 | 2.092 | 0.099 | 0 | 5.23 | 0 | 0
| HV Medium Non-Domestic | 400 | 5-8 | 1.655 | 0.051 | 0 | 90.9 | 0 | 0
| LV Network Domestic | 116 |  | 15.906 | 1.866 | 0.142 | 4.44 | 0 | 0
| LV Network Non-Domestic Non-CT | 117 |  | 17.635 | 2.069 | 0.158 | 7.66 | 0 | 0
| LV HH Metered | 300 |  | 13.326 | 1.555 | 0.108 | 11.9 | 2.82 | 0.493
| LV Sub HH Metered | 344 |  | 11.391 | 1.317 | 0.075 | 9.16 | 3.28 | 0.434
| HV HH Metered | 400 |  | 9.942 | 1.155 | 0.055 | 90.9 | 3.42 | 0.346
| NHH UMS category A | 718 | 8 | 2.602 | 0 | 0 | 0 | 0 | 0
| NHH UMS category B | 701 | 1 | 2.864 | 0 | 0 | 0 | 0 | 0
| NHH UMS category C | 719 | 1 | 4.122 | 0 | 0 | 0 | 0 | 0
| NHH UMS category D | 720 | 1 | 2.348 | 0 | 0 | 0 | 0 | 0
| LV UMS (Pseudo HH Metered) | 700 |  | 36.948 | 2.709 | 0.986 | 0 | 0 | 0
| LV Generation NHH or Aggregate HH | 697 | 8&0 | -0.814 | 0 | 0 | 0 | 0 | 0
| LV Sub Generation NHH | 717 | 8 | -0.742 | 0 | 0 | 0 | 0 | 0
| LV Generation Intermittent | 697 |  | -0.814 | 0 | 0 | 0 | 0 | 0.268
| LV Generation Non-Intermittent | 603 |  | -6.395 | -0.673 | -0.103 | 0 | 0 | 0.268
| LV Sub Generation Intermittent | 602 |  | -0.742 | 0 | 0 | 0 | 0 | 0.232
| LV Sub Generation Non-Intermittent | 604 |  | -5.869 | -0.608 | -0.092 | 0 | 0 | 0.232
| HV Generation Intermittent | 698 |  | -0.514 | 0 | 0 | 43.83 | 0 | 0.193
| HV Generation Non-Intermittent | 606 |  | -4.221 | -0.404 | -0.056 | 43.83 | 0 | 0.193
| LDNO LV: Domestic Unrestricted |  | 1 | 1.889 | 0 | 0 | 3.02 | 0 | 0
| LDNO LV: Domestic Two Rate |  | 2 | 2.285 | 0.137 | 0 | 3.02 | 0 | 0
| LDNO LV: Domestic Off Peak (related MPAN) |  | 2 | 0.226 | 0 | 0 | 0 | 0 | 0
| LDNO LV: Small Non Domestic Unrestricted |  | 3 | 1.739 | 0 | 0 | 5.2 | 0 | 0
| LDNO LV: Small Non Domestic Two Rate |  | 4 | 2.035 | 0.177 | 0 | 5.2 | 0 | 0
| LDNO LV: Small Non Domestic Off Peak (related MPAN) |  | 4 | 0.228 | 0 | 0 | 0 | 0 | 0
| LDNO LV: LV Medium Non-Domestic |  | 5-8 | 1.524 | 0.079 | 0 | 4.8 | 0 | 0
| LDNO LV: LV Network Domestic |  |  | 10.805 | 1.268 | 0.096 | 3.02 | 0 | 0
| LDNO LV: LV Network Non-Domestic Non-CT |  |  | 11.98 | 1.406 | 0.107 | 5.2 | 0 | 0
| LDNO LV: LV HH Metered |  |  | 9.053 | 1.056 | 0.073 | 8.08 | 1.92 | 0.335
| LDNO LV: NHH UMS category A |  | 8 | 1.768 | 0 | 0 | 0 | 0 | 0
| LDNO LV: NHH UMS category B |  | 1 | 1.946 | 0 | 0 | 0 | 0 | 0
| LDNO LV: NHH UMS category C |  | 1 | 2.8 | 0 | 0 | 0 | 0 | 0
| LDNO LV: NHH UMS category D |  | 1 | 1.595 | 0 | 0 | 0 | 0 | 0
| LDNO LV: LV UMS (Pseudo HH Metered) |  |  | 25.1 | 1.84 | 0.67 | 0 | 0 | 0
| LDNO LV: LV Generation NHH or Aggregate HH |  | 8&0 | -0.814 | 0 | 0 | 0 | 0 | 0
| LDNO LV: LV Generation Intermittent |  |  | -0.814 | 0 | 0 | 0 | 0 | 0.268
| LDNO LV: LV Generation Non-Intermittent |  |  | -6.395 | -0.673 | -0.103 | 0 | 0 | 0.268
| LDNO HV: Domestic Unrestricted |  | 1 | 1 | 0 | 0 | 1.6 | 0 | 0
| LDNO HV: Domestic Two Rate |  | 2 | 1.21 | 0.072 | 0 | 1.6 | 0 | 0
| LDNO HV: Domestic Off Peak (related MPAN) |  | 2 | 0.119 | 0 | 0 | 0 | 0 | 0
| LDNO HV: Small Non Domestic Unrestricted |  | 3 | 0.921 | 0 | 0 | 2.76 | 0 | 0
| LDNO HV: Small Non Domestic Two Rate |  | 4 | 1.078 | 0.094 | 0 | 2.76 | 0 | 0
| LDNO HV: Small Non Domestic Off Peak (related MPAN) |  | 4 | 0.121 | 0 | 0 | 0 | 0 | 0
| LDNO HV: LV Medium Non-Domestic |  | 5-8 | 0.807 | 0.042 | 0 | 2.54 | 0 | 0
| LDNO HV: LV Network Domestic |  |  | 5.724 | 0.671 | 0.051 | 1.6 | 0 | 0
| LDNO HV: LV Network Non-Domestic Non-CT |  |  | 6.346 | 0.745 | 0.057 | 2.76 | 0 | 0
| LDNO HV: LV HH Metered |  |  | 4.795 | 0.56 | 0.039 | 4.28 | 1.01 | 0.177
| LDNO HV: LV Sub HH Metered |  |  | 6.251 | 0.723 | 0.041 | 5.03 | 1.8 | 0.238
| LDNO HV: HV HH Metered |  |  | 6.56 | 0.762 | 0.036 | 59.98 | 2.26 | 0.228
| LDNO HV: NHH UMS category A |  | 8 | 0.936 | 0 | 0 | 0 | 0 | 0
| LDNO HV: NHH UMS category B |  | 1 | 1.031 | 0 | 0 | 0 | 0 | 0
| LDNO HV: NHH UMS category C |  | 1 | 1.483 | 0 | 0 | 0 | 0 | 0
| LDNO HV: NHH UMS category D |  | 1 | 0.845 | 0 | 0 | 0 | 0 | 0
| LDNO HV: LV UMS (Pseudo HH Metered) |  |  | 13.295 | 0.975 | 0.355 | 0 | 0 | 0
| LDNO HV: LV Generation NHH or Aggregate HH |  | 8&0 | -0.814 | 0 | 0 | 0 | 0 | 0
| LDNO HV: LV Sub Generation NHH |  | 8 | -0.742 | 0 | 0 | 0 | 0 | 0
| LDNO HV: LV Generation Intermittent |  |  | -0.814 | 0 | 0 | 0 | 0 | 0.268
| LDNO HV: LV Generation Non-Intermittent |  |  | -6.395 | -0.673 | -0.103 | 0 | 0 | 0.268
| LDNO HV: LV Sub Generation Intermittent |  |  | -0.742 | 0 | 0 | 0 | 0 | 0.232
| LDNO HV: LV Sub Generation Non-Intermittent |  |  | -5.869 | -0.608 | -0.092 | 0 | 0 | 0.232
| LDNO HV: HV Generation Intermittent |  |  | -0.514 | 0 | 0 | 0 | 0 | 0.193
| LDNO HV: HV Generation Non-Intermittent |  |  | -4.221 | -0.404 | -0.056 | 0 | 0 | 0.193
Tariffs for Charging Year: 2018/19
|  | Open LLFCs | PCs | Unit rate 1 p/kWh | Unit rate 2 p/kWh | Unit rate 3 p/kWh | Fixed charge p/MPAN/day | Capacity charge p/kVA/day | Reactive power charge p/kVArh | Closed LLFCs
| Domestic Unrestricted | 100, 105, 800, 860 | 1 | 2.897 | 0 | 0 | 4.57 | 0 | 0
| Domestic Two Rate | 101, 106, 801, 861, | 2 | 3.505 | 0.208 | 0 | 4.57 | 0 | 0
| Domestic Off Peak (related MPAN) | 194, 843 | 2 | 0.345 | 0 | 0 | 0 | 0 | 0
| Small Non Domestic Unrestricted | 200, 810, 862 | 3 | 2.669 | 0 | 0 | 7.88 | 0 | 0
| Small Non Domestic Two Rate | 201, 811, 863 | 4 | 3.122 | 0.269 | 0 | 7.88 | 0 | 0
| Small Non Domestic Off Peak (related MPAN) | 294 | 4 | 0.348 | 0 | 0 | 0 | 0 | 0
| LV Medium Non-Domestic | 300 | 5-8 | 2.337 | 0.12 | 0 | 7.26 | 0 | 0
| LV Sub Medium Non-Domestic | 344 | 5-8 | 2.182 | 0.102 | 0 | 5.39 | 0 | 0
| HV Medium Non-Domestic | 400 | 5-8 | 1.731 | 0.052 | 0 | 93.56 | 0 | 0
| LV Network Domestic | 116 |  | 16.57 | 1.947 | 0.147 | 4.57 | 0 | 0
| LV Network Non-Domestic Non-CT | 117 |  | 18.372 | 2.159 | 0.163 | 7.88 | 0 | 0
| LV HH Metered | 300 |  | 13.892 | 1.624 | 0.112 | 12.24 | 2.9 | 0.514
| LV Sub HH Metered | 344 |  | 11.891 | 1.377 | 0.078 | 9.43 | 3.37 | 0.453
| HV HH Metered | 400 |  | 10.391 | 1.21 | 0.057 | 93.56 | 3.52 | 0.362
| NHH UMS category A | 718 | 8 | 2.698 | 0 | 0 | 0 | 0 | 0
| NHH UMS category B | 701 | 1 | 2.968 | 0 | 0 | 0 | 0 | 0
| NHH UMS category C | 719 | 1 | 4.277 | 0 | 0 | 0 | 0 | 0
| NHH UMS category D | 720 | 1 | 2.437 | 0 | 0 | 0 | 0 | 0
| LV UMS (Pseudo HH Metered) | 700 |  | 38.382 | 2.815 | 1.015 | 0 | 0 | 0
| LV Generation NHH or Aggregate HH | 697 | 8&0 | -0.839 | 0 | 0 | 0 | 0 | 0
| LV Sub Generation NHH | 717 | 8 | -0.764 | 0 | 0 | 0 | 0 | 0
| LV Generation Intermittent | 697 |  | -0.839 | 0 | 0 | 0 | 0 | 0.276
| LV Generation Non-Intermittent | 603 |  | -6.592 | -0.694 | -0.106 | 0 | 0 | 0.276
| LV Sub Generation Intermittent | 602 |  | -0.764 | 0 | 0 | 0 | 0 | 0.239
| LV Sub Generation Non-Intermittent | 604 |  | -6.05 | -0.627 | -0.094 | 0 | 0 | 0.239
| HV Generation Intermittent | 698 |  | -0.53 | 0 | 0 | 45.11 | 0 | 0.198
| HV Generation Non-Intermittent | 606 |  | -4.353 | -0.417 | -0.057 | 45.11 | 0 | 0.198
| LDNO LV: Domestic Unrestricted |  | 1 | 1.968 | 0 | 0 | 3.1 | 0 | 0
| LDNO LV: Domestic Two Rate |  | 2 | 2.381 | 0.141 | 0 | 3.1 | 0 | 0
| LDNO LV: Domestic Off Peak (related MPAN) |  | 2 | 0.234 | 0 | 0 | 0 | 0 | 0
| LDNO LV: Small Non Domestic Unrestricted |  | 3 | 1.813 | 0 | 0 | 5.35 | 0 | 0
| LDNO LV: Small Non Domestic Two Rate |  | 4 | 2.121 | 0.183 | 0 | 5.35 | 0 | 0
| LDNO LV: Small Non Domestic Off Peak (related MPAN) |  | 4 | 0.236 | 0 | 0 | 0 | 0 | 0
| LDNO LV: LV Medium Non-Domestic |  | 5-8 | 1.588 | 0.082 | 0 | 4.93 | 0 | 0
| LDNO LV: LV Network Domestic |  |  | 11.256 | 1.323 | 0.1 | 3.1 | 0 | 0
| LDNO LV: LV Network Non-Domestic Non-CT |  |  | 12.481 | 1.467 | 0.111 | 5.35 | 0 | 0
| LDNO LV: LV HH Metered |  |  | 9.437 | 1.103 | 0.076 | 8.31 | 1.97 | 0.349
| LDNO LV: NHH UMS category A |  | 8 | 1.833 | 0 | 0 | 0 | 0 | 0
| LDNO LV: NHH UMS category B |  | 1 | 2.016 | 0 | 0 | 0 | 0 | 0
| LDNO LV: NHH UMS category C |  | 1 | 2.905 | 0 | 0 | 0 | 0 | 0
| LDNO LV: NHH UMS category D |  | 1 | 1.656 | 0 | 0 | 0 | 0 | 0
| LDNO LV: LV UMS (Pseudo HH Metered) |  |  | 26.074 | 1.912 | 0.69 | 0 | 0 | 0
| LDNO LV: LV Generation NHH or Aggregate HH |  | 8&0 | -0.839 | 0 | 0 | 0 | 0 | 0
| LDNO LV: LV Generation Intermittent |  |  | -0.839 | 0 | 0 | 0 | 0 | 0.276
| LDNO LV: LV Generation Non-Intermittent |  |  | -6.592 | -0.694 | -0.106 | 0 | 0 | 0.276
| LDNO HV: Domestic Unrestricted |  | 1 | 1.042 | 0 | 0 | 1.64 | 0 | 0
| LDNO HV: Domestic Two Rate |  | 2 | 1.261 | 0.075 | 0 | 1.64 | 0 | 0
| LDNO HV: Domestic Off Peak (related MPAN) |  | 2 | 0.124 | 0 | 0 | 0 | 0 | 0
| LDNO HV: Small Non Domestic Unrestricted |  | 3 | 0.96 | 0 | 0 | 2.84 | 0 | 0
| LDNO HV: Small Non Domestic Two Rate |  | 4 | 1.123 | 0.097 | 0 | 2.84 | 0 | 0
| LDNO HV: Small Non Domestic Off Peak (related MPAN) |  | 4 | 0.125 | 0 | 0 | 0 | 0 | 0
| LDNO HV: LV Medium Non-Domestic |  | 5-8 | 0.841 | 0.043 | 0 | 2.61 | 0 | 0
| LDNO HV: LV Network Domestic |  |  | 5.963 | 0.701 | 0.053 | 1.64 | 0 | 0
| LDNO HV: LV Network Non-Domestic Non-CT |  |  | 6.611 | 0.777 | 0.059 | 2.84 | 0 | 0
| LDNO HV: LV HH Metered |  |  | 4.999 | 0.584 | 0.04 | 4.4 | 1.04 | 0.185
| LDNO HV: LV Sub HH Metered |  |  | 6.526 | 0.756 | 0.043 | 5.17 | 1.85 | 0.249
| LDNO HV: HV HH Metered |  |  | 6.856 | 0.798 | 0.038 | 61.73 | 2.32 | 0.239
| LDNO HV: NHH UMS category A |  | 8 | 0.971 | 0 | 0 | 0 | 0 | 0
| LDNO HV: NHH UMS category B |  | 1 | 1.068 | 0 | 0 | 0 | 0 | 0
| LDNO HV: NHH UMS category C |  | 1 | 1.539 | 0 | 0 | 0 | 0 | 0
| LDNO HV: NHH UMS category D |  | 1 | 0.877 | 0 | 0 | 0 | 0 | 0
| LDNO HV: LV UMS (Pseudo HH Metered) |  |  | 13.811 | 1.013 | 0.365 | 0 | 0 | 0
| LDNO HV: LV Generation NHH or Aggregate HH |  | 8&0 | -0.839 | 0 | 0 | 0 | 0 | 0
| LDNO HV: LV Sub Generation NHH |  | 8 | -0.764 | 0 | 0 | 0 | 0 | 0
| LDNO HV: LV Generation Intermittent |  |  | -0.839 | 0 | 0 | 0 | 0 | 0.276
| LDNO HV: LV Generation Non-Intermittent |  |  | -6.592 | -0.694 | -0.106 | 0 | 0 | 0.276
| LDNO HV: LV Sub Generation Intermittent |  |  | -0.764 | 0 | 0 | 0 | 0 | 0.239
| LDNO HV: LV Sub Generation Non-Intermittent |  |  | -6.05 | -0.627 | -0.094 | 0 | 0 | 0.239
| LDNO HV: HV Generation Intermittent |  |  | -0.53 | 0 | 0 | 0 | 0 | 0.198
| LDNO HV: HV Generation Non-Intermittent |  |  | -4.353 | -0.417 | -0.057 | 0 | 0 | 0.198
Tariffs for Charging Year: 2019/20
|  | Open LLFCs | PCs | Unit rate 1 p/kWh | Unit rate 2 p/kWh | Unit rate 3 p/kWh | Fixed charge p/MPAN/day | Capacity charge p/kVA/day | Reactive power charge p/kVArh | Closed LLFCs
| Domestic Unrestricted | 100, 105, 800, 860 | 1 | 2.988 | 0 | 0 | 4.7 | 0 | 0
| Domestic Two Rate | 101, 106, 801, 861, | 2 | 3.615 | 0.215 | 0 | 4.7 | 0 | 0
| Domestic Off Peak (related MPAN) | 194, 843 | 2 | 0.355 | 0 | 0 | 0 | 0 | 0
| Small Non Domestic Unrestricted | 200, 810, 862 | 3 | 2.754 | 0 | 0 | 8.11 | 0 | 0
| Small Non Domestic Two Rate | 201, 811, 863 | 4 | 3.221 | 0.279 | 0 | 8.11 | 0 | 0
| Small Non Domestic Off Peak (related MPAN) | 294 | 4 | 0.358 | 0 | 0 | 0 | 0 | 0
| LV Medium Non-Domestic | 300 | 5-8 | 2.4 | 0.124 | 0 | 7.47 | 0 | 0
| LV Sub Medium Non-Domestic | 344 | 5-8 | 2.24 | 0.106 | 0 | 5.54 | 0 | 0
| HV Medium Non-Domestic | 400 | 5-8 | 1.778 | 0.054 | 0 | 96.28 | 0 | 0
| LV Network Domestic | 116 |  | 17.072 | 2.012 | 0.152 | 4.7 | 0 | 0
| LV Network Non-Domestic Non-CT | 117 |  | 18.928 | 2.231 | 0.169 | 8.11 | 0 | 0
| LV HH Metered | 300 |  | 14.314 | 1.678 | 0.116 | 12.6 | 2.99 | 0.53
| LV Sub HH Metered | 344 |  | 12.254 | 1.424 | 0.081 | 9.7 | 3.47 | 0.467
| HV HH Metered | 400 |  | 10.71 | 1.251 | 0.059 | 96.28 | 3.62 | 0.373
| NHH UMS category A | 718 | 8 | 2.776 | 0 | 0 | 0 | 0 | 0
| NHH UMS category B | 701 | 1 | 3.057 | 0 | 0 | 0 | 0 | 0
| NHH UMS category C | 719 | 1 | 4.404 | 0 | 0 | 0 | 0 | 0
| NHH UMS category D | 720 | 1 | 2.505 | 0 | 0 | 0 | 0 | 0
| LV UMS (Pseudo HH Metered) | 700 |  | 39.535 | 2.891 | 1.047 | 0 | 0 | 0
| LV Generation NHH or Aggregate HH | 697 | 8&0 | -0.863 | 0 | 0 | 0 | 0 | 0
| LV Sub Generation NHH | 717 | 8 | -0.786 | 0 | 0 | 0 | 0 | 0
| LV Generation Intermittent | 697 |  | -0.863 | 0 | 0 | 0 | 0 | 0.284
| LV Generation Non-Intermittent | 603 |  | -6.748 | -0.712 | -0.109 | 0 | 0 | 0.284
| LV Sub Generation Intermittent | 602 |  | -0.786 | 0 | 0 | 0 | 0 | 0.246
| LV Sub Generation Non-Intermittent | 604 |  | -6.193 | -0.644 | -0.097 | 0 | 0 | 0.246
| HV Generation Intermittent | 698 |  | -0.545 | 0 | 0 | 46.42 | 0 | 0.204
| HV Generation Non-Intermittent | 606 |  | -4.456 | -0.428 | -0.059 | 46.42 | 0 | 0.204
| LDNO LV: Domestic Unrestricted |  | 1 | 2.03 | 0 | 0 | 3.19 | 0 | 0
| LDNO LV: Domestic Two Rate |  | 2 | 2.456 | 0.146 | 0 | 3.19 | 0 | 0
| LDNO LV: Domestic Off Peak (related MPAN) |  | 2 | 0.241 | 0 | 0 | 0 | 0 | 0
| LDNO LV: Small Non Domestic Unrestricted |  | 3 | 1.871 | 0 | 0 | 5.51 | 0 | 0
| LDNO LV: Small Non Domestic Two Rate |  | 4 | 2.188 | 0.19 | 0 | 5.51 | 0 | 0
| LDNO LV: Small Non Domestic Off Peak (related MPAN) |  | 4 | 0.243 | 0 | 0 | 0 | 0 | 0
| LDNO LV: LV Medium Non-Domestic |  | 5-8 | 1.63 | 0.084 | 0 | 5.07 | 0 | 0
| LDNO LV: LV Network Domestic |  |  | 11.598 | 1.367 | 0.103 | 3.19 | 0 | 0
| LDNO LV: LV Network Non-Domestic Non-CT |  |  | 12.858 | 1.516 | 0.115 | 5.51 | 0 | 0
| LDNO LV: LV HH Metered |  |  | 9.724 | 1.14 | 0.079 | 8.56 | 2.03 | 0.36
| LDNO LV: NHH UMS category A |  | 8 | 1.886 | 0 | 0 | 0 | 0 | 0
| LDNO LV: NHH UMS category B |  | 1 | 2.077 | 0 | 0 | 0 | 0 | 0
| LDNO LV: NHH UMS category C |  | 1 | 2.992 | 0 | 0 | 0 | 0 | 0
| LDNO LV: NHH UMS category D |  | 1 | 1.702 | 0 | 0 | 0 | 0 | 0
| LDNO LV: LV UMS (Pseudo HH Metered) |  |  | 26.857 | 1.964 | 0.711 | 0 | 0 | 0
| LDNO LV: LV Generation NHH or Aggregate HH |  | 8&0 | -0.863 | 0 | 0 | 0 | 0 | 0
| LDNO LV: LV Generation Intermittent |  |  | -0.863 | 0 | 0 | 0 | 0 | 0.284
| LDNO LV: LV Generation Non-Intermittent |  |  | -6.748 | -0.712 | -0.109 | 0 | 0 | 0.284
| LDNO HV: Domestic Unrestricted |  | 1 | 1.075 | 0 | 0 | 1.69 | 0 | 0
| LDNO HV: Domestic Two Rate |  | 2 | 1.301 | 0.077 | 0 | 1.69 | 0 | 0
| LDNO HV: Domestic Off Peak (related MPAN) |  | 2 | 0.128 | 0 | 0 | 0 | 0 | 0
| LDNO HV: Small Non Domestic Unrestricted |  | 3 | 0.991 | 0 | 0 | 2.92 | 0 | 0
| LDNO HV: Small Non Domestic Two Rate |  | 4 | 1.159 | 0.1 | 0 | 2.92 | 0 | 0
| LDNO HV: Small Non Domestic Off Peak (related MPAN) |  | 4 | 0.129 | 0 | 0 | 0 | 0 | 0
| LDNO HV: LV Medium Non-Domestic |  | 5-8 | 0.864 | 0.045 | 0 | 2.69 | 0 | 0
| LDNO HV: LV Network Domestic |  |  | 6.143 | 0.724 | 0.055 | 1.69 | 0 | 0
| LDNO HV: LV Network Non-Domestic Non-CT |  |  | 6.811 | 0.803 | 0.061 | 2.92 | 0 | 0
| LDNO HV: LV HH Metered |  |  | 5.151 | 0.604 | 0.042 | 4.53 | 1.08 | 0.191
| LDNO HV: LV Sub HH Metered |  |  | 6.725 | 0.781 | 0.044 | 5.32 | 1.9 | 0.256
| LDNO HV: HV HH Metered |  |  | 7.067 | 0.825 | 0.039 | 63.53 | 2.39 | 0.246
| LDNO HV: NHH UMS category A |  | 8 | 0.999 | 0 | 0 | 0 | 0 | 0
| LDNO HV: NHH UMS category B |  | 1 | 1.1 | 0 | 0 | 0 | 0 | 0
| LDNO HV: NHH UMS category C |  | 1 | 1.585 | 0 | 0 | 0 | 0 | 0
| LDNO HV: NHH UMS category D |  | 1 | 0.901 | 0 | 0 | 0 | 0 | 0
| LDNO HV: LV UMS (Pseudo HH Metered) |  |  | 14.226 | 1.04 | 0.377 | 0 | 0 | 0
| LDNO HV: LV Generation NHH or Aggregate HH |  | 8&0 | -0.863 | 0 | 0 | 0 | 0 | 0
| LDNO HV: LV Sub Generation NHH |  | 8 | -0.786 | 0 | 0 | 0 | 0 | 0
| LDNO HV: LV Generation Intermittent |  |  | -0.863 | 0 | 0 | 0 | 0 | 0.284
| LDNO HV: LV Generation Non-Intermittent |  |  | -6.748 | -0.712 | -0.109 | 0 | 0 | 0.284
| LDNO HV: LV Sub Generation Intermittent |  |  | -0.786 | 0 | 0 | 0 | 0 | 0.246
| LDNO HV: LV Sub Generation Non-Intermittent |  |  | -6.193 | -0.644 | -0.097 | 0 | 0 | 0.246
| LDNO HV: HV Generation Intermittent |  |  | -0.545 | 0 | 0 | 0 | 0 | 0.204
| LDNO HV: HV Generation Non-Intermittent |  |  | -4.456 | -0.428 | -0.059 | 0 | 0 | 0.204
Tariffs for Charging Year: 2020/21
|  | Open LLFCs | PCs | Unit rate 1 p/kWh | Unit rate 2 p/kWh | Unit rate 3 p/kWh | Fixed charge p/MPAN/day | Capacity charge p/kVA/day | Reactive power charge p/kVArh | Closed LLFCs
| Domestic Unrestricted | 100, 105, 800, 860 | 1 | 3.063 | 0 | 0 | 4.85 | 0 | 0
| Domestic Two Rate | 101, 106, 801, 861, | 2 | 3.706 | 0.221 | 0 | 4.85 | 0 | 0
| Domestic Off Peak (related MPAN) | 194, 843 | 2 | 0.365 | 0 | 0 | 0 | 0 | 0
| Small Non Domestic Unrestricted | 200, 810, 862 | 3 | 2.823 | 0 | 0 | 8.36 | 0 | 0
| Small Non Domestic Two Rate | 201, 811, 863 | 4 | 3.302 | 0.286 | 0 | 8.36 | 0 | 0
| Small Non Domestic Off Peak (related MPAN) | 294 | 4 | 0.368 | 0 | 0 | 0 | 0 | 0
| LV Medium Non-Domestic | 300 | 5-8 | 2.463 | 0.127 | 0 | 7.7 | 0 | 0
| LV Sub Medium Non-Domestic | 344 | 5-8 | 2.298 | 0.109 | 0 | 5.71 | 0 | 0
| HV Medium Non-Domestic | 400 | 5-8 | 1.822 | 0.056 | 0 | 99.18 | 0 | 0
| LV Network Domestic | 116 |  | 17.511 | 2.061 | 0.156 | 4.85 | 0 | 0
| LV Network Non-Domestic Non-CT | 117 |  | 19.415 | 2.285 | 0.173 | 8.36 | 0 | 0
| LV HH Metered | 300 |  | 14.678 | 1.719 | 0.119 | 12.98 | 3.08 | 0.543
| LV Sub HH Metered | 344 |  | 12.559 | 1.457 | 0.083 | 10 | 3.57 | 0.478
| HV HH Metered | 400 |  | 10.971 | 1.279 | 0.061 | 99.18 | 3.73 | 0.382
| NHH UMS category A | 718 | 8 | 2.838 | 0 | 0 | 0 | 0 | 0
| NHH UMS category B | 701 | 1 | 3.134 | 0 | 0 | 0 | 0 | 0
| NHH UMS category C | 719 | 1 | 4.514 | 0 | 0 | 0 | 0 | 0
| NHH UMS category D | 720 | 1 | 2.554 | 0 | 0 | 0 | 0 | 0
| LV UMS (Pseudo HH Metered) | 700 |  | 40.592 | 2.944 | 1.074 | 0 | 0 | 0
| LV Generation NHH or Aggregate HH | 697 | 8&0 | -0.889 | 0 | 0 | 0 | 0 | 0
| LV Sub Generation NHH | 717 | 8 | -0.811 | 0 | 0 | 0 | 0 | 0
| LV Generation Intermittent | 697 |  | -0.889 | 0 | 0 | 0 | 0 | 0.293
| LV Generation Non-Intermittent | 603 |  | -6.963 | -0.734 | -0.112 | 0 | 0 | 0.293
| LV Sub Generation Intermittent | 602 |  | -0.811 | 0 | 0 | 0 | 0 | 0.254
| LV Sub Generation Non-Intermittent | 604 |  | -6.391 | -0.664 | -0.1 | 0 | 0 | 0.254
| HV Generation Intermittent | 698 |  | -0.562 | 0 | 0 | 47.82 | 0 | 0.21
| HV Generation Non-Intermittent | 606 |  | -4.599 | -0.442 | -0.061 | 47.82 | 0 | 0.21
| LDNO LV: Domestic Unrestricted |  | 1 | 2.081 | 0 | 0 | 3.29 | 0 | 0
| LDNO LV: Domestic Two Rate |  | 2 | 2.518 | 0.15 | 0 | 3.29 | 0 | 0
| LDNO LV: Domestic Off Peak (related MPAN) |  | 2 | 0.248 | 0 | 0 | 0 | 0 | 0
| LDNO LV: Small Non Domestic Unrestricted |  | 3 | 1.918 | 0 | 0 | 5.68 | 0 | 0
| LDNO LV: Small Non Domestic Two Rate |  | 4 | 2.243 | 0.194 | 0 | 5.68 | 0 | 0
| LDNO LV: Small Non Domestic Off Peak (related MPAN) |  | 4 | 0.25 | 0 | 0 | 0 | 0 | 0
| LDNO LV: LV Medium Non-Domestic |  | 5-8 | 1.673 | 0.086 | 0 | 5.23 | 0 | 0
| LDNO LV: LV Network Domestic |  |  | 11.896 | 1.4 | 0.106 | 3.29 | 0 | 0
| LDNO LV: LV Network Non-Domestic Non-CT |  |  | 13.189 | 1.552 | 0.118 | 5.68 | 0 | 0
| LDNO LV: LV HH Metered |  |  | 9.971 | 1.168 | 0.081 | 8.82 | 2.09 | 0.369
| LDNO LV: NHH UMS category A |  | 8 | 1.928 | 0 | 0 | 0 | 0 | 0
| LDNO LV: NHH UMS category B |  | 1 | 2.129 | 0 | 0 | 0 | 0 | 0
| LDNO LV: NHH UMS category C |  | 1 | 3.066 | 0 | 0 | 0 | 0 | 0
| LDNO LV: NHH UMS category D |  | 1 | 1.735 | 0 | 0 | 0 | 0 | 0
| LDNO LV: LV UMS (Pseudo HH Metered) |  |  | 27.575 | 2 | 0.73 | 0 | 0 | 0
| LDNO LV: LV Generation NHH or Aggregate HH |  | 8&0 | -0.889 | 0 | 0 | 0 | 0 | 0
| LDNO LV: LV Generation Intermittent |  |  | -0.889 | 0 | 0 | 0 | 0 | 0.293
| LDNO LV: LV Generation Non-Intermittent |  |  | -6.963 | -0.734 | -0.112 | 0 | 0 | 0.293
| LDNO HV: Domestic Unrestricted |  | 1 | 1.102 | 0 | 0 | 1.75 | 0 | 0
| LDNO HV: Domestic Two Rate |  | 2 | 1.334 | 0.08 | 0 | 1.75 | 0 | 0
| LDNO HV: Domestic Off Peak (related MPAN) |  | 2 | 0.131 | 0 | 0 | 0 | 0 | 0
| LDNO HV: Small Non Domestic Unrestricted |  | 3 | 1.016 | 0 | 0 | 3.01 | 0 | 0
| LDNO HV: Small Non Domestic Two Rate |  | 4 | 1.188 | 0.103 | 0 | 3.01 | 0 | 0
| LDNO HV: Small Non Domestic Off Peak (related MPAN) |  | 4 | 0.132 | 0 | 0 | 0 | 0 | 0
| LDNO HV: LV Medium Non-Domestic |  | 5-8 | 0.886 | 0.046 | 0 | 2.77 | 0 | 0
| LDNO HV: LV Network Domestic |  |  | 6.301 | 0.742 | 0.056 | 1.75 | 0 | 0
| LDNO HV: LV Network Non-Domestic Non-CT |  |  | 6.986 | 0.822 | 0.062 | 3.01 | 0 | 0
| LDNO HV: LV HH Metered |  |  | 5.282 | 0.619 | 0.043 | 4.67 | 1.11 | 0.195
| LDNO HV: LV Sub HH Metered |  |  | 6.892 | 0.8 | 0.046 | 5.49 | 1.96 | 0.262
| LDNO HV: HV HH Metered |  |  | 7.239 | 0.844 | 0.04 | 65.44 | 2.46 | 0.252
| LDNO HV: NHH UMS category A |  | 8 | 1.021 | 0 | 0 | 0 | 0 | 0
| LDNO HV: NHH UMS category B |  | 1 | 1.128 | 0 | 0 | 0 | 0 | 0
| LDNO HV: NHH UMS category C |  | 1 | 1.624 | 0 | 0 | 0 | 0 | 0
| LDNO HV: NHH UMS category D |  | 1 | 0.919 | 0 | 0 | 0 | 0 | 0
| LDNO HV: LV UMS (Pseudo HH Metered) |  |  | 14.607 | 1.059 | 0.386 | 0 | 0 | 0
| LDNO HV: LV Generation NHH or Aggregate HH |  | 8&0 | -0.889 | 0 | 0 | 0 | 0 | 0
| LDNO HV: LV Sub Generation NHH |  | 8 | -0.811 | 0 | 0 | 0 | 0 | 0
| LDNO HV: LV Generation Intermittent |  |  | -0.889 | 0 | 0 | 0 | 0 | 0.293
| LDNO HV: LV Generation Non-Intermittent |  |  | -6.963 | -0.734 | -0.112 | 0 | 0 | 0.293
| LDNO HV: LV Sub Generation Intermittent |  |  | -0.811 | 0 | 0 | 0 | 0 | 0.254
| LDNO HV: LV Sub Generation Non-Intermittent |  |  | -6.391 | -0.664 | -0.1 | 0 | 0 | 0.254
| LDNO HV: HV Generation Intermittent |  |  | -0.562 | 0 | 0 | 0 | 0 | 0.21
| LDNO HV: HV Generation Non-Intermittent |  |  | -4.599 | -0.442 | -0.061 | 0 | 0 | 0.21
Tariffs for Charging Year: 2021/22
|  | Open LLFCs | PCs | Unit rate 1 p/kWh | Unit rate 2 p/kWh | Unit rate 3 p/kWh | Fixed charge p/MPAN/day | Capacity charge p/kVA/day | Reactive power charge p/kVArh | Closed LLFCs
| Domestic Unrestricted | 100, 105, 800, 860 | 1 | 3.191 | 0 | 0 | 5 | 0 | 0
| Domestic Two Rate | 101, 106, 801, 861, | 2 | 3.861 | 0.229 | 0 | 5 | 0 | 0
| Domestic Off Peak (related MPAN) | 194, 843 | 2 | 0.379 | 0 | 0 | 0 | 0 | 0
| Small Non Domestic Unrestricted | 200, 810, 862 | 3 | 2.941 | 0 | 0 | 8.62 | 0 | 0
| Small Non Domestic Two Rate | 201, 811, 863 | 4 | 3.44 | 0.297 | 0 | 8.62 | 0 | 0
| Small Non Domestic Off Peak (related MPAN) | 294 | 4 | 0.383 | 0 | 0 | 0 | 0 | 0
| LV Medium Non-Domestic | 300 | 5-8 | 2.566 | 0.132 | 0 | 7.94 | 0 | 0
| LV Sub Medium Non-Domestic | 344 | 5-8 | 2.396 | 0.112 | 0 | 5.89 | 0 | 0
| HV Medium Non-Domestic | 400 | 5-8 | 1.904 | 0.057 | 0 | 102.25 | 0 | 0
| LV Network Domestic | 116 |  | 18.238 | 2.149 | 0.161 | 5 | 0 | 0
| LV Network Non-Domestic Non-CT | 117 |  | 20.221 | 2.383 | 0.179 | 8.62 | 0 | 0
| LV HH Metered | 300 |  | 15.296 | 1.794 | 0.123 | 13.38 | 3.17 | 0.566
| LV Sub HH Metered | 344 |  | 13.103 | 1.522 | 0.086 | 10.31 | 3.68 | 0.499
| HV HH Metered | 400 |  | 11.457 | 1.338 | 0.063 | 102.25 | 3.85 | 0.399
| NHH UMS category A | 718 | 8 | 2.96 | 0 | 0 | 0 | 0 | 0
| NHH UMS category B | 701 | 1 | 3.257 | 0 | 0 | 0 | 0 | 0
| NHH UMS category C | 719 | 1 | 4.695 | 0 | 0 | 0 | 0 | 0
| NHH UMS category D | 720 | 1 | 2.674 | 0 | 0 | 0 | 0 | 0
| LV UMS (Pseudo HH Metered) | 700 |  | 42.18 | 3.089 | 1.109 | 0 | 0 | 0
| LV Generation NHH or Aggregate HH | 697 | 8&0 | -0.917 | 0 | 0 | 0 | 0 | 0
| LV Sub Generation NHH | 717 | 8 | -0.836 | 0 | 0 | 0 | 0 | 0
| LV Generation Intermittent | 697 |  | -0.917 | 0 | 0 | 0 | 0 | 0.302
| LV Generation Non-Intermittent | 603 |  | -7.178 | -0.757 | -0.116 | 0 | 0 | 0.302
| LV Sub Generation Intermittent | 602 |  | -0.836 | 0 | 0 | 0 | 0 | 0.262
| LV Sub Generation Non-Intermittent | 604 |  | -6.589 | -0.685 | -0.103 | 0 | 0 | 0.262
| HV Generation Intermittent | 698 |  | -0.58 | 0 | 0 | 49.3 | 0 | 0.217
| HV Generation Non-Intermittent | 606 |  | -4.741 | -0.455 | -0.063 | 49.3 | 0 | 0.217
| LDNO LV: Domestic Unrestricted |  | 1 | 2.168 | 0 | 0 | 3.4 | 0 | 0
| LDNO LV: Domestic Two Rate |  | 2 | 2.623 | 0.156 | 0 | 3.4 | 0 | 0
| LDNO LV: Domestic Off Peak (related MPAN) |  | 2 | 0.257 | 0 | 0 | 0 | 0 | 0
| LDNO LV: Small Non Domestic Unrestricted |  | 3 | 1.998 | 0 | 0 | 5.86 | 0 | 0
| LDNO LV: Small Non Domestic Two Rate |  | 4 | 2.337 | 0.202 | 0 | 5.86 | 0 | 0
| LDNO LV: Small Non Domestic Off Peak (related MPAN) |  | 4 | 0.26 | 0 | 0 | 0 | 0 | 0
| LDNO LV: LV Medium Non-Domestic |  | 5-8 | 1.743 | 0.09 | 0 | 5.39 | 0 | 0
| LDNO LV: LV Network Domestic |  |  | 12.39 | 1.46 | 0.109 | 3.4 | 0 | 0
| LDNO LV: LV Network Non-Domestic Non-CT |  |  | 13.737 | 1.619 | 0.122 | 5.86 | 0 | 0
| LDNO LV: LV HH Metered |  |  | 10.391 | 1.219 | 0.084 | 9.09 | 2.15 | 0.385
| LDNO LV: NHH UMS category A |  | 8 | 2.011 | 0 | 0 | 0 | 0 | 0
| LDNO LV: NHH UMS category B |  | 1 | 2.213 | 0 | 0 | 0 | 0 | 0
| LDNO LV: NHH UMS category C |  | 1 | 3.189 | 0 | 0 | 0 | 0 | 0
| LDNO LV: NHH UMS category D |  | 1 | 1.817 | 0 | 0 | 0 | 0 | 0
| LDNO LV: LV UMS (Pseudo HH Metered) |  |  | 28.654 | 2.098 | 0.753 | 0 | 0 | 0
| LDNO LV: LV Generation NHH or Aggregate HH |  | 8&0 | -0.917 | 0 | 0 | 0 | 0 | 0
| LDNO LV: LV Generation Intermittent |  |  | -0.917 | 0 | 0 | 0 | 0 | 0.302
| LDNO LV: LV Generation Non-Intermittent |  |  | -7.178 | -0.757 | -0.116 | 0 | 0 | 0.302
| LDNO HV: Domestic Unrestricted |  | 1 | 1.148 | 0 | 0 | 1.8 | 0 | 0
| LDNO HV: Domestic Two Rate |  | 2 | 1.389 | 0.082 | 0 | 1.8 | 0 | 0
| LDNO HV: Domestic Off Peak (related MPAN) |  | 2 | 0.136 | 0 | 0 | 0 | 0 | 0
| LDNO HV: Small Non Domestic Unrestricted |  | 3 | 1.058 | 0 | 0 | 3.1 | 0 | 0
| LDNO HV: Small Non Domestic Two Rate |  | 4 | 1.238 | 0.107 | 0 | 3.1 | 0 | 0
| LDNO HV: Small Non Domestic Off Peak (related MPAN) |  | 4 | 0.138 | 0 | 0 | 0 | 0 | 0
| LDNO HV: LV Medium Non-Domestic |  | 5-8 | 0.923 | 0.047 | 0 | 2.86 | 0 | 0
| LDNO HV: LV Network Domestic |  |  | 6.563 | 0.773 | 0.058 | 1.8 | 0 | 0
| LDNO HV: LV Network Non-Domestic Non-CT |  |  | 7.276 | 0.857 | 0.064 | 3.1 | 0 | 0
| LDNO HV: LV HH Metered |  |  | 5.504 | 0.646 | 0.044 | 4.81 | 1.14 | 0.204
| LDNO HV: LV Sub HH Metered |  |  | 7.191 | 0.835 | 0.047 | 5.66 | 2.02 | 0.274
| LDNO HV: HV HH Metered |  |  | 7.559 | 0.883 | 0.042 | 67.47 | 2.54 | 0.263
| LDNO HV: NHH UMS category A |  | 8 | 1.065 | 0 | 0 | 0 | 0 | 0
| LDNO HV: NHH UMS category B |  | 1 | 1.172 | 0 | 0 | 0 | 0 | 0
| LDNO HV: NHH UMS category C |  | 1 | 1.689 | 0 | 0 | 0 | 0 | 0
| LDNO HV: NHH UMS category D |  | 1 | 0.962 | 0 | 0 | 0 | 0 | 0
| LDNO HV: LV UMS (Pseudo HH Metered) |  |  | 15.178 | 1.112 | 0.399 | 0 | 0 | 0
| LDNO HV: LV Generation NHH or Aggregate HH |  | 8&0 | -0.917 | 0 | 0 | 0 | 0 | 0
| LDNO HV: LV Sub Generation NHH |  | 8 | -0.836 | 0 | 0 | 0 | 0 | 0
| LDNO HV: LV Generation Intermittent |  |  | -0.917 | 0 | 0 | 0 | 0 | 0.302
| LDNO HV: LV Generation Non-Intermittent |  |  | -7.178 | -0.757 | -0.116 | 0 | 0 | 0.302
| LDNO HV: LV Sub Generation Intermittent |  |  | -0.836 | 0 | 0 | 0 | 0 | 0.262
| LDNO HV: LV Sub Generation Non-Intermittent |  |  | -6.589 | -0.685 | -0.103 | 0 | 0 | 0.262
| LDNO HV: HV Generation Intermittent |  |  | -0.58 | 0 | 0 | 0 | 0 | 0.217
| LDNO HV: HV Generation Non-Intermittent |  |  | -4.741 | -0.455 | -0.063 | 0 | 0 | 0.217
Press to update
Tariffs and "Typical Bills"

## Typical Bill
Note: These tariffs are based on the assumptions set out in the CDCM forecast Data and CDCM Volume Forecast sheets. If the assumptions in these sheets have been changed, the typical bills can be updated by pressing the button on the Tariffs ARP sheet.
WPD South Wales - 5 Year Typical Bill
Typical Bills by Customer Category
| Y | Y+1 | Y+2 | Y+3 | Y+4
TARIFF | 2017/18 | 2018/19 | 2019/20 | 2020/21 | 2021/22
> Domestic Unrestricted
Domestic Unrestricted | 106.5151 | 110.7904 | 114.2681 | 117.205 | 121.9106
LDNO LV: Domestic Unrestricted | 64.6181 | 67.1516 | 69.271 | 71.0511 | 73.921
LDNO HV: Domestic Unrestricted | 31.7502 | 32.9844 | 34.0389 | 34.9406 | 36.3149
> Domestic Two Rate
Domestic Two Rate | 121.1214 | 125.9801 | 129.9464 | 133.303 | 138.6472
LDNO LV: Domestic Two Rate | 65.0711 | 67.6247 | 69.7618 | 71.5628 | 74.4464
LDNO HV: Domestic Two Rate | 24.3764 | 25.3033 | 26.1102 | 26.8321 | 27.8397
> Domestic Off Peak (related MPAN)
Domestic Off Peak (related MPAN) | 11.1095 | 11.5445 | 11.8791 | 12.2137 | 12.6822
LDNO LV: Domestic Off Peak (related MPAN)
LDNO HV: Domestic Off Peak (related MPAN)
> Small Non Domestic Unrestricted
Small Non Domestic Unrestricted | 351.1264 | 365.6893 | 377.34 | 386.8818 | 402.7268
LDNO LV: Small Non Domestic Unrestricted | 220.9212 | 230.0619 | 237.4363 | 243.4596 | 253.4066
LDNO HV: Small Non Domestic Unrestricted | 264.6415 | 275.7133 | 284.603 | 291.8123 | 303.7498
> Small Non Domestic Two Rate
Small Non Domestic Two Rate | 500.8239 | 521.5412 | 538.1875 | 551.8054 | 574.4762
LDNO LV: Small Non Domestic Two Rate
LDNO HV: Small Non Domestic Two Rate | 1131.7029 | 1178.6609 | 1216.4157 | 1246.9679 | 1299.2595
> Small Non Domestic Off Peak (related MPAN)
Small Non Domestic Off Peak (related MPAN) | 24.5943 | 25.5487 | 26.2828 | 27.017 | 28.1182
LDNO LV: Small Non Domestic Off Peak (related MPAN)
LDNO HV: Small Non Domestic Off Peak (related MPAN)
> LV Medium Non-Domestic
LV Medium Non-Domestic
LDNO LV: LV Medium Non-Domestic
LDNO HV: LV Medium Non-Domestic
> LV Sub Medium Non-Domestic
LV Sub Medium Non-Domestic
> HV Medium Non-Domestic
HV Medium Non-Domestic
> LV Network Domestic
LV Network Domestic
LDNO LV: LV Network Domestic
LDNO HV: LV Network Domestic
> LV Network Non-Domestic Non-CT
LV Network Non-Domestic Non-CT | 1756.4652 | 1830.3289 | 1888.4171 | 1935.7735 | 2016.6146
LDNO LV: LV Network Non-Domestic Non-CT
LDNO HV: LV Network Non-Domestic Non-CT | 535.6722 | 558.1095 | 575.7908 | 590.0141 | 614.5365
> LV HH Metered
LV HH Metered | 7110.8281 | 7395.958 | 7633.5104 | 7827.984 | 8139.8501
LDNO LV: LV HH Metered | 2453.9271 | 2552.8827 | 2634.9336 | 2701.7258 | 2810.6542
LDNO HV: LV HH Metered | 5642.3865 | 5861.9484 | 6065.5321 | 6217.6259 | 6455.0544
> LV Sub HH Metered
LV Sub HH Metered | 16778.6521 | 17449.239 | 18011.0982 | 18455.0764 | 19199.5371
LDNO HV: LV Sub HH Metered | 28434.5974 | 29605.1616 | 30524.1275 | 31310.3293 | 32580.4246
> HV HH Metered
HV HH Metered | 54871.3768 | 57165.0625 | 58985.6599 | 60441.7093 | 62960.8301
LDNO HV: HV HH Metered | 21419.375 | 22329.4879 | 23045.7659 | 23606.7271 | 24615.5333
> NHH UMS category A
NHH UMS category A | 338.6391 | 351.1331 | 361.2845 | 369.3535 | 385.2313
LDNO LV: NHH UMS category A
LDNO HV: NHH UMS category A
> NHH UMS category B
NHH UMS category B | 213.3844 | 221.133 | 227.764 | 233.501 | 242.6652
LDNO LV: NHH UMS category B
LDNO HV: NHH UMS category B
> NHH UMS category C
NHH UMS category C | 167.0779 | 173.3605 | 178.5082 | 182.9669 | 190.3034
LDNO LV: NHH UMS category C
LDNO HV: NHH UMS category C
> NHH UMS category D
NHH UMS category D | 0 | 0 | 0 | 0 | 0
LDNO LV: NHH UMS category D
LDNO HV: NHH UMS category D
> LV UMS (Pseudo HH Metered)
LV UMS (Pseudo HH Metered) | 155652.3221 | 161364.1913 | 166153.1242 | 170235.6335 | 177034.4463
LDNO LV: LV UMS (Pseudo HH Metered)
LDNO HV: LV UMS (Pseudo HH Metered)
> LV Generation NHH or Aggregate HH
LV Generation NHH or Aggregate HH | -94.8863 | -97.8005 | -100.5982 | -103.6289 | -106.8928
LDNO LV: LV Generation NHH or Aggregate HH
LDNO HV: LV Generation NHH or Aggregate HH
> LV Sub Generation NHH
LV Sub Generation NHH
LDNO HV: LV Sub Generation NHH
> LV Generation Intermittent
LV Generation Intermittent | -1277.6718 | -1316.9361 | -1354.5969 | -1395.3618 | -1439.3337
LDNO LV: LV Generation Intermittent
LDNO HV: LV Generation Intermittent
> LV Generation Non-Intermittent
LV Generation Non-Intermittent | -1913.117 | -1972.2404 | -2020.7448 | -2083.8083 | -2149.1939
LDNO LV: LV Generation Non-Intermittent
LDNO HV: LV Generation Non-Intermittent
> LV Sub Generation Intermittent
LV Sub Generation Intermittent | -1330.3753 | -1369.8204 | -1409.2655 | -1454.0895 | -1498.9134
LDNO HV: LV Sub Generation Intermittent
> LV Sub Generation Non-Intermittent
LV Sub Generation Non-Intermittent
LDNO HV: LV Sub Generation Non-Intermittent
> HV Generation Intermittent
HV Generation Intermittent | -11363.2966 | -11717.5567 | -12048.5091 | -12425.0712 | -12823.1528
LDNO HV: HV Generation Intermittent
> HV Generation Non-Intermittent
HV Generation Non-Intermittent | -26679.9508 | -27505.5255 | -28190.7918 | -29103.7946 | -29992.3664
LDNO HV: HV Generation Non-Intermittent

## Vlookup
This is an ancillary sheet used in calculations
1000. Company, charging year, data version
| Company | Year | Version
Company, charging year, data version | 2 | 3 | 4
1010. Financial and general assumptions
Sources: financial assumptions; calendar; network model.
These financial assumptions determine the annuity rate applied to convert the asset values of the network model into an annual charge.
| Rate of return | Annualisation period (years) | Annuity proportion for customer-contributed assets | Power factor | Days in the charging period
Financial and general assumptions | 6 | 7 |  | 8 | 9
1017. Diversity allowance between top and bottom of network level
Source: operational data analysis and/or network model.
The diversity figure against GSP is the diversity between GSP Group (the whole system) and individual GSPs.
The diversity figure against 132kV is the diversity between GSPs (the top of the 132kV network) and 132kV/EHV bulk supply points (the bottom of the 132kV network).
The diversity figure against EHV is the diversity between 132kV/EHV bulk supply points (the top of the EHV network) and EHV/HV primary substations (the bottom of the EHV network).
The diversity figure against HV is the diversity between EHV/HV primary substations (the top of the HV network) and HV/LV substations (the bottom of the HV network).
Diversity allowance between top and bottom of network level
GSPs | 11
132kV | 12
132kV/EHV
EHV | 13
EHV/HV
HV | 14
HV/LV
LV circuits
1018. Proportion of relevant load going through 132kV/HV direct transformation
132kV/HV
EHV/HV | 15
1019. Network model GSP peak demand (MW)
Network model GSP peak demand (MW)
Network model GSP peak demand (MW) | 16
1020. Gross asset cost by network level (£)
Gross assets £
132kV | 18
132kV/EHV | 19
EHV | 20
EHV/HV | 21
132kV/HV | 22
HV | 23
HV/LV | 24
LV circuits | 25
1022. LV service model asset cost (£)
| LV service model 1 | LV service model 2 | LV service model 3 | LV service model 4 | LV service model 5 | LV service model 6 | LV service model 7 | LV service model 8
LV service model asset cost (£) | 27 | 28 | 29 | 30 | 31 | 32 | 33 | 34
1023. HV service model asset cost (£)
| HV service model 1 | HV service model 2 | HV service model 3 | HV service model 4 | HV service model 5
HV service model asset cost (£) | 36 | 37 | 38 | 39 | 40
1032. Loss adjustment factors to transmission
Source: losses model or loss adjustment factors at time of system peak.
| 132kV | 132kV/EHV | EHV | EHV/HV | HV | HV/LV | LV circuits
Loss adjustment factor | 45 | 46 | 47 | 48 | 49 | 50 | 51
1037. Embedded network (LDNO) discounts
Source: separate price control disaggregation model.
| No discount | LDNO LV: LV user | LDNO HV: LV user | LDNO HV: LV sub user | LDNO HV: HV user
LDNO discount |  | 53 | 54 | 55 | 56
1041. Load profile data for demand users
Source: load data analysis.
| Coincidence factor | Load factor
Domestic Unrestricted | 58 | 78
Domestic Two Rate | 59 | 79
Domestic Off Peak (related MPAN) | 60 | 80
Small Non Domestic Unrestricted | 61 | 81
Small Non Domestic Two Rate | 62 | 82
Small Non Domestic Off Peak (related MPAN) | 63 | 83
LV Medium Non-Domestic | 64 | 84
LV Sub Medium Non-Domestic | 65 | 85
HV Medium Non-Domestic | 66 | 86
LV Network Domestic | 67 | 87
LV Network Non-Domestic Non-CT | 68 | 88
LV HH Metered | 69 | 89
LV Sub HH Metered | 70 | 90
HV HH Metered | 71 | 91
NHH UMS category A | 72 | 92
NHH UMS category B | 73 | 93
NHH UMS category C | 74 | 94
NHH UMS category D | 75 | 95
LV UMS (Pseudo HH Metered) | 76 | 96
1053. Volume forecasts for the charging year
Source: forecast.
Please include MPAN counts for tariffs with no fixed charge (e.g. off-peak tariffs),
but exclude MPANs on tariffs with a fixed charge that are not subject to a fixed charge due to a site grouping arrangement.
Rate 1 units (MWh)
> Domestic Unrestricted | 1
Domestic Unrestricted | 2
LDNO LV: Domestic Unrestricted | 3
LDNO HV: Domestic Unrestricted | 4
> Domestic Two Rate | 5
Domestic Two Rate | 6
LDNO LV: Domestic Two Rate | 7
LDNO HV: Domestic Two Rate | 8
> Domestic Off Peak (related MPAN) | 9
Domestic Off Peak (related MPAN) | 10
LDNO LV: Domestic Off Peak (related MPAN) | 11
LDNO HV: Domestic Off Peak (related MPAN) | 12
> Small Non Domestic Unrestricted | 13
Small Non Domestic Unrestricted | 14
LDNO LV: Small Non Domestic Unrestricted | 15
LDNO HV: Small Non Domestic Unrestricted | 16
> Small Non Domestic Two Rate | 17
Small Non Domestic Two Rate | 18
LDNO LV: Small Non Domestic Two Rate | 19
LDNO HV: Small Non Domestic Two Rate | 20
> Small Non Domestic Off Peak (related MPAN) | 21
Small Non Domestic Off Peak (related MPAN) | 22
LDNO LV: Small Non Domestic Off Peak (related MPAN) | 23
LDNO HV: Small Non Domestic Off Peak (related MPAN) | 24
> LV Medium Non-Domestic | 25
LV Medium Non-Domestic | 26
LDNO LV: LV Medium Non-Domestic | 27
LDNO HV: LV Medium Non-Domestic | 28
> LV Sub Medium Non-Domestic | 29
LV Sub Medium Non-Domestic | 30
> HV Medium Non-Domestic | 31
HV Medium Non-Domestic | 32
> LV Network Domestic | 33
LV Network Domestic | 34
LDNO LV: LV Network Domestic | 35
LDNO HV: LV Network Domestic | 36
> LV Network Non-Domestic Non-CT | 37
LV Network Non-Domestic Non-CT | 38
LDNO LV: LV Network Non-Domestic Non-CT | 39
LDNO HV: LV Network Non-Domestic Non-CT | 40
> LV HH Metered | 41
LV HH Metered | 42
LDNO LV: LV HH Metered | 43
LDNO HV: LV HH Metered | 44
> LV Sub HH Metered | 45
LV Sub HH Metered | 46
LDNO HV: LV Sub HH Metered | 47
> HV HH Metered | 48
HV HH Metered | 49
LDNO HV: HV HH Metered | 50
> NHH UMS category A | 51
NHH UMS category A | 52
LDNO LV: NHH UMS category A | 53
LDNO HV: NHH UMS category A | 54
> NHH UMS category B | 55
NHH UMS category B | 56
LDNO LV: NHH UMS category B | 57
LDNO HV: NHH UMS category B | 58
> NHH UMS category C | 59
NHH UMS category C | 60
LDNO LV: NHH UMS category C | 61
LDNO HV: NHH UMS category C | 62
> NHH UMS category D | 63
NHH UMS category D | 64
LDNO LV: NHH UMS category D | 65
LDNO HV: NHH UMS category D | 66
> LV UMS (Pseudo HH Metered) | 67
LV UMS (Pseudo HH Metered) | 68
LDNO LV: LV UMS (Pseudo HH Metered) | 69
LDNO HV: LV UMS (Pseudo HH Metered) | 70
> LV Generation NHH or Aggregate HH | 71
LV Generation NHH or Aggregate HH | 72
LDNO LV: LV Generation NHH or Aggregate HH | 73
LDNO HV: LV Generation NHH or Aggregate HH | 74
> LV Sub Generation NHH | 75
LV Sub Generation NHH | 76
LDNO HV: LV Sub Generation NHH | 77
> LV Generation Intermittent | 78
LV Generation Intermittent | 79
LDNO LV: LV Generation Intermittent | 80
LDNO HV: LV Generation Intermittent | 81
> LV Generation Non-Intermittent | 82
LV Generation Non-Intermittent | 83
LDNO LV: LV Generation Non-Intermittent | 84
LDNO HV: LV Generation Non-Intermittent | 85
> LV Sub Generation Intermittent | 86
LV Sub Generation Intermittent | 87
LDNO HV: LV Sub Generation Intermittent | 88
> LV Sub Generation Non-Intermittent | 89
LV Sub Generation Non-Intermittent | 90
LDNO HV: LV Sub Generation Non-Intermittent | 91
> HV Generation Intermittent | 92
HV Generation Intermittent | 93
LDNO HV: HV Generation Intermittent | 94
> HV Generation Non-Intermittent | 95
HV Generation Non-Intermittent | 96
LDNO HV: HV Generation Non-Intermittent | 97
1055. Transmission exit charges (£/year)
Source: forecast.
Transmission exit
Transmission exit charges (£/year) | 98
1059. Other expenditure
| Direct cost (£/year) | Indirect cost (£/year) | Indirect cost proportion | Network rates (£/year)
Other expenditure | 100 | 101 | 102 | 103
1060. Customer contributions under current connection charging policy
Source: analysis of expenditure data and/or survey of capital expenditure schemes.
Customer contribution percentages by network level of supply and by asset network level.
These proportions should reflect the current connection charging method, not necessarily the method that was in place when the connection was built.
| Assets 132kV | Assets 132kV/EHV | Assets EHV | Assets EHV/HV | Assets 132kV/HV | Assets HV | Assets HV/LV | Assets LV circuits
LV network | 106 | 107 | 108 | 109 | 110 | 111 | 112 | 113
LV substation | 115 | 116 | 117 | 118 | 119 | 120 | 121
HV network | 123 | 124 | 125 | 126 | 127 | 128
HV substation | 130 | 131 | 132 | 133
1061. Average split of rate 1 units by distribution time band
Source: load data analysis.
This table relates to the first TPR or charging period for each tariff.
Each line relates to a different user type and tariff structure.
For each user type and tariff structure, the figure entered against each of the time bands used for network analysis is
the proportion of the units recorded on the relevant TPR or within the relevant charging period that would fall with each time band.
| Red | Amber | Green
Domestic Unrestricted | 136 | 146 | 156
Domestic Two Rate | 137 | 147 | 157
Domestic Off Peak (related MPAN) | 138 | 148 | 158
Small Non Domestic Unrestricted | 139 | 149 | 159
Small Non Domestic Two Rate | 140 | 150 | 160
Small Non Domestic Off Peak (related MPAN) | 141 | 151 | 161
LV Medium Non-Domestic | 142 | 152 | 162
LV Sub Medium Non-Domestic | 143 | 153 | 163
HV Medium Non-Domestic | 144 | 154 | 164
1062. Average split of rate 2 units by distribution time band
Source: load data analysis.
This table relates to the second TPR or charging period for each tariff.
See notes on table 1061.
| Red | Amber | Green
Domestic Two Rate | 167 | 173 | 179
Small Non Domestic Two Rate | 168 | 174 | 180
LV Medium Non-Domestic | 169 | 175 | 181
LV Sub Medium Non-Domestic | 170 | 176 | 182
HV Medium Non-Domestic | 171 | 177 | 183
1064. Average split of rate 1 units by special distribution time band
| Black | Yellow | Green
NHH UMS category A | 186 | 191 | 196
NHH UMS category B | 187 | 192 | 197
NHH UMS category C | 188 | 193 | 198
NHH UMS category D | 189 | 194 | 199
1066. Typical annual hours by special distribution time band
Source: definition of distribution time bands.
The figures in this table will be automatically adjusted to match the number of days in the charging period.
| Black | Yellow | Green
Annual hours | 201 | 202 | 203
1068. Typical annual hours by distribution time band
Source: definition of distribution time bands.
The figures in this table will be automatically adjusted to match the number of days in the charging period.
| Red | Amber | Green
Annual hours | 205 | 206 | 207
1069. Peaking probabilities by network level
Source: operational data analysis.
| Red | Amber | Green | Black
GSPs | 210 | 220 | 230 | 240
132kV | 211 | 221 | 231 | 241
132kV/EHV | 212 | 222 | 232 | 242
EHV | 213 | 223 | 233 | 243
EHV/HV | 214 | 224 | 234 | 244
132kV/HV | 215 | 225 | 235 | 245
HV | 216 | 226 | 236 | 246
HV/LV | 217 | 227 | 237 | 247
LV circuits | 218 | 228 | 238 | 248
1092. Average kVAr by kVA, by network level
Source: analysis of operational data.
This is the average of MVAr/MVA or SQRT(1-PF^2) across relevant network elements.
| GSPs | 132kV | 132kV/EHV | EHV | EHV/HV | 132kV/HV | HV | HV/LV | LV circuits
Average kVAr by kVA, by network level | 250 | 251 | 252 | 253 | 254 | 255 | 256 | 257 | 258

## Tariffs
Tariffs for South Wales in 0 (Forecast)
3701. Tariffs
Data sources:
x1 = 3607. Unit rate 1 p/kWh (in Tariffs)
x2 = 3607. Unit rate 2 p/kWh (in Tariffs)
x3 = 3607. Unit rate 3 p/kWh (in Tariffs)
x4 = 3607. Fixed charge p/MPAN/day (in Tariffs)
x5 = 3607. Capacity charge p/kVA/day (in Tariffs)
x6 = 3607. Reactive power charge p/kVArh (in Tariffs)
Kind: | Input data | Fixed data | Copy cells | Copy cells | Copy cells | Copy cells | Copy cells | Copy cells | Input data
Formula: |  |  | = x1 | = x2 | = x3 | = x4 | = x5 | = x6
| Open LLFCs | PCs | Unit rate 1 p/kWh | Unit rate 2 p/kWh | Unit rate 3 p/kWh | Fixed charge p/MPAN/day | Capacity charge p/kVA/day | Reactive power charge p/kVArh | Closed LLFCs
Domestic Unrestricted | 100, 105, 800, 860 | 1 | 3.191 | 0 | 0 | 5 | 0 | 0
Domestic Two Rate | 101, 106, 801, 861, | 2 | 3.861 | 0.229 | 0 | 5 | 0 | 0
Domestic Off Peak (related MPAN) | 194, 843 | 2 | 0.379 | 0 | 0 | 0 | 0 | 0
Small Non Domestic Unrestricted | 200, 810, 862 | 3 | 2.941 | 0 | 0 | 8.62 | 0 | 0
Small Non Domestic Two Rate | 201, 811, 863 | 4 | 3.44 | 0.297 | 0 | 8.62 | 0 | 0
Small Non Domestic Off Peak (related MPAN) | 294 | 4 | 0.383 | 0 | 0 | 0 | 0 | 0
LV Medium Non-Domestic | 300 | 5-8 | 2.566 | 0.132 | 0 | 7.94 | 0 | 0
LV Sub Medium Non-Domestic | 344 | 5-8 | 2.396 | 0.112 | 0 | 5.89 | 0 | 0
HV Medium Non-Domestic | 400 | 5-8 | 1.904 | 0.057 | 0 | 102.25 | 0 | 0
LV Network Domestic | 116 |  | 18.238 | 2.149 | 0.161 | 5 | 0 | 0
LV Network Non-Domestic Non-CT | 117 |  | 20.221 | 2.383 | 0.179 | 8.62 | 0 | 0
LV HH Metered | 300 |  | 15.296 | 1.794 | 0.123 | 13.38 | 3.17 | 0.566
LV Sub HH Metered | 344 |  | 13.103 | 1.522 | 0.086 | 10.31 | 3.68 | 0.499
HV HH Metered | 400 |  | 11.457 | 1.338 | 0.063 | 102.25 | 3.85 | 0.399
NHH UMS category A | 718 | 8 | 2.96 | 0 | 0 | 0 | 0 | 0
NHH UMS category B | 701 | 1 | 3.257 | 0 | 0 | 0 | 0 | 0
NHH UMS category C | 719 | 1 | 4.695 | 0 | 0 | 0 | 0 | 0
NHH UMS category D | 720 | 1 | 2.674 | 0 | 0 | 0 | 0 | 0
LV UMS (Pseudo HH Metered) | 700 |  | 42.18 | 3.089 | 1.109 | 0 | 0 | 0
LV Generation NHH or Aggregate HH | 697 | 8&0 | -0.917 | 0 | 0 | 0 | 0 | 0
LV Sub Generation NHH | 717 | 8 | -0.836 | 0 | 0 | 0 | 0 | 0
LV Generation Intermittent | 697 |  | -0.917 | 0 | 0 | 0 | 0 | 0.302
LV Generation Non-Intermittent | 603 |  | -7.178 | -0.757 | -0.116 | 0 | 0 | 0.302
LV Sub Generation Intermittent | 602 |  | -0.836 | 0 | 0 | 0 | 0 | 0.262
LV Sub Generation Non-Intermittent | 604 |  | -6.589 | -0.685 | -0.103 | 0 | 0 | 0.262
HV Generation Intermittent | 698 |  | -0.58 | 0 | 0 | 49.3 | 0 | 0.217
HV Generation Non-Intermittent | 606 |  | -4.741 | -0.455 | -0.063 | 49.3 | 0 | 0.217
LDNO LV: Domestic Unrestricted |  | 1 | 2.168 | 0 | 0 | 3.4 | 0 | 0
LDNO LV: Domestic Two Rate |  | 2 | 2.623 | 0.156 | 0 | 3.4 | 0 | 0
LDNO LV: Domestic Off Peak (related MPAN) |  | 2 | 0.257 | 0 | 0 | 0 | 0 | 0
LDNO LV: Small Non Domestic Unrestricted |  | 3 | 1.998 | 0 | 0 | 5.86 | 0 | 0
LDNO LV: Small Non Domestic Two Rate |  | 4 | 2.337 | 0.202 | 0 | 5.86 | 0 | 0
LDNO LV: Small Non Domestic Off Peak (related MPAN) |  | 4 | 0.26 | 0 | 0 | 0 | 0 | 0
LDNO LV: LV Medium Non-Domestic |  | 5-8 | 1.743 | 0.09 | 0 | 5.39 | 0 | 0
LDNO LV: LV Network Domestic |  |  | 12.39 | 1.46 | 0.109 | 3.4 | 0 | 0
LDNO LV: LV Network Non-Domestic Non-CT |  |  | 13.737 | 1.619 | 0.122 | 5.86 | 0 | 0
LDNO LV: LV HH Metered |  |  | 10.391 | 1.219 | 0.084 | 9.09 | 2.15 | 0.385
LDNO LV: NHH UMS category A |  | 8 | 2.011 | 0 | 0 | 0 | 0 | 0
LDNO LV: NHH UMS category B |  | 1 | 2.213 | 0 | 0 | 0 | 0 | 0
LDNO LV: NHH UMS category C |  | 1 | 3.189 | 0 | 0 | 0 | 0 | 0
LDNO LV: NHH UMS category D |  | 1 | 1.817 | 0 | 0 | 0 | 0 | 0
LDNO LV: LV UMS (Pseudo HH Metered) |  |  | 28.654 | 2.098 | 0.753 | 0 | 0 | 0
LDNO LV: LV Generation NHH or Aggregate HH |  | 8&0 | -0.917 | 0 | 0 | 0 | 0 | 0
LDNO LV: LV Generation Intermittent |  |  | -0.917 | 0 | 0 | 0 | 0 | 0.302
LDNO LV: LV Generation Non-Intermittent |  |  | -7.178 | -0.757 | -0.116 | 0 | 0 | 0.302
LDNO HV: Domestic Unrestricted |  | 1 | 1.148 | 0 | 0 | 1.8 | 0 | 0
LDNO HV: Domestic Two Rate |  | 2 | 1.389 | 0.082 | 0 | 1.8 | 0 | 0
LDNO HV: Domestic Off Peak (related MPAN) |  | 2 | 0.136 | 0 | 0 | 0 | 0 | 0
LDNO HV: Small Non Domestic Unrestricted |  | 3 | 1.058 | 0 | 0 | 3.1 | 0 | 0
LDNO HV: Small Non Domestic Two Rate |  | 4 | 1.238 | 0.107 | 0 | 3.1 | 0 | 0
LDNO HV: Small Non Domestic Off Peak (related MPAN) |  | 4 | 0.138 | 0 | 0 | 0 | 0 | 0
LDNO HV: LV Medium Non-Domestic |  | 5-8 | 0.923 | 0.047 | 0 | 2.86 | 0 | 0
LDNO HV: LV Network Domestic |  |  | 6.563 | 0.773 | 0.058 | 1.8 | 0 | 0
LDNO HV: LV Network Non-Domestic Non-CT |  |  | 7.276 | 0.857 | 0.064 | 3.1 | 0 | 0
LDNO HV: LV HH Metered |  |  | 5.504 | 0.646 | 0.044 | 4.81 | 1.14 | 0.204
LDNO HV: LV Sub HH Metered |  |  | 7.191 | 0.835 | 0.047 | 5.66 | 2.02 | 0.274
LDNO HV: HV HH Metered |  |  | 7.559 | 0.883 | 0.042 | 67.47 | 2.54 | 0.263
LDNO HV: NHH UMS category A |  | 8 | 1.065 | 0 | 0 | 0 | 0 | 0
LDNO HV: NHH UMS category B |  | 1 | 1.172 | 0 | 0 | 0 | 0 | 0
LDNO HV: NHH UMS category C |  | 1 | 1.689 | 0 | 0 | 0 | 0 | 0
LDNO HV: NHH UMS category D |  | 1 | 0.962 | 0 | 0 | 0 | 0 | 0
LDNO HV: LV UMS (Pseudo HH Metered) |  |  | 15.178 | 1.112 | 0.399 | 0 | 0 | 0
LDNO HV: LV Generation NHH or Aggregate HH |  | 8&0 | -0.917 | 0 | 0 | 0 | 0 | 0
LDNO HV: LV Sub Generation NHH |  | 8 | -0.836 | 0 | 0 | 0 | 0 | 0
LDNO HV: LV Generation Intermittent |  |  | -0.917 | 0 | 0 | 0 | 0 | 0.302
LDNO HV: LV Generation Non-Intermittent |  |  | -7.178 | -0.757 | -0.116 | 0 | 0 | 0.302
LDNO HV: LV Sub Generation Intermittent |  |  | -0.836 | 0 | 0 | 0 | 0 | 0.262
LDNO HV: LV Sub Generation Non-Intermittent |  |  | -6.589 | -0.685 | -0.103 | 0 | 0 | 0.262
LDNO HV: HV Generation Intermittent |  |  | -0.58 | 0 | 0 | 0 | 0 | 0.217
LDNO HV: HV Generation Non-Intermittent |  |  | -4.741 | -0.455 | -0.063 | 0 | 0 | 0.217

## Summary
Summary for South Wales in 0 (Forecast)
This sheet is for information only. It can be deleted without affecting any calculations elsewhere in the model.
3801. Revenue summary
Data sources:
x1 = 1053. Rate 1 units (MWh) by tariff (in Volume forecasts for the charging year)
x2 = 1053. Rate 2 units (MWh) by tariff (in Volume forecasts for the charging year)
x3 = 1053. Rate 3 units (MWh) by tariff (in Volume forecasts for the charging year)
x4 = 1053. MPANs by tariff (in Volume forecasts for the charging year)
x5 = 1010. Days in the charging year (in Financial and general assumptions)
x6 = 3607. Fixed charge p/MPAN/day (in Tariffs)
x7 = 3607. Capacity charge p/kVA/day (in Tariffs)
x8 = 1053. Import capacity (kVA) by tariff (in Volume forecasts for the charging year)
x9 = 3607. Unit rate 1 p/kWh (in Tariffs)
x10 = 3607. Unit rate 2 p/kWh (in Tariffs)
x11 = 3607. Unit rate 3 p/kWh (in Tariffs)
x12 = 3607. Reactive power charge p/kVArh (in Tariffs)
x13 = 1053. Reactive power units (MVArh) by tariff (in Volume forecasts for the charging year)
x14 = All units (MWh) (in Revenue summary)
x15 = Net revenues (£) (in Revenue summary)
x16 = MPANs (in Revenue summary)
x17 = Revenues from unit rates (£) (in Revenue summary)
x18 = Net revenues from unit rate 1 (£) (in Revenue summary)
x19 = Net revenues from unit rate 2 (£) (in Revenue summary)
x20 = Net revenues from unit rate 3 (£) (in Revenue summary)
x21 = Revenues from fixed charges (£) (in Revenue summary)
x22 = Revenues from capacity charges (£) (in Revenue summary)
x23 = Revenues from reactive power charges (£) (in Revenue summary)
Kind: | Calculation | Copy cells | Calculation | Calculation | Calculation | Calculation | Calculation | Calculation | Calculation | Calculation | Calculation | Calculation | Calculation | Calculation | Calculation | Calculation | Calculation | Calculation | Calculation
Formula: | =x1+x2+x3 | = x4 | =0.01*x5*(x6*x4+x7*x8)+10*(x9*x1+x10*x2+x11*x3+x12*x13) | =10*(x9*x1+x10*x2+x11*x3) | =x6*x5*x4/100 | =x7*x5*x8/100 | =x12*x13*10 | =IF(x14<>0,0.1*x15/x14,"") | =IF(x16<>0,x15/x16,"") | =IF(x14<>0,0.1*x17/x14,0) | =x9*x1*10 | =x10*x2*10 | =x11*x3*10 | =IF(x17<>0,x18/x17,"") | =IF(x17<>0,x19/x17,"") | =IF(x17<>0,x20/x17,"") | =IF(x15<>0,x21/x15,"") | =IF(x15<>0,x22/x15,"") | =IF(x15<>0,x23/x15,"")
| All units (MWh) | MPANs | Net revenues (£) | Revenues from unit rates (£) | Revenues from fixed charges (£) | Revenues from capacity charges (£) | Revenues from reactive power charges (£) | Average p/kWh | Average £/MPAN | Average unit rate p/kWh | Net revenues from unit rate 1 (£) | Net revenues from unit rate 2 (£) | Net revenues from unit rate 3 (£) | Rate 1 revenue proportion | Rate 2 revenue proportion | Rate 3 revenue proportion | Fixed charge proportion | Capacity charge proportion | Reactive power charge proportion
> Domestic Unrestricted
Domestic Unrestricted | 3173111.1026 | 976783.7131 | 119080278.0488 | 101253975.2851 | 17826302.7637 | 0 | 0 | 3.7528 | 121.9106 | 3.191 | 101253975.2851 | 0 | 0 | 100% | 0% | 0% | 14.97% | 0% | 0%
LDNO LV: Domestic Unrestricted | 2892.3258 | 1019.4213 | 75356.6413 | 62705.6232 | 12651.0181 | 0 | 0 | 2.6054 | 73.921 | 2.168 | 62705.6232 | 0 | 0 | 100% | 0% | 0% | 16.79% | 0% | 0%
LDNO HV: Domestic Unrestricted | 12015.5175 | 4637.3674 | 168405.6453 | 137938.1414 | 30467.5038 | 0 | 0 | 1.4016 | 36.3149 | 1.148 | 137938.1414 | 0 | 0 | 100% | 0% | 0% | 18.09% | 0% | 0%
> Domestic Two Rate
Domestic Two Rate | 341234.0869 | 56792.8739 | 7874174.4963 | 6837704.548 | 1036469.9483 | 0 | 0 | 2.3076 | 138.6472 | 2.0038 | 6438130.8497 | 399573.6983 | 0 | 94.16% | 5.844% | 0% | 13.16% | 0% | 0%
LDNO LV: Domestic Two Rate | 75.1109 | 26.3009 | 1958.0046 | 1631.6109 | 326.3937 | 0 | 0 | 2.6068 | 74.4464 | 2.1723 | 1610.2029 | 21.408 | 0 | 98.69% | 1.312% | 0% | 16.67% | 0% | 0%
LDNO HV: Domestic Two Rate | 205.0215 | 72.5904 | 2020.8912 | 1543.9725 | 476.9187 | 0 | 0 | 0.9857 | 27.8397 | 0.75308 | 1462.1747 | 81.7978 | 0 | 94.7% | 5.298% | 0% | 23.6% | 0% | 0%
> Domestic Off Peak (related MPAN)
Domestic Off Peak (related MPAN) | 3470.0405 | 1037 | 13151.4536 | 13151.4536 | 0 | 0 | 0 | 0.379 | 12.6822 | 0.379 | 13151.4536 | 0 | 0 | 100% | 0% | 0% | 0% | 0% | 0%
LDNO LV: Domestic Off Peak (related MPAN) | 0 | 0 | 0 | 0 | 0 | 0 | 0 |  |  | 0 | 0 | 0 | 0
LDNO HV: Domestic Off Peak (related MPAN) | 0 | 0 | 0 | 0 | 0 | 0 | 0 |  |  | 0 | 0 | 0 | 0
> Small Non Domestic Unrestricted
Small Non Domestic Unrestricted | 809524.842 | 64127.2495 | 25825761.2542 | 23808125.6036 | 2017635.6506 | 0 | 0 | 3.1902 | 402.7268 | 2.941 | 23808125.6036 | 0 | 0 | 100% | 0% | 0% | 7.812% | 0% | 0%
LDNO LV: Small Non Domestic Unrestricted | 48.867 | 4.2081 | 1066.3696 | 976.3617 | 90.0079 | 0 | 0 | 2.1822 | 253.4066 | 1.998 | 976.3617 | 0 | 0 | 100% | 0% | 0% | 8.441% | 0% | 0%
LDNO HV: Small Non Domestic Unrestricted | 3576.6661 | 129.4002 | 39305.2905 | 37841.1269 | 1464.1635 | 0 | 0 | 1.0989 | 303.7498 | 1.058 | 37841.1269 | 0 | 0 | 100% | 0% | 0% | 3.725% | 0% | 0%
> Small Non Domestic Two Rate
Small Non Domestic Two Rate | 297520.0884 | 13544.1 | 7780763.6514 | 7354625.633 | 426138.0184 | 0 | 0 | 2.6152 | 574.4762 | 2.472 | 7082471.8226 | 272153.8104 | 0 | 96.3% | 3.7% | 0% | 5.477% | 0% | 0%
LDNO LV: Small Non Domestic Two Rate | 0 | 0 | 0 | 0 | 0 | 0 | 0 |  |  | 0 | 0 | 0 | 0
LDNO HV: Small Non Domestic Two Rate | 1130.3251 | 9.4683 | 12301.7909 | 12194.657 | 107.1339 | 0 | 0 | 1.0883 | 1299.2595 | 1.0789 | 12024.4819 | 170.1751 | 0 | 98.6% | 1.395% | 0% | 0.8709% | 0% | 0%
> Small Non Domestic Off Peak (related MPAN)
Small Non Domestic Off Peak (related MPAN) | 2151.0803 | 293 | 8238.6374 | 8238.6374 | 0 | 0 | 0 | 0.383 | 28.1182 | 0.383 | 8238.6374 | 0 | 0 | 100% | 0% | 0% | 0% | 0% | 0%
LDNO LV: Small Non Domestic Off Peak (related MPAN) | 0 | 0 | 0 | 0 | 0 | 0 | 0 |  |  | 0 | 0 | 0 | 0
LDNO HV: Small Non Domestic Off Peak (related MPAN) | 0 | 0 | 0 | 0 | 0 | 0 | 0 |  |  | 0 | 0 | 0 | 0
> LV Medium Non-Domestic
LV Medium Non-Domestic | 0 | 0 | 0 | 0 | 0 | 0 | 0 |  |  | 0 | 0 | 0 | 0
LDNO LV: LV Medium Non-Domestic | 0 | 0 | 0 | 0 | 0 | 0 | 0 |  |  | 0 | 0 | 0 | 0
LDNO HV: LV Medium Non-Domestic | 0 | 0 | 0 | 0 | 0 | 0 | 0 |  |  | 0 | 0 | 0 | 0
> LV Sub Medium Non-Domestic
LV Sub Medium Non-Domestic | 0 | 0 | 0 | 0 | 0 | 0 | 0 |  |  | 0 | 0 | 0 | 0
> HV Medium Non-Domestic
HV Medium Non-Domestic | 0 | 0 | 0 | 0 | 0 | 0 | 0 |  |  | 0 | 0 | 0 | 0
> LV Network Domestic
LV Network Domestic | 0 | 0 | 0 | 0 | 0 | 0 | 0 |  |  | 0 | 0 | 0 | 0
LDNO LV: LV Network Domestic | 0 | 0 | 0 | 0 | 0 | 0 | 0 |  |  | 0 | 0 | 0 | 0
LDNO HV: LV Network Domestic | 0 | 0 | 0 | 0 | 0 | 0 | 0 |  |  | 0 | 0 | 0 | 0
> LV Network Non-Domestic Non-CT
LV Network Non-Domestic Non-CT | 180417.7143 | 2669.4481 | 5383247.9194 | 5299259.075 | 83988.8444 | 0 | 0 | 2.9838 | 2016.6146 | 2.9372 | 2917125.9896 | 2254344.2853 | 127788.8 | 55.05% | 42.54% | 2.411% | 1.56% | 0% | 0%
LDNO LV: LV Network Non-Domestic Non-CT | 0 | 0 | 0 | 0 | 0 | 0 | 0 |  |  | 0 | 0 | 0 | 0
LDNO HV: LV Network Non-Domestic Non-CT | 596.9416 | 11.2284 | 6900.2806 | 6773.2309 | 127.0497 | 0 | 0 | 1.1559 | 614.5365 | 1.1347 | 3747.6072 | 2892.5589 | 133.0648 | 55.33% | 42.71% | 1.965% | 1.841% | 0% | 0%
> LV HH Metered
LV HH Metered | 1512346.24 | 5327.8481 | 43367884.8326 | 33955041.1567 | 260196.1158 | 8514624.8703 | 638022.6898 | 2.8676 | 8139.8501 | 2.2452 | 18966679.4795 | 14258266.3481 | 730095.329 | 55.86% | 41.99% | 2.15% | 0.6% | 19.63% | 1.471%
LDNO LV: LV HH Metered | 172.1916 | 1.052 | 2956.9047 | 2419.3246 | 34.9049 | 454.0712 | 48.604 | 1.7172 | 2810.6542 | 1.405 | 1372.8663 | 980.4793 | 65.979 | 56.75% | 40.53% | 2.727% | 1.18% | 15.36% | 1.644%
LDNO HV: LV HH Metered | 31473.2047 | 53.9977 | 348558.0836 | 252722.3313 | 948.0106 | 91488.24 | 3399.5017 | 1.1075 | 6455.0544 | 0.80298 | 147173.899 | 99665.0922 | 5883.3401 | 58.24% | 39.44% | 2.328% | 0.272% | 26.25% | 0.9753%
> LV Sub HH Metered
LV Sub HH Metered | 23507.0514 | 33.1963 | 637354.0439 | 455895.8525 | 1249.2274 | 164438.5805 | 15770.3835 | 2.7113 | 19199.5371 | 1.9394 | 261290.2902 | 186651.0914 | 7954.471 | 57.31% | 40.94% | 1.745% | 0.196% | 25.8% | 2.474%
LDNO HV: LV Sub HH Metered | 2452.8339 | 1.052 | 34275.7257 | 27050.6305 | 21.734 | 7027.5242 | 175.837 | 1.3974 | 32580.4246 | 1.1028 | 16043.5423 | 10553.1242 | 453.964 | 59.31% | 39.01% | 1.678% | 0.06341% | 20.5% | 0.513%
> HV HH Metered
HV HH Metered | 1931151.5646 | 645.8194 | 40661324.5799 | 30095026.5806 | 241027.8673 | 9767012.042 | 558258.0899 | 2.1055 | 62960.8301 | 1.5584 | 17249011.1289 | 12303554.5512 | 542460.9005 | 57.32% | 40.88% | 1.802% | 0.5928% | 24.02% | 1.373%
LDNO HV: HV HH Metered | 7264.8431 | 4.2081 | 103585.5461 | 84076.4917 | 1036.3191 | 17858.4945 | 614.2408 | 1.4258 | 24615.5333 | 1.1573 | 50049.9361 | 32814.2261 | 1212.3296 | 59.53% | 39.03% | 1.442% | 1% | 17.24% | 0.593%
> NHH UMS category A
NHH UMS category A | 6769.848 | 520.1745 | 200387.5 | 200387.5 | 0 | 0 | 0 | 2.96 | 385.2313 | 2.96 | 200387.5 | 0 | 0 | 100% | 0% | 0% | 0% | 0% | 0%
LDNO LV: NHH UMS category A | 0 | 0 | 0 | 0 | 0 | 0 | 0 |  |  | 0 | 0 | 0 | 0
LDNO HV: NHH UMS category A | 0 | 0 | 0 | 0 | 0 | 0 | 0 |  |  | 0 | 0 | 0 | 0
> NHH UMS category B
NHH UMS category B | 5647.5155 | 757.9975 | 183939.5794 | 183939.5794 | 0 | 0 | 0 | 3.257 | 242.6652 | 3.257 | 183939.5794 | 0 | 0 | 100% | 0% | 0% | 0% | 0% | 0%
LDNO LV: NHH UMS category B | 6.062 | 0 | 134.151 | 134.151 | 0 | 0 | 0 | 2.213 |  | 2.213 | 134.151 | 0 | 0 | 100% | 0% | 0% | 0% | 0% | 0%
LDNO HV: NHH UMS category B | 285.4881 | 0 | 3345.9205 | 3345.9205 | 0 | 0 | 0 | 1.172 |  | 1.172 | 3345.9205 | 0 | 0 | 100% | 0% | 0% | 0% | 0% | 0%
> NHH UMS category C
NHH UMS category C | 344.569 | 85.0091 | 16177.5139 | 16177.5139 | 0 | 0 | 0 | 4.695 | 190.3034 | 4.695 | 16177.5139 | 0 | 0 | 100% | 0% | 0% | 0% | 0% | 0%
LDNO LV: NHH UMS category C | 0 | 0 | 0 | 0 | 0 | 0 | 0 |  |  | 0 | 0 | 0 | 0
LDNO HV: NHH UMS category C | 0 | 0 | 0 | 0 | 0 | 0 | 0 |  |  | 0 | 0 | 0 | 0
> NHH UMS category D
NHH UMS category D | 0 | 1.012 | 0 | 0 | 0 | 0 | 0 |  | 0 | 0 | 0 | 0 | 0
LDNO LV: NHH UMS category D | 0 | 0 | 0 | 0 | 0 | 0 | 0 |  |  | 0 | 0 | 0 | 0
LDNO HV: NHH UMS category D | 0 | 0 | 0 | 0 | 0 | 0 | 0 |  |  | 0 | 0 | 0 | 0
> LV UMS (Pseudo HH Metered)
LV UMS (Pseudo HH Metered) | 137660.4813 | 26.3123 | 4658188.6271 | 4658188.6271 | 0 | 0 | 0 | 3.3838 | 177034.4463 | 3.3838 | 2504135.9139 | 1081519.6214 | 1072533.0917 | 53.76% | 23.22% | 23.02% | 0% | 0% | 0%
LDNO LV: LV UMS (Pseudo HH Metered) | 0 | 0 | 0 | 0 | 0 | 0 | 0 |  |  | 0 | 0 | 0 | 0
LDNO HV: LV UMS (Pseudo HH Metered) | 0 | 0 | 0 | 0 | 0 | 0 | 0 |  |  | 0 | 0 | 0 | 0
> LV Generation NHH or Aggregate HH
LV Generation NHH or Aggregate HH | 1533.5876 | 131.5616 | -14062.9981 | -14062.9981 | 0 | 0 | 0 | -0.917 | -106.8928 | -0.917 | -14062.9981 | 0 | 0 | 100% | 0% | 0% | 0% | 0% | 0%
LDNO LV: LV Generation NHH or Aggregate HH | 0 | 0 | 0 | 0 | 0 | 0 | 0 |  |  | 0 | 0 | 0 | 0
LDNO HV: LV Generation NHH or Aggregate HH | 0 | 0 | 0 | 0 | 0 | 0 | 0 |  |  | 0 | 0 | 0 | 0
> LV Sub Generation NHH
LV Sub Generation NHH | 0 | 0 | 0 | 0 | 0 | 0 | 0 |  |  | 0 | 0 | 0 | 0
LDNO HV: LV Sub Generation NHH | 0 | 0 | 0 | 0 | 0 | 0 | 0 |  |  | 0 | 0 | 0 | 0
> LV Generation Intermittent
LV Generation Intermittent | 23691.8717 | 147.7538 | -212667.0912 | -217254.4634 | 0 | 0 | 4587.3721 | -0.89764 | -1439.3337 | -0.917 | -217254.4634 | 0 | 0 | 100% | 0% | 0% | 0% | 0% | -2.157%
LDNO LV: LV Generation Intermittent | 0 | 0 | 0 | 0 | 0 | 0 | 0 |  |  | 0 | 0 | 0 | 0
LDNO HV: LV Generation Intermittent | 167.1969 | 0 | -923.1844 | -1533.196 | 0 | 0 | 610.0116 | -0.55215 |  | -0.917 | -1533.196 | 0 | 0 | 100% | 0% | 0% | 0% | 0% | -66.08%
> LV Generation Non-Intermittent
LV Generation Non-Intermittent | 2781.3703 | 11.1321 | -23925.1253 | -25149.2326 | 0 | 0 | 1224.1072 | -0.86019 | -2149.1939 | -0.9042 | -14096.8662 | -9511.2611 | -1541.1053 | 56.05% | 37.82% | 6.128% | 0% | 0% | -5.116%
LDNO LV: LV Generation Non-Intermittent | 0 | 0 | 0 | 0 | 0 | 0 | 0 |  |  | 0 | 0 | 0 | 0
LDNO HV: LV Generation Non-Intermittent | 0 | 0 | 0 | 0 | 0 | 0 | 0 |  |  | 0 | 0 | 0 | 0
> LV Sub Generation Intermittent
LV Sub Generation Intermittent | 181.4497 | 1.012 | -1516.9194 | -1516.9194 | 0 | 0 | 0 | -0.836 | -1498.9134 | -0.836 | -1516.9194 | 0 | 0 | 100% | 0% | 0% | 0% | 0% | 0%
LDNO HV: LV Sub Generation Intermittent | 0 | 0 | 0 | 0 | 0 | 0 | 0 |  |  | 0 | 0 | 0 | 0
> LV Sub Generation Non-Intermittent
LV Sub Generation Non-Intermittent | 0 | 0 | 0 | 0 | 0 | 0 | 0 |  |  | 0 | 0 | 0 | 0
LDNO HV: LV Sub Generation Non-Intermittent | 0 | 0 | 0 | 0 | 0 | 0 | 0 |  |  | 0 | 0 | 0 | 0
> HV Generation Intermittent
HV Generation Intermittent | 119985.507 | 53.3153 | -683670.3332 | -695915.9404 | 9593.823 | 0 | 2651.7842 | -0.56979 | -12823.1528 | -0.58 | -695915.9404 | 0 | 0 | 100% | 0% | 0% | -1.403% | 0% | -0.3879%
LDNO HV: HV Generation Intermittent | 0 | 0 | 0 | 0 | 0 | 0 | 0 |  |  | 0 | 0 | 0 | 0
> HV Generation Non-Intermittent
HV Generation Non-Intermittent | 150179.9562 | 33.1963 | -995636.2994 | -1002768.0624 | 5973.5124 | 0 | 1158.2506 | -0.66296 | -29992.3664 | -0.66771 | -666092.1437 | -291239.2349 | -45436.6838 | 66.43% | 29.04% | 4.531% | -0.6% | 0% | -0.1163%
LDNO HV: HV Generation Non-Intermittent | 0 | 0 | 0 | 0 | 0 | 0 | 0 |  |  | 0 | 0 | 0 | 0
3802. Revenue summary by tariff component
Data sources:
x1 = 3801. All units (MWh) (in Revenue summary)
x2 = 3801. MPANs (in Revenue summary)
x3 = 3801. Net revenues (£) (in Revenue summary)
x4 = 3801. Revenues from unit rates (£) (in Revenue summary)
x5 = 3801. Revenues from fixed charges (£) (in Revenue summary)
x6 = 3801. Revenues from capacity charges (£) (in Revenue summary)
x7 = 3801. Revenues from reactive power charges (£) (in Revenue summary)
Kind: | Cell summation | Cell summation | Cell summation | Cell summation | Cell summation | Cell summation | Cell summation
Formula: | =SUM(x1) | =SUM(x2) | =SUM(x3) | =SUM(x4) | =SUM(x5) | =SUM(x6) | =SUM(x7)
| Total units (MWh) | Total MPANs | Total net revenues (£) | Total net revenues from unit rates (£) | Total revenues from fixed charges (£) | Total revenues from capacity charges (£) | Total revenues from reactive power charges (£)
Revenue summary by tariff component | 8785572.563 | 1128993.0199 | 254558641.4324 | 212812889.8079 | 21956326.9295 | 18562903.8227 | 1226520.8723

## CDCM
Input data for South Wales in 0 (Forecast)
This sheet contains all the input data (except LLFCs which might be entered directly into the Tariff sheet).
1000. Company, charging year, data version
| Company | Year | Version
Company, charging year, data version | South Wales | 0 | Forecast
1010. Financial and general assumptions
Sources: financial assumptions; calendar; network model.
These financial assumptions determine the annuity rate applied to convert the asset values of the network model into an annual charge.
| Rate of return | Annualisation period (years) | Annuity proportion for customer-contributed assets | Power factor | Days in the charging period
Financial and general assumptions | 4.31% | 40 |  | 0.95 | 365
1017. Diversity allowance between top and bottom of network level
Source: operational data analysis and/or network model.
The diversity figure against GSP is the diversity between GSP Group (the whole system) and individual GSPs.
The diversity figure against 132kV is the diversity between GSPs (the top of the 132kV network) and 132kV/EHV bulk supply points (the bottom of the 132kV network).
The diversity figure against EHV is the diversity between 132kV/EHV bulk supply points (the top of the EHV network) and EHV/HV primary substations (the bottom of the EHV network).
The diversity figure against HV is the diversity between EHV/HV primary substations (the top of the HV network) and HV/LV substations (the bottom of the HV network).
Diversity allowance between top and bottom of network level
GSPs | 6.383%
132kV | 5.3%
132kV/EHV
EHV | 9.9%
EHV/HV
HV | 37%
HV/LV
LV circuits
1018. Proportion of relevant load going through 132kV/HV direct transformation
132kV/HV
EHV/HV | 30%
1019. Network model GSP peak demand (MW)
Network model GSP peak demand (MW)
Network model GSP peak demand (MW) | 500
1020. Gross asset cost by network level (£)
Gross assets £
132kV | 150546615.403
132kV/EHV | 13297129.4743
EHV | 39457462.6706
EHV/HV | 34327717.7911
132kV/HV | 11054041.5956
HV | 165587816.0027
HV/LV | 63971791.0053
LV circuits | 131752884.7717
1022. LV service model asset cost (£)
| LV service model 1 | LV service model 2 | LV service model 3 | LV service model 4 | LV service model 5 | LV service model 6 | LV service model 7 | LV service model 8
LV service model asset cost (£) | 5922.6085 | 666.2342 | 811.1354 | 601.5542 | 1367.4667 | 1053.2407 | 0 | 550.851
1023. HV service model asset cost (£)
| HV service model 1 | HV service model 2 | HV service model 3 | HV service model 4 | HV service model 5
HV service model asset cost (£) | 10449.37 | 5037.9943 | 0 | 0 | 0
1025. Matrix of applicability of LV service models to tariffs with fixed charges
| 34 | 35 | 36 | 37 | 38 | 39 | 40 | 41
| LV service model 1 | LV service model 2 | LV service model 3 | LV service model 4 | LV service model 5 | LV service model 6 | LV service model 7 | LV service model 8
Domestic Unrestricted | 5% | 0% | 0% | 0% | 0% | 0% | 0% | 0%
Domestic Two Rate | 5% | 0% | 0% | 0% | 0% | 0% | 0% | 0%
Small Non Domestic Unrestricted | 0% | 100% | 0% | 0% | 0% | 0% | 0% | 0%
Small Non Domestic Two Rate | 0% | 100% | 0% | 0% | 0% | 0% | 0% | 0%
LV Medium Non-Domestic | 0% | 0% | 100% | 0% | 0% | 0% | 0% | 0%
LV Sub Medium Non-Domestic | 0% | 0% | 0% | 100% | 0% | 0% | 0% | 0%
LV Network Domestic | 5% | 0% | 0% | 0% | 0% | 0% | 0% | 0%
LV Network Non-Domestic Non-CT | 0% | 100% | 0% | 0% | 0% | 0% | 0% | 0%
LV HH Metered | 0% | 0% | 0% | 0% | 100% | 0% | 0% | 0%
LV Sub HH Metered | 0% | 0% | 0% | 0% | 0% | 100% | 0% | 0%
LV Generation NHH or Aggregate HH | 0% | 0% | 0% | 0% | 0% | 0% | 100% | 0%
LV Sub Generation NHH | 0% | 0% | 0% | 0% | 0% | 0% | 100% | 0%
LV Generation Intermittent | 0% | 0% | 0% | 0% | 0% | 0% | 100% | 0%
LV Generation Non-Intermittent | 0% | 0% | 0% | 0% | 0% | 0% | 0% | 0%
LV Sub Generation Intermittent | 0% | 0% | 0% | 0% | 0% | 0% | 0% | 0%
LV Sub Generation Non-Intermittent | 0% | 0% | 0% | 0% | 0% | 0% | 0% | 0%
1026. Matrix of applicability of LV service models to unmetered tariffs
Source: service models
Proportion of service model involved in connecting load of 1 MWh/year
| LV service model 1 | LV service model 2 | LV service model 3 | LV service model 4 | LV service model 5 | LV service model 6 | LV service model 7 | LV service model 8
All LV unmetered tariffs | 0 | 0 | 0 | 0 | 0 | 0 | 0 | 0.488
1028. Matrix of applicability of HV service models to tariffs with fixed charges
| 22 | 23 | 24 | 25 | 26
| HV service model 1 | HV service model 2 | HV service model 3 | HV service model 4 | HV service model 5
HV Medium Non-Domestic | 100% | 0% | 0% | 0% | 0%
HV HH Metered | 100% | 0% | 0% | 0% | 0%
HV Generation Intermittent | 0% | 100% | 0% | 0% | 0%
HV Generation Non-Intermittent | 0% | 100% | 0% | 0% | 0%
1032. Loss adjustment factors to transmission
Source: losses model or loss adjustment factors at time of system peak.
| 132kV | 132kV/EHV | EHV | EHV/HV | HV | HV/LV | LV circuits
Loss adjustment factor | 1.009 | 1.014 | 1.026 | 1.033 | 1.043 | 1.063 | 1.084
1037. Embedded network (LDNO) discounts
Source: separate price control disaggregation model.
| No discount | LDNO LV: LV user | LDNO HV: LV user | LDNO HV: LV sub user | LDNO HV: HV user
LDNO discount |  | 32.07% | 64.02% | 45.12% | 34.02%
1041. Load profile data for demand users
Source: load data analysis.
| Coincidence factor | Load factor
Domestic Unrestricted | 0.88367 | 0.44409
Domestic Two Rate | 0.31605 | 0.26509
Domestic Off Peak (related MPAN) |  | 0.18637
Small Non Domestic Unrestricted | 0.6048 | 0.41772
Small Non Domestic Two Rate | 0.74406 | 0.57282
Small Non Domestic Off Peak (related MPAN) |  | 0.19989
LV Medium Non-Domestic | 0.74851 | 0.54885
LV Sub Medium Non-Domestic | 0.74851 | 0.54885
HV Medium Non-Domestic | 0.50127 | 0.35631
LV Network Domestic | 0.85153 | 0.43372
LV Network Non-Domestic Non-CT | 0.62901 | 0.44377
LV HH Metered | 0.76028 | 0.58987
LV Sub HH Metered | 0.76028 | 0.58987
HV HH Metered | 0.8417 | 0.73799
NHH UMS category A | 1 | 1
NHH UMS category B | 0.97672 | 0.47519
NHH UMS category C | 0.53311 | 0.24408
NHH UMS category D | 0 | 0.51552
LV UMS (Pseudo HH Metered) | 0.96533 | 0.46718
1053. Volume forecasts for the charging year
| 28 | 29 | 30 | 31 | 32 | 33
Source: forecast.
Please include MPAN counts for tariffs with no fixed charge (e.g. off-peak tariffs),
but exclude MPANs on tariffs with a fixed charge that are not subject to a fixed charge due to a site grouping arrangement.
| Rate 1 units (MWh) | Rate 2 units (MWh) | Rate 3 units (MWh) | MPANs | Import capacity (kVA) | Reactive power units (MVArh)
> Domestic Unrestricted | 0 | 0 | 0 | 0 | 0 | 0
Domestic Unrestricted | 3173111.1026 | 0 | 0 | 976783.7131 | 0 | 0
LDNO LV: Domestic Unrestricted | 2892.3258 | 0 | 0 | 1019.4213 | 0 | 0
LDNO HV: Domestic Unrestricted | 12015.5175 | 0 | 0 | 4637.3674 | 0 | 0
> Domestic Two Rate | 0 | 0 | 0 | 0 | 0 | 0
Domestic Two Rate | 166747.7558 | 174486.3311 | 0 | 56792.8739 | 0 | 0
LDNO LV: Domestic Two Rate | 61.3878 | 13.7231 | 0 | 26.3009 | 0 | 0
LDNO HV: Domestic Two Rate | 105.2682 | 99.7534 | 0 | 72.5904 | 0 | 0
> Domestic Off Peak (related MPAN) | 0 | 0 | 0 | 0 | 0 | 0
Domestic Off Peak (related MPAN) | 3470.0405 | 0 | 0 | 1037 | 0 | 0
LDNO LV: Domestic Off Peak (related MPAN) | 0 | 0 | 0 | 0 | 0 | 0
LDNO HV: Domestic Off Peak (related MPAN) | 0 | 0 | 0 | 0 | 0 | 0
> Small Non Domestic Unrestricted | 0 | 0 | 0 | 0 | 0 | 0
Small Non Domestic Unrestricted | 809524.842 | 0 | 0 | 64127.2495 | 0 | 0
LDNO LV: Small Non Domestic Unrestricted | 48.867 | 0 | 0 | 4.2081 | 0 | 0
LDNO HV: Small Non Domestic Unrestricted | 3576.6661 | 0 | 0 | 129.4002 | 0 | 0
> Small Non Domestic Two Rate | 0 | 0 | 0 | 0 | 0 | 0
Small Non Domestic Two Rate | 205885.8088 | 91634.2796 | 0 | 13544.1 | 0 | 0
LDNO LV: Small Non Domestic Two Rate | 0 | 0 | 0 | 0 | 0 | 0
LDNO HV: Small Non Domestic Two Rate | 971.2829 | 159.0422 | 0 | 9.4683 | 0 | 0
> Small Non Domestic Off Peak (related MPAN) | 0 | 0 | 0 | 0 | 0 | 0
Small Non Domestic Off Peak (related MPAN) | 2151.0803 | 0 | 0 | 293 | 0 | 0
LDNO LV: Small Non Domestic Off Peak (related MPAN) | 0 | 0 | 0 | 0 | 0 | 0
LDNO HV: Small Non Domestic Off Peak (related MPAN) | 0 | 0 | 0 | 0 | 0 | 0
> LV Medium Non-Domestic | 0 | 0 | 0 | 0 | 0 | 0
LV Medium Non-Domestic | 0 | 0 | 0 | 0 | 0 | 0
LDNO LV: LV Medium Non-Domestic | 0 | 0 | 0 | 0 | 0 | 0
LDNO HV: LV Medium Non-Domestic | 0 | 0 | 0 | 0 | 0 | 0
> LV Sub Medium Non-Domestic | 0 | 0 | 0 | 0 | 0 | 0
LV Sub Medium Non-Domestic | 0 | 0 | 0 | 0 | 0 | 0
> HV Medium Non-Domestic | 0 | 0 | 0 | 0 | 0 | 0
HV Medium Non-Domestic | 0 | 0 | 0 | 0 | 0 | 0
> LV Network Domestic | 0 | 0 | 0 | 0 | 0 | 0
LV Network Domestic | 0 | 0 | 0 | 0 | 0 | 0
LDNO LV: LV Network Domestic | 0 | 0 | 0 | 0 | 0 | 0
LDNO HV: LV Network Domestic | 0 | 0 | 0 | 0 | 0 | 0
> LV Network Non-Domestic Non-CT | 0 | 0 | 0 | 0 | 0 | 0
LV Network Non-Domestic Non-CT | 14426.2202 | 94601.103 | 71390.3911 | 2669.4481 | 0 | 0
LDNO LV: LV Network Non-Domestic Non-CT | 0 | 0 | 0 | 0 | 0 | 0
LDNO HV: LV Network Non-Domestic Non-CT | 51.5064 | 337.5215 | 207.9137 | 11.2284 | 0 | 0
> LV HH Metered | 0 | 0 | 0 | 0 | 0 | 0
LV HH Metered | 123997.643 | 794775.1588 | 593573.4382 | 5327.8481 | 735890.8319 | 112724.8569
LDNO LV: LV HH Metered | 13.2121 | 80.4331 | 78.5465 | 1.052 | 57.8619 | 12.6244
LDNO HV: LV HH Metered | 2673.9444 | 15428.0328 | 13371.2275 | 53.9977 | 21987.08 | 1666.4224
> LV Sub HH Metered | 0 | 0 | 0 | 0 | 0 | 0
LV Sub HH Metered | 1994.1257 | 12263.5408 | 9249.3848 | 33.1963 | 12242.3005 | 3160.3975
LDNO HV: LV Sub HH Metered | 223.1059 | 1263.8472 | 965.8808 | 1.052 | 953.1431 | 64.1741
> HV HH Metered | 0 | 0 | 0 | 0 | 0 | 0
HV HH Metered | 150554.3434 | 919548.1727 | 861049.0484 | 645.8194 | 695037.3273 | 139914.3082
LDNO HV: HV HH Metered | 662.1238 | 3716.2204 | 2886.499 | 4.2081 | 1926.2749 | 233.5516
> NHH UMS category A | 0 | 0 | 0 | 0 | 0 | 0
NHH UMS category A | 6769.848 | 0 | 0 | 520.1745 | 0 | 0
LDNO LV: NHH UMS category A | 0 | 0 | 0 | 0 | 0 | 0
LDNO HV: NHH UMS category A | 0 | 0 | 0 | 0 | 0 | 0
> NHH UMS category B | 0 | 0 | 0 | 0 | 0 | 0
NHH UMS category B | 5647.5155 | 0 | 0 | 757.9975 | 0 | 0
LDNO LV: NHH UMS category B | 6.062 | 0 | 0 | 0 | 0 | 0
LDNO HV: NHH UMS category B | 285.4881 | 0 | 0 | 0 | 0 | 0
> NHH UMS category C | 0 | 0 | 0 | 0 | 0 | 0
NHH UMS category C | 344.569 | 0 | 0 | 85.0091 | 0 | 0
LDNO LV: NHH UMS category C | 0 | 0 | 0 | 0 | 0 | 0
LDNO HV: NHH UMS category C | 0 | 0 | 0 | 0 | 0 | 0
> NHH UMS category D | 0 | 0 | 0 | 0 | 0 | 0
NHH UMS category D | 0 | 0 | 0 | 1.012 | 0 | 0
LDNO LV: NHH UMS category D | 0 | 0 | 0 | 0 | 0 | 0
LDNO HV: NHH UMS category D | 0 | 0 | 0 | 0 | 0 | 0
> LV UMS (Pseudo HH Metered) | 0 | 0 | 0 | 0 | 0 | 0
LV UMS (Pseudo HH Metered) | 5936.785 | 35011.9657 | 96711.7305 | 26.3123 | 0 | 0
LDNO LV: LV UMS (Pseudo HH Metered) | 0 | 0 | 0 | 0 | 0 | 0
LDNO HV: LV UMS (Pseudo HH Metered) | 0 | 0 | 0 | 0 | 0 | 0
> LV Generation NHH or Aggregate HH | 0 | 0 | 0 | 0 | 0 | 0
LV Generation NHH or Aggregate HH | 1533.5876 | 0 | 0 | 131.5616 | 0 | 0
LDNO LV: LV Generation NHH or Aggregate HH | 0 | 0 | 0 | 0 | 0 | 0
LDNO HV: LV Generation NHH or Aggregate HH | 0 | 0 | 0 | 0 | 0 | 0
> LV Sub Generation NHH | 0 | 0 | 0 | 0 | 0 | 0
LV Sub Generation NHH | 0 | 0 | 0 | 0 | 0 | 0
LDNO HV: LV Sub Generation NHH | 0 | 0 | 0 | 0 | 0 | 0
> LV Generation Intermittent | 0 | 0 | 0 | 0 | 0 | 0
LV Generation Intermittent | 23691.8717 | 0 | 0 | 147.7538 | 0 | 1518.9974
LDNO LV: LV Generation Intermittent | 0 | 0 | 0 | 0 | 0 | 0
LDNO HV: LV Generation Intermittent | 167.1969 | 0 | 0 | 0 | 0 | 201.9906
> LV Generation Non-Intermittent | 0 | 0 | 0 | 0 | 0 | 0
LV Generation Non-Intermittent | 196.3899 | 1256.4414 | 1328.539 | 11.1321 | 0 | 405.3335
LDNO LV: LV Generation Non-Intermittent | 0 | 0 | 0 | 0 | 0 | 0
LDNO HV: LV Generation Non-Intermittent | 0 | 0 | 0 | 0 | 0 | 0
> LV Sub Generation Intermittent | 0 | 0 | 0 | 0 | 0 | 0
LV Sub Generation Intermittent | 181.4497 | 0 | 0 | 1.012 | 0 | 0
LDNO HV: LV Sub Generation Intermittent | 0 | 0 | 0 | 0 | 0 | 0
> LV Sub Generation Non-Intermittent | 0 | 0 | 0 | 0 | 0 | 0
LV Sub Generation Non-Intermittent | 0 | 0 | 0 | 0 | 0 | 0
LDNO HV: LV Sub Generation Non-Intermittent | 0 | 0 | 0 | 0 | 0 | 0
> HV Generation Intermittent | 0 | 0 | 0 | 0 | 0 | 0
HV Generation Intermittent | 119985.507 | 0 | 0 | 53.3153 | 0 | 1222.0204
LDNO HV: HV Generation Intermittent | 0 | 0 | 0 | 0 | 0 | 0
> HV Generation Non-Intermittent | 0 | 0 | 0 | 0 | 0 | 0
HV Generation Non-Intermittent | 14049.6128 | 64008.6231 | 72121.7203 | 33.1963 | 0 | 533.756
LDNO HV: HV Generation Non-Intermittent | 0 | 0 | 0 | 0 | 0 | 0
1055. Transmission exit charges (£/year)
Source: forecast.
Transmission exit
Transmission exit charges (£/year) | 13055990.5447
1059. Other expenditure
| Direct cost (£/year) | Indirect cost (£/year) | Indirect cost proportion | Network rates (£/year)
Other expenditure | 20544400.5885 | 68984556.3861 | 60% | 23955348
1060. Customer contributions under current connection charging policy
Source: analysis of expenditure data and/or survey of capital expenditure schemes.
Customer contribution percentages by network level of supply and by asset network level.
These proportions should reflect the current connection charging method, not necessarily the method that was in place when the connection was built.
| Assets 132kV | Assets 132kV/EHV | Assets EHV | Assets EHV/HV | Assets 132kV/HV | Assets HV | Assets HV/LV | Assets LV circuits
LV network | 0% | 0% | 0% | 75% | 75% | 75% | 95% | 95%
LV substation | 0% | 0% | 0% | 75% | 75% | 75% | 95%
HV network | 0% | 36% | 36% | 91% | 91% | 91%
HV substation | 0% | 36% | 36% | 91%
1061. Average split of rate 1 units by distribution time band
| Red | Amber | Green
Domestic Unrestricted | 11.27% | 50.37% | 38.37%
Domestic Two Rate | 13.26% | 58.22% | 28.52%
Domestic Off Peak (related MPAN) | 0.0002309% | 17.04% | 82.95%
Small Non Domestic Unrestricted | 7.129% | 58.17% | 34.7%
Small Non Domestic Two Rate | 9.933% | 66.42% | 23.64%
Small Non Domestic Off Peak (related MPAN) | 0.01495% | 17.55% | 82.43%
LV Medium Non-Domestic | 10.4% | 67.51% | 22.09%
LV Sub Medium Non-Domestic | 10.05% | 68.49% | 21.46%
HV Medium Non-Domestic | 9.881% | 69.43% | 20.69%
1062. Average split of rate 2 units by distribution time band
| Red | Amber | Green
Domestic Two Rate | 0% | 2.97% | 97.03%
Small Non Domestic Two Rate | 0% | 6.097% | 93.9%
LV Medium Non-Domestic | 0% | 0.6029% | 99.4%
LV Sub Medium Non-Domestic | 0% | 0.17% | 99.83%
HV Medium Non-Domestic | 0% | 0% | 100%
1064. Average split of rate 1 units by special distribution time band
| Red | Amber | Green
NHH UMS category A | 2.188% | 48.11% | 49.71%
NHH UMS category B | 4.279% | 19.7% | 76.02%
NHH UMS category C | 7.277% | 30.15% | 62.58%
NHH UMS category D | 0.2257% | 74.34% | 25.43%
1066. Typical annual hours by special distribution time band
Source: definition of distribution time bands.
The figures in this table will be automatically adjusted to match the number of days in the charging period.
| Red | Amber | Green
Annual hours | 190 | 4218.5 | 4351.5
1068. Typical annual hours by distribution time band
Source: definition of distribution time bands.
The figures in this table will be automatically adjusted to match the number of days in the charging period.
| Red | Amber | Green
Annual hours | 652.5 | 3756 | 4351.5
1069. Peaking probabilities by network level
Source: analysis of network operation data.
| Red | Amber | Green | Black
GSPs | 56.76% | 42.87% | 0.3696% | 37.57%
132kV | 64.3% | 29.68% | 6.029% | 58.16%
132kV/EHV | 64.3% | 29.68% | 6.029% | 58.16%
EHV | 52.99% | 38.96% | 8.043% | 48.25%
EHV/HV | 52.99% | 38.96% | 8.043% | 48.25%
132kV/HV | 64.3% | 29.68% | 6.029% | 58.16%
HV | 52.99% | 38.96% | 8.043% | 48.25%
HV/LV | 52.99% | 38.96% | 8.043% | 48.25%
LV circuits | 52.99% | 38.96% | 8.043% | 48.25%
1076. Target CDCM net revenue (£/year)
Source: mostly forecasts and price control formulae.
Target CDCM net revenue (£/year)
Target CDCM net revenue (£/year) | 254563182.4221
1092. Average kVAr by kVA, by network level
Source: analysis of operational data.
This is the average of MVAr/MVA or SQRT(1-PF^2) across relevant network elements.
| GSPs | 132kV | 132kV/EHV | EHV | EHV/HV | 132kV/HV | HV | HV/LV | LV circuits
Average kVAr by kVA, by network level | 0.2749 | 0.2749 | 0.2749 | 0.2749 | 0.2749 | 0.2749 | 0.2749 | 0.2749 | 0.2749
Loss adjustment factors and network use matrices for South Wales in 0 (Forecast)
This sheet calculates matrices of loss adjustment factors and of network use factors.
These matrices map out the extent to which each type of user uses each level of the network, and are used throughout the workbook.
2001. Loss adjustment factors to transmission
Data sources:
x1 = Network level for each tariff (to get loss factors applicable to capacity) (in Loss adjustment factors to transmission)
x2 = 1032. Loss adjustment factors to transmission
Kind: | Fixed data | [6 empty] | Sum-product calculation
Formula: | [7 empty] | =SUMPRODUCT(x1, x2)
Network level for each tariff (to get loss factors applicable to capacity)
| 132kV | 132kV/EHV | EHV | EHV/HV | HV | HV/LV | LV circuits | Loss adjustment factor
Domestic Unrestricted | 0 | 0 | 0 | 0 | 0 | 0 | 1 | 1.084
Domestic Two Rate | 0 | 0 | 0 | 0 | 0 | 0 | 1 | 1.084
Domestic Off Peak (related MPAN) | 0 | 0 | 0 | 0 | 0 | 0 | 1 | 1.084
Small Non Domestic Unrestricted | 0 | 0 | 0 | 0 | 0 | 0 | 1 | 1.084
Small Non Domestic Two Rate | 0 | 0 | 0 | 0 | 0 | 0 | 1 | 1.084
Small Non Domestic Off Peak (related MPAN) | 0 | 0 | 0 | 0 | 0 | 0 | 1 | 1.084
LV Medium Non-Domestic | 0 | 0 | 0 | 0 | 0 | 0 | 1 | 1.084
LV Sub Medium Non-Domestic | 0 | 0 | 0 | 0 | 0 | 1 | 0 | 1.063
HV Medium Non-Domestic | 0 | 0 | 0 | 0 | 1 | 0 | 0 | 1.043
LV Network Domestic | 0 | 0 | 0 | 0 | 0 | 0 | 1 | 1.084
LV Network Non-Domestic Non-CT | 0 | 0 | 0 | 0 | 0 | 0 | 1 | 1.084
LV HH Metered | 0 | 0 | 0 | 0 | 0 | 0 | 1 | 1.084
LV Sub HH Metered | 0 | 0 | 0 | 0 | 0 | 1 | 0 | 1.063
HV HH Metered | 0 | 0 | 0 | 0 | 1 | 0 | 0 | 1.043
NHH UMS category A | 0 | 0 | 0 | 0 | 0 | 0 | 1 | 1.084
NHH UMS category B | 0 | 0 | 0 | 0 | 0 | 0 | 1 | 1.084
NHH UMS category C | 0 | 0 | 0 | 0 | 0 | 0 | 1 | 1.084
NHH UMS category D | 0 | 0 | 0 | 0 | 0 | 0 | 1 | 1.084
LV UMS (Pseudo HH Metered) | 0 | 0 | 0 | 0 | 0 | 0 | 1 | 1.084
LV Generation NHH or Aggregate HH | 0 | 0 | 0 | 0 | 0 | 0 | 1 | 1.084
LV Sub Generation NHH | 0 | 0 | 0 | 0 | 0 | 1 | 0 | 1.063
LV Generation Intermittent | 0 | 0 | 0 | 0 | 0 | 0 | 1 | 1.084
LV Generation Non-Intermittent | 0 | 0 | 0 | 0 | 0 | 0 | 1 | 1.084
LV Sub Generation Intermittent | 0 | 0 | 0 | 0 | 0 | 1 | 0 | 1.063
LV Sub Generation Non-Intermittent | 0 | 0 | 0 | 0 | 0 | 1 | 0 | 1.063
HV Generation Intermittent | 0 | 0 | 0 | 0 | 1 | 0 | 0 | 1.043
HV Generation Non-Intermittent | 0 | 0 | 0 | 0 | 1 | 0 | 0 | 1.043
2002. Mapping of DRM network levels to core network levels
| 132kV | 132kV/EHV | EHV | EHV/HV | HV | HV/LV | LV circuits
132kV | 1 | 0 | 0 | 0 | 0 | 0 | 0
132kV/EHV | 0 | 1 | 0 | 0 | 0 | 0 | 0
EHV | 0 | 0 | 1 | 0 | 0 | 0 | 0
EHV/HV | 0 | 0 | 0 | 1 | 0 | 0 | 0
132kV/HV | 0 | 0 | 0 | 1 | 0 | 0 | 0
HV | 0 | 0 | 0 | 0 | 1 | 0 | 0
HV/LV | 0 | 0 | 0 | 0 | 0 | 1 | 0
LV circuits | 0 | 0 | 0 | 0 | 0 | 0 | 1
2003. Loss adjustment factor to transmission for each DRM network level
Data sources:
x1 = 2002. Mapping of DRM network levels to core network levels
x2 = 1032. Loss adjustment factors to transmission
Sum-product calculation =SUMPRODUCT(x1, x2)
Loss adjustment factor to transmission for each DRM network level
132kV | 1.009
132kV/EHV | 1.014
EHV | 1.026
EHV/HV | 1.033
132kV/HV | 1.033
HV | 1.043
HV/LV | 1.063
LV circuits | 1.084
2004. Loss adjustment factor to transmission for each network level
Data sources:
x1 = 2003. Loss adjustment factor to transmission for each DRM network level
x2 = 1 for GSP level
Combine tables = x1 or x2
| GSPs | 132kV | 132kV/EHV | EHV | EHV/HV | 132kV/HV | HV | HV/LV | LV circuits
Loss adjustment factor to transmission for each network level | 1 | 1.009 | 1.014 | 1.026 | 1.033 | 1.033 | 1.043 | 1.063 | 1.084
2005. Network use factors
These network use factors indicate to what extent each network level is used by each tariff. This table reflects the policy that
generators receive credits only in respect of network levels above the voltage of connection. Generators do not receive credits at the
voltage of connection. The factors in this table are before any adjustment for a 132kV/HV network level or for generation-dominated areas.
| GSPs | 132kV | 132kV/EHV | EHV | EHV/HV | HV | HV/LV | LV circuits
Domestic Unrestricted | 1 | 1 | 1 | 1 | 1 | 1 | 1 | 1
Domestic Two Rate | 1 | 1 | 1 | 1 | 1 | 1 | 1 | 1
Domestic Off Peak (related MPAN) | 1 | 1 | 1 | 1 | 1 | 1 | 1 | 1
Small Non Domestic Unrestricted | 1 | 1 | 1 | 1 | 1 | 1 | 1 | 1
Small Non Domestic Two Rate | 1 | 1 | 1 | 1 | 1 | 1 | 1 | 1
Small Non Domestic Off Peak (related MPAN) | 1 | 1 | 1 | 1 | 1 | 1 | 1 | 1
LV Medium Non-Domestic | 1 | 1 | 1 | 1 | 1 | 1 | 1 | 1
LV Sub Medium Non-Domestic | 1 | 1 | 1 | 1 | 1 | 1 | 1 | 0
HV Medium Non-Domestic | 1 | 1 | 1 | 1 | 1 | 1 | 0 | 0
LV Network Domestic | 1 | 1 | 1 | 1 | 1 | 1 | 1 | 1
LV Network Non-Domestic Non-CT | 1 | 1 | 1 | 1 | 1 | 1 | 1 | 1
LV HH Metered | 1 | 1 | 1 | 1 | 1 | 1 | 1 | 1
LV Sub HH Metered | 1 | 1 | 1 | 1 | 1 | 1 | 1 | 0
HV HH Metered | 1 | 1 | 1 | 1 | 1 | 1 | 0 | 0
NHH UMS category A | 1 | 1 | 1 | 1 | 1 | 1 | 1 | 1
NHH UMS category B | 1 | 1 | 1 | 1 | 1 | 1 | 1 | 1
NHH UMS category C | 1 | 1 | 1 | 1 | 1 | 1 | 1 | 1
NHH UMS category D | 1 | 1 | 1 | 1 | 1 | 1 | 1 | 1
LV UMS (Pseudo HH Metered) | 1 | 1 | 1 | 1 | 1 | 1 | 1 | 1
LV Generation NHH or Aggregate HH | 1 | 1 | 1 | 1 | 1 | 1 | 1 | 0
LV Sub Generation NHH | 1 | 1 | 1 | 1 | 1 | 1 | 0 | 0
LV Generation Intermittent | 1 | 1 | 1 | 1 | 1 | 1 | 1 | 0
LV Generation Non-Intermittent | 1 | 1 | 1 | 1 | 1 | 1 | 1 | 0
LV Sub Generation Intermittent | 1 | 1 | 1 | 1 | 1 | 1 | 0 | 0
LV Sub Generation Non-Intermittent | 1 | 1 | 1 | 1 | 1 | 1 | 0 | 0
HV Generation Intermittent | 1 | 1 | 1 | 1 | 1 | 0 | 0 | 0
HV Generation Non-Intermittent | 1 | 1 | 1 | 1 | 1 | 0 | 0 | 0
2006. Proportion going through 132kV/EHV
Data sources:
x1 = 1018. Proportion of relevant load going through 132kV/HV direct transformation
Calculation =1-x1
132kV/EHV
132kV/EHV | 70%
2007. Proportion going through EHV
Data sources:
x1 = 1018. Proportion of relevant load going through 132kV/HV direct transformation
Calculation =1-x1
EHV
EHV | 70%
2008. Proportion going through EHV/HV
Data sources:
x1 = 1018. Proportion of relevant load going through 132kV/HV direct transformation
Calculation =1-x1
EHV/HV
EHV/HV | 70%
2009. Rerouteing matrix for all network levels
Data sources:
x1 = 1018. Proportion of relevant load going through 132kV/HV direct transformation
x2 = 2006. Proportion going through 132kV/EHV
x3 = 2007. Proportion going through EHV
x4 = 2008. Proportion going through EHV/HV
x5 = Rerouteing matrix: default elements
x6 = Map GSP to GSP
Combine tables = x1 or x2 or x3 or x4 or x5 or x6
| GSPs | 132kV | 132kV/EHV | EHV | EHV/HV | HV | HV/LV | LV circuits
GSPs | 1
132kV |  | 100% | 0% | 0% | 0% | 0% | 0% | 0%
132kV/EHV |  | 0% | 70% | 0% | 0% | 0% | 0% | 0%
EHV |  | 0% | 0% | 70% | 0% | 0% | 0% | 0%
EHV/HV |  | 0% | 0% | 0% | 70% | 0% | 0% | 0%
132kV/HV |  | 0% | 0% | 0% | 30% | 0% | 0% | 0%
HV |  | 0% | 0% | 0% | 0% | 100% | 0% | 0%
HV/LV |  | 0% | 0% | 0% | 0% | 0% | 100% | 0%
LV circuits |  | 0% | 0% | 0% | 0% | 0% | 0% | 100%
2010. Network use factors: interim step in calculations before adjustments
Data sources:
x1 = 2005. Network use factors
x2 = 2009. Rerouteing matrix for all network levels
Sum-product calculation =SUMPRODUCT(x1, x2)
| GSPs | 132kV | 132kV/EHV | EHV | EHV/HV | 132kV/HV | HV | HV/LV | LV circuits
Domestic Unrestricted | 1 | 1 | 0.7 | 0.7 | 0.7 | 0.3 | 1 | 1 | 1
Domestic Two Rate | 1 | 1 | 0.7 | 0.7 | 0.7 | 0.3 | 1 | 1 | 1
Domestic Off Peak (related MPAN) | 1 | 1 | 0.7 | 0.7 | 0.7 | 0.3 | 1 | 1 | 1
Small Non Domestic Unrestricted | 1 | 1 | 0.7 | 0.7 | 0.7 | 0.3 | 1 | 1 | 1
Small Non Domestic Two Rate | 1 | 1 | 0.7 | 0.7 | 0.7 | 0.3 | 1 | 1 | 1
Small Non Domestic Off Peak (related MPAN) | 1 | 1 | 0.7 | 0.7 | 0.7 | 0.3 | 1 | 1 | 1
LV Medium Non-Domestic | 1 | 1 | 0.7 | 0.7 | 0.7 | 0.3 | 1 | 1 | 1
LV Sub Medium Non-Domestic | 1 | 1 | 0.7 | 0.7 | 0.7 | 0.3 | 1 | 1 | 0
HV Medium Non-Domestic | 1 | 1 | 0.7 | 0.7 | 0.7 | 0.3 | 1 | 0 | 0
LV Network Domestic | 1 | 1 | 0.7 | 0.7 | 0.7 | 0.3 | 1 | 1 | 1
LV Network Non-Domestic Non-CT | 1 | 1 | 0.7 | 0.7 | 0.7 | 0.3 | 1 | 1 | 1
LV HH Metered | 1 | 1 | 0.7 | 0.7 | 0.7 | 0.3 | 1 | 1 | 1
LV Sub HH Metered | 1 | 1 | 0.7 | 0.7 | 0.7 | 0.3 | 1 | 1 | 0
HV HH Metered | 1 | 1 | 0.7 | 0.7 | 0.7 | 0.3 | 1 | 0 | 0
NHH UMS category A | 1 | 1 | 0.7 | 0.7 | 0.7 | 0.3 | 1 | 1 | 1
NHH UMS category B | 1 | 1 | 0.7 | 0.7 | 0.7 | 0.3 | 1 | 1 | 1
NHH UMS category C | 1 | 1 | 0.7 | 0.7 | 0.7 | 0.3 | 1 | 1 | 1
NHH UMS category D | 1 | 1 | 0.7 | 0.7 | 0.7 | 0.3 | 1 | 1 | 1
LV UMS (Pseudo HH Metered) | 1 | 1 | 0.7 | 0.7 | 0.7 | 0.3 | 1 | 1 | 1
LV Generation NHH or Aggregate HH | 1 | 1 | 0.7 | 0.7 | 0.7 | 0.3 | 1 | 1 | 0
LV Sub Generation NHH | 1 | 1 | 0.7 | 0.7 | 0.7 | 0.3 | 1 | 0 | 0
LV Generation Intermittent | 1 | 1 | 0.7 | 0.7 | 0.7 | 0.3 | 1 | 1 | 0
LV Generation Non-Intermittent | 1 | 1 | 0.7 | 0.7 | 0.7 | 0.3 | 1 | 1 | 0
LV Sub Generation Intermittent | 1 | 1 | 0.7 | 0.7 | 0.7 | 0.3 | 1 | 0 | 0
LV Sub Generation Non-Intermittent | 1 | 1 | 0.7 | 0.7 | 0.7 | 0.3 | 1 | 0 | 0
HV Generation Intermittent | 1 | 1 | 0.7 | 0.7 | 0.7 | 0.3 | 0 | 0 | 0
HV Generation Non-Intermittent | 1 | 1 | 0.7 | 0.7 | 0.7 | 0.3 | 0 | 0 | 0
2011. Network use factors for all tariffs
Data sources:
x1 = Network use factors including 132kV/HV for generation dominated tariffs
x2 = Network use factors including 132kV/HV for HV Sub tariffs
x3 = 2010. Network use factors: interim step in calculations before adjustments
Combine tables = x1 or x2 or x3
| GSPs | 132kV | 132kV/EHV | EHV | EHV/HV | 132kV/HV | HV | HV/LV | LV circuits
Domestic Unrestricted | 1 | 1 | 0.7 | 0.7 | 0.7 | 0.3 | 1 | 1 | 1
Domestic Two Rate | 1 | 1 | 0.7 | 0.7 | 0.7 | 0.3 | 1 | 1 | 1
Domestic Off Peak (related MPAN) | 1 | 1 | 0.7 | 0.7 | 0.7 | 0.3 | 1 | 1 | 1
Small Non Domestic Unrestricted | 1 | 1 | 0.7 | 0.7 | 0.7 | 0.3 | 1 | 1 | 1
Small Non Domestic Two Rate | 1 | 1 | 0.7 | 0.7 | 0.7 | 0.3 | 1 | 1 | 1
Small Non Domestic Off Peak (related MPAN) | 1 | 1 | 0.7 | 0.7 | 0.7 | 0.3 | 1 | 1 | 1
LV Medium Non-Domestic | 1 | 1 | 0.7 | 0.7 | 0.7 | 0.3 | 1 | 1 | 1
LV Sub Medium Non-Domestic | 1 | 1 | 0.7 | 0.7 | 0.7 | 0.3 | 1 | 1 | 0
HV Medium Non-Domestic | 1 | 1 | 0.7 | 0.7 | 0.7 | 0.3 | 1 | 0 | 0
LV Network Domestic | 1 | 1 | 0.7 | 0.7 | 0.7 | 0.3 | 1 | 1 | 1
LV Network Non-Domestic Non-CT | 1 | 1 | 0.7 | 0.7 | 0.7 | 0.3 | 1 | 1 | 1
LV HH Metered | 1 | 1 | 0.7 | 0.7 | 0.7 | 0.3 | 1 | 1 | 1
LV Sub HH Metered | 1 | 1 | 0.7 | 0.7 | 0.7 | 0.3 | 1 | 1 | 0
HV HH Metered | 1 | 1 | 0.7 | 0.7 | 0.7 | 0.3 | 1 | 0 | 0
NHH UMS category A | 1 | 1 | 0.7 | 0.7 | 0.7 | 0.3 | 1 | 1 | 1
NHH UMS category B | 1 | 1 | 0.7 | 0.7 | 0.7 | 0.3 | 1 | 1 | 1
NHH UMS category C | 1 | 1 | 0.7 | 0.7 | 0.7 | 0.3 | 1 | 1 | 1
NHH UMS category D | 1 | 1 | 0.7 | 0.7 | 0.7 | 0.3 | 1 | 1 | 1
LV UMS (Pseudo HH Metered) | 1 | 1 | 0.7 | 0.7 | 0.7 | 0.3 | 1 | 1 | 1
LV Generation NHH or Aggregate HH | 1 | 1 | 0.7 | 0.7 | 0.7 | 0.3 | 1 | 1 | 0
LV Sub Generation NHH | 1 | 1 | 0.7 | 0.7 | 0.7 | 0.3 | 1 | 0 | 0
LV Generation Intermittent | 1 | 1 | 0.7 | 0.7 | 0.7 | 0.3 | 1 | 1 | 0
LV Generation Non-Intermittent | 1 | 1 | 0.7 | 0.7 | 0.7 | 0.3 | 1 | 1 | 0
LV Sub Generation Intermittent | 1 | 1 | 0.7 | 0.7 | 0.7 | 0.3 | 1 | 0 | 0
LV Sub Generation Non-Intermittent | 1 | 1 | 0.7 | 0.7 | 0.7 | 0.3 | 1 | 0 | 0
HV Generation Intermittent | 1 | 1 | 0.7 | 0.7 | 0.7 | 0.3 | 0 | 0 | 0
HV Generation Non-Intermittent | 1 | 1 | 0.7 | 0.7 | 0.7 | 0.3 | 0 | 0 | 0
2012. Loss adjustment factors between end user meter reading and each network level, scaled by network use
Data sources:
x1 = 2004. Loss adjustment factor to transmission for each network level
x2 = 2011. Network use factors for all tariffs
x3 = 2001. Loss adjustment factor to transmission (in Loss adjustment factors to transmission)
Calculation =IF(x1="",x2,x2*x3/x1)
| GSPs | 132kV | 132kV/EHV | EHV | EHV/HV | 132kV/HV | HV | HV/LV | LV circuits
Domestic Unrestricted | 1.084 | 1.0743 | 0.74832 | 0.73957 | 0.73456 | 0.31481 | 1.0393 | 1.0198 | 1
Domestic Two Rate | 1.084 | 1.0743 | 0.74832 | 0.73957 | 0.73456 | 0.31481 | 1.0393 | 1.0198 | 1
Domestic Off Peak (related MPAN) | 1.084 | 1.0743 | 0.74832 | 0.73957 | 0.73456 | 0.31481 | 1.0393 | 1.0198 | 1
Small Non Domestic Unrestricted | 1.084 | 1.0743 | 0.74832 | 0.73957 | 0.73456 | 0.31481 | 1.0393 | 1.0198 | 1
Small Non Domestic Two Rate | 1.084 | 1.0743 | 0.74832 | 0.73957 | 0.73456 | 0.31481 | 1.0393 | 1.0198 | 1
Small Non Domestic Off Peak (related MPAN) | 1.084 | 1.0743 | 0.74832 | 0.73957 | 0.73456 | 0.31481 | 1.0393 | 1.0198 | 1
LV Medium Non-Domestic | 1.084 | 1.0743 | 0.74832 | 0.73957 | 0.73456 | 0.31481 | 1.0393 | 1.0198 | 1
LV Sub Medium Non-Domestic | 1.063 | 1.0535 | 0.73383 | 0.72524 | 0.72033 | 0.30871 | 1.0192 | 1 | 0
HV Medium Non-Domestic | 1.043 | 1.0337 | 0.72002 | 0.7116 | 0.70678 | 0.3029 | 1 | 0 | 0
LV Network Domestic | 1.084 | 1.0743 | 0.74832 | 0.73957 | 0.73456 | 0.31481 | 1.0393 | 1.0198 | 1
LV Network Non-Domestic Non-CT | 1.084 | 1.0743 | 0.74832 | 0.73957 | 0.73456 | 0.31481 | 1.0393 | 1.0198 | 1
LV HH Metered | 1.084 | 1.0743 | 0.74832 | 0.73957 | 0.73456 | 0.31481 | 1.0393 | 1.0198 | 1
LV Sub HH Metered | 1.063 | 1.0535 | 0.73383 | 0.72524 | 0.72033 | 0.30871 | 1.0192 | 1 | 0
HV HH Metered | 1.043 | 1.0337 | 0.72002 | 0.7116 | 0.70678 | 0.3029 | 1 | 0 | 0
NHH UMS category A | 1.084 | 1.0743 | 0.74832 | 0.73957 | 0.73456 | 0.31481 | 1.0393 | 1.0198 | 1
NHH UMS category B | 1.084 | 1.0743 | 0.74832 | 0.73957 | 0.73456 | 0.31481 | 1.0393 | 1.0198 | 1
NHH UMS category C | 1.084 | 1.0743 | 0.74832 | 0.73957 | 0.73456 | 0.31481 | 1.0393 | 1.0198 | 1
NHH UMS category D | 1.084 | 1.0743 | 0.74832 | 0.73957 | 0.73456 | 0.31481 | 1.0393 | 1.0198 | 1
LV UMS (Pseudo HH Metered) | 1.084 | 1.0743 | 0.74832 | 0.73957 | 0.73456 | 0.31481 | 1.0393 | 1.0198 | 1
LV Generation NHH or Aggregate HH | 1.084 | 1.0743 | 0.74832 | 0.73957 | 0.73456 | 0.31481 | 1.0393 | 1.0198 | 0
LV Sub Generation NHH | 1.063 | 1.0535 | 0.73383 | 0.72524 | 0.72033 | 0.30871 | 1.0192 | 0 | 0
LV Generation Intermittent | 1.084 | 1.0743 | 0.74832 | 0.73957 | 0.73456 | 0.31481 | 1.0393 | 1.0198 | 0
LV Generation Non-Intermittent | 1.084 | 1.0743 | 0.74832 | 0.73957 | 0.73456 | 0.31481 | 1.0393 | 1.0198 | 0
LV Sub Generation Intermittent | 1.063 | 1.0535 | 0.73383 | 0.72524 | 0.72033 | 0.30871 | 1.0192 | 0 | 0
LV Sub Generation Non-Intermittent | 1.063 | 1.0535 | 0.73383 | 0.72524 | 0.72033 | 0.30871 | 1.0192 | 0 | 0
HV Generation Intermittent | 1.043 | 1.0337 | 0.72002 | 0.7116 | 0.70678 | 0.3029 | 0 | 0 | 0
HV Generation Non-Intermittent | 1.043 | 1.0337 | 0.72002 | 0.7116 | 0.70678 | 0.3029 | 0 | 0 | 0
Network model for South Wales in 0 (Forecast)
This sheet collects data from a network model and calculates aggregated annuitised unit costs from these data.
2101. Annuity rate
Data sources:
x1 = 1010. Rate of return (in Financial and general assumptions)
x2 = 1010. Annualisation period (years) (in Financial and general assumptions)
x3 = 1010. Days in the charging year (in Financial and general assumptions)
Calculation =PMT(x1,x2,-1)*IF(OR(x3>366,x3<365),x3/365.25,1)
Annuity rate
Annuity rate | 5.288%
2102. Loss adjustment factor to transmission for each core level
Data sources:
x1 = 1032. Loss adjustment factors to transmission
x2 = 1 for GSP level
Combine tables = x1 or x2
| GSPs | 132kV | 132kV/EHV | EHV | EHV/HV | HV | HV/LV | LV circuits
Loss adjustment factor to transmission for each core level | 1 | 1.009 | 1.014 | 1.026 | 1.033 | 1.043 | 1.063 | 1.084
2103. Loss adjustment factors
Data sources:
x1 = 2102. Loss adjustment factor to transmission for each core level
x2 = Loss adjustment factor to transmission for network level exit (in Loss adjustment factors)
Kind: | Copy cells | Special copy
Formula: | =x1 | = x2
| Loss adjustment factor to transmission for network level exit | Loss adjustment factor to transmission for network level entry
GSPs | 1
132kV | 1.009 | 1
132kV/EHV | 1.014 | 1.009
EHV | 1.026 | 1.014
EHV/HV | 1.033 | 1.026
HV | 1.043 | 1.033
HV/LV | 1.063 | 1.043
LV circuits | 1.084 | 1.063
2104. Diversity calculations
Data sources:
x1 = 1017. Diversity allowance between top and bottom of network level
x2 = Coincidence to system peak at level exit (in Diversity calculations)
Kind: | Special calculation | Special calculation | Special calculation
Formula: | =previous/(1+x1) | =previous/(1+x1) | =1/x2-1
| Coincidence to GSP peak at level exit | Coincidence to system peak at level exit | Diversity allowance between level exit and GSP Group
GSPs |  | 94% | 6.383%
132kV | 94.97% | 89.27% | 12.02%
132kV/EHV | 94.97% | 89.27% | 12.02%
EHV | 86.41% | 81.23% | 23.11%
EHV/HV | 86.41% | 81.23% | 23.11%
HV | 63.07% | 59.29% | 68.66%
HV/LV | 63.07% | 59.29% | 68.66%
LV circuits | 63.07% | 59.29%
2105. Network model total maximum demand at substation (MW)
Data sources:
x1 = 1019. Network model GSP peak demand (MW)
x2 = 2104. Coincidence to GSP peak at level exit (in Diversity calculations)
Calculation =x1/x2
Network model total maximum demand at substation (MW)
132kV | 526.5
132kV/EHV | 526.5
EHV | 578.6235
EHV/HV | 578.6235
HV | 792.7142
HV/LV | 792.7142
LV circuits | 792.7142
2106. Network model contribution to system maximum load measured at network level exit (MW)
Data sources:
x1 = 2105. Network model total maximum demand at substation (MW)
x2 = 2104. Coincidence to system peak at level exit (in Diversity calculations)
x3 = 2103. Loss adjustment factor to transmission for network level exit (in Loss adjustment factors)
Calculation =x1*x2/x3
Network model contribution to system maximum load measured at network level exit (MW)
132kV | 465.8077
132kV/EHV | 463.5108
EHV | 458.0897
EHV/HV | 454.9855
HV | 450.6232
HV/LV | 442.1449
LV circuits | 433.5793
2107. Rerouteing matrix for DRM network levels
Data sources:
x1 = 1018. Proportion of relevant load going through 132kV/HV direct transformation
x2 = 2006. Proportion going through 132kV/EHV
x3 = 2007. Proportion going through EHV
x4 = 2008. Proportion going through EHV/HV
x5 = Rerouteing matrix: default elements
Combine tables = x1 or x2 or x3 or x4 or x5
| 132kV | 132kV/EHV | EHV | EHV/HV | 132kV/HV | HV | HV/LV | LV circuits
132kV | 100% | 0% | 0% | 0% | 0% | 0% | 0% | 0%
132kV/EHV | 0% | 70% | 0% | 0% | 0% | 0% | 0% | 0%
EHV | 0% | 0% | 70% | 0% | 0% | 0% | 0% | 0%
EHV/HV | 0% | 0% | 0% | 70% | 30% | 0% | 0% | 0%
HV | 0% | 0% | 0% | 0% | 0% | 100% | 0% | 0%
HV/LV | 0% | 0% | 0% | 0% | 0% | 0% | 100% | 0%
LV circuits | 0% | 0% | 0% | 0% | 0% | 0% | 0% | 100%
2108. GSP simultaneous maximum load assumed through each network level (MW)
Data sources:
x1 = 2106. Network model contribution to system maximum load measured at network level exit (MW)
x2 = 2107. Rerouteing matrix for DRM network levels
Sum-product calculation =SUMPRODUCT(x1, x2)
GSP simultaneous maximum load assumed through each network level (MW)
132kV | 465.8077
132kV/EHV | 324.4576
EHV | 320.6628
EHV/HV | 318.4898
132kV/HV | 136.4956
HV | 450.6232
HV/LV | 442.1449
LV circuits | 433.5793
2109. Network model annuity by simultaneous maximum load for each network level (£/kW/year)
Data sources:
x1 = 2108. GSP simultaneous maximum load assumed through each network level (MW)
x2 = 1020. Gross asset cost by network level (£)
x3 = 2101. Annuity rate
Calculation =IF(x1,0.001*x2*x3/x1,0)
Model £/kW SML
Assets 132kV | 17.0898
Assets 132kV/EHV | 2.1671
Assets EHV | 6.5066
Assets EHV/HV | 5.6993
Assets 132kV/HV | 4.2823
Assets HV | 19.4306
Assets HV/LV | 7.6506
Assets LV circuits | 16.0681
Service models for South Wales in 0 (Forecast)
This sheet collects and processes data from the service models.
2201. Asset £/customer from LV service models
Data sources:
x1 = 1025. Matrix of applicability of LV service models to tariffs with fixed charges
x2 = 1022. LV service model asset cost (£)
Sum-product calculation =SUMPRODUCT(x1, x2)
Assets LV customer
Domestic Unrestricted | 296.1304
Domestic Two Rate | 296.1304
Small Non Domestic Unrestricted | 666.2342
Small Non Domestic Two Rate | 666.2342
LV Medium Non-Domestic | 811.1354
LV Sub Medium Non-Domestic | 601.5542
LV Network Domestic | 296.1304
LV Network Non-Domestic Non-CT | 666.2342
LV HH Metered | 1367.4667
LV Sub HH Metered | 1053.2407
LV Generation NHH or Aggregate HH | 0
LV Sub Generation NHH | 0
LV Generation Intermittent | 0
LV Generation Non-Intermittent | 0
LV Sub Generation Intermittent | 0
LV Sub Generation Non-Intermittent | 0
2202. LV unmetered service model assets £/(MWh/year)
Data sources:
x1 = 1026. Matrix of applicability of LV service models to unmetered tariffs
x2 = 1022. LV service model asset cost (£)
Sum-product calculation =SUMPRODUCT(x1, x2)
Assets LV customer
LV unmetered service model assets £/(MWh/year) | 268.8153
2203. LV unmetered service model asset charge (p/kWh)
Data sources:
x1 = 1010. Annuity proportion for customer-contributed assets (in Financial and general assumptions)
x2 = 2202. LV unmetered service model assets £/(MWh/year)
x3 = 2101. Annuity rate
Calculation =0.1*x1*x2*x3
Assets LV customer
LV unmetered service model asset charge (p/kWh) | 0
2204. Asset £/customer from HV service models
Data sources:
x1 = 1028. Matrix of applicability of HV service models to tariffs with fixed charges
x2 = 1023. HV service model asset cost (£)
Sum-product calculation =SUMPRODUCT(x1, x2)
Assets HV customer
HV Medium Non-Domestic | 10449.37
HV HH Metered | 10449.37
HV Generation Intermittent | 5037.9943
HV Generation Non-Intermittent | 5037.9943
2205. Service model assets by tariff (£)
Data sources:
x1 = 2201. Asset £/customer from LV service models
x2 = 2204. Asset £/customer from HV service models
Combine tables = x1 or x2
| Assets LV customer | Assets HV customer
Domestic Unrestricted | 296.1304
Domestic Two Rate | 296.1304
Domestic Off Peak (related MPAN)
Small Non Domestic Unrestricted | 666.2342
Small Non Domestic Two Rate | 666.2342
Small Non Domestic Off Peak (related MPAN)
LV Medium Non-Domestic | 811.1354
LV Sub Medium Non-Domestic | 601.5542
HV Medium Non-Domestic |  | 10449.37
LV Network Domestic | 296.1304
LV Network Non-Domestic Non-CT | 666.2342
LV HH Metered | 1367.4667
LV Sub HH Metered | 1053.2407
HV HH Metered |  | 10449.37
NHH UMS category A
NHH UMS category B
NHH UMS category C
NHH UMS category D
LV UMS (Pseudo HH Metered)
LV Generation NHH or Aggregate HH | 0
LV Sub Generation NHH | 0
LV Generation Intermittent | 0
LV Generation Non-Intermittent | 0
LV Sub Generation Intermittent | 0
LV Sub Generation Non-Intermittent | 0
HV Generation Intermittent |  | 5037.9943
HV Generation Non-Intermittent |  | 5037.9943
2206. Replacement annuities for service models
Data sources:
x1 = 1010. Days in the charging year (in Financial and general assumptions)
x2 = 2205. Service model assets by tariff (£)
x3 = 2101. Annuity rate
x4 = 1010. Annuity proportion for customer-contributed assets (in Financial and general assumptions)
x5 = Service model p/MPAN/day charge (in Replacement annuities for service models)
Kind: | Calculation |  | Cell summation
Formula: | =100/x1*x2*x3*x4 |  | =SUM(x5)
Service model p/MPAN/day charge
| Assets LV customer | Assets HV customer | Service model p/MPAN/day
Domestic Unrestricted | 0 | 0 | 0
Domestic Two Rate | 0 | 0 | 0
Domestic Off Peak (related MPAN) | 0 | 0 | 0
Small Non Domestic Unrestricted | 0 | 0 | 0
Small Non Domestic Two Rate | 0 | 0 | 0
Small Non Domestic Off Peak (related MPAN) | 0 | 0 | 0
LV Medium Non-Domestic | 0 | 0 | 0
LV Sub Medium Non-Domestic | 0 | 0 | 0
HV Medium Non-Domestic | 0 | 0 | 0
LV Network Domestic | 0 | 0 | 0
LV Network Non-Domestic Non-CT | 0 | 0 | 0
LV HH Metered | 0 | 0 | 0
LV Sub HH Metered | 0 | 0 | 0
HV HH Metered | 0 | 0 | 0
NHH UMS category A | 0 | 0 | 0
NHH UMS category B | 0 | 0 | 0
NHH UMS category C | 0 | 0 | 0
NHH UMS category D | 0 | 0 | 0
LV UMS (Pseudo HH Metered) | 0 | 0 | 0
LV Generation NHH or Aggregate HH | 0 | 0 | 0
LV Sub Generation NHH | 0 | 0 | 0
LV Generation Intermittent | 0 | 0 | 0
LV Generation Non-Intermittent | 0 | 0 | 0
LV Sub Generation Intermittent | 0 | 0 | 0
LV Sub Generation Non-Intermittent | 0 | 0 | 0
HV Generation Intermittent | 0 | 0 | 0
HV Generation Non-Intermittent | 0 | 0 | 0
Load characteristics for South Wales in 0 (Forecast)
This sheet compiles information about the assumed characteristics of network users.
A load factor represents the average load of a user or user group, relative to the maximum load level of that user or
user group. Load factors are numbers between 0 and 1.
A coincidence factor represents the expectation value of the load of a user or user group at the time of system maximum load,
relative to the maximum load level of that user or user group. Coincidence factors are numbers between 0 and 1.
A load coefficient is the expectation value of the load of a user or user group at the time of system maximum load, relative to the average load level of that user or user group.
For demand users, the load coefficient is a demand coefficient and can be calculated as the ratio of the coincidence factor to the load factor.
2301. Demand coefficient (load at time of system maximum load divided by average load)
Data sources:
x1 = 1041. Coincidence factor to system maximum load for each type of demand user (in Load profile data for demand users)
x2 = 1041. Load factor for each type of demand user (in Load profile data for demand users)
Calculation =x1/x2
Demand coefficient
Domestic Unrestricted | 1.9898
Domestic Two Rate | 1.1922
Domestic Off Peak (related MPAN) | 0
Small Non Domestic Unrestricted | 1.4479
Small Non Domestic Two Rate | 1.2989
Small Non Domestic Off Peak (related MPAN) | 0
LV Medium Non-Domestic | 1.3638
LV Sub Medium Non-Domestic | 1.3638
HV Medium Non-Domestic | 1.4068
LV Network Domestic | 1.9633
LV Network Non-Domestic Non-CT | 1.4174
LV HH Metered | 1.2889
LV Sub HH Metered | 1.2889
HV HH Metered | 1.1405
NHH UMS category A | 1
NHH UMS category B | 2.0554
NHH UMS category C | 2.1841
NHH UMS category D | 0
LV UMS (Pseudo HH Metered) | 2.0663
2302. Load coefficient
Data sources:
x1 = 2301. Demand coefficient (load at time of system maximum load divided by average load)
x2 = Negative of generation coefficient; set to -1
Combine tables = x1 or x2
Load coefficient
Domestic Unrestricted | 1.9898
Domestic Two Rate | 1.1922
Domestic Off Peak (related MPAN) | 0
Small Non Domestic Unrestricted | 1.4479
Small Non Domestic Two Rate | 1.2989
Small Non Domestic Off Peak (related MPAN) | 0
LV Medium Non-Domestic | 1.3638
LV Sub Medium Non-Domestic | 1.3638
HV Medium Non-Domestic | 1.4068
LV Network Domestic | 1.9633
LV Network Non-Domestic Non-CT | 1.4174
LV HH Metered | 1.2889
LV Sub HH Metered | 1.2889
HV HH Metered | 1.1405
NHH UMS category A | 1
NHH UMS category B | 2.0554
NHH UMS category C | 2.1841
NHH UMS category D | 0
LV UMS (Pseudo HH Metered) | 2.0663
LV Generation NHH or Aggregate HH | -1
LV Sub Generation NHH | -1
LV Generation Intermittent | -1
LV Generation Non-Intermittent | -1
LV Sub Generation Intermittent | -1
LV Sub Generation Non-Intermittent | -1
HV Generation Intermittent | -1
HV Generation Non-Intermittent | -1
2303. Discount map
| No discount | LDNO LV: LV user | LDNO HV: LV user | LDNO HV: LV sub user | LDNO HV: HV user
> Domestic Unrestricted
Domestic Unrestricted | 1 | 0 | 0 | 0 | 0
LDNO LV: Domestic Unrestricted | 0 | 1 | 0 | 0 | 0
LDNO HV: Domestic Unrestricted | 0 | 0 | 1 | 0 | 0
> Domestic Two Rate
Domestic Two Rate | 1 | 0 | 0 | 0 | 0
LDNO LV: Domestic Two Rate | 0 | 1 | 0 | 0 | 0
LDNO HV: Domestic Two Rate | 0 | 0 | 1 | 0 | 0
> Domestic Off Peak (related MPAN)
Domestic Off Peak (related MPAN) | 1 | 0 | 0 | 0 | 0
LDNO LV: Domestic Off Peak (related MPAN) | 0 | 1 | 0 | 0 | 0
LDNO HV: Domestic Off Peak (related MPAN) | 0 | 0 | 1 | 0 | 0
> Small Non Domestic Unrestricted
Small Non Domestic Unrestricted | 1 | 0 | 0 | 0 | 0
LDNO LV: Small Non Domestic Unrestricted | 0 | 1 | 0 | 0 | 0
LDNO HV: Small Non Domestic Unrestricted | 0 | 0 | 1 | 0 | 0
> Small Non Domestic Two Rate
Small Non Domestic Two Rate | 1 | 0 | 0 | 0 | 0
LDNO LV: Small Non Domestic Two Rate | 0 | 1 | 0 | 0 | 0
LDNO HV: Small Non Domestic Two Rate | 0 | 0 | 1 | 0 | 0
> Small Non Domestic Off Peak (related MPAN)
Small Non Domestic Off Peak (related MPAN) | 1 | 0 | 0 | 0 | 0
LDNO LV: Small Non Domestic Off Peak (related MPAN) | 0 | 1 | 0 | 0 | 0
LDNO HV: Small Non Domestic Off Peak (related MPAN) | 0 | 0 | 1 | 0 | 0
> LV Medium Non-Domestic
LV Medium Non-Domestic | 1 | 0 | 0 | 0 | 0
LDNO LV: LV Medium Non-Domestic | 0 | 1 | 0 | 0 | 0
LDNO HV: LV Medium Non-Domestic | 0 | 0 | 1 | 0 | 0
> LV Sub Medium Non-Domestic
LV Sub Medium Non-Domestic | 1 | 0 | 0 | 0 | 0
> HV Medium Non-Domestic
HV Medium Non-Domestic | 1 | 0 | 0 | 0 | 0
> LV Network Domestic
LV Network Domestic | 1 | 0 | 0 | 0 | 0
LDNO LV: LV Network Domestic | 0 | 1 | 0 | 0 | 0
LDNO HV: LV Network Domestic | 0 | 0 | 1 | 0 | 0
> LV Network Non-Domestic Non-CT
LV Network Non-Domestic Non-CT | 1 | 0 | 0 | 0 | 0
LDNO LV: LV Network Non-Domestic Non-CT | 0 | 1 | 0 | 0 | 0
LDNO HV: LV Network Non-Domestic Non-CT | 0 | 0 | 1 | 0 | 0
> LV HH Metered
LV HH Metered | 1 | 0 | 0 | 0 | 0
LDNO LV: LV HH Metered | 0 | 1 | 0 | 0 | 0
LDNO HV: LV HH Metered | 0 | 0 | 1 | 0 | 0
> LV Sub HH Metered
LV Sub HH Metered | 1 | 0 | 0 | 0 | 0
LDNO HV: LV Sub HH Metered | 0 | 0 | 0 | 1 | 0
> HV HH Metered
HV HH Metered | 1 | 0 | 0 | 0 | 0
LDNO HV: HV HH Metered | 0 | 0 | 0 | 0 | 1
> NHH UMS category A
NHH UMS category A | 1 | 0 | 0 | 0 | 0
LDNO LV: NHH UMS category A | 0 | 1 | 0 | 0 | 0
LDNO HV: NHH UMS category A | 0 | 0 | 1 | 0 | 0
> NHH UMS category B
NHH UMS category B | 1 | 0 | 0 | 0 | 0
LDNO LV: NHH UMS category B | 0 | 1 | 0 | 0 | 0
LDNO HV: NHH UMS category B | 0 | 0 | 1 | 0 | 0
> NHH UMS category C
NHH UMS category C | 1 | 0 | 0 | 0 | 0
LDNO LV: NHH UMS category C | 0 | 1 | 0 | 0 | 0
LDNO HV: NHH UMS category C | 0 | 0 | 1 | 0 | 0
> NHH UMS category D
NHH UMS category D | 1 | 0 | 0 | 0 | 0
LDNO LV: NHH UMS category D | 0 | 1 | 0 | 0 | 0
LDNO HV: NHH UMS category D | 0 | 0 | 1 | 0 | 0
> LV UMS (Pseudo HH Metered)
LV UMS (Pseudo HH Metered) | 1 | 0 | 0 | 0 | 0
LDNO LV: LV UMS (Pseudo HH Metered) | 0 | 1 | 0 | 0 | 0
LDNO HV: LV UMS (Pseudo HH Metered) | 0 | 0 | 1 | 0 | 0
> LV Generation NHH or Aggregate HH
LV Generation NHH or Aggregate HH | 1 | 0 | 0 | 0 | 0
LDNO LV: LV Generation NHH or Aggregate HH | 1 | 0 | 0 | 0 | 0
LDNO HV: LV Generation NHH or Aggregate HH | 1 | 0 | 0 | 0 | 0
> LV Sub Generation NHH
LV Sub Generation NHH | 1 | 0 | 0 | 0 | 0
LDNO HV: LV Sub Generation NHH | 1 | 0 | 0 | 0 | 0
> LV Generation Intermittent
LV Generation Intermittent | 1 | 0 | 0 | 0 | 0
LDNO LV: LV Generation Intermittent | 1 | 0 | 0 | 0 | 0
LDNO HV: LV Generation Intermittent | 1 | 0 | 0 | 0 | 0
> LV Generation Non-Intermittent
LV Generation Non-Intermittent | 1 | 0 | 0 | 0 | 0
LDNO LV: LV Generation Non-Intermittent | 1 | 0 | 0 | 0 | 0
LDNO HV: LV Generation Non-Intermittent | 1 | 0 | 0 | 0 | 0
> LV Sub Generation Intermittent
LV Sub Generation Intermittent | 1 | 0 | 0 | 0 | 0
LDNO HV: LV Sub Generation Intermittent | 1 | 0 | 0 | 0 | 0
> LV Sub Generation Non-Intermittent
LV Sub Generation Non-Intermittent | 1 | 0 | 0 | 0 | 0
LDNO HV: LV Sub Generation Non-Intermittent | 1 | 0 | 0 | 0 | 0
> HV Generation Intermittent
HV Generation Intermittent | 1 | 0 | 0 | 0 | 0
LDNO HV: HV Generation Intermittent | 1 | 0 | 0 | 0 | 0
> HV Generation Non-Intermittent
HV Generation Non-Intermittent | 1 | 0 | 0 | 0 | 0
LDNO HV: HV Generation Non-Intermittent | 1 | 0 | 0 | 0 | 0
2304. LDNO discounts and volumes adjusted for discount
Data sources:
x1 = 2303. Discount map
x2 = 1037. Embedded network (LDNO) discounts
x3 = 100 per cent discount for generators on LDNO networks
x4 = Discount for each tariff (except for fixed charges) (in LDNO discounts and volumes adjusted for discount)
x5 = 1053. Rate 1 units (MWh) by tariff (in Volume forecasts for the charging year)
x6 = 1053. Rate 2 units (MWh) by tariff (in Volume forecasts for the charging year)
x7 = 1053. Rate 3 units (MWh) by tariff (in Volume forecasts for the charging year)
x8 = 1053. MPANs by tariff (in Volume forecasts for the charging year)
x9 = Discount for each tariff for fixed charges only (in LDNO discounts and volumes adjusted for discount)
x10 = 1053. Import capacity (kVA) by tariff (in Volume forecasts for the charging year)
x11 = 1053. Reactive power units (MVArh) by tariff (in Volume forecasts for the charging year)
Kind: | Sum-product calculation | Combine tables | Calculation | Calculation | Calculation | Calculation | Calculation | Calculation
Formula: | =SUMPRODUCT(x1, x2) | = x3 or x4 | =x5*(1-x4) | =x6*(1-x4) | =x7*(1-x4) | =x8*(1-x9) | =x10*(1-x4) | =x11*(1-x4)
| Discount for each tariff (except for fixed charges) | Discount for each tariff for fixed charges only | Rate 1 units (MWh) | Rate 2 units (MWh) | Rate 3 units (MWh) | MPANs | Import capacity (kVA) | Reactive power units (MVArh)
> Domestic Unrestricted
Domestic Unrestricted | 0% | 0% | 3173111.1026 | 0 | 0 | 976783.7131 | 0 | 0
LDNO LV: Domestic Unrestricted | 32.07% | 32.07% | 1964.8419 | 0 | 0 | 692.5228 | 0 | 0
LDNO HV: Domestic Unrestricted | 64.02% | 64.02% | 4323.6489 | 0 | 0 | 1668.7045 | 0 | 0
> Domestic Two Rate
Domestic Two Rate | 0% | 0% | 166747.7558 | 174486.3311 | 0 | 56792.8739 | 0 | 0
LDNO LV: Domestic Two Rate | 32.07% | 32.07% | 41.7026 | 9.3225 | 0 | 17.8669 | 0 | 0
LDNO HV: Domestic Two Rate | 64.02% | 64.02% | 37.8796 | 35.8951 | 0 | 26.1208 | 0 | 0
> Domestic Off Peak (related MPAN)
Domestic Off Peak (related MPAN) | 0% | 0% | 3470.0405 | 0 | 0 | 1037 | 0 | 0
LDNO LV: Domestic Off Peak (related MPAN) | 32.07% | 32.07% | 0 | 0 | 0 | 0 | 0 | 0
LDNO HV: Domestic Off Peak (related MPAN) | 64.02% | 64.02% | 0 | 0 | 0 | 0 | 0 | 0
> Small Non Domestic Unrestricted
Small Non Domestic Unrestricted | 0% | 0% | 809524.842 | 0 | 0 | 64127.2495 | 0 | 0
LDNO LV: Small Non Domestic Unrestricted | 32.07% | 32.07% | 33.1968 | 0 | 0 | 2.8587 | 0 | 0
LDNO HV: Small Non Domestic Unrestricted | 64.02% | 64.02% | 1287.0231 | 0 | 0 | 46.5632 | 0 | 0
> Small Non Domestic Two Rate
Small Non Domestic Two Rate | 0% | 0% | 205885.8088 | 91634.2796 | 0 | 13544.1 | 0 | 0
LDNO LV: Small Non Domestic Two Rate | 32.07% | 32.07% | 0 | 0 | 0 | 0 | 0 | 0
LDNO HV: Small Non Domestic Two Rate | 64.02% | 64.02% | 349.5052 | 57.2295 | 0 | 3.4071 | 0 | 0
> Small Non Domestic Off Peak (related MPAN)
Small Non Domestic Off Peak (related MPAN) | 0% | 0% | 2151.0803 | 0 | 0 | 293 | 0 | 0
LDNO LV: Small Non Domestic Off Peak (related MPAN) | 32.07% | 32.07% | 0 | 0 | 0 | 0 | 0 | 0
LDNO HV: Small Non Domestic Off Peak (related MPAN) | 64.02% | 64.02% | 0 | 0 | 0 | 0 | 0 | 0
> LV Medium Non-Domestic
LV Medium Non-Domestic | 0% | 0% | 0 | 0 | 0 | 0 | 0 | 0
LDNO LV: LV Medium Non-Domestic | 32.07% | 32.07% | 0 | 0 | 0 | 0 | 0 | 0
LDNO HV: LV Medium Non-Domestic | 64.02% | 64.02% | 0 | 0 | 0 | 0 | 0 | 0
> LV Sub Medium Non-Domestic
LV Sub Medium Non-Domestic | 0% | 0% | 0 | 0 | 0 | 0 | 0 | 0
> HV Medium Non-Domestic
HV Medium Non-Domestic | 0% | 0% | 0 | 0 | 0 | 0 | 0 | 0
> LV Network Domestic
LV Network Domestic | 0% | 0% | 0 | 0 | 0 | 0 | 0 | 0
LDNO LV: LV Network Domestic | 32.07% | 32.07% | 0 | 0 | 0 | 0 | 0 | 0
LDNO HV: LV Network Domestic | 64.02% | 64.02% | 0 | 0 | 0 | 0 | 0 | 0
> LV Network Non-Domestic Non-CT
LV Network Non-Domestic Non-CT | 0% | 0% | 14426.2202 | 94601.103 | 71390.3911 | 2669.4481 | 0 | 0
LDNO LV: LV Network Non-Domestic Non-CT | 32.07% | 32.07% | 0 | 0 | 0 | 0 | 0 | 0
LDNO HV: LV Network Non-Domestic Non-CT | 64.02% | 64.02% | 18.534 | 121.4533 | 74.8154 | 4.0404 | 0 | 0
> LV HH Metered
LV HH Metered | 0% | 0% | 123997.643 | 794775.1588 | 593573.4382 | 5327.8481 | 735890.8319 | 112724.8569
LDNO LV: LV HH Metered | 32.07% | 32.07% | 8.9753 | 54.6406 | 53.3589 | 0.71468 | 39.3073 | 8.5761
LDNO HV: LV HH Metered | 64.02% | 64.02% | 962.1888 | 5551.6042 | 4811.4859 | 19.4305 | 7911.8035 | 599.6434
> LV Sub HH Metered
LV Sub HH Metered | 0% | 0% | 1994.1257 | 12263.5408 | 9249.3848 | 33.1963 | 12242.3005 | 3160.3975
LDNO HV: LV Sub HH Metered | 45.12% | 45.12% | 122.4361 | 693.5745 | 530.0564 | 0.57734 | 523.0662 | 35.2175
> HV HH Metered
HV HH Metered | 0% | 0% | 150554.3434 | 919548.1727 | 861049.0484 | 645.8194 | 695037.3273 | 139914.3082
LDNO HV: HV HH Metered | 34.02% | 34.02% | 436.8775 | 2452.0083 | 1904.5478 | 2.7766 | 1270.98 | 154.1003
> NHH UMS category A
NHH UMS category A | 0% | 0% | 6769.848 | 0 | 0 | 520.1745 | 0 | 0
LDNO LV: NHH UMS category A | 32.07% | 32.07% | 0 | 0 | 0 | 0 | 0 | 0
LDNO HV: NHH UMS category A | 64.02% | 64.02% | 0 | 0 | 0 | 0 | 0 | 0
> NHH UMS category B
NHH UMS category B | 0% | 0% | 5647.5155 | 0 | 0 | 757.9975 | 0 | 0
LDNO LV: NHH UMS category B | 32.07% | 32.07% | 4.1181 | 0 | 0 | 0 | 0 | 0
LDNO HV: NHH UMS category B | 64.02% | 64.02% | 102.7297 | 0 | 0 | 0 | 0 | 0
> NHH UMS category C
NHH UMS category C | 0% | 0% | 344.569 | 0 | 0 | 85.0091 | 0 | 0
LDNO LV: NHH UMS category C | 32.07% | 32.07% | 0 | 0 | 0 | 0 | 0 | 0
LDNO HV: NHH UMS category C | 64.02% | 64.02% | 0 | 0 | 0 | 0 | 0 | 0
> NHH UMS category D
NHH UMS category D | 0% | 0% | 0 | 0 | 0 | 1.012 | 0 | 0
LDNO LV: NHH UMS category D | 32.07% | 32.07% | 0 | 0 | 0 | 0 | 0 | 0
LDNO HV: NHH UMS category D | 64.02% | 64.02% | 0 | 0 | 0 | 0 | 0 | 0
> LV UMS (Pseudo HH Metered)
LV UMS (Pseudo HH Metered) | 0% | 0% | 5936.785 | 35011.9657 | 96711.7305 | 26.3123 | 0 | 0
LDNO LV: LV UMS (Pseudo HH Metered) | 32.07% | 32.07% | 0 | 0 | 0 | 0 | 0 | 0
LDNO HV: LV UMS (Pseudo HH Metered) | 64.02% | 64.02% | 0 | 0 | 0 | 0 | 0 | 0
> LV Generation NHH or Aggregate HH
LV Generation NHH or Aggregate HH | 0% | 0% | 1533.5876 | 0 | 0 | 131.5616 | 0 | 0
LDNO LV: LV Generation NHH or Aggregate HH | 0% | 100% | 0 | 0 | 0 | 0 | 0 | 0
LDNO HV: LV Generation NHH or Aggregate HH | 0% | 100% | 0 | 0 | 0 | 0 | 0 | 0
> LV Sub Generation NHH
LV Sub Generation NHH | 0% | 0% | 0 | 0 | 0 | 0 | 0 | 0
LDNO HV: LV Sub Generation NHH | 0% | 100% | 0 | 0 | 0 | 0 | 0 | 0
> LV Generation Intermittent
LV Generation Intermittent | 0% | 0% | 23691.8717 | 0 | 0 | 147.7538 | 0 | 1518.9974
LDNO LV: LV Generation Intermittent | 0% | 100% | 0 | 0 | 0 | 0 | 0 | 0
LDNO HV: LV Generation Intermittent | 0% | 100% | 167.1969 | 0 | 0 | 0 | 0 | 201.9906
> LV Generation Non-Intermittent
LV Generation Non-Intermittent | 0% | 0% | 196.3899 | 1256.4414 | 1328.539 | 11.1321 | 0 | 405.3335
LDNO LV: LV Generation Non-Intermittent | 0% | 100% | 0 | 0 | 0 | 0 | 0 | 0
LDNO HV: LV Generation Non-Intermittent | 0% | 100% | 0 | 0 | 0 | 0 | 0 | 0
> LV Sub Generation Intermittent
LV Sub Generation Intermittent | 0% | 0% | 181.4497 | 0 | 0 | 1.012 | 0 | 0
LDNO HV: LV Sub Generation Intermittent | 0% | 100% | 0 | 0 | 0 | 0 | 0 | 0
> LV Sub Generation Non-Intermittent
LV Sub Generation Non-Intermittent | 0% | 0% | 0 | 0 | 0 | 0 | 0 | 0
LDNO HV: LV Sub Generation Non-Intermittent | 0% | 100% | 0 | 0 | 0 | 0 | 0 | 0
> HV Generation Intermittent
HV Generation Intermittent | 0% | 0% | 119985.507 | 0 | 0 | 53.3153 | 0 | 1222.0204
LDNO HV: HV Generation Intermittent | 0% | 100% | 0 | 0 | 0 | 0 | 0 | 0
> HV Generation Non-Intermittent
HV Generation Non-Intermittent | 0% | 0% | 14049.6128 | 64008.6231 | 72121.7203 | 33.1963 | 0 | 533.756
LDNO HV: HV Generation Non-Intermittent | 0% | 100% | 0 | 0 | 0 | 0 | 0 | 0
2305. Equivalent volume for each end user
Data sources:
x1 = 2304. Rate 1 units (MWh) (in LDNO discounts and volumes adjusted for discount)
x2 = 2304. Rate 2 units (MWh) (in LDNO discounts and volumes adjusted for discount)
x3 = 2304. Rate 3 units (MWh) (in LDNO discounts and volumes adjusted for discount)
x4 = 2304. MPANs (in LDNO discounts and volumes adjusted for discount)
x5 = 2304. Import capacity (kVA) (in LDNO discounts and volumes adjusted for discount)
x6 = 2304. Reactive power units (MVArh) (in LDNO discounts and volumes adjusted for discount)
Kind: | Cell summation | Cell summation | Cell summation | Cell summation | Cell summation | Cell summation
Formula: | =SUM(x1) | =SUM(x2) | =SUM(x3) | =SUM(x4) | =SUM(x5) | =SUM(x6)
| Rate 1 units (MWh) | Rate 2 units (MWh) | Rate 3 units (MWh) | MPANs | Import capacity (kVA) | Reactive power units (MVArh)
Domestic Unrestricted | 3179399.5934 | 0 | 0 | 979144.9404 | 0 | 0
Domestic Two Rate | 166827.3379 | 174531.5487 | 0 | 56836.8617 | 0 | 0
Domestic Off Peak (related MPAN) | 3470.0405 | 0 | 0 | 1037 | 0 | 0
Small Non Domestic Unrestricted | 810845.0618 | 0 | 0 | 64176.6714 | 0 | 0
Small Non Domestic Two Rate | 206235.314 | 91691.5091 | 0 | 13547.5071 | 0 | 0
Small Non Domestic Off Peak (related MPAN) | 2151.0803 | 0 | 0 | 293 | 0 | 0
LV Medium Non-Domestic | 0 | 0 | 0 | 0 | 0 | 0
LV Sub Medium Non-Domestic | 0 | 0 | 0 | 0 | 0 | 0
HV Medium Non-Domestic | 0 | 0 | 0 | 0 | 0 | 0
LV Network Domestic | 0 | 0 | 0 | 0 | 0 | 0
LV Network Non-Domestic Non-CT | 14444.7542 | 94722.5563 | 71465.2065 | 2673.4885 | 0 | 0
LV HH Metered | 124968.8072 | 800381.4035 | 598438.283 | 5347.9932 | 743841.9427 | 113333.0764
LV Sub HH Metered | 2116.5618 | 12957.1153 | 9779.4412 | 33.7737 | 12765.3667 | 3195.615
HV HH Metered | 150991.2209 | 922000.181 | 862953.5962 | 648.596 | 696308.3074 | 140068.4085
NHH UMS category A | 6769.848 | 0 | 0 | 520.1745 | 0 | 0
NHH UMS category B | 5754.3632 | 0 | 0 | 757.9975 | 0 | 0
NHH UMS category C | 344.569 | 0 | 0 | 85.0091 | 0 | 0
NHH UMS category D | 0 | 0 | 0 | 1.012 | 0 | 0
LV UMS (Pseudo HH Metered) | 5936.785 | 35011.9657 | 96711.7305 | 26.3123 | 0 | 0
LV Generation NHH or Aggregate HH | 1533.5876 | 0 | 0 | 131.5616 | 0 | 0
LV Sub Generation NHH | 0 | 0 | 0 | 0 | 0 | 0
LV Generation Intermittent | 23859.0686 | 0 | 0 | 147.7538 | 0 | 1720.988
LV Generation Non-Intermittent | 196.3899 | 1256.4414 | 1328.539 | 11.1321 | 0 | 405.3335
LV Sub Generation Intermittent | 181.4497 | 0 | 0 | 1.012 | 0 | 0
LV Sub Generation Non-Intermittent | 0 | 0 | 0 | 0 | 0 | 0
HV Generation Intermittent | 119985.507 | 0 | 0 | 53.3153 | 0 | 1222.0204
HV Generation Non-Intermittent | 14049.6128 | 64008.6231 | 72121.7203 | 33.1963 | 0 | 533.756
Load characteristics for multiple unit rates for South Wales in 0 (Forecast)
2401. Adjust annual hours by distribution time band to match days in year
Data sources:
x1 = 1068. Typical annual hours by distribution time band
x2 = 1010. Days in the charging year (in Financial and general assumptions)
x3 = Total hours in the year according to time band hours input data (in Adjust annual hours by distribution time band to match days in year)
Kind: | =SUM(x1): Cell summation; =SUM(x2): Calculation
Formula: | =SUM(x1): =SUM(x1); =SUM(x2): =x1*24*x2/x3
Annual hours by distribution time band (reconciled to days in year)
| Hours aggregate | Red | Amber | Green
Adjust annual hours by distribution time band to match days in year | 8760 | 652.5 | 3756 | 4351.5
2402. Normalisation of split of rate 1 units by time band
Data sources:
x1 = 1061. Average split of rate 1 units by distribution time band
x2 = Total split (in Normalisation of split of rate 1 units by time band)
x3 = 2401. Annual hours by distribution time band (reconciled to days in year) (in Adjust annual hours by distribution time band to match days in year)
x4 = 1010. Days in the charging year (in Financial and general assumptions)
Kind: | =SUM(x1): Cell summation; =SUM(x2): Calculation
Formula: | =SUM(x1): =SUM(x1); =SUM(x2): =IF(x2,x1/x2,x3/x4/24)
Normalised split of rate 1 units by distribution time band
| Total split | Red | Amber | Green
Domestic Unrestricted | 100% | 11.27% | 50.37% | 38.37%
Domestic Two Rate | 100% | 13.26% | 58.22% | 28.52%
Domestic Off Peak (related MPAN) | 100% | 0.0002309% | 17.04% | 82.95%
Small Non Domestic Unrestricted | 100% | 7.129% | 58.17% | 34.7%
Small Non Domestic Two Rate | 100% | 9.933% | 66.42% | 23.64%
Small Non Domestic Off Peak (related MPAN) | 100% | 0.01495% | 17.55% | 82.43%
LV Medium Non-Domestic | 100% | 10.4% | 67.51% | 22.09%
LV Sub Medium Non-Domestic | 100% | 10.05% | 68.49% | 21.46%
HV Medium Non-Domestic | 100% | 9.881% | 69.43% | 20.69%
2403. Split of rate 1 units between distribution time bands
Data sources:
x1 = 2402. Normalised split of rate 1 units by distribution time band (in Normalisation of split of rate 1 units by time band)
x2 = Split of rate 1 units between distribution time bands (default)
Combine tables = x1 or x2
| Red | Amber | Green
Domestic Unrestricted | =SUM(x1): 11.27%; =SUM(x2): 50.37%; =SUM(x3): 38.37%
Domestic Two Rate | =SUM(x1): 13.26%; =SUM(x2): 58.22%; =SUM(x3): 28.52%
Domestic Off Peak (related MPAN) | =SUM(x1): 0.0002309%; =SUM(x2): 17.04%; =SUM(x3): 82.95%
Small Non Domestic Unrestricted | =SUM(x1): 7.129%; =SUM(x2): 58.17%; =SUM(x3): 34.7%
Small Non Domestic Two Rate | =SUM(x1): 9.933%; =SUM(x2): 66.42%; =SUM(x3): 23.64%
Small Non Domestic Off Peak (related MPAN) | =SUM(x1): 0.01495%; =SUM(x2): 17.55%; =SUM(x3): 82.43%
LV Medium Non-Domestic | =SUM(x1): 10.4%; =SUM(x2): 67.51%; =SUM(x3): 22.09%
LV Sub Medium Non-Domestic | =SUM(x1): 10.05%; =SUM(x2): 68.49%; =SUM(x3): 21.46%
HV Medium Non-Domestic | =SUM(x1): 9.881%; =SUM(x2): 69.43%; =SUM(x3): 20.69%
LV Network Domestic | =SUM(x1): 100%; =SUM(x2): 0%; =SUM(x3): 0%
LV Network Non-Domestic Non-CT | =SUM(x1): 100%; =SUM(x2): 0%; =SUM(x3): 0%
LV HH Metered | =SUM(x1): 100%; =SUM(x2): 0%; =SUM(x3): 0%
LV Sub HH Metered | =SUM(x1): 100%; =SUM(x2): 0%; =SUM(x3): 0%
HV HH Metered | =SUM(x1): 100%; =SUM(x2): 0%; =SUM(x3): 0%
LV Generation Non-Intermittent | =SUM(x1): 100%; =SUM(x2): 0%; =SUM(x3): 0%
LV Sub Generation Non-Intermittent | =SUM(x1): 100%; =SUM(x2): 0%; =SUM(x3): 0%
HV Generation Non-Intermittent | =SUM(x1): 100%; =SUM(x2): 0%; =SUM(x3): 0%
2404. Normalisation of split of rate 2 units by time band
Data sources:
x1 = 1062. Average split of rate 2 units by distribution time band
x2 = Total split (in Normalisation of split of rate 2 units by time band)
x3 = 2401. Annual hours by distribution time band (reconciled to days in year) (in Adjust annual hours by distribution time band to match days in year)
x4 = 1010. Days in the charging year (in Financial and general assumptions)
Kind: | =SUM(x1): Cell summation; =SUM(x2): Calculation
Formula: | =SUM(x1): =SUM(x1); =SUM(x2): =IF(x2,x1/x2,x3/x4/24)
Normalised split of rate 2 units by distribution time band
| Total split | Red | Amber | Green
Domestic Two Rate | 100% | 0% | 2.97% | 97.03%
Small Non Domestic Two Rate | 100% | 0% | 6.097% | 93.9%
LV Medium Non-Domestic | 100% | 0% | 0.6029% | 99.4%
LV Sub Medium Non-Domestic | 100% | 0% | 0.17% | 99.83%
HV Medium Non-Domestic | 100% | 0% | 0% | 100%
2405. Split of rate 2 units between distribution time bands
Data sources:
x1 = 2404. Normalised split of rate 2 units by distribution time band (in Normalisation of split of rate 2 units by time band)
x2 = Split of rate 2 units between distribution time bands (default)
Combine tables = x1 or x2
| Red | Amber | Green
Domestic Two Rate | =SUM(x1): 0%; =SUM(x2): 2.97%; =SUM(x3): 97.03%
Small Non Domestic Two Rate | =SUM(x1): 0%; =SUM(x2): 6.097%; =SUM(x3): 93.9%
LV Medium Non-Domestic | =SUM(x1): 0%; =SUM(x2): 0.6029%; =SUM(x3): 99.4%
LV Sub Medium Non-Domestic | =SUM(x1): 0%; =SUM(x2): 0.17%; =SUM(x3): 99.83%
HV Medium Non-Domestic | =SUM(x1): 0%; =SUM(x2): 0%; =SUM(x3): 100%
LV Network Domestic | =SUM(x1): 0%; =SUM(x2): 100%; =SUM(x3): 0%
LV Network Non-Domestic Non-CT | =SUM(x1): 0%; =SUM(x2): 100%; =SUM(x3): 0%
LV HH Metered | =SUM(x1): 0%; =SUM(x2): 100%; =SUM(x3): 0%
LV Sub HH Metered | =SUM(x1): 0%; =SUM(x2): 100%; =SUM(x3): 0%
HV HH Metered | =SUM(x1): 0%; =SUM(x2): 100%; =SUM(x3): 0%
LV Generation Non-Intermittent | =SUM(x1): 0%; =SUM(x2): 100%; =SUM(x3): 0%
LV Sub Generation Non-Intermittent | =SUM(x1): 0%; =SUM(x2): 100%; =SUM(x3): 0%
HV Generation Non-Intermittent | =SUM(x1): 0%; =SUM(x2): 100%; =SUM(x3): 0%
2406. Split of rate 3 units between distribution time bands (default)
| Red | Amber | Green
LV Network Domestic | =SUM(x1): 0%; =SUM(x2): 0%; =SUM(x3): 100%
LV Network Non-Domestic Non-CT | =SUM(x1): 0%; =SUM(x2): 0%; =SUM(x3): 100%
LV HH Metered | =SUM(x1): 0%; =SUM(x2): 0%; =SUM(x3): 100%
LV Sub HH Metered | =SUM(x1): 0%; =SUM(x2): 0%; =SUM(x3): 100%
HV HH Metered | =SUM(x1): 0%; =SUM(x2): 0%; =SUM(x3): 100%
LV Generation Non-Intermittent | =SUM(x1): 0%; =SUM(x2): 0%; =SUM(x3): 100%
LV Sub Generation Non-Intermittent | =SUM(x1): 0%; =SUM(x2): 0%; =SUM(x3): 100%
HV Generation Non-Intermittent | =SUM(x1): 0%; =SUM(x2): 0%; =SUM(x3): 100%
2407. All units (MWh)
Data sources:
x1 = 2305. Rate 1 units (MWh) (in Equivalent volume for each end user)
x2 = 2305. Rate 2 units (MWh) (in Equivalent volume for each end user)
x3 = 2305. Rate 3 units (MWh) (in Equivalent volume for each end user)
Calculation =x1+x2+x3
All units (MWh)
Domestic Unrestricted | =SUM(x1): 3179399.5934
Domestic Two Rate | =SUM(x1): 341358.8866
Domestic Off Peak (related MPAN) | =SUM(x1): 3470.0405
Small Non Domestic Unrestricted | =SUM(x1): 810845.0618
Small Non Domestic Two Rate | =SUM(x1): 297926.8231
Small Non Domestic Off Peak (related MPAN) | =SUM(x1): 2151.0803
LV Medium Non-Domestic | =SUM(x1): 0
LV Sub Medium Non-Domestic | =SUM(x1): 0
HV Medium Non-Domestic | =SUM(x1): 0
LV Network Domestic | =SUM(x1): 0
LV Network Non-Domestic Non-CT | =SUM(x1): 180632.5171
LV HH Metered | =SUM(x1): 1523788.4937
LV Sub HH Metered | =SUM(x1): 24853.1183
HV HH Metered | =SUM(x1): 1935944.9981
NHH UMS category A | =SUM(x1): 6769.848
NHH UMS category B | =SUM(x1): 5754.3632
NHH UMS category C | =SUM(x1): 344.569
NHH UMS category D | =SUM(x1): 0
LV UMS (Pseudo HH Metered) | =SUM(x1): 137660.4813
LV Generation NHH or Aggregate HH | =SUM(x1): 1533.5876
LV Sub Generation NHH | =SUM(x1): 0
LV Generation Intermittent | =SUM(x1): 23859.0686
LV Generation Non-Intermittent | =SUM(x1): 2781.3703
LV Sub Generation Intermittent | =SUM(x1): 181.4497
LV Sub Generation Non-Intermittent | =SUM(x1): 0
HV Generation Intermittent | =SUM(x1): 119985.507
HV Generation Non-Intermittent | =SUM(x1): 150179.9562
2408. Calculation of implied load coefficients for one-rate users
Data sources:
x1 = 2407. All units (MWh)
x2 = 2305. Rate 1 units (MWh) (in Equivalent volume for each end user)
x3 = 2403. Split of rate 1 units between distribution time bands
x4 = 2401. Annual hours by distribution time band (reconciled to days in year) (in Adjust annual hours by distribution time band to match days in year)
x5 = Use of distribution time bands by units in demand forecast for one-rate tariffs (in Calculation of implied load coefficients for one-rate users)
x6 = 1010. Days in the charging year (in Financial and general assumptions)
Kind: | =SUM(x1): Calculation; =SUM(x4): Calculation
Formula: | =SUM(x1): =IF(x1>0,(x2*x3)/x1,0); =SUM(x4): =IF(x4>0,x5*x6*24/x4,0)
Use of distribution time bands by units in demand forecast for one-rate tariffs
| Red | Amber | Green | Peak band load coefficient for one-rate tariffs
Domestic Unrestricted | 11.27% | 50.37% | 38.37% | 1.5127
Small Non Domestic Unrestricted | 7.129% | 58.17% | 34.7% | 0.95713
2409. Calculation of implied load coefficients for two-rate users
Data sources:
x1 = 2407. All units (MWh)
x2 = 2305. Rate 1 units (MWh) (in Equivalent volume for each end user)
x3 = 2403. Split of rate 1 units between distribution time bands
x4 = 2305. Rate 2 units (MWh) (in Equivalent volume for each end user)
x5 = 2405. Split of rate 2 units between distribution time bands
x6 = 2401. Annual hours by distribution time band (reconciled to days in year) (in Adjust annual hours by distribution time band to match days in year)
x7 = Use of distribution time bands by units in demand forecast for two-rate tariffs (in Calculation of implied load coefficients for two-rate users)
x8 = 1010. Days in the charging year (in Financial and general assumptions)
Kind: | =SUM(x1): Calculation; =SUM(x4): Calculation
Formula: | =SUM(x1): =IF(x1>0,(x2*x3+x4*x5)/x1,0); =SUM(x4): =IF(x6>0,x7*x8*24/x6,0)
Use of distribution time bands by units in demand forecast for two-rate tariffs
| Red | Amber | Green | Peak band load coefficient for two-rate tariffs
Domestic Two Rate | 6.48% | 29.97% | 63.55% | 0.87
Small Non Domestic Two Rate | 6.876% | 47.86% | 45.27% | 0.9231
LV Medium Non-Domestic | 0% | 0% | 0% | 0
LV Sub Medium Non-Domestic | 0% | 0% | 0% | 0
HV Medium Non-Domestic | 0% | 0% | 0% | 0
2410. Calculation of implied load coefficients for three-rate users
Data sources:
x1 = 2407. All units (MWh)
x2 = 2305. Rate 1 units (MWh) (in Equivalent volume for each end user)
x3 = 2403. Split of rate 1 units between distribution time bands
x4 = 2305. Rate 2 units (MWh) (in Equivalent volume for each end user)
x5 = 2405. Split of rate 2 units between distribution time bands
x6 = 2305. Rate 3 units (MWh) (in Equivalent volume for each end user)
x7 = 2406. Split of rate 3 units between distribution time bands (default)
x8 = 2401. Annual hours by distribution time band (reconciled to days in year) (in Adjust annual hours by distribution time band to match days in year)
x9 = Use of distribution time bands by units in demand forecast for three-rate tariffs (in Calculation of implied load coefficients for three-rate users)
x10 = 1010. Days in the charging year (in Financial and general assumptions)
Kind: | =SUM(x1): Calculation; =SUM(x4): Calculation
Formula: | =SUM(x1): =IF(x1>0,(x2*x3+x4*x5+x6*x7)/x1,0); =SUM(x4): =IF(x8>0,x9*x10*24/x8,0)
Use of distribution time bands by units in demand forecast for three-rate tariffs
| Red | Amber | Green | Peak band load coefficient for three-rate tariffs
LV Network Domestic | 0% | 0% | 0% | 0
LV Network Non-Domestic Non-CT | 7.997% | 52.44% | 39.56% | 1.0736
LV HH Metered | 8.201% | 52.53% | 39.27% | 1.101
LV Sub HH Metered | 8.516% | 52.13% | 39.35% | 1.1433
HV HH Metered | 7.799% | 47.63% | 44.58% | 1.0471
2411. Calculation of adjusted time band load coefficients
Data sources:
x1 = 2408. Peak band load coefficient for one-rate tariffs (in Calculation of implied load coefficients for one-rate users)
x2 = 2409. Peak band load coefficient for two-rate tariffs (in Calculation of implied load coefficients for two-rate users)
x3 = 2410. Peak band load coefficient for three-rate tariffs (in Calculation of implied load coefficients for three-rate users)
x4 = Peak band load coefficient (in Calculation of adjusted time band load coefficients)
x5 = 2302. Load coefficient
Kind: | =SUM(x1): Combine tables; =SUM(x2): Calculation
Formula: | =SUM(x1): = x1 or x2 or x3; =SUM(x2): =IF(x4<>0,x5/x4,IF(x5<0,-1,1))
| Peak band load coefficient | Load coefficient correction factor (kW at peak in band / band average kW)
Domestic Unrestricted | =SUM(x1): 1.5127; =SUM(x2): 1.3154
Domestic Two Rate | =SUM(x1): 0.87; =SUM(x2): 1.3704
Domestic Off Peak (related MPAN) | bar: =SUM(x1) to =SUM(x2)
Small Non Domestic Unrestricted | =SUM(x1): 0.95713; =SUM(x2): 1.5127
Small Non Domestic Two Rate | =SUM(x1): 0.9231; =SUM(x2): 1.4071
Small Non Domestic Off Peak (related MPAN) | bar: =SUM(x1) to =SUM(x2)
LV Medium Non-Domestic | =SUM(x1): 0; =SUM(x2): 1
LV Sub Medium Non-Domestic | =SUM(x1): 0; =SUM(x2): 1
HV Medium Non-Domestic | =SUM(x1): 0; =SUM(x2): 1
LV Network Domestic | =SUM(x1): 0; =SUM(x2): 1
LV Network Non-Domestic Non-CT | =SUM(x1): 1.0736; =SUM(x2): 1.3203
LV HH Metered | =SUM(x1): 1.101; =SUM(x2): 1.1706
LV Sub HH Metered | =SUM(x1): 1.1433; =SUM(x2): 1.1273
HV HH Metered | =SUM(x1): 1.0471; =SUM(x2): 1.0892
LV Generation Non-Intermittent | bar: =SUM(x1) to =SUM(x2)
LV Sub Generation Non-Intermittent | bar: =SUM(x1) to =SUM(x2)
HV Generation Non-Intermittent | bar: =SUM(x1) to =SUM(x2)
2412. Normalisation of peaking probabilities
Data sources:
x1 = 1069. Red, amber and green peaking probabilities (in Peaking probabilities by network level)
x2 = Total probability (should be 100%) (in Normalisation of peaking probabilities)
x3 = 1068. Typical annual hours by distribution time band
x4 = 2401. Total hours in the year according to time band hours input data (in Adjust annual hours by distribution time band to match days in year)
Kind: | =SUM(x1): Cell summation; =SUM(x2): Calculation
Formula: | =SUM(x1): =SUM(x1); =SUM(x2): =IF(x2,x1/x2,x3/x4)
Normalised peaking probabilities
| Total probability (should be 100%) | Red | Amber | Green
GSPs | 100% | 56.76% | 42.87% | 0.3696%
132kV | 100% | 64.3% | 29.68% | 6.029%
132kV/EHV | 100% | 64.3% | 29.68% | 6.029%
EHV | 100% | 52.99% | 38.96% | 8.043%
EHV/HV | 100% | 52.99% | 38.96% | 8.043%
132kV/HV | 100% | 64.3% | 29.68% | 6.029%
HV | 100% | 52.99% | 38.96% | 8.043%
HV/LV | 100% | 52.99% | 38.96% | 8.043%
LV circuits | 100% | 52.99% | 38.96% | 8.043%
2413. Peaking probabilities by network level (reshaped)
Data sources:
x1 = 2412. Normalised peaking probabilities (in Normalisation of peaking probabilities)
Reshape table = x1
| GSPs | Red | Amber | Green | 132kV | Red | Amber | Green | 132kV/EHV | Red | Amber | Green | EHV | Red | Amber | Green | EHV/HV | Red | Amber | Green | 132kV/HV | Red | Amber | Green | HV | Red | Amber | Green | HV/LV | Red | Amber | Green | LV circuits | Red | Amber | Green
Probability of peak within timeband |  | 56.76% | 42.87% | 0.3696% |  | 64.3% | 29.68% | 6.029% |  | 64.3% | 29.68% | 6.029% |  | 52.99% | 38.96% | 8.043% |  | 52.99% | 38.96% | 8.043% |  | 64.3% | 29.68% | 6.029% |  | 52.99% | 38.96% | 8.043% |  | 52.99% | 38.96% | 8.043% |  | 52.99% | 38.96% | 8.043%
2414. Pseudo load coefficient by time band and network level
Data sources:
x1 = 2401. Annual hours by distribution time band (reconciled to days in year) (in Adjust annual hours by distribution time band to match days in year)
x2 = 2411. Load coefficient correction factor (kW at peak in band / band average kW) (in Calculation of adjusted time band load coefficients)
x3 = 2413. Peaking probabilities by network level (reshaped)
x4 = 1010. Days in the charging year (in Financial and general assumptions)
Calculation =IF(x1>0,x2*x3*24*x4/x1,0)
| GSPs | Red | Amber | Green | 132kV | Red | Amber | Green | 132kV/EHV | Red | Amber | Green | EHV | Red | Amber | Green | EHV/HV | Red | Amber | Green | 132kV/HV | Red | Amber | Green | HV | Red | Amber | Green | HV/LV | Red | Amber | Green | LV circuits | Red | Amber | Green
Domestic Unrestricted |  | 10.0241 | 1.3151 | 0.009786 |  | 11.3544 | 0.91042 | 0.15964 |  | 11.3544 | 0.91042 | 0.15964 |  | 9.3586 | 1.1953 | 0.21298 |  | 9.3586 | 1.1953 | 0.21298 |  | 11.3544 | 0.91042 | 0.15964 |  | 9.3586 | 1.1953 | 0.21298 |  | 9.3586 | 1.1953 | 0.21298 |  | 9.3586 | 1.1953 | 0.21298
Domestic Two Rate |  | 10.4429 | 1.3701 | 0.010195 |  | 11.8288 | 0.94846 | 0.16631 |  | 11.8288 | 0.94846 | 0.16631 |  | 9.7496 | 1.2453 | 0.22188 |  | 9.7496 | 1.2453 | 0.22188 |  | 11.8288 | 0.94846 | 0.16631 |  | 9.7496 | 1.2453 | 0.22188 |  | 9.7496 | 1.2453 | 0.22188 |  | 9.7496 | 1.2453 | 0.22188
Domestic Off Peak (related MPAN) |  | 7.6205 | 0.9998 | 0.0074395 |  | 8.6319 | 0.69212 | 0.12136 |  | 8.6319 | 0.69212 | 0.12136 |  | 7.1146 | 0.90872 | 0.16191 |  | 7.1146 | 0.90872 | 0.16191 |  | 8.6319 | 0.69212 | 0.12136 |  | 7.1146 | 0.90872 | 0.16191 |  | 7.1146 | 0.90872 | 0.16191 |  | 7.1146 | 0.90872 | 0.16191
Small Non Domestic Unrestricted |  | 11.5277 | 1.5124 | 0.011254 |  | 13.0576 | 1.047 | 0.18359 |  | 13.0576 | 1.047 | 0.18359 |  | 10.7624 | 1.3746 | 0.24493 |  | 10.7624 | 1.3746 | 0.24493 |  | 13.0576 | 1.047 | 0.18359 |  | 10.7624 | 1.3746 | 0.24493 |  | 10.7624 | 1.3746 | 0.24493 |  | 10.7624 | 1.3746 | 0.24493
Small Non Domestic Two Rate |  | 10.7232 | 1.4069 | 0.010469 |  | 12.1463 | 0.97391 | 0.17077 |  | 12.1463 | 0.97391 | 0.17077 |  | 10.0113 | 1.2787 | 0.22783 |  | 10.0113 | 1.2787 | 0.22783 |  | 12.1463 | 0.97391 | 0.17077 |  | 10.0113 | 1.2787 | 0.22783 |  | 10.0113 | 1.2787 | 0.22783 |  | 10.0113 | 1.2787 | 0.22783
Small Non Domestic Off Peak (related MPAN) |  | 7.6205 | 0.9998 | 0.0074395 |  | 8.6319 | 0.69212 | 0.12136 |  | 8.6319 | 0.69212 | 0.12136 |  | 7.1146 | 0.90872 | 0.16191 |  | 7.1146 | 0.90872 | 0.16191 |  | 8.6319 | 0.69212 | 0.12136 |  | 7.1146 | 0.90872 | 0.16191 |  | 7.1146 | 0.90872 | 0.16191 |  | 7.1146 | 0.90872 | 0.16191
LV Medium Non-Domestic |  | 7.6205 | 0.9998 | 0.0074395 |  | 8.6319 | 0.69212 | 0.12136 |  | 8.6319 | 0.69212 | 0.12136 |  | 7.1146 | 0.90872 | 0.16191 |  | 7.1146 | 0.90872 | 0.16191 |  | 8.6319 | 0.69212 | 0.12136 |  | 7.1146 | 0.90872 | 0.16191 |  | 7.1146 | 0.90872 | 0.16191 |  | 7.1146 | 0.90872 | 0.16191
LV Sub Medium Non-Domestic |  | 7.6205 | 0.9998 | 0.0074395 |  | 8.6319 | 0.69212 | 0.12136 |  | 8.6319 | 0.69212 | 0.12136 |  | 7.1146 | 0.90872 | 0.16191 |  | 7.1146 | 0.90872 | 0.16191 |  | 8.6319 | 0.69212 | 0.12136 |  | 7.1146 | 0.90872 | 0.16191 |  | 7.1146 | 0.90872 | 0.16191 |  | 7.1146 | 0.90872 | 0.16191
HV Medium Non-Domestic |  | 7.6205 | 0.9998 | 0.0074395 |  | 8.6319 | 0.69212 | 0.12136 |  | 8.6319 | 0.69212 | 0.12136 |  | 7.1146 | 0.90872 | 0.16191 |  | 7.1146 | 0.90872 | 0.16191 |  | 8.6319 | 0.69212 | 0.12136 |  | 7.1146 | 0.90872 | 0.16191 |  | 7.1146 | 0.90872 | 0.16191 |  | 7.1146 | 0.90872 | 0.16191
LV Network Domestic |  | 7.6205 | 0.9998 | 0.0074395 |  | 8.6319 | 0.69212 | 0.12136 |  | 8.6319 | 0.69212 | 0.12136 |  | 7.1146 | 0.90872 | 0.16191 |  | 7.1146 | 0.90872 | 0.16191 |  | 8.6319 | 0.69212 | 0.12136 |  | 7.1146 | 0.90872 | 0.16191 |  | 7.1146 | 0.90872 | 0.16191 |  | 7.1146 | 0.90872 | 0.16191
LV Network Non-Domestic Non-CT |  | 10.0611 | 1.32 | 0.0098222 |  | 11.3964 | 0.91378 | 0.16023 |  | 11.3964 | 0.91378 | 0.16023 |  | 9.3932 | 1.1998 | 0.21377 |  | 9.3932 | 1.1998 | 0.21377 |  | 11.3964 | 0.91378 | 0.16023 |  | 9.3932 | 1.1998 | 0.21377 |  | 9.3932 | 1.1998 | 0.21377 |  | 9.3932 | 1.1998 | 0.21377
LV HH Metered |  | 8.9207 | 1.1704 | 0.0087089 |  | 10.1046 | 0.81021 | 0.14207 |  | 10.1046 | 0.81021 | 0.14207 |  | 8.3285 | 1.0638 | 0.18954 |  | 8.3285 | 1.0638 | 0.18954 |  | 10.1046 | 0.81021 | 0.14207 |  | 8.3285 | 1.0638 | 0.18954 |  | 8.3285 | 1.0638 | 0.18954 |  | 8.3285 | 1.0638 | 0.18954
LV Sub HH Metered |  | 8.5907 | 1.1271 | 0.0083867 |  | 9.7308 | 0.78023 | 0.13681 |  | 9.7308 | 0.78023 | 0.13681 |  | 8.0204 | 1.0244 | 0.18252 |  | 8.0204 | 1.0244 | 0.18252 |  | 9.7308 | 0.78023 | 0.13681 |  | 8.0204 | 1.0244 | 0.18252 |  | 8.0204 | 1.0244 | 0.18252 |  | 8.0204 | 1.0244 | 0.18252
HV HH Metered |  | 8.3006 | 1.089 | 0.0081035 |  | 9.4022 | 0.75389 | 0.13219 |  | 9.4022 | 0.75389 | 0.13219 |  | 7.7496 | 0.98982 | 0.17636 |  | 7.7496 | 0.98982 | 0.17636 |  | 9.4022 | 0.75389 | 0.13219 |  | 7.7496 | 0.98982 | 0.17636 |  | 7.7496 | 0.98982 | 0.17636 |  | 7.7496 | 0.98982 | 0.17636
LV Generation Non-Intermittent |  | -7.6205 | -0.9998 | -0.0074395 |  | -8.6319 | -0.69212 | -0.12136 |  | -8.6319 | -0.69212 | -0.12136 |  | -7.1146 | -0.90872 | -0.16191 |  | -7.1146 | -0.90872 | -0.16191 |  | -8.6319 | -0.69212 | -0.12136 |  | -7.1146 | -0.90872 | -0.16191 |  | -7.1146 | -0.90872 | -0.16191 |  | -7.1146 | -0.90872 | -0.16191
LV Sub Generation Non-Intermittent |  | -7.6205 | -0.9998 | -0.0074395 |  | -8.6319 | -0.69212 | -0.12136 |  | -8.6319 | -0.69212 | -0.12136 |  | -7.1146 | -0.90872 | -0.16191 |  | -7.1146 | -0.90872 | -0.16191 |  | -8.6319 | -0.69212 | -0.12136 |  | -7.1146 | -0.90872 | -0.16191 |  | -7.1146 | -0.90872 | -0.16191 |  | -7.1146 | -0.90872 | -0.16191
HV Generation Non-Intermittent |  | -7.6205 | -0.9998 | -0.0074395 |  | -8.6319 | -0.69212 | -0.12136 |  | -8.6319 | -0.69212 | -0.12136 |  | -7.1146 | -0.90872 | -0.16191 |  | -7.1146 | -0.90872 | -0.16191 |  | -8.6319 | -0.69212 | -0.12136 |  | -7.1146 | -0.90872 | -0.16191 |  | -7.1146 | -0.90872 | -0.16191 |  | -7.1146 | -0.90872 | -0.16191
2415. Single rate non half hourly pseudo timeband load coefficients
Data sources:
x1 = 2414. Pseudo load coefficient by time band and network level
Copy cells = x1
| GSPs | Red | Amber | Green | 132kV | Red | Amber | Green | 132kV/EHV | Red | Amber | Green | EHV | Red | Amber | Green | EHV/HV | Red | Amber | Green | 132kV/HV | Red | Amber | Green | HV | Red | Amber | Green | HV/LV | Red | Amber | Green | LV circuits | Red | Amber | Green
Domestic Unrestricted |  | 10.0241 | 1.3151 | 0.009786 |  | 11.3544 | 0.91042 | 0.15964 |  | 11.3544 | 0.91042 | 0.15964 |  | 9.3586 | 1.1953 | 0.21298 |  | 9.3586 | 1.1953 | 0.21298 |  | 11.3544 | 0.91042 | 0.15964 |  | 9.3586 | 1.1953 | 0.21298 |  | 9.3586 | 1.1953 | 0.21298 |  | 9.3586 | 1.1953 | 0.21298
Small Non Domestic Unrestricted |  | 11.5277 | 1.5124 | 0.011254 |  | 13.0576 | 1.047 | 0.18359 |  | 13.0576 | 1.047 | 0.18359 |  | 10.7624 | 1.3746 | 0.24493 |  | 10.7624 | 1.3746 | 0.24493 |  | 13.0576 | 1.047 | 0.18359 |  | 10.7624 | 1.3746 | 0.24493 |  | 10.7624 | 1.3746 | 0.24493 |  | 10.7624 | 1.3746 | 0.24493
2416. Single rate non half hourly units (MWh)
Data sources:
x1 = 2407. All units (MWh)
Copy cells = x1
Single rate non half hourly units (MWh)
Domestic Unrestricted | =SUM(x1): 3179399.5934
Small Non Domestic Unrestricted | =SUM(x1): 810845.0618
2417. Single rate non half hourly timeband use
Data sources:
x1 = 2403. Split of rate 1 units between distribution time bands
Copy cells = x1
| Red | Amber | Green
Domestic Unrestricted | =SUM(x1): 11.27%; =SUM(x2): 50.37%; =SUM(x3): 38.37%
Small Non Domestic Unrestricted | =SUM(x1): 7.129%; =SUM(x2): 58.17%; =SUM(x3): 34.7%
2418. Single rate non half hourly tariff pseudo load coefficient
Data sources:
x1 = 2415. Single rate non half hourly pseudo timeband load coefficients
x2 = 2417. Single rate non half hourly timeband use
Sum-product calculation =SUMPRODUCT(x1, x2)
| GSPs | 132kV | 132kV/EHV | EHV | EHV/HV | 132kV/HV | HV | HV/LV | LV circuits
Domestic Unrestricted | 1.7956 | 1.7991 | 1.7991 | 1.7382 | 1.7382 | 1.7991 | 1.7382 | 1.7382 | 1.7382
Small Non Domestic Unrestricted | 1.7055 | 1.6036 | 1.6036 | 1.6519 | 1.6519 | 1.6036 | 1.6519 | 1.6519 | 1.6519
2419. Multi rate non half hourly units (MWh)
Data sources:
x1 = 2407. All units (MWh)
Copy cells = x1
Multi rate non half hourly units (MWh)
Domestic Two Rate | =SUM(x1): 341358.8866
Small Non Domestic Two Rate | =SUM(x1): 297926.8231
2420. Multi rate non half hourly pseudo timeband load coefficients
Data sources:
x1 = 2414. Pseudo load coefficient by time band and network level
Copy cells = x1
| GSPs | Red | Amber | Green | 132kV | Red | Amber | Green | 132kV/EHV | Red | Amber | Green | EHV | Red | Amber | Green | EHV/HV | Red | Amber | Green | 132kV/HV | Red | Amber | Green | HV | Red | Amber | Green | HV/LV | Red | Amber | Green | LV circuits | Red | Amber | Green
Domestic Two Rate |  | 10.4429 | 1.3701 | 0.010195 |  | 11.8288 | 0.94846 | 0.16631 |  | 11.8288 | 0.94846 | 0.16631 |  | 9.7496 | 1.2453 | 0.22188 |  | 9.7496 | 1.2453 | 0.22188 |  | 11.8288 | 0.94846 | 0.16631 |  | 9.7496 | 1.2453 | 0.22188 |  | 9.7496 | 1.2453 | 0.22188 |  | 9.7496 | 1.2453 | 0.22188
Small Non Domestic Two Rate |  | 10.7232 | 1.4069 | 0.010469 |  | 12.1463 | 0.97391 | 0.17077 |  | 12.1463 | 0.97391 | 0.17077 |  | 10.0113 | 1.2787 | 0.22783 |  | 10.0113 | 1.2787 | 0.22783 |  | 12.1463 | 0.97391 | 0.17077 |  | 10.0113 | 1.2787 | 0.22783 |  | 10.0113 | 1.2787 | 0.22783 |  | 10.0113 | 1.2787 | 0.22783
2421. Multi rate non half hourly timeband use
Data sources:
x1 = 2409. Use of distribution time bands by units in demand forecast for two-rate tariffs (in Calculation of implied load coefficients for two-rate users)
Copy cells = x1
| Red | Amber | Green
Domestic Two Rate | =SUM(x1): 6.48%; =SUM(x2): 29.97%; =SUM(x3): 63.55%
Small Non Domestic Two Rate | =SUM(x1): 6.876%; =SUM(x2): 47.86%; =SUM(x3): 45.27%
2422. Multi rate non half hourly tariff pseudo load coefficient
Data sources:
x1 = 2420. Multi rate non half hourly pseudo timeband load coefficients
x2 = 2421. Multi rate non half hourly timeband use
Sum-product calculation =SUMPRODUCT(x1, x2)
| GSPs | 132kV | 132kV/EHV | EHV | EHV/HV | 132kV/HV | HV | HV/LV | LV circuits
Domestic Two Rate | 1.0938 | 1.1565 | 1.1565 | 1.146 | 1.146 | 1.1565 | 1.146 | 1.146 | 1.146
Small Non Domestic Two Rate | 1.4153 | 1.3785 | 1.3785 | 1.4034 | 1.4034 | 1.3785 | 1.4034 | 1.4034 | 1.4034
2423. Off-peak non half hourly units (MWh)
Data sources:
x1 = 2407. All units (MWh)
Copy cells = x1
Off-peak non half hourly units (MWh)
Domestic Off Peak (related MPAN) | =SUM(x1): 3470.0405
Small Non Domestic Off Peak (related MPAN) | =SUM(x1): 2151.0803
2424. Off-peak non half hourly pseudo timeband load coefficients
Data sources:
x1 = 2414. Pseudo load coefficient by time band and network level
Copy cells = x1
| GSPs | Red | Amber | Green | 132kV | Red | Amber | Green | 132kV/EHV | Red | Amber | Green | EHV | Red | Amber | Green | EHV/HV | Red | Amber | Green | 132kV/HV | Red | Amber | Green | HV | Red | Amber | Green | HV/LV | Red | Amber | Green | LV circuits | Red | Amber | Green
Domestic Off Peak (related MPAN) |  | 7.6205 | 0.9998 | 0.0074395 |  | 8.6319 | 0.69212 | 0.12136 |  | 8.6319 | 0.69212 | 0.12136 |  | 7.1146 | 0.90872 | 0.16191 |  | 7.1146 | 0.90872 | 0.16191 |  | 8.6319 | 0.69212 | 0.12136 |  | 7.1146 | 0.90872 | 0.16191 |  | 7.1146 | 0.90872 | 0.16191 |  | 7.1146 | 0.90872 | 0.16191
Small Non Domestic Off Peak (related MPAN) |  | 7.6205 | 0.9998 | 0.0074395 |  | 8.6319 | 0.69212 | 0.12136 |  | 8.6319 | 0.69212 | 0.12136 |  | 7.1146 | 0.90872 | 0.16191 |  | 7.1146 | 0.90872 | 0.16191 |  | 8.6319 | 0.69212 | 0.12136 |  | 7.1146 | 0.90872 | 0.16191 |  | 7.1146 | 0.90872 | 0.16191 |  | 7.1146 | 0.90872 | 0.16191
2425. Off-peak non half hourly timeband use
Data sources:
x1 = 2403. Split of rate 1 units between distribution time bands
Copy cells = x1
| Red | Amber | Green
Domestic Off Peak (related MPAN) | =SUM(x1): 0.0002309%; =SUM(x2): 17.04%; =SUM(x3): 82.95%
Small Non Domestic Off Peak (related MPAN) | =SUM(x1): 0.01495%; =SUM(x2): 17.55%; =SUM(x3): 82.43%
2426. Off-peak non half hourly tariff pseudo load coefficient
Data sources:
x1 = 2424. Off-peak non half hourly pseudo timeband load coefficients
x2 = 2425. Off-peak non half hourly timeband use
Sum-product calculation =SUMPRODUCT(x1, x2)
| GSPs | 132kV | 132kV/EHV | EHV | EHV/HV | 132kV/HV | HV | HV/LV | LV circuits
Domestic Off Peak (related MPAN) | 0.1766 | 0.21867 | 0.21867 | 0.28922 | 0.28922 | 0.21867 | 0.28922 | 0.28922 | 0.28922
Small Non Domestic Off Peak (related MPAN) | 0.18276 | 0.22282 | 0.22282 | 0.29403 | 0.29403 | 0.22282 | 0.29403 | 0.29403 | 0.29403
2427. Aggregated half hourly units (MWh)
Data sources:
x1 = 2407. All units (MWh)
Copy cells = x1
Aggregated half hourly units (MWh)
LV Network Domestic | =SUM(x1): 0
LV Network Non-Domestic Non-CT | =SUM(x1): 180632.5171
2428. Aggregated half hourly pseudo timeband load coefficients
Data sources:
x1 = 2414. Pseudo load coefficient by time band and network level
Copy cells = x1
| GSPs | Red | Amber | Green | 132kV | Red | Amber | Green | 132kV/EHV | Red | Amber | Green | EHV | Red | Amber | Green | EHV/HV | Red | Amber | Green | 132kV/HV | Red | Amber | Green | HV | Red | Amber | Green | HV/LV | Red | Amber | Green | LV circuits | Red | Amber | Green
LV Network Domestic |  | 7.6205 | 0.9998 | 0.0074395 |  | 8.6319 | 0.69212 | 0.12136 |  | 8.6319 | 0.69212 | 0.12136 |  | 7.1146 | 0.90872 | 0.16191 |  | 7.1146 | 0.90872 | 0.16191 |  | 8.6319 | 0.69212 | 0.12136 |  | 7.1146 | 0.90872 | 0.16191 |  | 7.1146 | 0.90872 | 0.16191 |  | 7.1146 | 0.90872 | 0.16191
LV Network Non-Domestic Non-CT |  | 10.0611 | 1.32 | 0.0098222 |  | 11.3964 | 0.91378 | 0.16023 |  | 11.3964 | 0.91378 | 0.16023 |  | 9.3932 | 1.1998 | 0.21377 |  | 9.3932 | 1.1998 | 0.21377 |  | 11.3964 | 0.91378 | 0.16023 |  | 9.3932 | 1.1998 | 0.21377 |  | 9.3932 | 1.1998 | 0.21377 |  | 9.3932 | 1.1998 | 0.21377
2429. Aggregated half hourly timeband use
Data sources:
x1 = 2410. Use of distribution time bands by units in demand forecast for three-rate tariffs (in Calculation of implied load coefficients for three-rate users)
Copy cells = x1
| Red | Amber | Green
LV Network Domestic | bar: =SUM(x1) to =SUM(x3)
LV Network Non-Domestic Non-CT | =SUM(x1): 7.997%; =SUM(x2): 52.44%; =SUM(x3): 39.56%
2430. Aggregated half hourly tariff pseudo load coefficient
Data sources:
x1 = 2428. Aggregated half hourly pseudo timeband load coefficients
x2 = 2429. Aggregated half hourly timeband use
Sum-product calculation =SUMPRODUCT(x1, x2)
| GSPs | 132kV | 132kV/EHV | EHV | EHV/HV | 132kV/HV | HV | HV/LV | LV circuits
LV Network Domestic | 0 | 0 | 0 | 0 | 0 | 0 | 0 | 0 | 0
LV Network Non-Domestic Non-CT | 1.5006 | 1.4539 | 1.4539 | 1.4649 | 1.4649 | 1.4539 | 1.4649 | 1.4649 | 1.4649
2431. Average non half hourly tariff pseudo load coefficient
Data sources:
x1 = 2416. Single rate non half hourly units (MWh)
x2 = 2418. Single rate non half hourly tariff pseudo load coefficient
x3 = 2419. Multi rate non half hourly units (MWh)
x4 = 2422. Multi rate non half hourly tariff pseudo load coefficient
x5 = 2423. Off-peak non half hourly units (MWh)
x6 = 2426. Off-peak non half hourly tariff pseudo load coefficient
Calculation =(x1*x2+x3*x4+x5*x6)/(x1+x3+x5)
| GSPs | 132kV | 132kV/EHV | EHV | EHV/HV | 132kV/HV | HV | HV/LV | LV circuits
Domestic equalisation group | 1.726 | 1.7353 | 1.7353 | 1.6794 | 1.6794 | 1.7353 | 1.6794 | 1.6794 | 1.6794
Non-domestic equalisation group | 1.6247 | 1.5406 | 1.5406 | 1.5826 | 1.5826 | 1.5406 | 1.5826 | 1.5826 | 1.5826
2432. Average non half hourly timeband use
Data sources:
x1 = 2416. Single rate non half hourly units (MWh)
x2 = 2417. Single rate non half hourly timeband use
x3 = 2419. Multi rate non half hourly units (MWh)
x4 = 2421. Multi rate non half hourly timeband use
x5 = 2423. Off-peak non half hourly units (MWh)
x6 = 2425. Off-peak non half hourly timeband use
Calculation =(x1*x2+x3*x4+x5*x6)/(x1+x3+x5)
| Red | Amber | Green
LV Network Domestic | =SUM(x1): 10.79%; =SUM(x2): 48.36%; =SUM(x3): 40.85%
LV Network Non-Domestic Non-CT | =SUM(x1): 7.048%; =SUM(x2): 55.32%; =SUM(x3): 37.63%
2433. Aggregated half hourly tariff pseudo load coefficient using average non half hourly unit mix
Data sources:
x1 = 2428. Aggregated half hourly pseudo timeband load coefficients
x2 = 2432. Average non half hourly timeband use
Sum-product calculation =SUMPRODUCT(x1, x2)
| GSPs | 132kV | 132kV/EHV | EHV | EHV/HV | 132kV/HV | HV | HV/LV | LV circuits
LV Network Domestic | 1.309 | 1.3159 | 1.3159 | 1.2734 | 1.2734 | 1.3159 | 1.2734 | 1.2734 | 1.2734
LV Network Non-Domestic Non-CT | 1.443 | 1.369 | 1.369 | 1.4062 | 1.4062 | 1.369 | 1.4062 | 1.4062 | 1.4062
2434. Relative correction factor for aggregated half hourly tariff
Data sources:
x1 = 2431. Average non half hourly tariff pseudo load coefficient
x2 = 2433. Aggregated half hourly tariff pseudo load coefficient using average non half hourly unit mix
Calculation =x1/x2
| GSPs | 132kV | 132kV/EHV | EHV | EHV/HV | 132kV/HV | HV | HV/LV | LV circuits
Domestic equalisation group | 1.3186 | 1.3188 | 1.3188 | 1.3188 | 1.3188 | 1.3188 | 1.3188 | 1.3188 | 1.3188
Non-domestic equalisation group | 1.1259 | 1.1253 | 1.1253 | 1.1255 | 1.1255 | 1.1253 | 1.1255 | 1.1255 | 1.1255
2435. Correction factor for non half hourly tariffs
Data sources:
x1 = 2416. Single rate non half hourly units (MWh)
x2 = 2418. Single rate non half hourly tariff pseudo load coefficient
x3 = 2419. Multi rate non half hourly units (MWh)
x4 = 2422. Multi rate non half hourly tariff pseudo load coefficient
x5 = 2423. Off-peak non half hourly units (MWh)
x6 = 2426. Off-peak non half hourly tariff pseudo load coefficient
x7 = 2427. Aggregated half hourly units (MWh)
x8 = 2430. Aggregated half hourly tariff pseudo load coefficient
x9 = 2434. Relative correction factor for aggregated half hourly tariff
Calculation =(x1*x2+x3*x4+x5*x6+x7*x8)/(x1*x2+x3*x4+x5*x6+x7*x8*x9)
| GSPs | 132kV | 132kV/EHV | EHV | EHV/HV | 132kV/HV | HV | HV/LV | LV circuits
Domestic equalisation group | [6 empty] | 1 | 1 | 1 | bar: =SUM(x1) to =SUM(x6)
Non-domestic equalisation group | 0.98383 | 0.9836 | 0.9836 | 0.98385 | 0.98385 | 0.9836 | 0.98385 | 0.98385 | 0.98385
2436. Single rate non half hourly corrected pseudo timeband load coefficient
Data sources:
x1 = 2415. Single rate non half hourly pseudo timeband load coefficients
x2 = 2435. Correction factor for non half hourly tariffs
Calculation =x1*x2
| GSPs | Red | Amber | Green | 132kV | Red | Amber | Green | 132kV/EHV | Red | Amber | Green | EHV | Red | Amber | Green | EHV/HV | Red | Amber | Green | 132kV/HV | Red | Amber | Green | HV | Red | Amber | Green | HV/LV | Red | Amber | Green | LV circuits | Red | Amber | Green
Domestic Unrestricted |  | 10.0241 | 1.3151 | 0.009786 |  | 11.3544 | 0.91042 | 0.15964 |  | 11.3544 | 0.91042 | 0.15964 |  | 9.3586 | 1.1953 | 0.21298 |  | 9.3586 | 1.1953 | 0.21298 |  | 11.3544 | 0.91042 | 0.15964 |  | 9.3586 | 1.1953 | 0.21298 |  | 9.3586 | 1.1953 | 0.21298 |  | 9.3586 | 1.1953 | 0.21298
Small Non Domestic Unrestricted |  | 11.3412 | 1.488 | 0.011072 |  | 12.8434 | 1.0298 | 0.18057 |  | 12.8434 | 1.0298 | 0.18057 |  | 10.5886 | 1.3524 | 0.24097 |  | 10.5886 | 1.3524 | 0.24097 |  | 12.8434 | 1.0298 | 0.18057 |  | 10.5886 | 1.3524 | 0.24097 |  | 10.5886 | 1.3524 | 0.24097 |  | 10.5886 | 1.3524 | 0.24097
2437. Multi rate non half hourly corrected pseudo timeband load coefficient
Data sources:
x1 = 2420. Multi rate non half hourly pseudo timeband load coefficients
x2 = 2435. Correction factor for non half hourly tariffs
Calculation =x1*x2
| GSPs | Red | Amber | Green | 132kV | Red | Amber | Green | 132kV/EHV | Red | Amber | Green | EHV | Red | Amber | Green | EHV/HV | Red | Amber | Green | 132kV/HV | Red | Amber | Green | HV | Red | Amber | Green | HV/LV | Red | Amber | Green | LV circuits | Red | Amber | Green
Domestic Two Rate |  | 10.4429 | 1.3701 | 0.010195 |  | 11.8288 | 0.94846 | 0.16631 |  | 11.8288 | 0.94846 | 0.16631 |  | 9.7496 | 1.2453 | 0.22188 |  | 9.7496 | 1.2453 | 0.22188 |  | 11.8288 | 0.94846 | 0.16631 |  | 9.7496 | 1.2453 | 0.22188 |  | 9.7496 | 1.2453 | 0.22188 |  | 9.7496 | 1.2453 | 0.22188
Small Non Domestic Two Rate |  | 10.5497 | 1.3841 | 0.010299 |  | 11.9471 | 0.95794 | 0.16797 |  | 11.9471 | 0.95794 | 0.16797 |  | 9.8496 | 1.2581 | 0.22415 |  | 9.8496 | 1.2581 | 0.22415 |  | 11.9471 | 0.95794 | 0.16797 |  | 9.8496 | 1.2581 | 0.22415 |  | 9.8496 | 1.2581 | 0.22415 |  | 9.8496 | 1.2581 | 0.22415
2438. Off-peak non half hourly corrected pseudo timeband load coefficient
Data sources:
x1 = 2424. Off-peak non half hourly pseudo timeband load coefficients
x2 = 2435. Correction factor for non half hourly tariffs
Calculation =x1*x2
| GSPs | Red | Amber | Green | 132kV | Red | Amber | Green | 132kV/EHV | Red | Amber | Green | EHV | Red | Amber | Green | EHV/HV | Red | Amber | Green | 132kV/HV | Red | Amber | Green | HV | Red | Amber | Green | HV/LV | Red | Amber | Green | LV circuits | Red | Amber | Green
Domestic Off Peak (related MPAN) |  | 7.6205 | 0.9998 | 0.0074395 |  | 8.6319 | 0.69212 | 0.12136 |  | 8.6319 | 0.69212 | 0.12136 |  | 7.1146 | 0.90872 | 0.16191 |  | 7.1146 | 0.90872 | 0.16191 |  | 8.6319 | 0.69212 | 0.12136 |  | 7.1146 | 0.90872 | 0.16191 |  | 7.1146 | 0.90872 | 0.16191 |  | 7.1146 | 0.90872 | 0.16191
Small Non Domestic Off Peak (related MPAN) |  | 7.4973 | 0.98363 | 0.0073192 |  | 8.4903 | 0.68077 | 0.11937 |  | 8.4903 | 0.68077 | 0.11937 |  | 6.9997 | 0.89404 | 0.1593 |  | 6.9997 | 0.89404 | 0.1593 |  | 8.4903 | 0.68077 | 0.11937 |  | 6.9997 | 0.89404 | 0.1593 |  | 6.9997 | 0.89404 | 0.1593 |  | 6.9997 | 0.89404 | 0.1593
2439. Aggregated half hourly corrected pseudo timeband load coefficient
Data sources:
x1 = 2428. Aggregated half hourly pseudo timeband load coefficients
x2 = 2435. Correction factor for non half hourly tariffs
x3 = 2434. Relative correction factor for aggregated half hourly tariff
Calculation =x1*x2*x3
| GSPs | Red | Amber | Green | 132kV | Red | Amber | Green | 132kV/EHV | Red | Amber | Green | EHV | Red | Amber | Green | EHV/HV | Red | Amber | Green | 132kV/HV | Red | Amber | Green | HV | Red | Amber | Green | HV/LV | Red | Amber | Green | LV circuits | Red | Amber | Green
LV Network Domestic |  | 10.0485 | 1.3183 | 0.0098099 |  | 11.3834 | 0.91274 | 0.16005 |  | 11.3834 | 0.91274 | 0.16005 |  | 9.383 | 1.1984 | 0.21353 |  | 9.383 | 1.1984 | 0.21353 |  | 11.3834 | 0.91274 | 0.16005 |  | 9.383 | 1.1984 | 0.21353 |  | 9.383 | 1.1984 | 0.21353 |  | 9.383 | 1.1984 | 0.21353
LV Network Non-Domestic Non-CT |  | 11.1447 | 1.4622 | 0.01088 |  | 12.6145 | 1.0115 | 0.17736 |  | 12.6145 | 1.0115 | 0.17736 |  | 10.4011 | 1.3285 | 0.2367 |  | 10.4011 | 1.3285 | 0.2367 |  | 12.6145 | 1.0115 | 0.17736 |  | 10.4011 | 1.3285 | 0.2367 |  | 10.4011 | 1.3285 | 0.2367 |  | 10.4011 | 1.3285 | 0.2367
2440. Pseudo load coefficient by time band and network level (equalised)
Data sources:
x1 = 2436. Single rate non half hourly corrected pseudo timeband load coefficient
x2 = 2437. Multi rate non half hourly corrected pseudo timeband load coefficient
x3 = 2438. Off-peak non half hourly corrected pseudo timeband load coefficient
x4 = 2439. Aggregated half hourly corrected pseudo timeband load coefficient
x5 = 2414. Pseudo load coefficient by time band and network level
Combine tables = x1 or x2 or x3 or x4 or x5
| GSPs | Red | Amber | Green | 132kV | Red | Amber | Green | 132kV/EHV | Red | Amber | Green | EHV | Red | Amber | Green | EHV/HV | Red | Amber | Green | 132kV/HV | Red | Amber | Green | HV | Red | Amber | Green | HV/LV | Red | Amber | Green | LV circuits | Red | Amber | Green
Domestic Unrestricted |  | 10.0241 | 1.3151 | 0.009786 |  | 11.3544 | 0.91042 | 0.15964 |  | 11.3544 | 0.91042 | 0.15964 |  | 9.3586 | 1.1953 | 0.21298 |  | 9.3586 | 1.1953 | 0.21298 |  | 11.3544 | 0.91042 | 0.15964 |  | 9.3586 | 1.1953 | 0.21298 |  | 9.3586 | 1.1953 | 0.21298 |  | 9.3586 | 1.1953 | 0.21298
Domestic Two Rate |  | 10.4429 | 1.3701 | 0.010195 |  | 11.8288 | 0.94846 | 0.16631 |  | 11.8288 | 0.94846 | 0.16631 |  | 9.7496 | 1.2453 | 0.22188 |  | 9.7496 | 1.2453 | 0.22188 |  | 11.8288 | 0.94846 | 0.16631 |  | 9.7496 | 1.2453 | 0.22188 |  | 9.7496 | 1.2453 | 0.22188 |  | 9.7496 | 1.2453 | 0.22188
Domestic Off Peak (related MPAN) |  | 7.6205 | 0.9998 | 0.0074395 |  | 8.6319 | 0.69212 | 0.12136 |  | 8.6319 | 0.69212 | 0.12136 |  | 7.1146 | 0.90872 | 0.16191 |  | 7.1146 | 0.90872 | 0.16191 |  | 8.6319 | 0.69212 | 0.12136 |  | 7.1146 | 0.90872 | 0.16191 |  | 7.1146 | 0.90872 | 0.16191 |  | 7.1146 | 0.90872 | 0.16191
Small Non Domestic Unrestricted |  | 11.3412 | 1.488 | 0.011072 |  | 12.8434 | 1.0298 | 0.18057 |  | 12.8434 | 1.0298 | 0.18057 |  | 10.5886 | 1.3524 | 0.24097 |  | 10.5886 | 1.3524 | 0.24097 |  | 12.8434 | 1.0298 | 0.18057 |  | 10.5886 | 1.3524 | 0.24097 |  | 10.5886 | 1.3524 | 0.24097 |  | 10.5886 | 1.3524 | 0.24097
Small Non Domestic Two Rate |  | 10.5497 | 1.3841 | 0.010299 |  | 11.9471 | 0.95794 | 0.16797 |  | 11.9471 | 0.95794 | 0.16797 |  | 9.8496 | 1.2581 | 0.22415 |  | 9.8496 | 1.2581 | 0.22415 |  | 11.9471 | 0.95794 | 0.16797 |  | 9.8496 | 1.2581 | 0.22415 |  | 9.8496 | 1.2581 | 0.22415 |  | 9.8496 | 1.2581 | 0.22415
Small Non Domestic Off Peak (related MPAN) |  | 7.4973 | 0.98363 | 0.0073192 |  | 8.4903 | 0.68077 | 0.11937 |  | 8.4903 | 0.68077 | 0.11937 |  | 6.9997 | 0.89404 | 0.1593 |  | 6.9997 | 0.89404 | 0.1593 |  | 8.4903 | 0.68077 | 0.11937 |  | 6.9997 | 0.89404 | 0.1593 |  | 6.9997 | 0.89404 | 0.1593 |  | 6.9997 | 0.89404 | 0.1593
LV Medium Non-Domestic |  | 7.6205 | 0.9998 | 0.0074395 |  | 8.6319 | 0.69212 | 0.12136 |  | 8.6319 | 0.69212 | 0.12136 |  | 7.1146 | 0.90872 | 0.16191 |  | 7.1146 | 0.90872 | 0.16191 |  | 8.6319 | 0.69212 | 0.12136 |  | 7.1146 | 0.90872 | 0.16191 |  | 7.1146 | 0.90872 | 0.16191 |  | 7.1146 | 0.90872 | 0.16191
LV Sub Medium Non-Domestic |  | 7.6205 | 0.9998 | 0.0074395 |  | 8.6319 | 0.69212 | 0.12136 |  | 8.6319 | 0.69212 | 0.12136 |  | 7.1146 | 0.90872 | 0.16191 |  | 7.1146 | 0.90872 | 0.16191 |  | 8.6319 | 0.69212 | 0.12136 |  | 7.1146 | 0.90872 | 0.16191 |  | 7.1146 | 0.90872 | 0.16191 |  | 7.1146 | 0.90872 | 0.16191
HV Medium Non-Domestic |  | 7.6205 | 0.9998 | 0.0074395 |  | 8.6319 | 0.69212 | 0.12136 |  | 8.6319 | 0.69212 | 0.12136 |  | 7.1146 | 0.90872 | 0.16191 |  | 7.1146 | 0.90872 | 0.16191 |  | 8.6319 | 0.69212 | 0.12136 |  | 7.1146 | 0.90872 | 0.16191 |  | 7.1146 | 0.90872 | 0.16191 |  | 7.1146 | 0.90872 | 0.16191
LV Network Domestic |  | 10.0485 | 1.3183 | 0.0098099 |  | 11.3834 | 0.91274 | 0.16005 |  | 11.3834 | 0.91274 | 0.16005 |  | 9.383 | 1.1984 | 0.21353 |  | 9.383 | 1.1984 | 0.21353 |  | 11.3834 | 0.91274 | 0.16005 |  | 9.383 | 1.1984 | 0.21353 |  | 9.383 | 1.1984 | 0.21353 |  | 9.383 | 1.1984 | 0.21353
LV Network Non-Domestic Non-CT |  | 11.1447 | 1.4622 | 0.01088 |  | 12.6145 | 1.0115 | 0.17736 |  | 12.6145 | 1.0115 | 0.17736 |  | 10.4011 | 1.3285 | 0.2367 |  | 10.4011 | 1.3285 | 0.2367 |  | 12.6145 | 1.0115 | 0.17736 |  | 10.4011 | 1.3285 | 0.2367 |  | 10.4011 | 1.3285 | 0.2367 |  | 10.4011 | 1.3285 | 0.2367
LV HH Metered |  | 8.9207 | 1.1704 | 0.0087089 |  | 10.1046 | 0.81021 | 0.14207 |  | 10.1046 | 0.81021 | 0.14207 |  | 8.3285 | 1.0638 | 0.18954 |  | 8.3285 | 1.0638 | 0.18954 |  | 10.1046 | 0.81021 | 0.14207 |  | 8.3285 | 1.0638 | 0.18954 |  | 8.3285 | 1.0638 | 0.18954 |  | 8.3285 | 1.0638 | 0.18954
LV Sub HH Metered |  | 8.5907 | 1.1271 | 0.0083867 |  | 9.7308 | 0.78023 | 0.13681 |  | 9.7308 | 0.78023 | 0.13681 |  | 8.0204 | 1.0244 | 0.18252 |  | 8.0204 | 1.0244 | 0.18252 |  | 9.7308 | 0.78023 | 0.13681 |  | 8.0204 | 1.0244 | 0.18252 |  | 8.0204 | 1.0244 | 0.18252 |  | 8.0204 | 1.0244 | 0.18252
HV HH Metered |  | 8.3006 | 1.089 | 0.0081035 |  | 9.4022 | 0.75389 | 0.13219 |  | 9.4022 | 0.75389 | 0.13219 |  | 7.7496 | 0.98982 | 0.17636 |  | 7.7496 | 0.98982 | 0.17636 |  | 9.4022 | 0.75389 | 0.13219 |  | 7.7496 | 0.98982 | 0.17636 |  | 7.7496 | 0.98982 | 0.17636 |  | 7.7496 | 0.98982 | 0.17636
LV Generation Non-Intermittent |  | -7.6205 | -0.9998 | -0.0074395 |  | -8.6319 | -0.69212 | -0.12136 |  | -8.6319 | -0.69212 | -0.12136 |  | -7.1146 | -0.90872 | -0.16191 |  | -7.1146 | -0.90872 | -0.16191 |  | -8.6319 | -0.69212 | -0.12136 |  | -7.1146 | -0.90872 | -0.16191 |  | -7.1146 | -0.90872 | -0.16191 |  | -7.1146 | -0.90872 | -0.16191
LV Sub Generation Non-Intermittent |  | -7.6205 | -0.9998 | -0.0074395 |  | -8.6319 | -0.69212 | -0.12136 |  | -8.6319 | -0.69212 | -0.12136 |  | -7.1146 | -0.90872 | -0.16191 |  | -7.1146 | -0.90872 | -0.16191 |  | -8.6319 | -0.69212 | -0.12136 |  | -7.1146 | -0.90872 | -0.16191 |  | -7.1146 | -0.90872 | -0.16191 |  | -7.1146 | -0.90872 | -0.16191
HV Generation Non-Intermittent |  | -7.6205 | -0.9998 | -0.0074395 |  | -8.6319 | -0.69212 | -0.12136 |  | -8.6319 | -0.69212 | -0.12136 |  | -7.1146 | -0.90872 | -0.16191 |  | -7.1146 | -0.90872 | -0.16191 |  | -8.6319 | -0.69212 | -0.12136 |  | -7.1146 | -0.90872 | -0.16191 |  | -7.1146 | -0.90872 | -0.16191 |  | -7.1146 | -0.90872 | -0.16191
2441. Unit rate 1 pseudo load coefficient by network level
Data sources:
x1 = 2440. Pseudo load coefficient by time band and network level (equalised)
x2 = 2403. Split of rate 1 units between distribution time bands
Sum-product calculation =SUMPRODUCT(x1, x2)
| GSPs | 132kV | 132kV/EHV | EHV | EHV/HV | 132kV/HV | HV | HV/LV | LV circuits
Domestic Unrestricted | 1.7956 | 1.7991 | 1.7991 | 1.7382 | 1.7382 | 1.7991 | 1.7382 | 1.7382 | 1.7382
Domestic Two Rate | 2.1853 | 2.1681 | 2.1681 | 2.081 | 2.081 | 2.1681 | 2.081 | 2.081 | 2.081
Domestic Off Peak (related MPAN) | 0.1766 | 0.21867 | 0.21867 | 0.28922 | 0.28922 | 0.21867 | 0.28922 | 0.28922 | 0.28922
Small Non Domestic Unrestricted | 1.6779 | 1.5773 | 1.5773 | 1.6252 | 1.6252 | 1.5773 | 1.6252 | 1.6252 | 1.6252
Small Non Domestic Two Rate | 1.9697 | 1.8627 | 1.8627 | 1.867 | 1.867 | 1.8627 | 1.867 | 1.867 | 1.867
Small Non Domestic Off Peak (related MPAN) | 0.17981 | 0.21916 | 0.21916 | 0.28929 | 0.28929 | 0.21916 | 0.28929 | 0.28929 | 0.28929
LV Medium Non-Domestic | 1.4694 | 1.3921 | 1.3921 | 1.3894 | 1.3894 | 1.3921 | 1.3894 | 1.3894 | 1.3894
LV Sub Medium Non-Domestic | 1.4519 | 1.3672 | 1.3672 | 1.3719 | 1.3719 | 1.3672 | 1.3719 | 1.3719 | 1.3719
HV Medium Non-Domestic | 1.4487 | 1.3586 | 1.3586 | 1.3675 | 1.3675 | 1.3586 | 1.3675 | 1.3675 | 1.3675
LV Network Domestic | 10.0485 | 11.3834 | 11.3834 | 9.383 | 9.383 | 11.3834 | 9.383 | 9.383 | 9.383
LV Network Non-Domestic Non-CT | 11.1447 | 12.6145 | 12.6145 | 10.4011 | 10.4011 | 12.6145 | 10.4011 | 10.4011 | 10.4011
LV HH Metered | 8.9207 | 10.1046 | 10.1046 | 8.3285 | 8.3285 | 10.1046 | 8.3285 | 8.3285 | 8.3285
LV Sub HH Metered | 8.5907 | 9.7308 | 9.7308 | 8.0204 | 8.0204 | 9.7308 | 8.0204 | 8.0204 | 8.0204
HV HH Metered | 8.3006 | 9.4022 | 9.4022 | 7.7496 | 7.7496 | 9.4022 | 7.7496 | 7.7496 | 7.7496
LV Generation Non-Intermittent | -7.6205 | -8.6319 | -8.6319 | -7.1146 | -7.1146 | -8.6319 | -7.1146 | -7.1146 | -7.1146
LV Sub Generation Non-Intermittent | -7.6205 | -8.6319 | -8.6319 | -7.1146 | -7.1146 | -8.6319 | -7.1146 | -7.1146 | -7.1146
HV Generation Non-Intermittent | -7.6205 | -8.6319 | -8.6319 | -7.1146 | -7.1146 | -8.6319 | -7.1146 | -7.1146 | -7.1146
2442. Unit rate 2 pseudo load coefficient by network level
Data sources:
x1 = 2440. Pseudo load coefficient by time band and network level (equalised)
x2 = 2405. Split of rate 2 units between distribution time bands
Sum-product calculation =SUMPRODUCT(x1, x2)
| GSPs | 132kV | 132kV/EHV | EHV | EHV/HV | 132kV/HV | HV | HV/LV | LV circuits
Domestic Two Rate | 0.050583 | 0.18954 | 0.18954 | 0.25227 | 0.25227 | 0.18954 | 0.25227 | 0.25227 | 0.25227
Small Non Domestic Two Rate | 0.094059 | 0.21614 | 0.21614 | 0.28719 | 0.28719 | 0.21614 | 0.28719 | 0.28719 | 0.28719
LV Medium Non-Domestic | 0.013423 | 0.1248 | 0.1248 | 0.16641 | 0.16641 | 0.1248 | 0.16641 | 0.16641 | 0.16641
LV Sub Medium Non-Domestic | 0.0091264 | 0.12233 | 0.12233 | 0.16318 | 0.16318 | 0.12233 | 0.16318 | 0.16318 | 0.16318
HV Medium Non-Domestic | 0.0074395 | 0.12136 | 0.12136 | 0.16191 | 0.16191 | 0.12136 | 0.16191 | 0.16191 | 0.16191
LV Network Domestic | 1.3183 | 0.91274 | 0.91274 | 1.1984 | 1.1984 | 0.91274 | 1.1984 | 1.1984 | 1.1984
LV Network Non-Domestic Non-CT | 1.4622 | 1.0115 | 1.0115 | 1.3285 | 1.3285 | 1.0115 | 1.3285 | 1.3285 | 1.3285
LV HH Metered | 1.1704 | 0.81021 | 0.81021 | 1.0638 | 1.0638 | 0.81021 | 1.0638 | 1.0638 | 1.0638
LV Sub HH Metered | 1.1271 | 0.78023 | 0.78023 | 1.0244 | 1.0244 | 0.78023 | 1.0244 | 1.0244 | 1.0244
HV HH Metered | 1.089 | 0.75389 | 0.75389 | 0.98982 | 0.98982 | 0.75389 | 0.98982 | 0.98982 | 0.98982
LV Generation Non-Intermittent | -0.9998 | -0.69212 | -0.69212 | -0.90872 | -0.90872 | -0.69212 | -0.90872 | -0.90872 | -0.90872
LV Sub Generation Non-Intermittent | -0.9998 | -0.69212 | -0.69212 | -0.90872 | -0.90872 | -0.69212 | -0.90872 | -0.90872 | -0.90872
HV Generation Non-Intermittent | -0.9998 | -0.69212 | -0.69212 | -0.90872 | -0.90872 | -0.69212 | -0.90872 | -0.90872 | -0.90872
2443. Unit rate 3 pseudo load coefficient by network level
Data sources:
x1 = 2440. Pseudo load coefficient by time band and network level (equalised)
x2 = 2406. Split of rate 3 units between distribution time bands (default)
Sum-product calculation =SUMPRODUCT(x1, x2)
| GSPs | 132kV | 132kV/EHV | EHV | EHV/HV | 132kV/HV | HV | HV/LV | LV circuits
LV Network Domestic | 0.0098099 | 0.16005 | 0.16005 | 0.21353 | 0.21353 | 0.16005 | 0.21353 | 0.21353 | 0.21353
LV Network Non-Domestic Non-CT | 0.01088 | 0.17736 | 0.17736 | 0.2367 | 0.2367 | 0.17736 | 0.2367 | 0.2367 | 0.2367
LV HH Metered | 0.0087089 | 0.14207 | 0.14207 | 0.18954 | 0.18954 | 0.14207 | 0.18954 | 0.18954 | 0.18954
LV Sub HH Metered | 0.0083867 | 0.13681 | 0.13681 | 0.18252 | 0.18252 | 0.13681 | 0.18252 | 0.18252 | 0.18252
HV HH Metered | 0.0081035 | 0.13219 | 0.13219 | 0.17636 | 0.17636 | 0.13219 | 0.17636 | 0.17636 | 0.17636
LV Generation Non-Intermittent | -0.0074395 | -0.12136 | -0.12136 | -0.16191 | -0.16191 | -0.12136 | -0.16191 | -0.16191 | -0.16191
LV Sub Generation Non-Intermittent | -0.0074395 | -0.12136 | -0.12136 | -0.16191 | -0.16191 | -0.12136 | -0.16191 | -0.16191 | -0.16191
HV Generation Non-Intermittent | -0.0074395 | -0.12136 | -0.12136 | -0.16191 | -0.16191 | -0.12136 | -0.16191 | -0.16191 | -0.16191
2444. Adjust annual hours by special distribution time band to match days in year
Data sources:
x1 = 1066. Typical annual hours by special distribution time band
x2 = 1010. Days in the charging year (in Financial and general assumptions)
x3 = Total hours in the year according to special time band hours input data (in Adjust annual hours by special distribution time band to match days in year)
Kind: | =SUM(x1): Cell summation; =SUM(x2): Calculation
Formula: | =SUM(x1): =SUM(x1); =SUM(x2): =x1*24*x2/x3
Annual hours by special distribution time band (reconciled to days in year)
| Hours aggregate | Black | Yellow | Green
Adjust annual hours by special distribution time band to match days in year | 8760 | 190 | 4218.5 | 4351.5
2445. Normalisation of split of rate 1 units by special time band
Data sources:
x1 = 1064. Average split of rate 1 units by special distribution time band
x2 = Total split (in Normalisation of split of rate 1 units by special time band)
x3 = 2444. Annual hours by special distribution time band (reconciled to days in year) (in Adjust annual hours by special distribution time band to match days in year)
x4 = 1010. Days in the charging year (in Financial and general assumptions)
Kind: | =SUM(x1): Cell summation; =SUM(x2): Calculation
Formula: | =SUM(x1): =SUM(x1); =SUM(x2): =IF(x2,x1/x2,x3/x4/24)
Normalised split of rate 1 units by special distribution time band
| Total split | Black | Yellow | Green
NHH UMS category A | 100% | 2.188% | 48.11% | 49.71%
NHH UMS category B | 100% | 4.279% | 19.7% | 76.02%
NHH UMS category C | 100% | 7.277% | 30.15% | 62.58%
NHH UMS category D | 100% | 0.2257% | 74.34% | 25.43%
2446. Split of rate 1 units between special distribution time bands
Data sources:
x1 = 2445. Normalised split of rate 1 units by special distribution time band (in Normalisation of split of rate 1 units by special time band)
x2 = Split of rate 1 units between special distribution time bands (default)
Combine tables = x1 or x2
| Black | Yellow | Green
NHH UMS category A | =SUM(x1): 2.188%; =SUM(x2): 48.11%; =SUM(x3): 49.71%
NHH UMS category B | =SUM(x1): 4.279%; =SUM(x2): 19.7%; =SUM(x3): 76.02%
NHH UMS category C | =SUM(x1): 7.277%; =SUM(x2): 30.15%; =SUM(x3): 62.58%
NHH UMS category D | =SUM(x1): 0.2257%; =SUM(x2): 74.34%; =SUM(x3): 25.43%
LV UMS (Pseudo HH Metered) | =SUM(x1): 100%; =SUM(x2): 0%; =SUM(x3): 0%
2447. Split of rate 2 units between special distribution time bands (default)
| Black | Yellow | Green
LV UMS (Pseudo HH Metered) | =SUM(x1): 0%; =SUM(x2): 100%; =SUM(x3): 0%
2448. Split of rate 3 units between special distribution time bands (default)
| Black | Yellow | Green
LV UMS (Pseudo HH Metered) | =SUM(x1): 0%; =SUM(x2): 0%; =SUM(x3): 100%
2449. Calculation of implied special load coefficients for one-rate users
Data sources:
x1 = 2407. All units (MWh)
x2 = 2305. Rate 1 units (MWh) (in Equivalent volume for each end user)
x3 = 2446. Split of rate 1 units between special distribution time bands
x4 = 2444. Annual hours by special distribution time band (reconciled to days in year) (in Adjust annual hours by special distribution time band to match days in year)
x5 = Use of special distribution time bands by units in demand forecast for one-rate tariffs (in Calculation of implied special load coefficients for one-rate users)
x6 = 1010. Days in the charging year (in Financial and general assumptions)
Kind: | =SUM(x1): Calculation; =SUM(x4): Calculation
Formula: | =SUM(x1): =IF(x1>0,(x2*x3)/x1,0); =SUM(x4): =IF(x4>0,x5*x6*24/x4,0)
Use of special distribution time bands by units in demand forecast for one-rate tariffs
| Black | Yellow | Green | Peak band special load coefficient for one-rate tariffs
NHH UMS category A | 2.188% | 48.11% | 49.71% | 1.0088
NHH UMS category B | 4.279% | 19.7% | 76.02% | 1.973
NHH UMS category C | 7.277% | 30.15% | 62.58% | 3.3553
NHH UMS category D | 0% | 0% | 0% | 0
2450. Calculation of implied special load coefficients for three-rate users
Data sources:
x1 = 2407. All units (MWh)
x2 = 2305. Rate 1 units (MWh) (in Equivalent volume for each end user)
x3 = 2446. Split of rate 1 units between special distribution time bands
x4 = 2305. Rate 2 units (MWh) (in Equivalent volume for each end user)
x5 = 2447. Split of rate 2 units between special distribution time bands (default)
x6 = 2305. Rate 3 units (MWh) (in Equivalent volume for each end user)
x7 = 2448. Split of rate 3 units between special distribution time bands (default)
x8 = 2444. Annual hours by special distribution time band (reconciled to days in year) (in Adjust annual hours by special distribution time band to match days in year)
x9 = Use of special distribution time bands by units in demand forecast for three-rate tariffs (in Calculation of implied special load coefficients for three-rate users)
x10 = 1010. Days in the charging year (in Financial and general assumptions)
Kind: | =SUM(x1): Calculation; =SUM(x4): Calculation
Formula: | =SUM(x1): =IF(x1>0,(x2*x3+x4*x5+x6*x7)/x1,0); =SUM(x4): =IF(x8>0,x9*x10*24/x8,0)
Use of special distribution time bands by units in demand forecast for three-rate tariffs
| Black | Yellow | Green | Peak band special load coefficient for three-rate tariffs
LV UMS (Pseudo HH Metered) | 4.313% | 25.43% | 70.25% | 1.9883
2451. Estimated contributions to peak demand
Data sources:
x1 = 2449. Peak band special load coefficient for one-rate tariffs (in Calculation of implied special load coefficients for one-rate users)
x2 = 2450. Peak band special load coefficient for three-rate tariffs (in Calculation of implied special load coefficients for three-rate users)
x3 = Peak band special load coefficient (in Estimated contributions to peak demand)
x4 = 2407. All units (MWh)
x5 = 1010. Days in the charging year (in Financial and general assumptions)
x6 = 2302. Load coefficient
Kind: | =SUM(x1): Combine tables; =SUM(x2): Calculation; =SUM(x3): Calculation
Formula: | =SUM(x1): = x1 or x2; =SUM(x2): =x3*x4/24/x5*1000; =SUM(x3): =x6*x4/24/x5*1000
| Peak band special load coefficient | Contribution to peak band kW | Contribution to system-peak-time kW
NHH UMS category A | =SUM(x1): 1.0088; =SUM(x2): 779.5928; =SUM(x3): 772.8137
NHH UMS category B | =SUM(x1): 1.973; =SUM(x2): 1296.0759; =SUM(x3): 1350.2016
NHH UMS category C | =SUM(x1): 3.3553; =SUM(x2): 131.9766; =SUM(x3): 85.9112
NHH UMS category D | =SUM(x1): 0; =SUM(x2): 0; =SUM(x3): 0
LV UMS (Pseudo HH Metered) | =SUM(x1): 1.9883; =SUM(x2): 31246.2369; =SUM(x3): 32471.0318
2452. Load coefficient correction factor for the group
Data sources:
x1 = 2451. Contribution to peak band kW (in Estimated contributions to peak demand)
x2 = 2451. Contribution to system-peak-time kW (in Estimated contributions to peak demand)
Calculation =IF(SUM(x1),SUM(x2)/SUM(x1),0)
Load coefficient correction factor for the group
Load coefficient correction factor for the group | =SUM(x1): 1.0366
2453. Calculation of special peaking probabilities
Data sources:
x1 = 2412. Normalised peaking probabilities (in Normalisation of peaking probabilities)
x2 = Amber peaking probabilities (in Calculation of special peaking probabilities)
x3 = 1010. Days in the charging year (in Financial and general assumptions)
x4 = 2401. Annual hours by distribution time band (reconciled to days in year) (in Adjust annual hours by distribution time band to match days in year)
x5 = 1069. Black peaking probabilities (in Peaking probabilities by network level)
x6 = Red peaking probabilities (in Calculation of special peaking probabilities)
x7 = Amber peaking rates (in Calculation of special peaking probabilities)
x8 = 2444. Annual hours by special distribution time band (reconciled to days in year) (in Adjust annual hours by special distribution time band to match days in year)
x9 = Yellow peaking probabilities (in Calculation of special peaking probabilities)
x10 = Green peaking probabilities (in Calculation of special peaking probabilities)
Kind: | Copy cells | Copy cells | Copy cells | Calculation | Calculation | Calculation
Formula: | =x1 | =x1 | =x1 | =x2*24*x3/x4 | =IF(x5,MAX(0,x2+x6-x5),x7*x8/x3/24) | =1-x9-x10
| Red peaking probabilities | Amber peaking probabilities | Green peaking probabilities | Amber peaking rates | Yellow peaking probabilities | Black peaking probabilities
GSPs | 56.76% | 42.87% | 0.3696% | 0.9998 | 62.06% | 37.57%
132kV | 64.3% | 29.68% | 6.029% | 0.69212 | 35.81% | 58.16%
132kV/EHV | 64.3% | 29.68% | 6.029% | 0.69212 | 35.81% | 58.16%
EHV | 52.99% | 38.96% | 8.043% | 0.90872 | 43.71% | 48.25%
EHV/HV | 52.99% | 38.96% | 8.043% | 0.90872 | 43.71% | 48.25%
132kV/HV | 64.3% | 29.68% | 6.029% | 0.69212 | 35.81% | 58.16%
HV | 52.99% | 38.96% | 8.043% | 0.90872 | 43.71% | 48.25%
HV/LV | 52.99% | 38.96% | 8.043% | 0.90872 | 43.71% | 48.25%
LV circuits | 52.99% | 38.96% | 8.043% | 0.90872 | 43.71% | 48.25%
2454. Special peaking probabilities by network level
Data sources:
x1 = 2453. Green peaking probabilities (in Calculation of special peaking probabilities)
x2 = 2453. Yellow peaking probabilities (in Calculation of special peaking probabilities)
x3 = 2453. Black peaking probabilities (in Calculation of special peaking probabilities)
Combine tables = x1 or x2 or x3
| Black | Yellow | Green
GSPs | =SUM(x1): 37.57%; =SUM(x2): 62.06%; =SUM(x3): 0.3696%
132kV | =SUM(x1): 58.16%; =SUM(x2): 35.81%; =SUM(x3): 6.029%
132kV/EHV | =SUM(x1): 58.16%; =SUM(x2): 35.81%; =SUM(x3): 6.029%
EHV | =SUM(x1): 48.25%; =SUM(x2): 43.71%; =SUM(x3): 8.043%
EHV/HV | =SUM(x1): 48.25%; =SUM(x2): 43.71%; =SUM(x3): 8.043%
132kV/HV | =SUM(x1): 58.16%; =SUM(x2): 35.81%; =SUM(x3): 6.029%
HV | =SUM(x1): 48.25%; =SUM(x2): 43.71%; =SUM(x3): 8.043%
HV/LV | =SUM(x1): 48.25%; =SUM(x2): 43.71%; =SUM(x3): 8.043%
LV circuits | =SUM(x1): 48.25%; =SUM(x2): 43.71%; =SUM(x3): 8.043%
2455. Special peaking probabilities by network level (reshaped)
Data sources:
x1 = 2454. Special peaking probabilities by network level
Reshape table = x1
| GSPs | Black | Yellow | Green | 132kV | Black | Yellow | Green | 132kV/EHV | Black | Yellow | Green | EHV | Black | Yellow | Green | EHV/HV | Black | Yellow | Green | 132kV/HV | Black | Yellow | Green | HV | Black | Yellow | Green | HV/LV | Black | Yellow | Green | LV circuits | Black | Yellow | Green
Probability of peak within timeband |  | 37.57% | 62.06% | 0.3696% |  | 58.16% | 35.81% | 6.029% |  | 58.16% | 35.81% | 6.029% |  | 48.25% | 43.71% | 8.043% |  | 48.25% | 43.71% | 8.043% |  | 58.16% | 35.81% | 6.029% |  | 48.25% | 43.71% | 8.043% |  | 48.25% | 43.71% | 8.043% |  | 48.25% | 43.71% | 8.043%
2456. Pseudo load coefficient by special time band and network level
Data sources:
x1 = 2444. Annual hours by special distribution time band (reconciled to days in year) (in Adjust annual hours by special distribution time band to match days in year)
x2 = 2452. Load coefficient correction factor for the group
x3 = 2455. Special peaking probabilities by network level (reshaped)
x4 = 1010. Days in the charging year (in Financial and general assumptions)
Calculation =IF(x1>0,x2*x3*24*x4/x1,0)
| GSPs | Black | Yellow | Green | 132kV | Black | Yellow | Green | 132kV/EHV | Black | Yellow | Green | EHV | Black | Yellow | Green | EHV/HV | Black | Yellow | Green | 132kV/HV | Black | Yellow | Green | HV | Black | Yellow | Green | HV/LV | Black | Yellow | Green | LV circuits | Black | Yellow | Green
Pseudo load coefficient by special time band and network level |  | 17.9562 | 1.336 | 0.0077122 |  | 27.797 | 0.77093 | 0.12581 |  | 27.797 | 0.77093 | 0.12581 |  | 23.0589 | 0.94097 | 0.16785 |  | 23.0589 | 0.94097 | 0.16785 |  | 27.797 | 0.77093 | 0.12581 |  | 23.0589 | 0.94097 | 0.16785 |  | 23.0589 | 0.94097 | 0.16785 |  | 23.0589 | 0.94097 | 0.16785
2457. Unit rate 1 pseudo load coefficient by network level (special)
Data sources:
x1 = 2456. Pseudo load coefficient by special time band and network level
x2 = 2446. Split of rate 1 units between special distribution time bands
Sum-product calculation =SUMPRODUCT(x1, x2)
| GSPs | 132kV | 132kV/EHV | EHV | EHV/HV | 132kV/HV | HV | HV/LV | LV circuits
NHH UMS category A | 1.0394 | 1.0416 | 1.0416 | 1.0406 | 1.0406 | 1.0416 | 1.0406 | 1.0406 | 1.0406
NHH UMS category B | 1.0374 | 1.437 | 1.437 | 1.2997 | 1.2997 | 1.437 | 1.2997 | 1.2997 | 1.2997
NHH UMS category C | 1.7143 | 2.334 | 2.334 | 2.0668 | 2.0668 | 2.334 | 2.0668 | 2.0668 | 2.0668
NHH UMS category D | 1.0357 | 0.66784 | 0.66784 | 0.79425 | 0.79425 | 0.66784 | 0.79425 | 0.79425 | 0.79425
LV UMS (Pseudo HH Metered) | 17.9562 | 27.797 | 27.797 | 23.0589 | 23.0589 | 27.797 | 23.0589 | 23.0589 | 23.0589
2458. Unit rate 2 pseudo load coefficient by network level (special)
Data sources:
x1 = 2456. Pseudo load coefficient by special time band and network level
x2 = 2447. Split of rate 2 units between special distribution time bands (default)
Sum-product calculation =SUMPRODUCT(x1, x2)
| GSPs | 132kV | 132kV/EHV | EHV | EHV/HV | 132kV/HV | HV | HV/LV | LV circuits
LV UMS (Pseudo HH Metered) | 1.336 | 0.77093 | 0.77093 | 0.94097 | 0.94097 | 0.77093 | 0.94097 | 0.94097 | 0.94097
2459. Unit rate 3 pseudo load coefficient by network level (special)
Data sources:
x1 = 2456. Pseudo load coefficient by special time band and network level
x2 = 2448. Split of rate 3 units between special distribution time bands (default)
Sum-product calculation =SUMPRODUCT(x1, x2)
| GSPs | 132kV | 132kV/EHV | EHV | EHV/HV | 132kV/HV | HV | HV/LV | LV circuits
LV UMS (Pseudo HH Metered) | 0.0077122 | 0.12581 | 0.12581 | 0.16785 | 0.16785 | 0.12581 | 0.16785 | 0.16785 | 0.16785
2460. Unit rate 1 pseudo load coefficient by network level (combined)
Data sources:
x1 = 2441. Unit rate 1 pseudo load coefficient by network level
x2 = 2457. Unit rate 1 pseudo load coefficient by network level (special)
Combine tables = x1 or x2
| GSPs | 132kV | 132kV/EHV | EHV | EHV/HV | 132kV/HV | HV | HV/LV | LV circuits
Domestic Unrestricted | 1.7956 | 1.7991 | 1.7991 | 1.7382 | 1.7382 | 1.7991 | 1.7382 | 1.7382 | 1.7382
Domestic Two Rate | 2.1853 | 2.1681 | 2.1681 | 2.081 | 2.081 | 2.1681 | 2.081 | 2.081 | 2.081
Domestic Off Peak (related MPAN) | 0.1766 | 0.21867 | 0.21867 | 0.28922 | 0.28922 | 0.21867 | 0.28922 | 0.28922 | 0.28922
Small Non Domestic Unrestricted | 1.6779 | 1.5773 | 1.5773 | 1.6252 | 1.6252 | 1.5773 | 1.6252 | 1.6252 | 1.6252
Small Non Domestic Two Rate | 1.9697 | 1.8627 | 1.8627 | 1.867 | 1.867 | 1.8627 | 1.867 | 1.867 | 1.867
Small Non Domestic Off Peak (related MPAN) | 0.17981 | 0.21916 | 0.21916 | 0.28929 | 0.28929 | 0.21916 | 0.28929 | 0.28929 | 0.28929
LV Medium Non-Domestic | 1.4694 | 1.3921 | 1.3921 | 1.3894 | 1.3894 | 1.3921 | 1.3894 | 1.3894 | 1.3894
LV Sub Medium Non-Domestic | 1.4519 | 1.3672 | 1.3672 | 1.3719 | 1.3719 | 1.3672 | 1.3719 | 1.3719 | 1.3719
HV Medium Non-Domestic | 1.4487 | 1.3586 | 1.3586 | 1.3675 | 1.3675 | 1.3586 | 1.3675 | 1.3675 | 1.3675
LV Network Domestic | 10.0485 | 11.3834 | 11.3834 | 9.383 | 9.383 | 11.3834 | 9.383 | 9.383 | 9.383
LV Network Non-Domestic Non-CT | 11.1447 | 12.6145 | 12.6145 | 10.4011 | 10.4011 | 12.6145 | 10.4011 | 10.4011 | 10.4011
LV HH Metered | 8.9207 | 10.1046 | 10.1046 | 8.3285 | 8.3285 | 10.1046 | 8.3285 | 8.3285 | 8.3285
LV Sub HH Metered | 8.5907 | 9.7308 | 9.7308 | 8.0204 | 8.0204 | 9.7308 | 8.0204 | 8.0204 | 8.0204
HV HH Metered | 8.3006 | 9.4022 | 9.4022 | 7.7496 | 7.7496 | 9.4022 | 7.7496 | 7.7496 | 7.7496
NHH UMS category A | 1.0394 | 1.0416 | 1.0416 | 1.0406 | 1.0406 | 1.0416 | 1.0406 | 1.0406 | 1.0406
NHH UMS category B | 1.0374 | 1.437 | 1.437 | 1.2997 | 1.2997 | 1.437 | 1.2997 | 1.2997 | 1.2997
NHH UMS category C | 1.7143 | 2.334 | 2.334 | 2.0668 | 2.0668 | 2.334 | 2.0668 | 2.0668 | 2.0668
NHH UMS category D | 1.0357 | 0.66784 | 0.66784 | 0.79425 | 0.79425 | 0.66784 | 0.79425 | 0.79425 | 0.79425
LV UMS (Pseudo HH Metered) | 17.9562 | 27.797 | 27.797 | 23.0589 | 23.0589 | 27.797 | 23.0589 | 23.0589 | 23.0589
LV Generation Non-Intermittent | -7.6205 | -8.6319 | -8.6319 | -7.1146 | -7.1146 | -8.6319 | -7.1146 | -7.1146 | -7.1146
LV Sub Generation Non-Intermittent | -7.6205 | -8.6319 | -8.6319 | -7.1146 | -7.1146 | -8.6319 | -7.1146 | -7.1146 | -7.1146
HV Generation Non-Intermittent | -7.6205 | -8.6319 | -8.6319 | -7.1146 | -7.1146 | -8.6319 | -7.1146 | -7.1146 | -7.1146
2461. Unit rate 2 pseudo load coefficient by network level (combined)
Data sources:
x1 = 2442. Unit rate 2 pseudo load coefficient by network level
x2 = 2458. Unit rate 2 pseudo load coefficient by network level (special)
Combine tables = x1 or x2
| GSPs | 132kV | 132kV/EHV | EHV | EHV/HV | 132kV/HV | HV | HV/LV | LV circuits
Domestic Two Rate | 0.050583 | 0.18954 | 0.18954 | 0.25227 | 0.25227 | 0.18954 | 0.25227 | 0.25227 | 0.25227
Small Non Domestic Two Rate | 0.094059 | 0.21614 | 0.21614 | 0.28719 | 0.28719 | 0.21614 | 0.28719 | 0.28719 | 0.28719
LV Medium Non-Domestic | 0.013423 | 0.1248 | 0.1248 | 0.16641 | 0.16641 | 0.1248 | 0.16641 | 0.16641 | 0.16641
LV Sub Medium Non-Domestic | 0.0091264 | 0.12233 | 0.12233 | 0.16318 | 0.16318 | 0.12233 | 0.16318 | 0.16318 | 0.16318
HV Medium Non-Domestic | 0.0074395 | 0.12136 | 0.12136 | 0.16191 | 0.16191 | 0.12136 | 0.16191 | 0.16191 | 0.16191
LV Network Domestic | 1.3183 | 0.91274 | 0.91274 | 1.1984 | 1.1984 | 0.91274 | 1.1984 | 1.1984 | 1.1984
LV Network Non-Domestic Non-CT | 1.4622 | 1.0115 | 1.0115 | 1.3285 | 1.3285 | 1.0115 | 1.3285 | 1.3285 | 1.3285
LV HH Metered | 1.1704 | 0.81021 | 0.81021 | 1.0638 | 1.0638 | 0.81021 | 1.0638 | 1.0638 | 1.0638
LV Sub HH Metered | 1.1271 | 0.78023 | 0.78023 | 1.0244 | 1.0244 | 0.78023 | 1.0244 | 1.0244 | 1.0244
HV HH Metered | 1.089 | 0.75389 | 0.75389 | 0.98982 | 0.98982 | 0.75389 | 0.98982 | 0.98982 | 0.98982
LV UMS (Pseudo HH Metered) | 1.336 | 0.77093 | 0.77093 | 0.94097 | 0.94097 | 0.77093 | 0.94097 | 0.94097 | 0.94097
LV Generation Non-Intermittent | -0.9998 | -0.69212 | -0.69212 | -0.90872 | -0.90872 | -0.69212 | -0.90872 | -0.90872 | -0.90872
LV Sub Generation Non-Intermittent | -0.9998 | -0.69212 | -0.69212 | -0.90872 | -0.90872 | -0.69212 | -0.90872 | -0.90872 | -0.90872
HV Generation Non-Intermittent | -0.9998 | -0.69212 | -0.69212 | -0.90872 | -0.90872 | -0.69212 | -0.90872 | -0.90872 | -0.90872
2462. Unit rate 3 pseudo load coefficient by network level (combined)
Data sources:
x1 = 2443. Unit rate 3 pseudo load coefficient by network level
x2 = 2459. Unit rate 3 pseudo load coefficient by network level (special)
Combine tables = x1 or x2
| GSPs | 132kV | 132kV/EHV | EHV | EHV/HV | 132kV/HV | HV | HV/LV | LV circuits
LV Network Domestic | 0.0098099 | 0.16005 | 0.16005 | 0.21353 | 0.21353 | 0.16005 | 0.21353 | 0.21353 | 0.21353
LV Network Non-Domestic Non-CT | 0.01088 | 0.17736 | 0.17736 | 0.2367 | 0.2367 | 0.17736 | 0.2367 | 0.2367 | 0.2367
LV HH Metered | 0.0087089 | 0.14207 | 0.14207 | 0.18954 | 0.18954 | 0.14207 | 0.18954 | 0.18954 | 0.18954
LV Sub HH Metered | 0.0083867 | 0.13681 | 0.13681 | 0.18252 | 0.18252 | 0.13681 | 0.18252 | 0.18252 | 0.18252
HV HH Metered | 0.0081035 | 0.13219 | 0.13219 | 0.17636 | 0.17636 | 0.13219 | 0.17636 | 0.17636 | 0.17636
LV UMS (Pseudo HH Metered) | 0.0077122 | 0.12581 | 0.12581 | 0.16785 | 0.16785 | 0.12581 | 0.16785 | 0.16785 | 0.16785
LV Generation Non-Intermittent | -0.0074395 | -0.12136 | -0.12136 | -0.16191 | -0.16191 | -0.12136 | -0.16191 | -0.16191 | -0.16191
LV Sub Generation Non-Intermittent | -0.0074395 | -0.12136 | -0.12136 | -0.16191 | -0.16191 | -0.12136 | -0.16191 | -0.16191 | -0.16191
HV Generation Non-Intermittent | -0.0074395 | -0.12136 | -0.12136 | -0.16191 | -0.16191 | -0.12136 | -0.16191 | -0.16191 | -0.16191
Forecast simultaneous maximum load for South Wales in 0 (Forecast)
2501. Contributions of users on one-rate multi tariffs to system simultaneous maximum load by network level (kW)
Data sources:
x1 = 2305. Rate 1 units (MWh) (in Equivalent volume for each end user)
x2 = 2460. Unit rate 1 pseudo load coefficient by network level (combined)
x3 = 2012. Loss adjustment factors between end user meter reading and each network level, scaled by network use
x4 = 1010. Days in the charging year (in Financial and general assumptions)
Calculation =(x1*x2)*x3/(24*x4)*1000
| GSPs | 132kV | 132kV/EHV | EHV | EHV/HV | 132kV/HV | HV | HV/LV | LV circuits
Domestic Unrestricted | 706446.5958 | 701530.2832 | 488649.7426 | 466583.9422 | 463422.1923 | 205569.4257 | 655684.3236 | 643347.8358 | 630884.4553
Domestic Off Peak (related MPAN) | 75.8335 | 93.0575 | 64.819 | 84.7306 | 84.1565 | 27.2686 | 119.0708 | 116.8306 | 114.5672
Small Non Domestic Unrestricted | 168358.2649 | 156854.4657 | 109256.7151 | 111256.2897 | 110502.3749 | 45963.0656 | 156347.0117 | 153405.3934 | 150433.5177
Small Non Domestic Off Peak (related MPAN) | 47.8613 | 57.817 | 40.2723 | 52.5364 | 52.1804 | 16.9421 | 73.8287 | 72.4397 | 71.0363
NHH UMS category A | 870.7218 | 864.7824 | 602.3627 | 594.7601 | 590.7298 | 253.4072 | 835.8087 | 820.0832 | 804.196
NHH UMS category B | 738.7192 | 1014.1505 | 706.4048 | 631.4334 | 627.1545 | 297.1765 | 887.3451 | 870.65 | 853.7831
NHH UMS category C | 73.0957 | 98.6316 | 68.7017 | 60.1239 | 59.7165 | 28.902 | 84.4914 | 82.9017 | 81.2957
NHH UMS category D | 0 | 0 | 0 | 0 | 0 | 0 | 0 | 0 | 0
2502. Contributions of users on two-rate multi tariffs to system simultaneous maximum load by network level (kW)
Data sources:
x1 = 2305. Rate 1 units (MWh) (in Equivalent volume for each end user)
x2 = 2460. Unit rate 1 pseudo load coefficient by network level (combined)
x3 = 2305. Rate 2 units (MWh) (in Equivalent volume for each end user)
x4 = 2461. Unit rate 2 pseudo load coefficient by network level (combined)
x5 = 2012. Loss adjustment factors between end user meter reading and each network level, scaled by network use
x6 = 1010. Days in the charging year (in Financial and general assumptions)
Calculation =(x1*x2+x3*x4)*x5/(24*x6)*1000
| GSPs | 132kV | 132kV/EHV | EHV | EHV/HV | 132kV/HV | HV | HV/LV | LV circuits
Domestic Two Rate | 46204.7989 | 48415.8216 | 33723.9593 | 33027.8967 | 32804.0872 | 14187.2887 | 46413.6721 | 45540.414 | 44658.1735
Small Non Domestic Two Rate | 51334.5602 | 49543.1337 | 34509.1867 | 34730.3501 | 34495.0041 | 14517.6249 | 48806.1077 | 47887.8366 | 46960.1202
LV Medium Non-Domestic | 0 | 0 | 0 | 0 | 0 | 0 | 0 | 0 | 0
LV Sub Medium Non-Domestic | 0 | 0 | 0 | 0 | 0 | 0 | 0 | 0 | 0
HV Medium Non-Domestic | 0 | 0 | 0 | 0 | 0 | 0 | 0 | 0 | 0
2503. Contributions of users on three-rate multi tariffs to system simultaneous maximum load by network level (kW)
Data sources:
x1 = 2305. Rate 1 units (MWh) (in Equivalent volume for each end user)
x2 = 2460. Unit rate 1 pseudo load coefficient by network level (combined)
x3 = 2305. Rate 2 units (MWh) (in Equivalent volume for each end user)
x4 = 2461. Unit rate 2 pseudo load coefficient by network level (combined)
x5 = 2305. Rate 3 units (MWh) (in Equivalent volume for each end user)
x6 = 2462. Unit rate 3 pseudo load coefficient by network level (combined)
x7 = 2012. Loss adjustment factors between end user meter reading and each network level, scaled by network use
x8 = 1010. Days in the charging year (in Financial and general assumptions)
Calculation =(x1*x2+x3*x4+x5*x6)*x7/(24*x8)*1000
| GSPs | 132kV | 132kV/EHV | EHV | EHV/HV | 132kV/HV | HV | HV/LV | LV circuits
LV Network Domestic | 0 | 0 | 0 | 0 | 0 | 0 | 0 | 0 | 0
LV Network Non-Domestic Non-CT | 37155.3283 | 35651.0483 | 24832.6779 | 24736.4154 | 24568.7921 | 10446.827 | 34761.7617 | 34107.7304 | 33446.9718
LV HH Metered | 254514.2348 | 244822.1272 | 170530.4423 | 169328.623 | 168181.188 | 71740.2303 | 237955.3036 | 233478.2518 | 228955.1492
LV Sub HH Metered | 3988.4814 | 3853.6726 | 2684.2692 | 2652.1014 | 2634.1298 | 1129.2417 | 3726.9635 | 3656.8419 | 0
HV HH Metered | 269607.1765 | 263003.8843 | 183194.9147 | 181548.4108 | 180318.1699 | 77068.0308 | 255127.612 | 0 | 0
LV UMS (Pseudo HH Metered) | 19071.828 | 25041.2238 | 17442.4225 | 15709.453 | 15602.9998 | 7337.8301 | 22076.2892 | 21660.931 | 21241.3004
LV Generation Non-Intermittent | -341.8638 | -334.3246 | -232.8732 | -232.5173 | -230.9417 | -97.9671 | -326.7536 | -320.6058 | 0
LV Sub Generation Non-Intermittent | 0 | 0 | 0 | 0 | 0 | 0 | 0 | 0 | 0
HV Generation Non-Intermittent | -20431.0739 | -20571.1353 | -14328.7898 | -13793.3872 | -13699.918 | -6027.96 | 0 | 0 | 0
2504. Estimated contributions of users on each tariff to system simultaneous maximum load by network level (kW)
Data sources:
x1 = 2407. All units (MWh)
x2 = 2302. Load coefficient
x3 = 2012. Loss adjustment factors between end user meter reading and each network level, scaled by network use
x4 = 1010. Days in the charging year (in Financial and general assumptions)
Calculation =x1*x2*x3/(24*x4)*1000
| GSPs | 132kV | 132kV/EHV | EHV | EHV/HV | 132kV/HV | HV | HV/LV | LV circuits
Domestic Unrestricted | 782859.4383 | 775876.5494 | 540435.5097 | 534114.6265 | 530495.2632 | 227355.1128 | 750584.3129 | 736462.3126 | 722195.0538
Domestic Two Rate | 50360.9283 | 49911.7228 | 34765.9268 | 34359.3078 | 34126.4761 | 14625.6326 | 48284.6868 | 47376.2261 | 46458.421
Domestic Off Peak (related MPAN) | 0 | 0 | 0 | 0 | 0 | 0 | 0 | 0 | 0
Small Non Domestic Unrestricted | 145275.2941 | 143979.4788 | 100288.6646 | 99115.6977 | 98444.0522 | 42190.3081 | 139285.9963 | 136665.3755 | 134017.799
Small Non Domestic Two Rate | 47887.5963 | 47460.4522 | 33058.4984 | 32671.8493 | 32450.4525 | 13907.3368 | 45913.3234 | 45049.4791 | 44176.7494
Small Non Domestic Off Peak (related MPAN) | 0 | 0 | 0 | 0 | 0 | 0 | 0 | 0 | 0
LV Medium Non-Domestic | 0 | 0 | 0 | 0 | 0 | 0 | 0 | 0 | 0
LV Sub Medium Non-Domestic | 0 | 0 | 0 | 0 | 0 | 0 | 0 | 0 | 0
HV Medium Non-Domestic | 0 | 0 | 0 | 0 | 0 | 0 | 0 | 0 | 0
LV Network Domestic | 0 | 0 | 0 | 0 | 0 | 0 | 0 | 0 | 0
LV Network Non-Domestic Non-CT | 31682.5897 | 31399.9898 | 21871.6102 | 21615.8019 | 21469.3251 | 9201.1393 | 30376.4043 | 29804.8821 | 29227.4813
LV HH Metered | 243033.3743 | 240865.584 | 167774.5187 | 165812.2436 | 164688.637 | 70580.8444 | 233013.7816 | 228629.703 | 224200.5298
LV Sub HH Metered | 3887.1034 | 3852.4315 | 2683.4047 | 2652.0199 | 2634.0488 | 1128.8781 | 3726.8489 | 3656.7295 | 0
HV HH Metered | 262893.9026 | 260548.9619 | 181484.9426 | 179362.3117 | 178146.8846 | 76348.6648 | 252055.5154 | 0 | 0
NHH UMS category A | 837.73 | 830.2577 | 578.3146 | 571.5507 | 567.6777 | 243.2904 | 803.1928 | 788.0809 | 772.8137
NHH UMS category B | 1463.6185 | 1450.5635 | 1010.3875 | 998.5701 | 991.8035 | 425.0586 | 1403.2776 | 1376.8754 | 1350.2016
NHH UMS category C | 93.1277 | 92.2971 | 64.2894 | 63.5374 | 63.1069 | 27.0458 | 89.2883 | 87.6084 | 85.9112
NHH UMS category D | 0 | 0 | 0 | 0 | 0 | 0 | 0 | 0 | 0
LV UMS (Pseudo HH Metered) | 35198.5985 | 34884.6368 | 24298.8353 | 24014.6384 | 23851.9061 | 10222.2455 | 33747.4578 | 33112.5104 | 32471.0318
LV Generation NHH or Aggregate HH | -189.7727 | -188.08 | -131.0068 | -129.4746 | -128.5972 | -55.1131 | -181.9489 | -178.5256 | 0
LV Sub Generation NHH | 0 | 0 | 0 | 0 | 0 | 0 | 0 | 0 | 0
LV Generation Intermittent | -2952.4236 | -2926.0888 | -2038.1622 | -2014.3241 | -2000.6742 | -857.4318 | -2830.7033 | -2777.4446 | 0
LV Generation Non-Intermittent | -344.1787 | -341.1087 | -237.5987 | -234.8198 | -233.2285 | -99.9551 | -329.9892 | -323.7805 | 0
LV Sub Generation Intermittent | -22.0184 | -21.822 | -15.2001 | -15.0223 | -14.9205 | -6.3945 | -21.1106 | 0 | 0
LV Sub Generation Non-Intermittent | 0 | 0 | 0 | 0 | 0 | 0 | 0 | 0 | 0
HV Generation Intermittent | -14285.9456 | -14158.519 | -9862.0926 | -9746.7465 | -9680.6989 | -4148.8709 | 0 | 0 | 0
HV Generation Non-Intermittent | -17881.0153 | -17721.5216 | -12343.8962 | -12199.5231 | -12116.8545 | -5192.9377 | 0 | 0 | 0
2505. Contributions of users on each tariff to system simultaneous maximum load by network level (kW)
Data sources:
x1 = 2501. Contributions of users on one-rate multi tariffs to system simultaneous maximum load by network level (kW)
x2 = 2502. Contributions of users on two-rate multi tariffs to system simultaneous maximum load by network level (kW)
x3 = 2503. Contributions of users on three-rate multi tariffs to system simultaneous maximum load by network level (kW)
x4 = 2504. Estimated contributions of users on each tariff to system simultaneous maximum load by network level (kW)
Combine tables = x1 or x2 or x3 or x4
| GSPs | 132kV | 132kV/EHV | EHV | EHV/HV | 132kV/HV | HV | HV/LV | LV circuits
Domestic Unrestricted | 706446.5958 | 701530.2832 | 488649.7426 | 466583.9422 | 463422.1923 | 205569.4257 | 655684.3236 | 643347.8358 | 630884.4553
Domestic Two Rate | 46204.7989 | 48415.8216 | 33723.9593 | 33027.8967 | 32804.0872 | 14187.2887 | 46413.6721 | 45540.414 | 44658.1735
Domestic Off Peak (related MPAN) | 75.8335 | 93.0575 | 64.819 | 84.7306 | 84.1565 | 27.2686 | 119.0708 | 116.8306 | 114.5672
Small Non Domestic Unrestricted | 168358.2649 | 156854.4657 | 109256.7151 | 111256.2897 | 110502.3749 | 45963.0656 | 156347.0117 | 153405.3934 | 150433.5177
Small Non Domestic Two Rate | 51334.5602 | 49543.1337 | 34509.1867 | 34730.3501 | 34495.0041 | 14517.6249 | 48806.1077 | 47887.8366 | 46960.1202
Small Non Domestic Off Peak (related MPAN) | 47.8613 | 57.817 | 40.2723 | 52.5364 | 52.1804 | 16.9421 | 73.8287 | 72.4397 | 71.0363
LV Medium Non-Domestic | 0 | 0 | 0 | 0 | 0 | 0 | 0 | 0 | 0
LV Sub Medium Non-Domestic | 0 | 0 | 0 | 0 | 0 | 0 | 0 | 0 | 0
HV Medium Non-Domestic | 0 | 0 | 0 | 0 | 0 | 0 | 0 | 0 | 0
LV Network Domestic | 0 | 0 | 0 | 0 | 0 | 0 | 0 | 0 | 0
LV Network Non-Domestic Non-CT | 37155.3283 | 35651.0483 | 24832.6779 | 24736.4154 | 24568.7921 | 10446.827 | 34761.7617 | 34107.7304 | 33446.9718
LV HH Metered | 254514.2348 | 244822.1272 | 170530.4423 | 169328.623 | 168181.188 | 71740.2303 | 237955.3036 | 233478.2518 | 228955.1492
LV Sub HH Metered | 3988.4814 | 3853.6726 | 2684.2692 | 2652.1014 | 2634.1298 | 1129.2417 | 3726.9635 | 3656.8419 | 0
HV HH Metered | 269607.1765 | 263003.8843 | 183194.9147 | 181548.4108 | 180318.1699 | 77068.0308 | 255127.612 | 0 | 0
NHH UMS category A | 870.7218 | 864.7824 | 602.3627 | 594.7601 | 590.7298 | 253.4072 | 835.8087 | 820.0832 | 804.196
NHH UMS category B | 738.7192 | 1014.1505 | 706.4048 | 631.4334 | 627.1545 | 297.1765 | 887.3451 | 870.65 | 853.7831
NHH UMS category C | 73.0957 | 98.6316 | 68.7017 | 60.1239 | 59.7165 | 28.902 | 84.4914 | 82.9017 | 81.2957
NHH UMS category D | 0 | 0 | 0 | 0 | 0 | 0 | 0 | 0 | 0
LV UMS (Pseudo HH Metered) | 19071.828 | 25041.2238 | 17442.4225 | 15709.453 | 15602.9998 | 7337.8301 | 22076.2892 | 21660.931 | 21241.3004
LV Generation NHH or Aggregate HH | -189.7727 | -188.08 | -131.0068 | -129.4746 | -128.5972 | -55.1131 | -181.9489 | -178.5256 | 0
LV Sub Generation NHH | 0 | 0 | 0 | 0 | 0 | 0 | 0 | 0 | 0
LV Generation Intermittent | -2952.4236 | -2926.0888 | -2038.1622 | -2014.3241 | -2000.6742 | -857.4318 | -2830.7033 | -2777.4446 | 0
LV Generation Non-Intermittent | -341.8638 | -334.3246 | -232.8732 | -232.5173 | -230.9417 | -97.9671 | -326.7536 | -320.6058 | 0
LV Sub Generation Intermittent | -22.0184 | -21.822 | -15.2001 | -15.0223 | -14.9205 | -6.3945 | -21.1106 | 0 | 0
LV Sub Generation Non-Intermittent | 0 | 0 | 0 | 0 | 0 | 0 | 0 | 0 | 0
HV Generation Intermittent | -14285.9456 | -14158.519 | -9862.0926 | -9746.7465 | -9680.6989 | -4148.8709 | 0 | 0 | 0
HV Generation Non-Intermittent | -20431.0739 | -20571.1353 | -14328.7898 | -13793.3872 | -13699.918 | -6027.96 | 0 | 0 | 0
2506. Forecast system simultaneous maximum load (kW) from forecast units
Data sources:
x1 = 2505. Contributions of users on each tariff to system simultaneous maximum load by network level (kW)
Cell summation =SUM(x1)
| GSPs | 132kV | 132kV/EHV | EHV | EHV/HV | 132kV/HV | HV | HV/LV | LV circuits
Forecast system simultaneous maximum load (kW) from forecast units | 1520264.4023 | 1492644.1297 | 1039698.7661 | 1015065.5948 | 1008187.1252 | 437389.5238 | 1459539.0735 | 1181771.5642 | 1158504.5664
Forecast aggregate maximum load for South Wales in 0 (Forecast)
2601. Pre-processing of data for standing charge factors
Data sources:
x1 = Standing charges factors (in Pre-processing of data for standing charge factors)
x2 = 1018. Proportion of relevant load going through 132kV/HV direct transformation
x3 = Standing charges factors for 132kV/HV (in Pre-processing of data for standing charge factors)
Kind: | =SUM(x1): Fixed data |  |  | Fixed data | Calculation
Formula: | [9 empty] | =x1+0.2*x2*x3
Standing charges factors
| GSPs | 132kV | 132kV/EHV | EHV | EHV/HV | HV | HV/LV | LV circuits | Standing charges factors for 132kV/HV | Adjusted standing charges factors for 132kV
Domestic Unrestricted | 0 | 0 | 0 | 0 | 0 | 0 | 0 | 1 | 0 | 0
Domestic Two Rate | 0 | 0 | 0 | 0 | 0 | 0 | 0 | 1 | 0 | 0
Domestic Off Peak (related MPAN) | 0 | 0 | 0 | 0 | 0 | 0 | 0 | 1 | 0 | 0
Small Non Domestic Unrestricted | 0 | 0 | 0 | 0 | 0 | 0 | 0 | 1 | 0 | 0
Small Non Domestic Two Rate | 0 | 0 | 0 | 0 | 0 | 0 | 0 | 1 | 0 | 0
Small Non Domestic Off Peak (related MPAN) | 0 | 0 | 0 | 0 | 0 | 0 | 0 | 1 | 0 | 0
LV Medium Non-Domestic | 0 | 0 | 0 | 0 | 0 | 0 | 0 | 1 | 0 | 0
LV Sub Medium Non-Domestic | 0 | 0 | 0 | 0 | 0 | 0 | 1 | 0 | 0 | 0
HV Medium Non-Domestic | 0 | 0 | 0 | 0.2 | 1 | 1 | 0 | 0 | 1 | 0.06
LV Network Domestic | 0 | 0 | 0 | 0 | 0 | 0 | 0 | 1 | 0 | 0
LV Network Non-Domestic Non-CT | 0 | 0 | 0 | 0 | 0 | 0 | 0 | 1 | 0 | 0
LV HH Metered | 0 | 0 | 0 | 0 | 0 | 0.2 | 1 | 1 | 0 | 0
LV Sub HH Metered | 0 | 0 | 0 | 0 | 0 | 1 | 1 | 0 | 0 | 0
HV HH Metered | 0 | 0 | 0 | 0.2 | 1 | 1 | 0 | 0 | 1 | 0.06
NHH UMS category A | 0 | 0 | 0 | 0 | 0 | 0 | 0 | 0 | 0 | 0
NHH UMS category B | 0 | 0 | 0 | 0 | 0 | 0 | 0 | 0 | 0 | 0
NHH UMS category C | 0 | 0 | 0 | 0 | 0 | 0 | 0 | 0 | 0 | 0
NHH UMS category D | 0 | 0 | 0 | 0 | 0 | 0 | 0 | 0 | 0 | 0
LV UMS (Pseudo HH Metered) | 0 | 0 | 0 | 0 | 0 | 0 | 0 | 0 | 0 | 0
2602. Standing charges factors adapted to use 132kV/HV
Data sources:
x1 = 2601. Standing charges factors for 132kV/HV (in Pre-processing of data for standing charge factors)
x2 = 2601. Adjusted standing charges factors for 132kV (in Pre-processing of data for standing charge factors)
x3 = 2601. Standing charges factors (in Pre-processing of data for standing charge factors)
Combine tables = x1 or x2 or x3
| GSPs | 132kV | 132kV/EHV | EHV | EHV/HV | 132kV/HV | HV | HV/LV | LV circuits
Domestic Unrestricted | 0 | 0 | 0 | 0 | 0 | 0 | 0 | 0 | 1
Domestic Two Rate | 0 | 0 | 0 | 0 | 0 | 0 | 0 | 0 | 1
Domestic Off Peak (related MPAN) | 0 | 0 | 0 | 0 | 0 | 0 | 0 | 0 | 1
Small Non Domestic Unrestricted | 0 | 0 | 0 | 0 | 0 | 0 | 0 | 0 | 1
Small Non Domestic Two Rate | 0 | 0 | 0 | 0 | 0 | 0 | 0 | 0 | 1
Small Non Domestic Off Peak (related MPAN) | 0 | 0 | 0 | 0 | 0 | 0 | 0 | 0 | 1
LV Medium Non-Domestic | 0 | 0 | 0 | 0 | 0 | 0 | 0 | 0 | 1
LV Sub Medium Non-Domestic | 0 | 0 | 0 | 0 | 0 | 0 | 0 | 1 | 0
HV Medium Non-Domestic | 0 | 0.06 | 0 | 0.2 | 1 | 1 | 1 | 0 | 0
LV Network Domestic | 0 | 0 | 0 | 0 | 0 | 0 | 0 | 0 | 1
LV Network Non-Domestic Non-CT | 0 | 0 | 0 | 0 | 0 | 0 | 0 | 0 | 1
LV HH Metered | 0 | 0 | 0 | 0 | 0 | 0 | 0.2 | 1 | 1
LV Sub HH Metered | 0 | 0 | 0 | 0 | 0 | 0 | 1 | 1 | 0
HV HH Metered | 0 | 0.06 | 0 | 0.2 | 1 | 1 | 1 | 0 | 0
NHH UMS category A | 0 | 0 | 0 | 0 | 0 | 0 | 0 | 0 | 0
NHH UMS category B | 0 | 0 | 0 | 0 | 0 | 0 | 0 | 0 | 0
NHH UMS category C | 0 | 0 | 0 | 0 | 0 | 0 | 0 | 0 | 0
NHH UMS category D | 0 | 0 | 0 | 0 | 0 | 0 | 0 | 0 | 0
LV UMS (Pseudo HH Metered) | 0 | 0 | 0 | 0 | 0 | 0 | 0 | 0 | 0
2603. Capacity-based contributions to chargeable aggregate maximum load by network level (kW)
Data sources:
x1 = 2305. Import capacity (kVA) (in Equivalent volume for each end user)
x2 = 1010. Power factor for all flows in the network model (in Financial and general assumptions)
x3 = 2602. Standing charges factors adapted to use 132kV/HV
x4 = 2012. Loss adjustment factors between end user meter reading and each network level, scaled by network use
Calculation =x1*x2*x3*x4
| GSPs | 132kV | 132kV/EHV | EHV | EHV/HV | 132kV/HV | HV | HV/LV | LV circuits
LV HH Metered | 0 | 0 | 0 | 0 | 0 | 0 | 146885.6055 | 720610.0024 | 706649.8456
LV Sub HH Metered | 0 | 0 | 0 | 0 | 0 | 0 | 12359.641 | 12127.0983 | 0
HV HH Metered | 0 | 41026.9823 | 0 | 94143.4621 | 467527.5512 | 200368.9505 | 661492.892 | 0 | 0
2604. Unit-based contributions to chargeable aggregate maximum load (kW)
Data sources:
x1 = 2407. All units (MWh)
x2 = 1041. Load factor for each type of demand user (in Load profile data for demand users)
x3 = 2602. Standing charges factors adapted to use 132kV/HV
x4 = 2012. Loss adjustment factors between end user meter reading and each network level, scaled by network use
x5 = 1010. Days in the charging year (in Financial and general assumptions)
Calculation =x1/x2*x3*x4/(24*x5)*1000
| GSPs | 132kV | 132kV/EHV | EHV | EHV/HV | 132kV/HV | HV | HV/LV | LV circuits
Domestic Unrestricted | 0 | 0 | 0 | 0 | 0 | 0 | 0 | 0 | 817270.4509
Domestic Two Rate | 0 | 0 | 0 | 0 | 0 | 0 | 0 | 0 | 146997.8698
Small Non Domestic Unrestricted | 0 | 0 | 0 | 0 | 0 | 0 | 0 | 0 | 221591.2167
Small Non Domestic Two Rate | 0 | 0 | 0 | 0 | 0 | 0 | 0 | 0 | 59372.419
LV Medium Non-Domestic | 0 | 0 | 0 | 0 | 0 | 0 | 0 | 0 | 0
LV Sub Medium Non-Domestic | 0 | 0 | 0 | 0 | 0 | 0 | 0 | 0 | 0
HV Medium Non-Domestic | 0 | 0 | 0 | 0 | 0 | 0 | 0 | 0 | 0
LV Network Domestic | 0 | 0 | 0 | 0 | 0 | 0 | 0 | 0 | 0
LV Network Non-Domestic Non-CT | 0 | 0 | 0 | 0 | 0 | 0 | 0 | 0 | 46465.6164
2605. Contributions to aggregate maximum load by network level (kW)
Data sources:
x1 = 2603. Capacity-based contributions to chargeable aggregate maximum load by network level (kW)
x2 = 2604. Unit-based contributions to chargeable aggregate maximum load (kW)
Combine tables = x1 or x2
| GSPs | 132kV | 132kV/EHV | EHV | EHV/HV | 132kV/HV | HV | HV/LV | LV circuits
Domestic Unrestricted | 0 | 0 | 0 | 0 | 0 | 0 | 0 | 0 | 817270.4509
Domestic Two Rate | 0 | 0 | 0 | 0 | 0 | 0 | 0 | 0 | 146997.8698
Small Non Domestic Unrestricted | 0 | 0 | 0 | 0 | 0 | 0 | 0 | 0 | 221591.2167
Small Non Domestic Two Rate | 0 | 0 | 0 | 0 | 0 | 0 | 0 | 0 | 59372.419
LV Medium Non-Domestic | 0 | 0 | 0 | 0 | 0 | 0 | 0 | 0 | 0
LV Sub Medium Non-Domestic | 0 | 0 | 0 | 0 | 0 | 0 | 0 | 0 | 0
HV Medium Non-Domestic | 0 | 0 | 0 | 0 | 0 | 0 | 0 | 0 | 0
LV Network Domestic | 0 | 0 | 0 | 0 | 0 | 0 | 0 | 0 | 0
LV Network Non-Domestic Non-CT | 0 | 0 | 0 | 0 | 0 | 0 | 0 | 0 | 46465.6164
LV HH Metered | 0 | 0 | 0 | 0 | 0 | 0 | 146885.6055 | 720610.0024 | 706649.8456
LV Sub HH Metered | 0 | 0 | 0 | 0 | 0 | 0 | 12359.641 | 12127.0983 | 0
HV HH Metered | 0 | 41026.9823 | 0 | 94143.4621 | 467527.5512 | 200368.9505 | 661492.892 | 0 | 0
2606. Forecast chargeable aggregate maximum load (kW)
Data sources:
x1 = 2605. Contributions to aggregate maximum load by network level (kW)
Cell summation =SUM(x1)
| GSPs | 132kV | 132kV/EHV | EHV | EHV/HV | 132kV/HV | HV | HV/LV | LV circuits
Forecast chargeable aggregate maximum load (kW) | 0 | 41026.9823 | 0 | 94143.4621 | 467527.5512 | 200368.9505 | 820738.1384 | 732737.1008 | 1998347.4184
2607. Forecast simultaneous load subject to standing charge factors (kW)
Data sources:
x1 = 2505. Contributions of users on each tariff to system simultaneous maximum load by network level (kW)
x2 = 2602. Standing charges factors adapted to use 132kV/HV
Calculation =x1*x2
| GSPs | 132kV | 132kV/EHV | EHV | EHV/HV | 132kV/HV | HV | HV/LV | LV circuits
Domestic Unrestricted | 0 | 0 | 0 | 0 | 0 | 0 | 0 | 0 | 630884.4553
Domestic Two Rate | 0 | 0 | 0 | 0 | 0 | 0 | 0 | 0 | 44658.1735
Domestic Off Peak (related MPAN) | 0 | 0 | 0 | 0 | 0 | 0 | 0 | 0 | 114.5672
Small Non Domestic Unrestricted | 0 | 0 | 0 | 0 | 0 | 0 | 0 | 0 | 150433.5177
Small Non Domestic Two Rate | 0 | 0 | 0 | 0 | 0 | 0 | 0 | 0 | 46960.1202
Small Non Domestic Off Peak (related MPAN) | 0 | 0 | 0 | 0 | 0 | 0 | 0 | 0 | 71.0363
LV Medium Non-Domestic | 0 | 0 | 0 | 0 | 0 | 0 | 0 | 0 | 0
LV Sub Medium Non-Domestic | 0 | 0 | 0 | 0 | 0 | 0 | 0 | 0 | 0
HV Medium Non-Domestic | 0 | 0 | 0 | 0 | 0 | 0 | 0 | 0 | 0
LV Network Domestic | 0 | 0 | 0 | 0 | 0 | 0 | 0 | 0 | 0
LV Network Non-Domestic Non-CT | 0 | 0 | 0 | 0 | 0 | 0 | 0 | 0 | 33446.9718
LV HH Metered | 0 | 0 | 0 | 0 | 0 | 0 | 47591.0607 | 233478.2518 | 228955.1492
LV Sub HH Metered | 0 | 0 | 0 | 0 | 0 | 0 | 3726.9635 | 3656.8419 | 0
HV HH Metered | 0 | 15780.2331 | 0 | 36309.6822 | 180318.1699 | 77068.0308 | 255127.612 | 0 | 0
NHH UMS category A | 0 | 0 | 0 | 0 | 0 | 0 | 0 | 0 | 0
NHH UMS category B | 0 | 0 | 0 | 0 | 0 | 0 | 0 | 0 | 0
NHH UMS category C | 0 | 0 | 0 | 0 | 0 | 0 | 0 | 0 | 0
NHH UMS category D | 0 | 0 | 0 | 0 | 0 | 0 | 0 | 0 | 0
LV UMS (Pseudo HH Metered) | 0 | 0 | 0 | 0 | 0 | 0 | 0 | 0 | 0
2608. Forecast simultaneous load replaced by standing charge (kW)
Data sources:
x1 = 2607. Forecast simultaneous load subject to standing charge factors (kW)
Cell summation =SUM(x1)
| GSPs | 132kV | 132kV/EHV | EHV | EHV/HV | 132kV/HV | HV | HV/LV | LV circuits
Forecast simultaneous load replaced by standing charge (kW) | 0 | 15780.2331 | 0 | 36309.6822 | 180318.1699 | 77068.0308 | 306445.6362 | 237135.0937 | 1135523.9912
2609. Calculated LV diversity allowance
Data sources:
x1 = 2606. Forecast chargeable aggregate maximum load (kW)
x2 = 2608. Forecast simultaneous load replaced by standing charge (kW)
Calculation =x1/x2-1
LV circuits
Calculated LV diversity allowance | =SUM(x1): 75.98%
2610. Network level mapping for diversity allowances
| GSPs | 132kV | 132kV/EHV | EHV | EHV/HV | 132kV/HV | HV | HV/LV | LV circuits
GSPs | 100% | 0% | 0% | 0% | 0% | 0% | 0% | 0% | 0%
132kV | 0% | 100% | 0% | 0% | 0% | 0% | 0% | 0% | 0%
132kV/EHV | 0% | 0% | 100% | 0% | 0% | 100% | 0% | 0% | 0%
EHV | 0% | 0% | 0% | 100% | 0% | 0% | 0% | 0% | 0%
EHV/HV | 0% | 0% | 0% | 0% | 100% | 0% | 0% | 0% | 0%
HV | [6 empty] | 100% | 0% | 0% | bar: =SUM(x1) to =SUM(x6)
HV/LV | [6 empty] | 0% | 100% | 0% | bar: =SUM(x1) to =SUM(x6)
LV circuits | [6 empty] | 0% | 0% | 100% | bar: =SUM(x1) to =SUM(x6)
2611. Diversity allowances including 132kV/HV
Data sources:
x1 = 2104. Diversity allowance between level exit and GSP Group (in Diversity calculations)
x2 = 2610. Network level mapping for diversity allowances
Sum-product calculation =SUMPRODUCT(x1, x2)
Diversity allowances including 132kV/HV
GSPs | =SUM(x1): 6.383%
132kV | =SUM(x1): 12.02%
132kV/EHV | =SUM(x1): 12.02%
EHV | =SUM(x1): 23.11%
EHV/HV | =SUM(x1): 23.11%
132kV/HV | =SUM(x1): 12.02%
HV | =SUM(x1): 68.66%
HV/LV | =SUM(x1): 68.66%
LV circuits | bar: =SUM(x1)
2612. Diversity allowances (including calculated LV value)
Data sources:
x1 = 2609. Calculated LV diversity allowance
x2 = 2611. Diversity allowances including 132kV/HV
Combine tables = x1 or x2
| GSPs | 132kV | 132kV/EHV | EHV | EHV/HV | 132kV/HV | HV | HV/LV | LV circuits
Diversity allowances (including calculated LV value) | 6.383% | 12.02% | 12.02% | 23.11% | 23.11% | 12.02% | 68.66% | 68.66% | 75.98%
2613. Forecast simultaneous maximum load (kW) adjusted for standing charges
Data sources:
x1 = 2506. Forecast system simultaneous maximum load (kW) from forecast units
x2 = 2608. Forecast simultaneous load replaced by standing charge (kW)
x3 = 2606. Forecast chargeable aggregate maximum load (kW)
x4 = 2612. Diversity allowances (including calculated LV value)
Calculation =x1-x2+x3/(1+x4)
| GSPs | 132kV | 132kV/EHV | EHV | EHV/HV | 132kV/HV | HV | HV/LV | LV circuits
Forecast simultaneous maximum load (kW) adjusted for standing charges | 1520264.4023 | 1513488.1733 | 1039698.7661 | 1055226.065 | 1207628.763 | 539188.3624 | 1639708.8246 | 1379076.0699 | 1158504.5664
Other expenditure for South Wales in 0 (Forecast)
2701. Operating expenditure coded by network level (£/year)
Data sources:
x1 = 1055. Transmission exit charges (£/year)
x2 = Zero for levels other than transmission exit
Combine tables = x1 or x2
| Transmission exit | Operating 132kV | Operating 132kV/EHV | Operating EHV | Operating EHV/HV | Operating 132kV/HV | Operating HV | Operating HV/LV | Operating LV circuits | Operating LV customer | Operating HV customer
Operating expenditure coded by network level (£/year) | 13055990.5447 | 0 | 0 | 0 | 0 | 0 | 0 | 0 | 0 | 0 | 0
2702. Network model assets (£) scaled by load forecast
Data sources:
x1 = 2108. GSP simultaneous maximum load assumed through each network level (MW)
x2 = 2613. Forecast simultaneous maximum load (kW) adjusted for standing charges
x3 = 1020. Gross asset cost by network level (£)
Calculation =IF(x1,x2*x3/x1/1000,0)
| Assets 132kV | Assets 132kV/EHV | Assets EHV | Assets EHV/HV | Assets 132kV/HV | Assets HV | Assets HV/LV | Assets LV circuits
Network model assets (£) scaled by load forecast | 489151439.6737 | 42609602.5352 | 129845268.0483 | 130161577.4202 | 43665939.9681 | 602534005.7186 | 199531808.4941 | 352037807.2714
2703. Annual consumption by tariff for unmetered users (MWh)
Data sources:
x1 = 2407. All units (MWh)
Copy cells = x1
Annual consumption by tariff for unmetered users (MWh)
NHH UMS category A | =SUM(x1): 6769.848
NHH UMS category B | =SUM(x1): 5754.3632
NHH UMS category C | =SUM(x1): 344.569
NHH UMS category D | =SUM(x1): 0
LV UMS (Pseudo HH Metered) | =SUM(x1): 137660.4813
2704. Total unmetered units
Data sources:
x1 = 2703. Annual consumption by tariff for unmetered users (MWh)
Cell summation =SUM(x1)
Total unmetered units
Total unmetered units | =SUM(x1): 150529.2615
2705. Service model asset data
Data sources:
x1 = 2205. Service model assets by tariff (£)
x2 = 2305. MPANs (in Equivalent volume for each end user)
x3 = 2202. LV unmetered service model assets £/(MWh/year)
x4 = 2704. Total unmetered units
x5 = Service model assets (£) scaled by annual MWh (in Service model asset data)
x6 = Service model assets (£) scaled by user count (in Service model asset data)
x7 = Service model assets (£) scaled by annual MWh (in Service model asset data)
Kind: | Sum-product calculation |  | Calculation | Copy cells |  | Calculation
Formula: | =SUMPRODUCT(x1, x2) |  | =x3*x4 | = x5 |  | =x6+x7
| Service model assets (£) scaled by user count |  |  | Service model assets (£) scaled by annual MWh |  | Service model assets (£)
| Assets LV customer | Assets HV customer | Service model assets (£) scaled by annual MWh | Assets LV customer | Assets HV customer | Assets LV customer | Assets HV customer
Service model asset data | 367698181.6627 | 7213264.3624 | 40464569.6311 | 40464569.6311 |  | 408162751.2938 | 7213264.3624
2706. Data for allocation of operating expenditure
Data sources:
x1 = 2702. Network model assets (£) scaled by load forecast
x2 = 2705. Service model assets (£) (in Service model asset data)
x3 = Model assets (£) scaled by demand forecast (in Data for allocation of operating expenditure)
Kind: | =SUM(x1): Combine tables | [5 empty] | Cell summation
Formula: | =SUM(x1): = x1 or x2 | [5 empty] | =SUM(x3)
Model assets (£) scaled by demand forecast
| GSPs | Assets 132kV | Assets 132kV/EHV | Assets EHV | Assets EHV/HV | Assets 132kV/HV | Assets HV | Assets HV/LV | Assets LV circuits | Assets LV customer | Assets HV customer | Denominator for allocation of operating expenditure
Data for allocation of operating expenditure |  | 489151439.6737 | 42609602.5352 | 129845268.0483 | 130161577.4202 | 43665939.9681 | 602534005.7186 | 199531808.4941 | 352037807.2714 | 408162751.2938 | 7213264.3624 | 2404913464.7858
2707. Amount of expenditure to be allocated according to asset values (£/year)
Data sources:
x1 = 1059. Direct cost (£/year) (in Other expenditure)
x2 = 1059. Network rates (£/year) (in Other expenditure)
x3 = 1059. Indirect cost (£/year) (in Other expenditure)
x4 = 1059. Indirect cost proportion (in Other expenditure)
Calculation =x1+x2+x3*x4
Amount of expenditure to be allocated according to asset values (£/year)
Other expenditure | =SUM(x1): 85890482.4202
2708. Total operating expenditure by network level (£/year)
Data sources:
x1 = 2701. Operating expenditure coded by network level (£/year)
x2 = 2707. Amount of expenditure to be allocated according to asset values (£/year)
x3 = 2706. Denominator for allocation of operating expenditure (in Data for allocation of operating expenditure)
x4 = 2706. Model assets (£) scaled by demand forecast (in Data for allocation of operating expenditure)
Calculation =x1+x2/x3*x4
| Transmission exit | Operating 132kV | Operating 132kV/EHV | Operating EHV | Operating EHV/HV | Operating 132kV/HV | Operating HV | Operating HV/LV | Operating LV circuits | Operating LV customer | Operating HV customer
Total operating expenditure by network level (£/year) | 13055990.5447 | 17469839.8696 | 1521784.2018 | 4637369.6501 | 4648666.5075 | 1559510.8531 | 21519250.9766 | 7126195.4081 | 12572883.6149 | 14577362.607 | 257618.7314
2709. Operating expenditure percentage by network level
Data sources:
x1 = 2706. Model assets (£) scaled by demand forecast (in Data for allocation of operating expenditure)
x2 = 2708. Total operating expenditure by network level (£/year)
Calculation =IF(x1="","",IF(x1>0,x2/x1,0))
| Transmission exit | Operating 132kV | Operating 132kV/EHV | Operating EHV | Operating EHV/HV | Operating 132kV/HV | Operating HV | Operating HV/LV | Operating LV circuits | Operating LV customer | Operating HV customer
Operating expenditure percentage by network level |  | 3.571% | 3.571% | 3.571% | 3.571% | 3.571% | 3.571% | 3.571% | 3.571% | 3.571% | 3.571%
2710. Unit operating expenditure based on simultaneous maximum load (£/kW/year)
Data sources:
x1 = 2613. Forecast simultaneous maximum load (kW) adjusted for standing charges
x2 = 2708. Total operating expenditure by network level (£/year)
Calculation =IF(x1>0,x2/x1,0)
| Transmission exit | Operating 132kV | Operating 132kV/EHV | Operating EHV | Operating EHV/HV | Operating 132kV/HV | Operating HV | Operating HV/LV | Operating LV circuits
Unit operating expenditure based on simultaneous maximum load (£/kW/year) | 8.588 | 11.5428 | 1.4637 | 4.3947 | 3.8494 | 2.8923 | 13.1238 | 5.1674 | 10.8527
2711. Operating expenditure for customer assets p/MPAN/day
Data sources:
x1 = 1010. Days in the charging year (in Financial and general assumptions)
x2 = 2709. Operating expenditure percentage by network level
x3 = 2205. Service model assets by tariff (£)
x4 = Operating expenditure p/MPAN/day by level (in Operating expenditure for customer assets p/MPAN/day)
Kind: | =SUM(x1): Calculation; =SUM(x3): Cell summation
Formula: | =SUM(x1): =100/x1*x2*x3; =SUM(x3): =SUM(x4)
Operating expenditure p/MPAN/day by level
| Operating LV customer | Operating HV customer | Operating expenditure for customer assets p/MPAN/day total
Domestic Unrestricted | =SUM(x1): 2.8976; =SUM(x2): 0; =SUM(x3): 2.8976
Domestic Two Rate | =SUM(x1): 2.8976; =SUM(x2): 0; =SUM(x3): 2.8976
Domestic Off Peak (related MPAN) | =SUM(x1): 0; =SUM(x2): 0; =SUM(x3): 0
Small Non Domestic Unrestricted | =SUM(x1): 6.519; =SUM(x2): 0; =SUM(x3): 6.519
Small Non Domestic Two Rate | =SUM(x1): 6.519; =SUM(x2): 0; =SUM(x3): 6.519
Small Non Domestic Off Peak (related MPAN) | =SUM(x1): 0; =SUM(x2): 0; =SUM(x3): 0
LV Medium Non-Domestic | =SUM(x1): 7.9368; =SUM(x2): 0; =SUM(x3): 7.9368
LV Sub Medium Non-Domestic | =SUM(x1): 5.8861; =SUM(x2): 0; =SUM(x3): 5.8861
HV Medium Non-Domestic | =SUM(x1): 0; =SUM(x2): 102.2452; =SUM(x3): 102.2452
LV Network Domestic | =SUM(x1): 2.8976; =SUM(x2): 0; =SUM(x3): 2.8976
LV Network Non-Domestic Non-CT | =SUM(x1): 6.519; =SUM(x2): 0; =SUM(x3): 6.519
LV HH Metered | =SUM(x1): 13.3804; =SUM(x2): 0; =SUM(x3): 13.3804
LV Sub HH Metered | =SUM(x1): 10.3058; =SUM(x2): 0; =SUM(x3): 10.3058
HV HH Metered | =SUM(x1): 0; =SUM(x2): 102.2452; =SUM(x3): 102.2452
NHH UMS category A | =SUM(x1): 0; =SUM(x2): 0; =SUM(x3): 0
NHH UMS category B | =SUM(x1): 0; =SUM(x2): 0; =SUM(x3): 0
NHH UMS category C | =SUM(x1): 0; =SUM(x2): 0; =SUM(x3): 0
NHH UMS category D | =SUM(x1): 0; =SUM(x2): 0; =SUM(x3): 0
LV UMS (Pseudo HH Metered) | =SUM(x1): 0; =SUM(x2): 0; =SUM(x3): 0
LV Generation NHH or Aggregate HH | =SUM(x1): 0; =SUM(x2): 0; =SUM(x3): 0
LV Sub Generation NHH | =SUM(x1): 0; =SUM(x2): 0; =SUM(x3): 0
LV Generation Intermittent | =SUM(x1): 0; =SUM(x2): 0; =SUM(x3): 0
LV Generation Non-Intermittent | =SUM(x1): 0; =SUM(x2): 0; =SUM(x3): 0
LV Sub Generation Intermittent | =SUM(x1): 0; =SUM(x2): 0; =SUM(x3): 0
LV Sub Generation Non-Intermittent | =SUM(x1): 0; =SUM(x2): 0; =SUM(x3): 0
HV Generation Intermittent | =SUM(x1): 0; =SUM(x2): 49.2959; =SUM(x3): 49.2959
HV Generation Non-Intermittent | =SUM(x1): 0; =SUM(x2): 49.2959; =SUM(x3): 49.2959
2712. Operating expenditure for unmetered customer assets (p/kWh)
Data sources:
x1 = 2709. Operating expenditure percentage by network level
x2 = 2202. LV unmetered service model assets £/(MWh/year)
Calculation =0.1*x1*x2
Operating LV customer
NHH UMS category A | =SUM(x1): 0.96006
NHH UMS category B | =SUM(x1): 0.96006
NHH UMS category C | =SUM(x1): 0.96006
NHH UMS category D | =SUM(x1): 0.96006
LV UMS (Pseudo HH Metered) | =SUM(x1): 0.96006
Customer contributions for South Wales in 0 (Forecast)
This sheet calculates factors used to take account of the costs deemed to be covered by connection charges.
2801. Network level of supply (for customer contributions) by tariff
| LV network | LV substation | HV network | HV substation
Domestic Unrestricted | 100% | 0% | 0% | 0%
Domestic Two Rate | 100% | 0% | 0% | 0%
Domestic Off Peak (related MPAN) | 100% | 0% | 0% | 0%
Small Non Domestic Unrestricted | 100% | 0% | 0% | 0%
Small Non Domestic Two Rate | 100% | 0% | 0% | 0%
Small Non Domestic Off Peak (related MPAN) | 100% | 0% | 0% | 0%
LV Medium Non-Domestic | 100% | 0% | 0% | 0%
LV Sub Medium Non-Domestic | 0% | 100% | 0% | 0%
HV Medium Non-Domestic | 0% | 0% | 100% | 0%
LV Network Domestic | 100% | 0% | 0% | 0%
LV Network Non-Domestic Non-CT | 100% | 0% | 0% | 0%
LV HH Metered | 100% | 0% | 0% | 0%
LV Sub HH Metered | 0% | 100% | 0% | 0%
HV HH Metered | 0% | 0% | 100% | 0%
NHH UMS category A | 100% | 0% | 0% | 0%
NHH UMS category B | 100% | 0% | 0% | 0%
NHH UMS category C | 100% | 0% | 0% | 0%
NHH UMS category D | 100% | 0% | 0% | 0%
LV UMS (Pseudo HH Metered) | 100% | 0% | 0% | 0%
LV Generation NHH or Aggregate HH | 100% | 0% | 0% | 0%
LV Sub Generation NHH | 0% | 100% | 0% | 0%
LV Generation Intermittent | 100% | 0% | 0% | 0%
LV Generation Non-Intermittent | 100% | 0% | 0% | 0%
LV Sub Generation Intermittent | 0% | 100% | 0% | 0%
LV Sub Generation Non-Intermittent | 0% | 100% | 0% | 0%
HV Generation Intermittent | 0% | 0% | 100% | 0%
HV Generation Non-Intermittent | 0% | 0% | 100% | 0%
2802. Contribution proportion of asset annuities, by customer type and network level of assets
Data sources:
x1 = 1060. Customer contributions under current connection charging policy
x2 = 1010. Annuity proportion for customer-contributed assets (in Financial and general assumptions)
Calculation =x1*(1-x2)
| LV network | LV substation | HV network | HV substation
Assets 132kV | bar: =SUM(x1) to =SUM(x4)
Assets 132kV/EHV | 0% | 0% | 36% | 36%
Assets EHV | 0% | 0% | 36% | 36%
Assets EHV/HV | 75% | 75% | 91% | 91%
Assets 132kV/HV | 75% | 75% | 91% | 0%
Assets HV | 75% | 75% | 91% | 0%
Assets HV/LV | 95% | 95% | 0% | 0%
Assets LV circuits | 95% | 0% | 0% | 0%
2803. Proportion of assets annuities deemed to be covered by customer contributions
Data sources:
x1 = 2801. Network level of supply (for customer contributions) by tariff
x2 = 2802. Contribution proportion of asset annuities, by customer type and network level of assets
Sum-product calculation =SUMPRODUCT(x1, x2)
| Assets 132kV | Assets 132kV/EHV | Assets EHV | Assets EHV/HV | Assets 132kV/HV | Assets HV | Assets HV/LV | Assets LV circuits
Domestic Unrestricted | 0% | 0% | 0% | 75% | 75% | 75% | 95% | 95%
Domestic Two Rate | 0% | 0% | 0% | 75% | 75% | 75% | 95% | 95%
Domestic Off Peak (related MPAN) | 0% | 0% | 0% | 75% | 75% | 75% | 95% | 95%
Small Non Domestic Unrestricted | 0% | 0% | 0% | 75% | 75% | 75% | 95% | 95%
Small Non Domestic Two Rate | 0% | 0% | 0% | 75% | 75% | 75% | 95% | 95%
Small Non Domestic Off Peak (related MPAN) | 0% | 0% | 0% | 75% | 75% | 75% | 95% | 95%
LV Medium Non-Domestic | 0% | 0% | 0% | 75% | 75% | 75% | 95% | 95%
LV Sub Medium Non-Domestic | 0% | 0% | 0% | 75% | 75% | 75% | 95% | 0%
HV Medium Non-Domestic | 0% | 36% | 36% | 91% | 91% | 91% | 0% | 0%
LV Network Domestic | 0% | 0% | 0% | 75% | 75% | 75% | 95% | 95%
LV Network Non-Domestic Non-CT | 0% | 0% | 0% | 75% | 75% | 75% | 95% | 95%
LV HH Metered | 0% | 0% | 0% | 75% | 75% | 75% | 95% | 95%
LV Sub HH Metered | 0% | 0% | 0% | 75% | 75% | 75% | 95% | 0%
HV HH Metered | 0% | 36% | 36% | 91% | 91% | 91% | 0% | 0%
NHH UMS category A | 0% | 0% | 0% | 75% | 75% | 75% | 95% | 95%
NHH UMS category B | 0% | 0% | 0% | 75% | 75% | 75% | 95% | 95%
NHH UMS category C | 0% | 0% | 0% | 75% | 75% | 75% | 95% | 95%
NHH UMS category D | 0% | 0% | 0% | 75% | 75% | 75% | 95% | 95%
LV UMS (Pseudo HH Metered) | 0% | 0% | 0% | 75% | 75% | 75% | 95% | 95%
LV Generation NHH or Aggregate HH | 0% | 0% | 0% | 75% | 75% | 75% | 95% | 95%
LV Sub Generation NHH | 0% | 0% | 0% | 75% | 75% | 75% | 95% | 0%
LV Generation Intermittent | 0% | 0% | 0% | 75% | 75% | 75% | 95% | 95%
LV Generation Non-Intermittent | 0% | 0% | 0% | 75% | 75% | 75% | 95% | 95%
LV Sub Generation Intermittent | 0% | 0% | 0% | 75% | 75% | 75% | 95% | 0%
LV Sub Generation Non-Intermittent | 0% | 0% | 0% | 75% | 75% | 75% | 95% | 0%
HV Generation Intermittent | 0% | 36% | 36% | 91% | 91% | 91% | 0% | 0%
HV Generation Non-Intermittent | 0% | 36% | 36% | 91% | 91% | 91% | 0% | 0%
2804. Proportion of annual charge covered by contributions (for all charging levels)
Data sources:
x1 = Zero for operating expenditure
x2 = Zero for GSPs level
x3 = 2803. Proportion of assets annuities deemed to be covered by customer contributions
Combine tables = x1 or x2 or x3
| GSPs | Assets 132kV | Assets 132kV/EHV | Assets EHV | Assets EHV/HV | Assets 132kV/HV | Assets HV | Assets HV/LV | Assets LV circuits | Transmission exit | Operating 132kV | Operating 132kV/EHV | Operating EHV | Operating EHV/HV | Operating 132kV/HV | Operating HV | Operating HV/LV | Operating LV circuits
Domestic Unrestricted | 0% | 0% | 0% | 0% | 75% | 75% | 75% | 95% | 95% | 0% | 0% | 0% | 0% | 0% | 0% | 0% | 0% | 0%
Domestic Two Rate | 0% | 0% | 0% | 0% | 75% | 75% | 75% | 95% | 95% | 0% | 0% | 0% | 0% | 0% | 0% | 0% | 0% | 0%
Domestic Off Peak (related MPAN) | 0% | 0% | 0% | 0% | 75% | 75% | 75% | 95% | 95% | 0% | 0% | 0% | 0% | 0% | 0% | 0% | 0% | 0%
Small Non Domestic Unrestricted | 0% | 0% | 0% | 0% | 75% | 75% | 75% | 95% | 95% | 0% | 0% | 0% | 0% | 0% | 0% | 0% | 0% | 0%
Small Non Domestic Two Rate | 0% | 0% | 0% | 0% | 75% | 75% | 75% | 95% | 95% | 0% | 0% | 0% | 0% | 0% | 0% | 0% | 0% | 0%
Small Non Domestic Off Peak (related MPAN) | 0% | 0% | 0% | 0% | 75% | 75% | 75% | 95% | 95% | 0% | 0% | 0% | 0% | 0% | 0% | 0% | 0% | 0%
LV Medium Non-Domestic | 0% | 0% | 0% | 0% | 75% | 75% | 75% | 95% | 95% | 0% | 0% | 0% | 0% | 0% | 0% | 0% | 0% | 0%
LV Sub Medium Non-Domestic | 0% | 0% | 0% | 0% | 75% | 75% | 75% | 95% | 0% | 0% | 0% | 0% | 0% | 0% | 0% | 0% | 0% | 0%
HV Medium Non-Domestic | 0% | 0% | 36% | 36% | 91% | 91% | 91% | 0% | 0% | 0% | 0% | 0% | 0% | 0% | 0% | 0% | 0% | 0%
LV Network Domestic | 0% | 0% | 0% | 0% | 75% | 75% | 75% | 95% | 95% | 0% | 0% | 0% | 0% | 0% | 0% | 0% | 0% | 0%
LV Network Non-Domestic Non-CT | 0% | 0% | 0% | 0% | 75% | 75% | 75% | 95% | 95% | 0% | 0% | 0% | 0% | 0% | 0% | 0% | 0% | 0%
LV HH Metered | 0% | 0% | 0% | 0% | 75% | 75% | 75% | 95% | 95% | 0% | 0% | 0% | 0% | 0% | 0% | 0% | 0% | 0%
LV Sub HH Metered | 0% | 0% | 0% | 0% | 75% | 75% | 75% | 95% | 0% | 0% | 0% | 0% | 0% | 0% | 0% | 0% | 0% | 0%
HV HH Metered | 0% | 0% | 36% | 36% | 91% | 91% | 91% | 0% | 0% | 0% | 0% | 0% | 0% | 0% | 0% | 0% | 0% | 0%
NHH UMS category A | 0% | 0% | 0% | 0% | 75% | 75% | 75% | 95% | 95% | 0% | 0% | 0% | 0% | 0% | 0% | 0% | 0% | 0%
NHH UMS category B | 0% | 0% | 0% | 0% | 75% | 75% | 75% | 95% | 95% | 0% | 0% | 0% | 0% | 0% | 0% | 0% | 0% | 0%
NHH UMS category C | 0% | 0% | 0% | 0% | 75% | 75% | 75% | 95% | 95% | 0% | 0% | 0% | 0% | 0% | 0% | 0% | 0% | 0%
NHH UMS category D | 0% | 0% | 0% | 0% | 75% | 75% | 75% | 95% | 95% | 0% | 0% | 0% | 0% | 0% | 0% | 0% | 0% | 0%
LV UMS (Pseudo HH Metered) | 0% | 0% | 0% | 0% | 75% | 75% | 75% | 95% | 95% | 0% | 0% | 0% | 0% | 0% | 0% | 0% | 0% | 0%
LV Generation NHH or Aggregate HH | 0% | 0% | 0% | 0% | 75% | 75% | 75% | 95% | 95% | 0% | 0% | 0% | 0% | 0% | 0% | 0% | 0% | 0%
LV Sub Generation NHH | 0% | 0% | 0% | 0% | 75% | 75% | 75% | 95% | 0% | 0% | 0% | 0% | 0% | 0% | 0% | 0% | 0% | 0%
LV Generation Intermittent | 0% | 0% | 0% | 0% | 75% | 75% | 75% | 95% | 95% | 0% | 0% | 0% | 0% | 0% | 0% | 0% | 0% | 0%
LV Generation Non-Intermittent | 0% | 0% | 0% | 0% | 75% | 75% | 75% | 95% | 95% | 0% | 0% | 0% | 0% | 0% | 0% | 0% | 0% | 0%
LV Sub Generation Intermittent | 0% | 0% | 0% | 0% | 75% | 75% | 75% | 95% | 0% | 0% | 0% | 0% | 0% | 0% | 0% | 0% | 0% | 0%
LV Sub Generation Non-Intermittent | 0% | 0% | 0% | 0% | 75% | 75% | 75% | 95% | 0% | 0% | 0% | 0% | 0% | 0% | 0% | 0% | 0% | 0%
HV Generation Intermittent | 0% | 0% | 36% | 36% | 91% | 91% | 91% | 0% | 0% | 0% | 0% | 0% | 0% | 0% | 0% | 0% | 0% | 0%
HV Generation Non-Intermittent | 0% | 0% | 36% | 36% | 91% | 91% | 91% | 0% | 0% | 0% | 0% | 0% | 0% | 0% | 0% | 0% | 0% | 0%
Yardsticks for South Wales in 0 (Forecast)
This sheet calculates average p/kWh and p/kW/day charges that would apply if no costs were recovered through capacity or fixed charges.
2901. Unit cost at each level, £/kW/year (relative to system simultaneous maximum load)
Data sources:
x1 = 2109. Network model annuity by simultaneous maximum load for each network level (£/kW/year)
x2 = 2710. Unit operating expenditure based on simultaneous maximum load (£/kW/year)
Combine tables = x1 or x2
| GSPs | Assets 132kV | Assets 132kV/EHV | Assets EHV | Assets EHV/HV | Assets 132kV/HV | Assets HV | Assets HV/LV | Assets LV circuits | Transmission exit | Operating 132kV | Operating 132kV/EHV | Operating EHV | Operating EHV/HV | Operating 132kV/HV | Operating HV | Operating HV/LV | Operating LV circuits
Unit cost at each level, £/kW/year (relative to system simultaneous maximum load) |  | 17.0898 | 2.1671 | 6.5066 | 5.6993 | 4.2823 | 19.4306 | 7.6506 | 16.0681 | 8.588 | 11.5428 | 1.4637 | 4.3947 | 3.8494 | 2.8923 | 13.1238 | 5.1674 | 10.8527
2902. Pay-as-you-go yardstick unit costs by charging level (p/kWh)
Data sources:
x1 = 2901. Unit cost at each level, £/kW/year (relative to system simultaneous maximum load)
x2 = 2302. Load coefficient
x3 = 2012. Loss adjustment factors between end user meter reading and each network level, scaled by network use
x4 = 2804. Proportion of annual charge covered by contributions (for all charging levels)
x5 = 1010. Days in the charging year (in Financial and general assumptions)
Calculation =x1*x2*x3*(1-x4)/(24*x5)*100
| GSPs | Assets 132kV | Assets 132kV/EHV | Assets EHV | Assets EHV/HV | Assets 132kV/HV | Assets HV | Assets HV/LV | Assets LV circuits | Transmission exit | Operating 132kV | Operating 132kV/EHV | Operating EHV | Operating EHV/HV | Operating 132kV/HV | Operating HV | Operating HV/LV | Operating LV circuits
Domestic Unrestricted | 0 | 0.41705 | 0.036836 | 0.10931 | 0.023774 | 0.0076555 | 0.11468 | 0.0088608 | 0.018249 | 0.21146 | 0.28168 | 0.02488 | 0.073827 | 0.064229 | 0.020683 | 0.30982 | 0.11969 | 0.24652
Domestic Two Rate | 0 | 0.24988 | 0.022071 | 0.065492 | 0.014244 | 0.0045869 | 0.068711 | 0.005309 | 0.010934 | 0.1267 | 0.16877 | 0.014907 | 0.044234 | 0.038484 | 0.012392 | 0.18563 | 0.071716 | 0.1477
Domestic Off Peak (related MPAN) | 0 | 0 | 0 | 0 | 0 | 0 | 0 | 0 | 0 | 0 | 0 | 0 | 0 | 0 | 0 | 0 | 0 | 0
Small Non Domestic Unrestricted | 0 | 0.30346 | 0.026803 | 0.079535 | 0.017299 | 0.0055704 | 0.083444 | 0.0064474 | 0.013279 | 0.15387 | 0.20496 | 0.018103 | 0.053719 | 0.046735 | 0.01505 | 0.22544 | 0.087094 | 0.17937
Small Non Domestic Two Rate | 0 | 0.27224 | 0.024046 | 0.071354 | 0.015519 | 0.0049975 | 0.074861 | 0.0057842 | 0.011913 | 0.13804 | 0.18388 | 0.016241 | 0.048194 | 0.041928 | 0.013502 | 0.20225 | 0.078136 | 0.16092
Small Non Domestic Off Peak (related MPAN) | 0 | 0 | 0 | 0 | 0 | 0 | 0 | 0 | 0 | 0 | 0 | 0 | 0 | 0 | 0 | 0 | 0 | 0
LV Medium Non-Domestic | 0 | 0.28583 | 0.025246 | 0.074915 | 0.016294 | 0.0052469 | 0.078597 | 0.0060729 | 0.012507 | 0.14493 | 0.19306 | 0.017052 | 0.050599 | 0.044021 | 0.014175 | 0.21234 | 0.082035 | 0.16896
LV Sub Medium Non-Domestic | 0 | 0.28029 | 0.024757 | 0.073464 | 0.015978 | 0.0051452 | 0.077075 | 0.0059553 | 0 | 0.14212 | 0.18932 | 0.016721 | 0.049619 | 0.043168 | 0.013901 | 0.20823 | 0.080446 | 0
HV Medium Non-Domestic | 0 | 0.28371 | 0.016038 | 0.047589 | 0.0058222 | 0.0018748 | 0.028085 | 0 | 0 | 0.14385 | 0.19162 | 0.016925 | 0.050223 | 0.043694 | 0.01407 | 0.21077 | 0 | 0
LV Network Domestic | 0 | 0.4115 | 0.036346 | 0.10785 | 0.023457 | 0.0075536 | 0.11315 | 0.0087428 | 0.018006 | 0.20865 | 0.27793 | 0.024549 | 0.072844 | 0.063374 | 0.020407 | 0.3057 | 0.1181 | 0.24324
LV Network Non-Domestic Non-CT | 0 | 0.29708 | 0.02624 | 0.077862 | 0.016935 | 0.0054533 | 0.08169 | 0.0063119 | 0.013 | 0.15063 | 0.20065 | 0.017723 | 0.05259 | 0.045753 | 0.014733 | 0.2207 | 0.085263 | 0.1756
LV HH Metered | 0 | 0.27014 | 0.02386 | 0.070802 | 0.015399 | 0.0049588 | 0.074282 | 0.0057395 | 0.011821 | 0.13697 | 0.18246 | 0.016116 | 0.047821 | 0.041604 | 0.013397 | 0.20069 | 0.077531 | 0.15968
LV Sub HH Metered | 0 | 0.26491 | 0.023398 | 0.06943 | 0.015101 | 0.0048627 | 0.072843 | 0.0056283 | 0 | 0.13432 | 0.17892 | 0.015803 | 0.046895 | 0.040798 | 0.013138 | 0.1968 | 0.076029 | 0
HV HH Metered | 0 | 0.23 | 0.013002 | 0.038581 | 0.0047201 | 0.0015199 | 0.022768 | 0 | 0 | 0.11662 | 0.15535 | 0.013721 | 0.040716 | 0.035423 | 0.011407 | 0.17087 | 0 | 0
NHH UMS category A | 0 | 0.20959 | 0.018512 | 0.054932 | 0.011948 | 0.0038473 | 0.057633 | 0.0044531 | 0.0091713 | 0.10627 | 0.14156 | 0.012503 | 0.037102 | 0.032279 | 0.010394 | 0.1557 | 0.060154 | 0.12389
NHH UMS category B | 0 | 0.4308 | 0.038051 | 0.11291 | 0.024558 | 0.007908 | 0.11846 | 0.009153 | 0.018851 | 0.21843 | 0.29097 | 0.0257 | 0.076262 | 0.066347 | 0.021365 | 0.32004 | 0.12364 | 0.25465
NHH UMS category C | 0 | 0.45777 | 0.040433 | 0.11998 | 0.026095 | 0.0084031 | 0.12588 | 0.009726 | 0.020031 | 0.23211 | 0.30919 | 0.027309 | 0.081036 | 0.070501 | 0.022702 | 0.34008 | 0.13138 | 0.27059
NHH UMS category D | 0 | 0 | 0 | 0 | 0 | 0 | 0 | 0 | 0 | 0 | 0 | 0 | 0 | 0 | 0 | 0 | 0 | 0
LV UMS (Pseudo HH Metered) | 0 | 0.43307 | 0.038251 | 0.11351 | 0.024687 | 0.0079497 | 0.11909 | 0.0092013 | 0.01895 | 0.21959 | 0.29251 | 0.025836 | 0.076664 | 0.066697 | 0.021478 | 0.32173 | 0.12429 | 0.25599
LV Generation NHH or Aggregate HH | 0 | -0.20959 | -0.018512 | -0.054932 | -0.011948 | -0.0038473 | -0.057633 | -0.0044531 | 0 | -0.10627 | -0.14156 | -0.012503 | -0.037102 | -0.032279 | -0.010394 | -0.1557 | -0.060154 | 0
LV Sub Generation NHH | 0 | -0.20553 | -0.018154 | -0.053868 | -0.011716 | -0.0037728 | -0.056516 | 0 | 0 | -0.10421 | -0.13882 | -0.012261 | -0.036384 | -0.031654 | -0.010193 | -0.15269 | 0 | 0
LV Generation Intermittent | 0 | -0.20959 | -0.018512 | -0.054932 | -0.011948 | -0.0038473 | -0.057633 | -0.0044531 | 0 | -0.10627 | -0.14156 | -0.012503 | -0.037102 | -0.032279 | -0.010394 | -0.1557 | -0.060154 | 0
LV Generation Non-Intermittent | 0 | -0.20959 | -0.018512 | -0.054932 | -0.011948 | -0.0038473 | -0.057633 | -0.0044531 | 0 | -0.10627 | -0.14156 | -0.012503 | -0.037102 | -0.032279 | -0.010394 | -0.1557 | -0.060154 | 0
LV Sub Generation Intermittent | 0 | -0.20553 | -0.018154 | -0.053868 | -0.011716 | -0.0037728 | -0.056516 | 0 | 0 | -0.10421 | -0.13882 | -0.012261 | -0.036384 | -0.031654 | -0.010193 | -0.15269 | 0 | 0
LV Sub Generation Non-Intermittent | 0 | -0.20553 | -0.018154 | -0.053868 | -0.011716 | -0.0037728 | -0.056516 | 0 | 0 | -0.10421 | -0.13882 | -0.012261 | -0.036384 | -0.031654 | -0.010193 | -0.15269 | 0 | 0
HV Generation Intermittent | 0 | -0.20166 | -0.0114 | -0.033827 | -0.0041385 | -0.0013327 | 0 | 0 | 0 | -0.10225 | -0.13621 | -0.012031 | -0.035699 | -0.031058 | -0.010001 | 0 | 0 | 0
HV Generation Non-Intermittent | 0 | -0.20166 | -0.0114 | -0.033827 | -0.0041385 | -0.0013327 | 0 | 0 | 0 | -0.10225 | -0.13621 | -0.012031 | -0.035699 | -0.031058 | -0.010001 | 0 | 0 | 0
2903. Contributions to pay-as-you-go unit rate 1 (p/kWh)
Data sources:
x1 = 2460. Unit rate 1 pseudo load coefficient by network level (combined)
x2 = 2901. Unit cost at each level, £/kW/year (relative to system simultaneous maximum load)
x3 = 2012. Loss adjustment factors between end user meter reading and each network level, scaled by network use
x4 = 2804. Proportion of annual charge covered by contributions (for all charging levels)
x5 = 1010. Days in the charging year (in Financial and general assumptions)
Calculation =x1*x2*x3*(1-x4)*100/(24*x5)
| GSPs | Assets 132kV | Assets 132kV/EHV | Assets EHV | Assets EHV/HV | Assets 132kV/HV | Assets HV | Assets HV/LV | Assets LV circuits | Transmission exit | Operating 132kV | Operating 132kV/EHV | Operating EHV | Operating EHV/HV | Operating 132kV/HV | Operating HV | Operating HV/LV | Operating LV circuits
Domestic Unrestricted | 0 | 0.37708 | 0.033306 | 0.095485 | 0.020768 | 0.0069219 | 0.10018 | 0.0077405 | 0.015942 | 0.19082 | 0.25469 | 0.022496 | 0.064493 | 0.056108 | 0.018701 | 0.27065 | 0.10456 | 0.21535
Domestic Two Rate | 0 | 0.45441 | 0.040136 | 0.11432 | 0.024864 | 0.0083414 | 0.11994 | 0.009267 | 0.019086 | 0.23223 | 0.30692 | 0.027109 | 0.077212 | 0.067174 | 0.022536 | 0.32403 | 0.12518 | 0.25782
Domestic Off Peak (related MPAN) | 0 | 0.04583 | 0.004048 | 0.015888 | 0.0034555 | 0.00084129 | 0.016669 | 0.0012879 | 0.0026525 | 0.018768 | 0.030955 | 0.0027341 | 0.010731 | 0.0093357 | 0.0022729 | 0.045033 | 0.017398 | 0.035831
Small Non Domestic Unrestricted | 0 | 0.33059 | 0.0292 | 0.089277 | 0.019418 | 0.0060686 | 0.093665 | 0.0072372 | 0.014905 | 0.17831 | 0.22329 | 0.019722 | 0.060299 | 0.05246 | 0.016395 | 0.25305 | 0.097762 | 0.20135
Small Non Domestic Two Rate | 0 | 0.3904 | 0.034482 | 0.10256 | 0.022306 | 0.0071664 | 0.1076 | 0.0083138 | 0.017123 | 0.20932 | 0.26368 | 0.02329 | 0.06927 | 0.060264 | 0.019361 | 0.2907 | 0.11231 | 0.2313
Small Non Domestic Off Peak (related MPAN) | 0 | 0.045934 | 0.0040572 | 0.015891 | 0.0034563 | 0.00084319 | 0.016672 | 0.0012882 | 0.0026531 | 0.019108 | 0.031025 | 0.0027403 | 0.010733 | 0.0093378 | 0.002278 | 0.045043 | 0.017402 | 0.035839
LV Medium Non-Domestic | 0 | 0.29176 | 0.02577 | 0.076323 | 0.0166 | 0.0053558 | 0.080075 | 0.0061871 | 0.012743 | 0.15615 | 0.19706 | 0.017406 | 0.05155 | 0.044848 | 0.01447 | 0.21634 | 0.083577 | 0.17213
LV Sub Medium Non-Domestic | 0 | 0.281 | 0.02482 | 0.073899 | 0.016073 | 0.0051583 | 0.077532 | 0.0059906 | 0 | 0.15131 | 0.1898 | 0.016764 | 0.049913 | 0.043424 | 0.013936 | 0.20947 | 0.080923 | 0
HV Medium Non-Domestic | 0 | 0.27398 | 0.015488 | 0.046257 | 0.0056592 | 0.0018105 | 0.027298 | 0 | 0 | 0.14813 | 0.18505 | 0.016345 | 0.048817 | 0.04247 | 0.013587 | 0.20487 | 0 | 0
LV Network Domestic | 0 | 2.3859 | 0.21073 | 0.51543 | 0.11211 | 0.043796 | 0.54076 | 0.041783 | 0.086054 | 1.0679 | 1.6114 | 0.14233 | 0.34813 | 0.30287 | 0.11832 | 1.461 | 0.56442 | 1.1624
LV Network Non-Domestic Non-CT | 0 | 2.6439 | 0.23352 | 0.57136 | 0.12427 | 0.048532 | 0.59944 | 0.046317 | 0.095391 | 1.1844 | 1.7857 | 0.15772 | 0.38591 | 0.33574 | 0.13112 | 1.6195 | 0.62566 | 1.2886
LV HH Metered | 0 | 2.1178 | 0.18706 | 0.45751 | 0.099507 | 0.038876 | 0.47999 | 0.037087 | 0.076383 | 0.94802 | 1.4304 | 0.12634 | 0.30901 | 0.26883 | 0.10503 | 1.2968 | 0.50099 | 1.0318
LV Sub HH Metered | 0 | 2 | 0.17665 | 0.43204 | 0.093969 | 0.036712 | 0.45328 | 0.035023 | 0 | 0.89525 | 1.3508 | 0.11931 | 0.29181 | 0.25387 | 0.099185 | 1.2246 | 0.47311 | 0
HV HH Metered | 0 | 1.8961 | 0.10718 | 0.26214 | 0.032071 | 0.01253 | 0.1547 | 0 | 0 | 0.84875 | 1.2806 | 0.11311 | 0.27665 | 0.24069 | 0.094033 | 1.161 | 0 | 0
NHH UMS category A | 0 | 0.21831 | 0.019282 | 0.057163 | 0.012433 | 0.0040073 | 0.059973 | 0.0046339 | 0.0095437 | 0.11046 | 0.14745 | 0.013023 | 0.038609 | 0.03359 | 0.010826 | 0.16203 | 0.062596 | 0.12892
NHH UMS category B | 0 | 0.30119 | 0.026603 | 0.071397 | 0.015529 | 0.0055288 | 0.074907 | 0.0057878 | 0.01192 | 0.11025 | 0.20343 | 0.017968 | 0.048223 | 0.041954 | 0.014937 | 0.20237 | 0.078184 | 0.16102
NHH UMS category C | 0 | 0.48919 | 0.043208 | 0.11353 | 0.024693 | 0.0089798 | 0.11911 | 0.0092035 | 0.018955 | 0.18218 | 0.33041 | 0.029183 | 0.076683 | 0.066713 | 0.024261 | 0.32181 | 0.12432 | 0.25605
NHH UMS category D | 0 | 0.13997 | 0.012363 | 0.04363 | 0.0094894 | 0.0025694 | 0.045774 | 0.0035368 | 0.0072842 | 0.11006 | 0.09454 | 0.0083503 | 0.029468 | 0.025637 | 0.0069417 | 0.12367 | 0.047777 | 0.098398
LV UMS (Pseudo HH Metered) | 0 | 5.826 | 0.51458 | 1.2667 | 0.2755 | 0.10694 | 1.3289 | 0.10268 | 0.21148 | 1.9082 | 3.935 | 0.34756 | 0.85554 | 0.74432 | 0.28893 | 3.5904 | 1.3871 | 2.8568
LV Generation Non-Intermittent | 0 | -1.8092 | -0.15979 | -0.39082 | -0.085003 | -0.03321 | -0.41003 | -0.031682 | 0 | -0.80984 | -1.2219 | -0.10793 | -0.26397 | -0.22965 | -0.089722 | -1.1078 | -0.42797 | 0
LV Sub Generation Non-Intermittent | 0 | -1.7741 | -0.1567 | -0.38325 | -0.083357 | -0.032566 | -0.40209 | 0 | 0 | -0.79415 | -1.1983 | -0.10584 | -0.25886 | -0.2252 | -0.087984 | -1.0863 | 0 | 0
HV Generation Non-Intermittent | 0 | -1.7407 | -0.0984 | -0.24067 | -0.029444 | -0.011503 | 0 | 0 | 0 | -0.77921 | -1.1757 | -0.10385 | -0.25399 | -0.22097 | -0.086328 | 0 | 0 | 0
2904. Contributions to pay-as-you-go unit rate 2 (p/kWh)
Data sources:
x1 = 2461. Unit rate 2 pseudo load coefficient by network level (combined)
x2 = 2901. Unit cost at each level, £/kW/year (relative to system simultaneous maximum load)
x3 = 2012. Loss adjustment factors between end user meter reading and each network level, scaled by network use
x4 = 2804. Proportion of annual charge covered by contributions (for all charging levels)
x5 = 1010. Days in the charging year (in Financial and general assumptions)
Calculation =x1*x2*x3*(1-x4)*100/(24*x5)
| GSPs | Assets 132kV | Assets 132kV/EHV | Assets EHV | Assets EHV/HV | Assets 132kV/HV | Assets HV | Assets HV/LV | Assets LV circuits | Transmission exit | Operating 132kV | Operating 132kV/EHV | Operating EHV | Operating EHV/HV | Operating 132kV/HV | Operating HV | Operating HV/LV | Operating LV circuits
Domestic Two Rate | 0 | 0.039726 | 0.0035088 | 0.013858 | 0.0030141 | 0.00072922 | 0.014539 | 0.0011234 | 0.0023137 | 0.0053756 | 0.026831 | 0.0023699 | 0.0093599 | 0.0081431 | 0.0019701 | 0.03928 | 0.015175 | 0.031254
Small Non Domestic Two Rate | 0 | 0.0453 | 0.0040011 | 0.015776 | 0.0034313 | 0.00083155 | 0.016552 | 0.0012789 | 0.0026339 | 0.0099958 | 0.030596 | 0.0027025 | 0.010655 | 0.0092702 | 0.0022466 | 0.044717 | 0.017276 | 0.03558
LV Medium Non-Domestic | 0 | 0.026157 | 0.0023104 | 0.0091416 | 0.0019883 | 0.00048016 | 0.0095909 | 0.00074105 | 0.0015262 | 0.0014265 | 0.017667 | 0.0015605 | 0.0061744 | 0.0053717 | 0.0012972 | 0.025912 | 0.01001 | 0.020617
LV Sub Medium Non-Domestic | 0 | 0.025143 | 0.0022208 | 0.0087903 | 0.0019119 | 0.00046153 | 0.0092224 | 0.00071258 | 0 | 0.00095108 | 0.016982 | 0.0014999 | 0.0059371 | 0.0051653 | 0.0012469 | 0.024916 | 0.0096258 | 0
HV Medium Non-Domestic | 0 | 0.024474 | 0.0013835 | 0.005477 | 0.00067007 | 0.00016173 | 0.0032322 | 0 | 0 | 0.00076071 | 0.01653 | 0.00146 | 0.0057801 | 0.0050287 | 0.0012138 | 0.024257 | 0 | 0
LV Network Domestic | 0 | 0.1913 | 0.016897 | 0.065833 | 0.014319 | 0.0035116 | 0.069069 | 0.0053367 | 0.010991 | 0.1401 | 0.12921 | 0.011412 | 0.044465 | 0.038684 | 0.0094873 | 0.1866 | 0.072091 | 0.14847
LV Network Non-Domestic Non-CT | 0 | 0.21199 | 0.018724 | 0.072977 | 0.015872 | 0.0038914 | 0.076564 | 0.0059158 | 0.012184 | 0.15539 | 0.14318 | 0.012647 | 0.04929 | 0.042882 | 0.010513 | 0.20685 | 0.079913 | 0.16459
LV HH Metered | 0 | 0.16981 | 0.014999 | 0.058435 | 0.01271 | 0.0031171 | 0.061307 | 0.004737 | 0.0097561 | 0.12438 | 0.11469 | 0.01013 | 0.039468 | 0.034337 | 0.0084215 | 0.16563 | 0.063989 | 0.13179
LV Sub HH Metered | 0 | 0.16036 | 0.014164 | 0.055183 | 0.012002 | 0.0029437 | 0.057895 | 0.0044734 | 0 | 0.11746 | 0.10831 | 0.0095666 | 0.037272 | 0.032426 | 0.0079528 | 0.15641 | 0.060428 | 0
HV HH Metered | 0 | 0.15203 | 0.0085941 | 0.033483 | 0.0040963 | 0.0010047 | 0.01976 | 0 | 0 | 0.11135 | 0.10268 | 0.0090697 | 0.035336 | 0.030742 | 0.0075397 | 0.14829 | 0 | 0
LV UMS (Pseudo HH Metered) | 0 | 0.16158 | 0.014272 | 0.05169 | 0.011242 | 0.002966 | 0.05423 | 0.0041902 | 0.0086299 | 0.14198 | 0.10913 | 0.0096393 | 0.034912 | 0.030373 | 0.0080132 | 0.14651 | 0.056603 | 0.11658
LV Generation Non-Intermittent | 0 | -0.14506 | -0.012813 | -0.049918 | -0.010857 | -0.0026628 | -0.052372 | -0.0040466 | 0 | -0.10625 | -0.097977 | -0.0086539 | -0.033716 | -0.029332 | -0.0071941 | -0.14149 | -0.054663 | 0
LV Sub Generation Non-Intermittent | 0 | -0.14225 | -0.012564 | -0.048951 | -0.010647 | -0.0026112 | -0.051357 | 0 | 0 | -0.10419 | -0.096079 | -0.0084863 | -0.033062 | -0.028764 | -0.0070547 | -0.13875 | 0 | 0
HV Generation Non-Intermittent | 0 | -0.13957 | -0.0078899 | -0.030739 | -0.0037607 | -0.00092236 | 0 | 0 | 0 | -0.10223 | -0.094271 | -0.0083266 | -0.03244 | -0.028223 | -0.006922 | 0 | 0 | 0
2905. Contributions to pay-as-you-go unit rate 3 (p/kWh)
Data sources:
x1 = 2462. Unit rate 3 pseudo load coefficient by network level (combined)
x2 = 2901. Unit cost at each level, £/kW/year (relative to system simultaneous maximum load)
x3 = 2012. Loss adjustment factors between end user meter reading and each network level, scaled by network use
x4 = 2804. Proportion of annual charge covered by contributions (for all charging levels)
x5 = 1010. Days in the charging year (in Financial and general assumptions)
Calculation =x1*x2*x3*(1-x4)*100/(24*x5)
| GSPs | Assets 132kV | Assets 132kV/EHV | Assets EHV | Assets EHV/HV | Assets 132kV/HV | Assets HV | Assets HV/LV | Assets LV circuits | Transmission exit | Operating 132kV | Operating 132kV/EHV | Operating EHV | Operating EHV/HV | Operating 132kV/HV | Operating HV | Operating HV/LV | Operating LV circuits
LV Network Domestic | 0 | 0.033544 | 0.0029628 | 0.01173 | 0.0025512 | 0.00061576 | 0.012307 | 0.00095088 | 0.0019584 | 0.0010425 | 0.022657 | 0.0020012 | 0.0079226 | 0.0068926 | 0.0016636 | 0.033248 | 0.012845 | 0.026455
LV Network Non-Domestic Non-CT | 0 | 0.037172 | 0.0032832 | 0.013003 | 0.0028281 | 0.00068235 | 0.013642 | 0.0010541 | 0.0021709 | 0.0011562 | 0.025107 | 0.0022176 | 0.0087823 | 0.0076406 | 0.0018435 | 0.036856 | 0.014239 | 0.029325
LV HH Metered | 0 | 0.029776 | 0.00263 | 0.010412 | 0.0022645 | 0.00054658 | 0.010924 | 0.00084402 | 0.0017383 | 0.0009255 | 0.020111 | 0.0017763 | 0.0070323 | 0.006118 | 0.0014767 | 0.029512 | 0.011401 | 0.023482
LV Sub HH Metered | 0 | 0.028119 | 0.0024836 | 0.0098323 | 0.0021385 | 0.00051616 | 0.010316 | 0.00079705 | 0 | 0.00087399 | 0.018992 | 0.0016775 | 0.0066409 | 0.0057775 | 0.0013945 | 0.027869 | 0.010767 | 0
HV HH Metered | 0 | 0.026658 | 0.0015069 | 0.0059658 | 0.00072987 | 0.00017617 | 0.0035207 | 0 | 0 | 0.0008286 | 0.018005 | 0.0015903 | 0.006296 | 0.0054774 | 0.0013221 | 0.026422 | 0 | 0
LV UMS (Pseudo HH Metered) | 0 | 0.026368 | 0.002329 | 0.0092202 | 0.0020054 | 0.00048403 | 0.0096734 | 0.00074743 | 0.0015394 | 0.00081959 | 0.01781 | 0.0015731 | 0.0062275 | 0.0054179 | 0.0013077 | 0.026134 | 0.010097 | 0.020794
LV Generation Non-Intermittent | 0 | -0.025436 | -0.0022467 | -0.0088942 | -0.0019345 | -0.00046692 | -0.0093314 | -0.000721 | 0 | -0.00079061 | -0.01718 | -0.0015174 | -0.0060073 | -0.0052263 | -0.0012615 | -0.02521 | -0.0097396 | 0
LV Sub Generation Non-Intermittent | 0 | -0.024943 | -0.0022031 | -0.0087219 | -0.001897 | -0.00045787 | -0.0091506 | 0 | 0 | -0.00077529 | -0.016847 | -0.001488 | -0.0058909 | -0.0051251 | -0.001237 | -0.024722 | 0 | 0
HV Generation Non-Intermittent | 0 | -0.024474 | -0.0013835 | -0.005477 | -0.00067007 | -0.00016173 | 0 | 0 | 0 | -0.00076071 | -0.01653 | -0.00146 | -0.0057801 | -0.0050287 | -0.0012138 | 0 | 0 | 0
Allocation to standing charges for South Wales in 0 (Forecast)
This sheet reallocates some costs from unit charges to fixed or capacity charges, for demand users only.
3001. Costs based on aggregate maximum load (£/kW/year)
Data sources:
x1 = 2901. Unit cost at each level, £/kW/year (relative to system simultaneous maximum load)
x2 = 2612. Diversity allowances (including calculated LV value)
Calculation =x1/(1+x2)
| GSPs | Assets 132kV | Assets 132kV/EHV | Assets EHV | Assets EHV/HV | Assets 132kV/HV | Assets HV | Assets HV/LV | Assets LV circuits | Transmission exit | Operating 132kV | Operating 132kV/EHV | Operating EHV | Operating EHV/HV | Operating 132kV/HV | Operating HV | Operating HV/LV | Operating LV circuits
Costs based on aggregate maximum load (£/kW/year) | 0 | 15.2558 | 1.9345 | 5.2851 | 4.6294 | 3.8227 | 11.5204 | 4.536 | 9.1304 | 8.0727 | 10.3041 | 1.3066 | 3.5697 | 3.1268 | 2.5819 | 7.7811 | 3.0637 | 6.1668
3002. Capacity elements p/kVA/day
This calculation uses aggregate maximum load and no coincidence factor.
Data sources:
x1 = 2602. Standing charges factors adapted to use 132kV/HV
x2 = 2012. Loss adjustment factors between end user meter reading and each network level, scaled by network use
x3 = 3001. Costs based on aggregate maximum load (£/kW/year)
x4 = 1010. Power factor for all flows in the network model (in Financial and general assumptions)
x5 = 1010. Days in the charging year (in Financial and general assumptions)
x6 = 2804. Proportion of annual charge covered by contributions (for all charging levels)
Calculation =100*x1*x2*x3*x4/x5*(1-x6)
| GSPs | Assets 132kV | Assets 132kV/EHV | Assets EHV | Assets EHV/HV | Assets 132kV/HV | Assets HV | Assets HV/LV | Assets LV circuits | Transmission exit | Operating 132kV | Operating 132kV/EHV | Operating EHV | Operating EHV/HV | Operating 132kV/HV | Operating HV | Operating HV/LV | Operating LV circuits
Domestic Unrestricted | 0 | 0 | 0 | 0 | 0 | 0 | 0 | 0 | 0.11882 | 0 | 0 | 0 | 0 | 0 | 0 | 0 | 0 | 1.6051
Domestic Two Rate | 0 | 0 | 0 | 0 | 0 | 0 | 0 | 0 | 0.11882 | 0 | 0 | 0 | 0 | 0 | 0 | 0 | 0 | 1.6051
Domestic Off Peak (related MPAN) | 0 | 0 | 0 | 0 | 0 | 0 | 0 | 0 | 0.11882 | 0 | 0 | 0 | 0 | 0 | 0 | 0 | 0 | 1.6051
Small Non Domestic Unrestricted | 0 | 0 | 0 | 0 | 0 | 0 | 0 | 0 | 0.11882 | 0 | 0 | 0 | 0 | 0 | 0 | 0 | 0 | 1.6051
Small Non Domestic Two Rate | 0 | 0 | 0 | 0 | 0 | 0 | 0 | 0 | 0.11882 | 0 | 0 | 0 | 0 | 0 | 0 | 0 | 0 | 1.6051
Small Non Domestic Off Peak (related MPAN) | 0 | 0 | 0 | 0 | 0 | 0 | 0 | 0 | 0.11882 | 0 | 0 | 0 | 0 | 0 | 0 | 0 | 0 | 1.6051
LV Medium Non-Domestic | 0 | 0 | 0 | 0 | 0 | 0 | 0 | 0 | 0.11882 | 0 | 0 | 0 | 0 | 0 | 0 | 0 | 0 | 1.6051
LV Sub Medium Non-Domestic | 0 | 0 | 0 | 0 | 0 | 0 | 0 | 0.059031 | 0 | 0 | 0 | 0 | 0 | 0 | 0 | 0 | 0.79741 | 0
HV Medium Non-Domestic | 0 | 0.24627 | 0 | 0.12529 | 0.076644 | 0.027124 | 0.26986 | 0 | 0 | 0 | 0.16634 | 0 | 0.13223 | 0.57519 | 0.20356 | 2.0252 | 0 | 0
LV Network Domestic | 0 | 0 | 0 | 0 | 0 | 0 | 0 | 0 | 0.11882 | 0 | 0 | 0 | 0 | 0 | 0 | 0 | 0 | 1.6051
LV Network Non-Domestic Non-CT | 0 | 0 | 0 | 0 | 0 | 0 | 0 | 0 | 0.11882 | 0 | 0 | 0 | 0 | 0 | 0 | 0 | 0 | 1.6051
LV HH Metered | 0 | 0 | 0 | 0 | 0 | 0 | 0.15582 | 0.060197 | 0.11882 | 0 | 0 | 0 | 0 | 0 | 0 | 0.42097 | 0.81316 | 1.6051
LV Sub HH Metered | 0 | 0 | 0 | 0 | 0 | 0 | 0.76399 | 0.059031 | 0 | 0 | 0 | 0 | 0 | 0 | 0 | 2.0641 | 0.79741 | 0
HV HH Metered | 0 | 0.24627 | 0 | 0.12529 | 0.076644 | 0.027124 | 0.26986 | 0 | 0 | 0 | 0.16634 | 0 | 0.13223 | 0.57519 | 0.20356 | 2.0252 | 0 | 0
NHH UMS category A | 0 | 0 | 0 | 0 | 0 | 0 | 0 | 0 | 0 | 0 | 0 | 0 | 0 | 0 | 0 | 0 | 0 | 0
NHH UMS category B | 0 | 0 | 0 | 0 | 0 | 0 | 0 | 0 | 0 | 0 | 0 | 0 | 0 | 0 | 0 | 0 | 0 | 0
NHH UMS category C | 0 | 0 | 0 | 0 | 0 | 0 | 0 | 0 | 0 | 0 | 0 | 0 | 0 | 0 | 0 | 0 | 0 | 0
NHH UMS category D | 0 | 0 | 0 | 0 | 0 | 0 | 0 | 0 | 0 | 0 | 0 | 0 | 0 | 0 | 0 | 0 | 0 | 0
LV UMS (Pseudo HH Metered) | 0 | 0 | 0 | 0 | 0 | 0 | 0 | 0 | 0 | 0 | 0 | 0 | 0 | 0 | 0 | 0 | 0 | 0
3003. Yardstick components p/kWh (taking account of standing charges)
Data sources:
x1 = 2602. Standing charges factors adapted to use 132kV/HV
x2 = 2902. Pay-as-you-go yardstick unit costs by charging level (p/kWh)
Calculation =(1-x1)*x2
| GSPs | Assets 132kV | Assets 132kV/EHV | Assets EHV | Assets EHV/HV | Assets 132kV/HV | Assets HV | Assets HV/LV | Assets LV circuits | Transmission exit | Operating 132kV | Operating 132kV/EHV | Operating EHV | Operating EHV/HV | Operating 132kV/HV | Operating HV | Operating HV/LV | Operating LV circuits
Domestic Unrestricted | 0 | 0.41705 | 0.036836 | 0.10931 | 0.023774 | 0.0076555 | 0.11468 | 0.0088608 | 0 | 0.21146 | 0.28168 | 0.02488 | 0.073827 | 0.064229 | 0.020683 | 0.30982 | 0.11969 | 0
Domestic Two Rate | 0 | 0.24988 | 0.022071 | 0.065492 | 0.014244 | 0.0045869 | 0.068711 | 0.005309 | 0 | 0.1267 | 0.16877 | 0.014907 | 0.044234 | 0.038484 | 0.012392 | 0.18563 | 0.071716 | 0
Domestic Off Peak (related MPAN) | 0 | 0 | 0 | 0 | 0 | 0 | 0 | 0 | 0 | 0 | 0 | 0 | 0 | 0 | 0 | 0 | 0 | 0
Small Non Domestic Unrestricted | 0 | 0.30346 | 0.026803 | 0.079535 | 0.017299 | 0.0055704 | 0.083444 | 0.0064474 | 0 | 0.15387 | 0.20496 | 0.018103 | 0.053719 | 0.046735 | 0.01505 | 0.22544 | 0.087094 | 0
Small Non Domestic Two Rate | 0 | 0.27224 | 0.024046 | 0.071354 | 0.015519 | 0.0049975 | 0.074861 | 0.0057842 | 0 | 0.13804 | 0.18388 | 0.016241 | 0.048194 | 0.041928 | 0.013502 | 0.20225 | 0.078136 | 0
Small Non Domestic Off Peak (related MPAN) | 0 | 0 | 0 | 0 | 0 | 0 | 0 | 0 | 0 | 0 | 0 | 0 | 0 | 0 | 0 | 0 | 0 | 0
LV Medium Non-Domestic | 0 | 0.28583 | 0.025246 | 0.074915 | 0.016294 | 0.0052469 | 0.078597 | 0.0060729 | 0 | 0.14493 | 0.19306 | 0.017052 | 0.050599 | 0.044021 | 0.014175 | 0.21234 | 0.082035 | 0
LV Sub Medium Non-Domestic | 0 | 0.28029 | 0.024757 | 0.073464 | 0.015978 | 0.0051452 | 0.077075 | 0 | 0 | 0.14212 | 0.18932 | 0.016721 | 0.049619 | 0.043168 | 0.013901 | 0.20823 | 0 | 0
HV Medium Non-Domestic | 0 | 0.26668 | 0.016038 | 0.038071 | 0 | 0 | 0 | 0 | 0 | 0.14385 | 0.18012 | 0.016925 | 0.040178 | 0 | 0 | 0 | 0 | 0
LV Network Domestic | 0 | 0.4115 | 0.036346 | 0.10785 | 0.023457 | 0.0075536 | 0.11315 | 0.0087428 | 0 | 0.20865 | 0.27793 | 0.024549 | 0.072844 | 0.063374 | 0.020407 | 0.3057 | 0.1181 | 0
LV Network Non-Domestic Non-CT | 0 | 0.29708 | 0.02624 | 0.077862 | 0.016935 | 0.0054533 | 0.08169 | 0.0063119 | 0 | 0.15063 | 0.20065 | 0.017723 | 0.05259 | 0.045753 | 0.014733 | 0.2207 | 0.085263 | 0
LV HH Metered | 0 | 0.27014 | 0.02386 | 0.070802 | 0.015399 | 0.0049588 | 0.059426 | 0 | 0 | 0.13697 | 0.18246 | 0.016116 | 0.047821 | 0.041604 | 0.013397 | 0.16055 | 0 | 0
LV Sub HH Metered | 0 | 0.26491 | 0.023398 | 0.06943 | 0.015101 | 0.0048627 | 0 | 0 | 0 | 0.13432 | 0.17892 | 0.015803 | 0.046895 | 0.040798 | 0.013138 | 0 | 0 | 0
HV HH Metered | 0 | 0.2162 | 0.013002 | 0.030865 | 0 | 0 | 0 | 0 | 0 | 0.11662 | 0.14603 | 0.013721 | 0.032573 | 0 | 0 | 0 | 0 | 0
NHH UMS category A | 0 | 0.20959 | 0.018512 | 0.054932 | 0.011948 | 0.0038473 | 0.057633 | 0.0044531 | 0.0091713 | 0.10627 | 0.14156 | 0.012503 | 0.037102 | 0.032279 | 0.010394 | 0.1557 | 0.060154 | 0.12389
NHH UMS category B | 0 | 0.4308 | 0.038051 | 0.11291 | 0.024558 | 0.007908 | 0.11846 | 0.009153 | 0.018851 | 0.21843 | 0.29097 | 0.0257 | 0.076262 | 0.066347 | 0.021365 | 0.32004 | 0.12364 | 0.25465
NHH UMS category C | 0 | 0.45777 | 0.040433 | 0.11998 | 0.026095 | 0.0084031 | 0.12588 | 0.009726 | 0.020031 | 0.23211 | 0.30919 | 0.027309 | 0.081036 | 0.070501 | 0.022702 | 0.34008 | 0.13138 | 0.27059
NHH UMS category D | 0 | 0 | 0 | 0 | 0 | 0 | 0 | 0 | 0 | 0 | 0 | 0 | 0 | 0 | 0 | 0 | 0 | 0
LV UMS (Pseudo HH Metered) | 0 | 0.43307 | 0.038251 | 0.11351 | 0.024687 | 0.0079497 | 0.11909 | 0.0092013 | 0.01895 | 0.21959 | 0.29251 | 0.025836 | 0.076664 | 0.066697 | 0.021478 | 0.32173 | 0.12429 | 0.25599
3004. Contributions to unit rate 1 p/kWh by network level (taking account of standing charges)
Data sources:
x1 = 2602. Standing charges factors adapted to use 132kV/HV
x2 = 2903. Contributions to pay-as-you-go unit rate 1 (p/kWh)
Calculation =(1-x1)*x2
| GSPs | Assets 132kV | Assets 132kV/EHV | Assets EHV | Assets EHV/HV | Assets 132kV/HV | Assets HV | Assets HV/LV | Assets LV circuits | Transmission exit | Operating 132kV | Operating 132kV/EHV | Operating EHV | Operating EHV/HV | Operating 132kV/HV | Operating HV | Operating HV/LV | Operating LV circuits
Domestic Unrestricted | 0 | 0.37708 | 0.033306 | 0.095485 | 0.020768 | 0.0069219 | 0.10018 | 0.0077405 | 0 | 0.19082 | 0.25469 | 0.022496 | 0.064493 | 0.056108 | 0.018701 | 0.27065 | 0.10456 | 0
Domestic Two Rate | 0 | 0.45441 | 0.040136 | 0.11432 | 0.024864 | 0.0083414 | 0.11994 | 0.009267 | 0 | 0.23223 | 0.30692 | 0.027109 | 0.077212 | 0.067174 | 0.022536 | 0.32403 | 0.12518 | 0
Domestic Off Peak (related MPAN) | 0 | 0.04583 | 0.004048 | 0.015888 | 0.0034555 | 0.00084129 | 0.016669 | 0.0012879 | 0 | 0.018768 | 0.030955 | 0.0027341 | 0.010731 | 0.0093357 | 0.0022729 | 0.045033 | 0.017398 | 0
Small Non Domestic Unrestricted | 0 | 0.33059 | 0.0292 | 0.089277 | 0.019418 | 0.0060686 | 0.093665 | 0.0072372 | 0 | 0.17831 | 0.22329 | 0.019722 | 0.060299 | 0.05246 | 0.016395 | 0.25305 | 0.097762 | 0
Small Non Domestic Two Rate | 0 | 0.3904 | 0.034482 | 0.10256 | 0.022306 | 0.0071664 | 0.1076 | 0.0083138 | 0 | 0.20932 | 0.26368 | 0.02329 | 0.06927 | 0.060264 | 0.019361 | 0.2907 | 0.11231 | 0
Small Non Domestic Off Peak (related MPAN) | 0 | 0.045934 | 0.0040572 | 0.015891 | 0.0034563 | 0.00084319 | 0.016672 | 0.0012882 | 0 | 0.019108 | 0.031025 | 0.0027403 | 0.010733 | 0.0093378 | 0.002278 | 0.045043 | 0.017402 | 0
LV Medium Non-Domestic | 0 | 0.29176 | 0.02577 | 0.076323 | 0.0166 | 0.0053558 | 0.080075 | 0.0061871 | 0 | 0.15615 | 0.19706 | 0.017406 | 0.05155 | 0.044848 | 0.01447 | 0.21634 | 0.083577 | 0
LV Sub Medium Non-Domestic | 0 | 0.281 | 0.02482 | 0.073899 | 0.016073 | 0.0051583 | 0.077532 | 0 | 0 | 0.15131 | 0.1898 | 0.016764 | 0.049913 | 0.043424 | 0.013936 | 0.20947 | 0 | 0
HV Medium Non-Domestic | 0 | 0.25754 | 0.015488 | 0.037005 | 0 | 0 | 0 | 0 | 0 | 0.14813 | 0.17395 | 0.016345 | 0.039053 | 0 | 0 | 0 | 0 | 0
LV Network Domestic | 0 | 2.3859 | 0.21073 | 0.51543 | 0.11211 | 0.043796 | 0.54076 | 0.041783 | 0 | 1.0679 | 1.6114 | 0.14233 | 0.34813 | 0.30287 | 0.11832 | 1.461 | 0.56442 | 0
LV Network Non-Domestic Non-CT | 0 | 2.6439 | 0.23352 | 0.57136 | 0.12427 | 0.048532 | 0.59944 | 0.046317 | 0 | 1.1844 | 1.7857 | 0.15772 | 0.38591 | 0.33574 | 0.13112 | 1.6195 | 0.62566 | 0
LV HH Metered | 0 | 2.1178 | 0.18706 | 0.45751 | 0.099507 | 0.038876 | 0.38399 | 0 | 0 | 0.94802 | 1.4304 | 0.12634 | 0.30901 | 0.26883 | 0.10503 | 1.0374 | 0 | 0
LV Sub HH Metered | 0 | 2 | 0.17665 | 0.43204 | 0.093969 | 0.036712 | 0 | 0 | 0 | 0.89525 | 1.3508 | 0.11931 | 0.29181 | 0.25387 | 0.099185 | 0 | 0 | 0
HV HH Metered | 0 | 1.7823 | 0.10718 | 0.20972 | 0 | 0 | 0 | 0 | 0 | 0.84875 | 1.2038 | 0.11311 | 0.22132 | 0 | 0 | 0 | 0 | 0
NHH UMS category A | 0 | 0.21831 | 0.019282 | 0.057163 | 0.012433 | 0.0040073 | 0.059973 | 0.0046339 | 0.0095437 | 0.11046 | 0.14745 | 0.013023 | 0.038609 | 0.03359 | 0.010826 | 0.16203 | 0.062596 | 0.12892
NHH UMS category B | 0 | 0.30119 | 0.026603 | 0.071397 | 0.015529 | 0.0055288 | 0.074907 | 0.0057878 | 0.01192 | 0.11025 | 0.20343 | 0.017968 | 0.048223 | 0.041954 | 0.014937 | 0.20237 | 0.078184 | 0.16102
NHH UMS category C | 0 | 0.48919 | 0.043208 | 0.11353 | 0.024693 | 0.0089798 | 0.11911 | 0.0092035 | 0.018955 | 0.18218 | 0.33041 | 0.029183 | 0.076683 | 0.066713 | 0.024261 | 0.32181 | 0.12432 | 0.25605
NHH UMS category D | 0 | 0.13997 | 0.012363 | 0.04363 | 0.0094894 | 0.0025694 | 0.045774 | 0.0035368 | 0.0072842 | 0.11006 | 0.09454 | 0.0083503 | 0.029468 | 0.025637 | 0.0069417 | 0.12367 | 0.047777 | 0.098398
LV UMS (Pseudo HH Metered) | 0 | 5.826 | 0.51458 | 1.2667 | 0.2755 | 0.10694 | 1.3289 | 0.10268 | 0.21148 | 1.9082 | 3.935 | 0.34756 | 0.85554 | 0.74432 | 0.28893 | 3.5904 | 1.3871 | 2.8568
3005. Contributions to unit rate 2 p/kWh by network level (taking account of standing charges)
Data sources:
x1 = 2602. Standing charges factors adapted to use 132kV/HV
x2 = 2904. Contributions to pay-as-you-go unit rate 2 (p/kWh)
Calculation =(1-x1)*x2
| GSPs | Assets 132kV | Assets 132kV/EHV | Assets EHV | Assets EHV/HV | Assets 132kV/HV | Assets HV | Assets HV/LV | Assets LV circuits | Transmission exit | Operating 132kV | Operating 132kV/EHV | Operating EHV | Operating EHV/HV | Operating 132kV/HV | Operating HV | Operating HV/LV | Operating LV circuits
Domestic Two Rate | 0 | 0.039726 | 0.0035088 | 0.013858 | 0.0030141 | 0.00072922 | 0.014539 | 0.0011234 | 0 | 0.0053756 | 0.026831 | 0.0023699 | 0.0093599 | 0.0081431 | 0.0019701 | 0.03928 | 0.015175 | 0
Small Non Domestic Two Rate | 0 | 0.0453 | 0.0040011 | 0.015776 | 0.0034313 | 0.00083155 | 0.016552 | 0.0012789 | 0 | 0.0099958 | 0.030596 | 0.0027025 | 0.010655 | 0.0092702 | 0.0022466 | 0.044717 | 0.017276 | 0
LV Medium Non-Domestic | 0 | 0.026157 | 0.0023104 | 0.0091416 | 0.0019883 | 0.00048016 | 0.0095909 | 0.00074105 | 0 | 0.0014265 | 0.017667 | 0.0015605 | 0.0061744 | 0.0053717 | 0.0012972 | 0.025912 | 0.01001 | 0
LV Sub Medium Non-Domestic | 0 | 0.025143 | 0.0022208 | 0.0087903 | 0.0019119 | 0.00046153 | 0.0092224 | 0 | 0 | 0.00095108 | 0.016982 | 0.0014999 | 0.0059371 | 0.0051653 | 0.0012469 | 0.024916 | 0 | 0
HV Medium Non-Domestic | 0 | 0.023006 | 0.0013835 | 0.0043816 | 0 | 0 | 0 | 0 | 0 | 0.00076071 | 0.015538 | 0.00146 | 0.0046241 | 0 | 0 | 0 | 0 | 0
LV Network Domestic | 0 | 0.1913 | 0.016897 | 0.065833 | 0.014319 | 0.0035116 | 0.069069 | 0.0053367 | 0 | 0.1401 | 0.12921 | 0.011412 | 0.044465 | 0.038684 | 0.0094873 | 0.1866 | 0.072091 | 0
LV Network Non-Domestic Non-CT | 0 | 0.21199 | 0.018724 | 0.072977 | 0.015872 | 0.0038914 | 0.076564 | 0.0059158 | 0 | 0.15539 | 0.14318 | 0.012647 | 0.04929 | 0.042882 | 0.010513 | 0.20685 | 0.079913 | 0
LV HH Metered | 0 | 0.16981 | 0.014999 | 0.058435 | 0.01271 | 0.0031171 | 0.049046 | 0 | 0 | 0.12438 | 0.11469 | 0.01013 | 0.039468 | 0.034337 | 0.0084215 | 0.13251 | 0 | 0
LV Sub HH Metered | 0 | 0.16036 | 0.014164 | 0.055183 | 0.012002 | 0.0029437 | 0 | 0 | 0 | 0.11746 | 0.10831 | 0.0095666 | 0.037272 | 0.032426 | 0.0079528 | 0 | 0 | 0
HV HH Metered | 0 | 0.14291 | 0.0085941 | 0.026786 | 0 | 0 | 0 | 0 | 0 | 0.11135 | 0.096523 | 0.0090697 | 0.028268 | 0 | 0 | 0 | 0 | 0
LV UMS (Pseudo HH Metered) | 0 | 0.16158 | 0.014272 | 0.05169 | 0.011242 | 0.002966 | 0.05423 | 0.0041902 | 0.0086299 | 0.14198 | 0.10913 | 0.0096393 | 0.034912 | 0.030373 | 0.0080132 | 0.14651 | 0.056603 | 0.11658
3006. Contributions to unit rate 3 p/kWh by network level (taking account of standing charges)
Data sources:
x1 = 2602. Standing charges factors adapted to use 132kV/HV
x2 = 2905. Contributions to pay-as-you-go unit rate 3 (p/kWh)
Calculation =(1-x1)*x2
| GSPs | Assets 132kV | Assets 132kV/EHV | Assets EHV | Assets EHV/HV | Assets 132kV/HV | Assets HV | Assets HV/LV | Assets LV circuits | Transmission exit | Operating 132kV | Operating 132kV/EHV | Operating EHV | Operating EHV/HV | Operating 132kV/HV | Operating HV | Operating HV/LV | Operating LV circuits
LV Network Domestic | 0 | 0.033544 | 0.0029628 | 0.01173 | 0.0025512 | 0.00061576 | 0.012307 | 0.00095088 | 0 | 0.0010425 | 0.022657 | 0.0020012 | 0.0079226 | 0.0068926 | 0.0016636 | 0.033248 | 0.012845 | 0
LV Network Non-Domestic Non-CT | 0 | 0.037172 | 0.0032832 | 0.013003 | 0.0028281 | 0.00068235 | 0.013642 | 0.0010541 | 0 | 0.0011562 | 0.025107 | 0.0022176 | 0.0087823 | 0.0076406 | 0.0018435 | 0.036856 | 0.014239 | 0
LV HH Metered | 0 | 0.029776 | 0.00263 | 0.010412 | 0.0022645 | 0.00054658 | 0.0087388 | 0 | 0 | 0.0009255 | 0.020111 | 0.0017763 | 0.0070323 | 0.006118 | 0.0014767 | 0.023609 | 0 | 0
LV Sub HH Metered | 0 | 0.028119 | 0.0024836 | 0.0098323 | 0.0021385 | 0.00051616 | 0 | 0 | 0 | 0.00087399 | 0.018992 | 0.0016775 | 0.0066409 | 0.0057775 | 0.0013945 | 0 | 0 | 0
HV HH Metered | 0 | 0.025059 | 0.0015069 | 0.0047726 | 0 | 0 | 0 | 0 | 0 | 0.0008286 | 0.016925 | 0.0015903 | 0.0050368 | 0 | 0 | 0 | 0 | 0
LV UMS (Pseudo HH Metered) | 0 | 0.026368 | 0.002329 | 0.0092202 | 0.0020054 | 0.00048403 | 0.0096734 | 0.00074743 | 0.0015394 | 0.00081959 | 0.01781 | 0.0015731 | 0.0062275 | 0.0054179 | 0.0013077 | 0.026134 | 0.010097 | 0.020794
Standing charges as fixed charges for South Wales in 0 (Forecast)
This sheet allocates standing charges to fixed charges for non half hourly settled demand users.
3101. Mapping of tariffs to tariff groups
| LV domestic and small non-domestic tariffs | LV medium non-domestic tariffs | LV substation aggregated tariffs | HV network aggregated tariffs
Domestic Unrestricted | 1 | 0 | 0 | 0
Domestic Two Rate | 1 | 0 | 0 | 0
Small Non Domestic Unrestricted | 1 | 0 | 0 | 0
Small Non Domestic Two Rate | 1 | 0 | 0 | 0
LV Medium Non-Domestic | 0 | 1 | 0 | 0
LV Sub Medium Non-Domestic | 0 | 0 | 1 | 0
HV Medium Non-Domestic | 0 | 0 | 0 | 1
LV Network Domestic | 1 | 0 | 0 | 0
LV Network Non-Domestic Non-CT | 1 | 0 | 0 | 0
3102. Capacity use for tariffs charged for capacity on an exit point basis
Data sources:
x1 = 2407. All units (MWh)
x2 = 1041. Load factor for each type of demand user (in Load profile data for demand users)
x3 = 1010. Days in the charging year (in Financial and general assumptions)
x4 = 2305. MPANs (in Equivalent volume for each end user)
Kind: | =SUM(x1): Calculation; =SUM(x2): Copy cells
Formula: | =SUM(x1): =x1/x2/(24*x3)*1000; =SUM(x2): = x4
| Unit-based contributions to aggregate maximum load (kW) | MPANs
Domestic Unrestricted | =SUM(x1): 817270.4509; =SUM(x2): 979144.9404
Domestic Two Rate | =SUM(x1): 146997.8698; =SUM(x2): 56836.8617
Small Non Domestic Unrestricted | =SUM(x1): 221591.2167; =SUM(x2): 64176.6714
Small Non Domestic Two Rate | =SUM(x1): 59372.419; =SUM(x2): 13547.5071
LV Medium Non-Domestic | =SUM(x1): 0; =SUM(x2): 0
LV Sub Medium Non-Domestic | =SUM(x1): 0; =SUM(x2): 0
HV Medium Non-Domestic | =SUM(x1): 0; =SUM(x2): 0
LV Network Domestic | =SUM(x1): 0; =SUM(x2): 0
LV Network Non-Domestic Non-CT | =SUM(x1): 46465.6164; =SUM(x2): 2673.4885
3103. Aggregate capacity (kW)
Data sources:
x1 = 3101. Mapping of tariffs to tariff groups
x2 = 3102. Unit-based contributions to aggregate maximum load (kW) (in Capacity use for tariffs charged for capacity on an exit point basis)
Sum-product calculation =SUMPRODUCT(x1, x2)
| LV domestic and small non-domestic tariffs | LV medium non-domestic tariffs | LV substation aggregated tariffs | HV network aggregated tariffs
Aggregate capacity (kW) | 1291697.5729 | 0 | 0 | 0
3104. Aggregate number of users charged for capacity on an exit point basis
Data sources:
x1 = 3101. Mapping of tariffs to tariff groups
x2 = 3102. MPANs (in Equivalent volume for each end user) (in Capacity use for tariffs charged for capacity on an exit point basis)
Sum-product calculation =SUMPRODUCT(x1, x2)
| LV domestic and small non-domestic tariffs | LV medium non-domestic tariffs | LV substation aggregated tariffs | HV network aggregated tariffs
Aggregate number of users charged for capacity on an exit point basis | 1116379.469 | 0 | 0 | 0
3105. Average maximum kVA by exit point
Data sources:
x1 = 3104. Aggregate number of users charged for capacity on an exit point basis
x2 = 3103. Aggregate capacity (kW)
x3 = 1010. Power factor for all flows in the network model (in Financial and general assumptions)
Calculation =IF(x1,x2/x1/x3,0)
| LV domestic and small non-domestic tariffs | LV medium non-domestic tariffs | LV substation aggregated tariffs | HV network aggregated tariffs
Average maximum kVA by exit point | 1.2179 | 0 | 0 | 0
3106. Deemed average maximum kVA for each tariff
Data sources:
x1 = 3101. Mapping of tariffs to tariff groups
x2 = 3105. Average maximum kVA by exit point
Sum-product calculation =SUMPRODUCT(x1, x2)
Deemed average maximum kVA for each tariff
Domestic Unrestricted | =SUM(x1): 1.2179
Domestic Two Rate | =SUM(x1): 1.2179
Small Non Domestic Unrestricted | =SUM(x1): 1.2179
Small Non Domestic Two Rate | =SUM(x1): 1.2179
LV Medium Non-Domestic | =SUM(x1): 0
LV Sub Medium Non-Domestic | =SUM(x1): 0
HV Medium Non-Domestic | =SUM(x1): 0
LV Network Domestic | =SUM(x1): 1.2179
LV Network Non-Domestic Non-CT | =SUM(x1): 1.2179
3107. Capacity-driven fixed charge elements from standing charges factors p/MPAN/day
Data sources:
x1 = 3002. Capacity elements p/kVA/day
x2 = 3106. Deemed average maximum kVA for each tariff
Calculation =x1*x2
| GSPs | Assets 132kV | Assets 132kV/EHV | Assets EHV | Assets EHV/HV | Assets 132kV/HV | Assets HV | Assets HV/LV | Assets LV circuits | Transmission exit | Operating 132kV | Operating 132kV/EHV | Operating EHV | Operating EHV/HV | Operating 132kV/HV | Operating HV | Operating HV/LV | Operating LV circuits
Domestic Unrestricted | 0 | 0 | 0 | 0 | 0 | 0 | 0 | 0 | 0.14472 | 0 | 0 | 0 | 0 | 0 | 0 | 0 | 0 | 1.9549
Domestic Two Rate | 0 | 0 | 0 | 0 | 0 | 0 | 0 | 0 | 0.14472 | 0 | 0 | 0 | 0 | 0 | 0 | 0 | 0 | 1.9549
Small Non Domestic Unrestricted | 0 | 0 | 0 | 0 | 0 | 0 | 0 | 0 | 0.14472 | 0 | 0 | 0 | 0 | 0 | 0 | 0 | 0 | 1.9549
Small Non Domestic Two Rate | 0 | 0 | 0 | 0 | 0 | 0 | 0 | 0 | 0.14472 | 0 | 0 | 0 | 0 | 0 | 0 | 0 | 0 | 1.9549
LV Medium Non-Domestic | 0 | 0 | 0 | 0 | 0 | 0 | 0 | 0 | 0 | 0 | 0 | 0 | 0 | 0 | 0 | 0 | 0 | 0
LV Sub Medium Non-Domestic | 0 | 0 | 0 | 0 | 0 | 0 | 0 | 0 | 0 | 0 | 0 | 0 | 0 | 0 | 0 | 0 | 0 | 0
HV Medium Non-Domestic | 0 | 0 | 0 | 0 | 0 | 0 | 0 | 0 | 0 | 0 | 0 | 0 | 0 | 0 | 0 | 0 | 0 | 0
LV Network Domestic | 0 | 0 | 0 | 0 | 0 | 0 | 0 | 0 | 0.14472 | 0 | 0 | 0 | 0 | 0 | 0 | 0 | 0 | 1.9549
LV Network Non-Domestic Non-CT | 0 | 0 | 0 | 0 | 0 | 0 | 0 | 0 | 0.14472 | 0 | 0 | 0 | 0 | 0 | 0 | 0 | 0 | 1.9549
Reactive power unit charges for South Wales in 0 (Forecast)
3201. Network use factors for generator reactive unit charges
These factors differ from the network use factors for active power charges/credits in the case of generators, who do not qualify
for active power credits at the voltage of connection but are charged reactive unit charges for costs caused at that voltage.
| GSPs | 132kV | 132kV/EHV | EHV | EHV/HV | 132kV/HV | HV | HV/LV | LV circuits
LV Generation Intermittent | [6 empty] | 1 | 1 | 1 | bar: =SUM(x1) to =SUM(x6)
LV Generation Non-Intermittent | [6 empty] | 1 | 1 | 1 | bar: =SUM(x1) to =SUM(x6)
LV Sub Generation Intermittent | [6 empty] | 1 | 1 | 0 | bar: =SUM(x1) to =SUM(x6)
LV Sub Generation Non-Intermittent | [6 empty] | 1 | 1 | 0 | bar: =SUM(x1) to =SUM(x6)
HV Generation Intermittent | [6 empty] | 1 | 0 | 0 | bar: =SUM(x1) to =SUM(x6)
HV Generation Non-Intermittent | [6 empty] | 1 | 0 | 0 | bar: =SUM(x1) to =SUM(x6)
3202. Standard components p/kWh for reactive power (absolute value)
Data sources:
x1 = 3003. Yardstick components p/kWh (taking account of standing charges)
Calculation =ABS(x1)
| GSPs | Assets 132kV | Assets 132kV/EHV | Assets EHV | Assets EHV/HV | Assets 132kV/HV | Assets HV | Assets HV/LV | Assets LV circuits | Transmission exit | Operating 132kV | Operating 132kV/EHV | Operating EHV | Operating EHV/HV | Operating 132kV/HV | Operating HV | Operating HV/LV | Operating LV circuits
LV HH Metered | 0 | 0.27014 | 0.02386 | 0.070802 | 0.015399 | 0.0049588 | 0.059426 | 0 | 0 | 0.13697 | 0.18246 | 0.016116 | 0.047821 | 0.041604 | 0.013397 | 0.16055 | 0 | 0
LV Sub HH Metered | 0 | 0.26491 | 0.023398 | 0.06943 | 0.015101 | 0.0048627 | 0 | 0 | 0 | 0.13432 | 0.17892 | 0.015803 | 0.046895 | 0.040798 | 0.013138 | 0 | 0 | 0
HV HH Metered | 0 | 0.2162 | 0.013002 | 0.030865 | 0 | 0 | 0 | 0 | 0 | 0.11662 | 0.14603 | 0.013721 | 0.032573 | 0 | 0 | 0 | 0 | 0
3203. Standard reactive p/kVArh
Data sources:
x1 = 3202. Standard components p/kWh for reactive power (absolute value)
x2 = 1092. Average kVAr by kVA, by network level
x3 = 1010. Power factor for all flows in the network model (in Financial and general assumptions)
Calculation =x1*x2*x3
| GSPs | Assets 132kV | Assets 132kV/EHV | Assets EHV | Assets EHV/HV | Assets 132kV/HV | Assets HV | Assets HV/LV | Assets LV circuits | Transmission exit | Operating 132kV | Operating 132kV/EHV | Operating EHV | Operating EHV/HV | Operating 132kV/HV | Operating HV | Operating HV/LV | Operating LV circuits
LV HH Metered | 0 | 0.070547 | 0.0062312 | 0.01849 | 0.0040216 | 0.001295 | 0.015519 | 0 | 0 | 0.035771 | 0.047649 | 0.0042086 | 0.012489 | 0.010865 | 0.0034987 | 0.041928 | 0 | 0
LV Sub HH Metered | 0 | 0.069181 | 0.0061104 | 0.018132 | 0.0039437 | 0.0012699 | 0 | 0 | 0 | 0.035078 | 0.046726 | 0.0041271 | 0.012247 | 0.010654 | 0.0034309 | 0 | 0 | 0
HV HH Metered | 0 | 0.056462 | 0.0033954 | 0.0080604 | 0 | 0 | 0 | 0 | 0 | 0.030456 | 0.038135 | 0.0035833 | 0.0085065 | 0 | 0 | 0 | 0 | 0
3204. Absolute value of load coefficient (kW peak / average kW)
Data sources:
x1 = 2302. Load coefficient
Calculation =ABS(x1)
Absolute load coefficient
LV Generation Intermittent | bar: =SUM(x1)
LV Generation Non-Intermittent | bar: =SUM(x1)
LV Sub Generation Intermittent | bar: =SUM(x1)
LV Sub Generation Non-Intermittent | bar: =SUM(x1)
HV Generation Intermittent | bar: =SUM(x1)
HV Generation Non-Intermittent | bar: =SUM(x1)
3205. Pay-as-you-go components p/kWh for reactive power (absolute value)
Data sources:
x1 = 2901. Unit cost at each level, £/kW/year (relative to system simultaneous maximum load)
x2 = 3204. Absolute value of load coefficient (kW peak / average kW)
x3 = 2001. Loss adjustment factor to transmission (in Loss adjustment factors to transmission)
x4 = 2004. Loss adjustment factor to transmission for each network level
x5 = 2804. Proportion of annual charge covered by contributions (for all charging levels)
x6 = 3201. Network use factors for generator reactive unit charges
x7 = 1010. Days in the charging year (in Financial and general assumptions)
Calculation =x1*x2*x3/x4*(1-x5)*x6/(24*x7)*100
| GSPs | Assets 132kV | Assets 132kV/EHV | Assets EHV | Assets EHV/HV | Assets 132kV/HV | Assets HV | Assets HV/LV | Assets LV circuits | Transmission exit | Operating 132kV | Operating 132kV/EHV | Operating EHV | Operating EHV/HV | Operating 132kV/HV | Operating HV | Operating HV/LV | Operating LV circuits
LV Generation Intermittent | 0 | 0.20959 | 0.026446 | 0.078475 | 0.017068 | 0.012824 | 0.057633 | 0.0044531 | 0.0091713 | 0.10627 | 0.14156 | 0.017862 | 0.053003 | 0.046113 | 0.034648 | 0.1557 | 0.060154 | 0.12389
LV Generation Non-Intermittent | 0 | 0.20959 | 0.026446 | 0.078475 | 0.017068 | 0.012824 | 0.057633 | 0.0044531 | 0.0091713 | 0.10627 | 0.14156 | 0.017862 | 0.053003 | 0.046113 | 0.034648 | 0.1557 | 0.060154 | 0.12389
LV Sub Generation Intermittent | 0 | 0.20553 | 0.025934 | 0.076955 | 0.016737 | 0.012576 | 0.056516 | 0.0043668 | 0 | 0.10421 | 0.13882 | 0.017516 | 0.051977 | 0.045219 | 0.033976 | 0.15269 | 0.058988 | 0
LV Sub Generation Non-Intermittent | 0 | 0.20553 | 0.025934 | 0.076955 | 0.016737 | 0.012576 | 0.056516 | 0.0043668 | 0 | 0.10421 | 0.13882 | 0.017516 | 0.051977 | 0.045219 | 0.033976 | 0.15269 | 0.058988 | 0
HV Generation Intermittent | 0 | 0.20166 | 0.016285 | 0.048324 | 0.0059121 | 0.0044422 | 0.019963 | 0 | 0 | 0.10225 | 0.13621 | 0.017187 | 0.050999 | 0.044369 | 0.033337 | 0.14982 | 0 | 0
HV Generation Non-Intermittent | 0 | 0.20166 | 0.016285 | 0.048324 | 0.0059121 | 0.0044422 | 0.019963 | 0 | 0 | 0.10225 | 0.13621 | 0.017187 | 0.050999 | 0.044369 | 0.033337 | 0.14982 | 0 | 0
3206. Pay-as-you-go reactive p/kVArh
Data sources:
x1 = 3205. Pay-as-you-go components p/kWh for reactive power (absolute value)
x2 = 1092. Average kVAr by kVA, by network level
x3 = 1010. Power factor for all flows in the network model (in Financial and general assumptions)
Calculation =x1*x2*x3
| GSPs | Assets 132kV | Assets 132kV/EHV | Assets EHV | Assets EHV/HV | Assets 132kV/HV | Assets HV | Assets HV/LV | Assets LV circuits | Transmission exit | Operating 132kV | Operating 132kV/EHV | Operating EHV | Operating EHV/HV | Operating 132kV/HV | Operating HV | Operating HV/LV | Operating LV circuits
LV Generation Intermittent | 0 | 0.054735 | 0.0069064 | 0.020494 | 0.0044574 | 0.0033491 | 0.015051 | 0.0011629 | 0.0023951 | 0.027753 | 0.036969 | 0.0046647 | 0.013842 | 0.012042 | 0.0090483 | 0.040663 | 0.015709 | 0.032354
LV Generation Non-Intermittent | 0 | 0.054735 | 0.0069064 | 0.020494 | 0.0044574 | 0.0033491 | 0.015051 | 0.0011629 | 0.0023951 | 0.027753 | 0.036969 | 0.0046647 | 0.013842 | 0.012042 | 0.0090483 | 0.040663 | 0.015709 | 0.032354
LV Sub Generation Intermittent | 0 | 0.053675 | 0.0067726 | 0.020097 | 0.004371 | 0.0032843 | 0.014759 | 0.0011404 | 0 | 0.027215 | 0.036253 | 0.0045744 | 0.013574 | 0.011809 | 0.008873 | 0.039875 | 0.015405 | 0
LV Sub Generation Non-Intermittent | 0 | 0.053675 | 0.0067726 | 0.020097 | 0.004371 | 0.0032843 | 0.014759 | 0.0011404 | 0 | 0.027215 | 0.036253 | 0.0045744 | 0.013574 | 0.011809 | 0.008873 | 0.039875 | 0.015405 | 0
HV Generation Intermittent | 0 | 0.052665 | 0.0042529 | 0.01262 | 0.001544 | 0.0011601 | 0.0052134 | 0 | 0 | 0.026703 | 0.035571 | 0.0044883 | 0.013318 | 0.011587 | 0.0087061 | 0.039125 | 0 | 0
HV Generation Non-Intermittent | 0 | 0.052665 | 0.0042529 | 0.01262 | 0.001544 | 0.0011601 | 0.0052134 | 0 | 0 | 0.026703 | 0.035571 | 0.0044883 | 0.013318 | 0.011587 | 0.0087061 | 0.039125 | 0 | 0
Aggregation for South Wales in 0 (Forecast)
This sheet aggregates elements of tariffs excluding revenue matching and final adjustments and rounding.
3301. Unit rate 1 p/kWh (elements)
Data sources:
x1 = 3004. Unit rate 1 total p/kWh (taking account of standing charges) — for Tariffs with Unit rate 1 p/kWh from Standard 1 kWh
x2 = 2903. Pay-as-you-go unit rate 1 (p/kWh) — for Tariffs with Unit rate 1 p/kWh from PAYG 1 kWh
x3 = 2903. Pay-as-you-go unit rate 1 (p/kWh) — for Tariffs with Unit rate 1 p/kWh from PAYG 1 kWh & customer
x4 = 2902. Pay-as-you-go yardstick unit rate (p/kWh) — for Tariffs with Unit rate 1 p/kWh from PAYG yardstick kWh
x5 = 2203. LV unmetered service model asset charge (p/kWh) — for Tariffs with Unit rate 1 p/kWh from PAYG 1 kWh & customer
x6 = 2712. Operating expenditure for unmetered customer assets (p/kWh) — for Tariffs with Unit rate 1 p/kWh from PAYG 1 kWh & customer
Combine tables = x1 or x2 or x3 or x4 or x5 or x6
| GSPs | Assets 132kV | Assets 132kV/EHV | Assets EHV | Assets EHV/HV | Assets 132kV/HV | Assets HV | Assets HV/LV | Assets LV circuits | Assets LV customer | Assets HV customer | Transmission exit | Operating 132kV | Operating 132kV/EHV | Operating EHV | Operating EHV/HV | Operating 132kV/HV | Operating HV | Operating HV/LV | Operating LV circuits | Operating LV customer | Operating HV customer
Domestic Unrestricted | 0 | 0.37708 | 0.033306 | 0.095485 | 0.020768 | 0.0069219 | 0.10018 | 0.0077405 | 0 |  |  | 0.19082 | 0.25469 | 0.022496 | 0.064493 | 0.056108 | 0.018701 | 0.27065 | 0.10456 | 0
Domestic Two Rate | 0 | 0.45441 | 0.040136 | 0.11432 | 0.024864 | 0.0083414 | 0.11994 | 0.009267 | 0 |  |  | 0.23223 | 0.30692 | 0.027109 | 0.077212 | 0.067174 | 0.022536 | 0.32403 | 0.12518 | 0
Domestic Off Peak (related MPAN) | 0 | 0.04583 | 0.004048 | 0.015888 | 0.0034555 | 0.00084129 | 0.016669 | 0.0012879 | 0 |  |  | 0.018768 | 0.030955 | 0.0027341 | 0.010731 | 0.0093357 | 0.0022729 | 0.045033 | 0.017398 | 0
Small Non Domestic Unrestricted | 0 | 0.33059 | 0.0292 | 0.089277 | 0.019418 | 0.0060686 | 0.093665 | 0.0072372 | 0 |  |  | 0.17831 | 0.22329 | 0.019722 | 0.060299 | 0.05246 | 0.016395 | 0.25305 | 0.097762 | 0
Small Non Domestic Two Rate | 0 | 0.3904 | 0.034482 | 0.10256 | 0.022306 | 0.0071664 | 0.1076 | 0.0083138 | 0 |  |  | 0.20932 | 0.26368 | 0.02329 | 0.06927 | 0.060264 | 0.019361 | 0.2907 | 0.11231 | 0
Small Non Domestic Off Peak (related MPAN) | 0 | 0.045934 | 0.0040572 | 0.015891 | 0.0034563 | 0.00084319 | 0.016672 | 0.0012882 | 0 |  |  | 0.019108 | 0.031025 | 0.0027403 | 0.010733 | 0.0093378 | 0.002278 | 0.045043 | 0.017402 | 0
LV Medium Non-Domestic | 0 | 0.29176 | 0.02577 | 0.076323 | 0.0166 | 0.0053558 | 0.080075 | 0.0061871 | 0 |  |  | 0.15615 | 0.19706 | 0.017406 | 0.05155 | 0.044848 | 0.01447 | 0.21634 | 0.083577 | 0
LV Sub Medium Non-Domestic | 0 | 0.281 | 0.02482 | 0.073899 | 0.016073 | 0.0051583 | 0.077532 | 0 | 0 |  |  | 0.15131 | 0.1898 | 0.016764 | 0.049913 | 0.043424 | 0.013936 | 0.20947 | 0 | 0
HV Medium Non-Domestic | 0 | 0.25754 | 0.015488 | 0.037005 | 0 | 0 | 0 | 0 | 0 |  |  | 0.14813 | 0.17395 | 0.016345 | 0.039053 | 0 | 0 | 0 | 0 | 0
LV Network Domestic | 0 | 2.3859 | 0.21073 | 0.51543 | 0.11211 | 0.043796 | 0.54076 | 0.041783 | 0 |  |  | 1.0679 | 1.6114 | 0.14233 | 0.34813 | 0.30287 | 0.11832 | 1.461 | 0.56442 | 0
LV Network Non-Domestic Non-CT | 0 | 2.6439 | 0.23352 | 0.57136 | 0.12427 | 0.048532 | 0.59944 | 0.046317 | 0 |  |  | 1.1844 | 1.7857 | 0.15772 | 0.38591 | 0.33574 | 0.13112 | 1.6195 | 0.62566 | 0
LV HH Metered | 0 | 2.1178 | 0.18706 | 0.45751 | 0.099507 | 0.038876 | 0.38399 | 0 | 0 |  |  | 0.94802 | 1.4304 | 0.12634 | 0.30901 | 0.26883 | 0.10503 | 1.0374 | 0 | 0
LV Sub HH Metered | 0 | 2 | 0.17665 | 0.43204 | 0.093969 | 0.036712 | 0 | 0 | 0 |  |  | 0.89525 | 1.3508 | 0.11931 | 0.29181 | 0.25387 | 0.099185 | 0 | 0 | 0
HV HH Metered | 0 | 1.7823 | 0.10718 | 0.20972 | 0 | 0 | 0 | 0 | 0 |  |  | 0.84875 | 1.2038 | 0.11311 | 0.22132 | 0 | 0 | 0 | 0 | 0
NHH UMS category A | 0 | 0.21831 | 0.019282 | 0.057163 | 0.012433 | 0.0040073 | 0.059973 | 0.0046339 | 0.0095437 |  |  | 0.11046 | 0.14745 | 0.013023 | 0.038609 | 0.03359 | 0.010826 | 0.16203 | 0.062596 | 0.12892 | 0.96006
NHH UMS category B | 0 | 0.30119 | 0.026603 | 0.071397 | 0.015529 | 0.0055288 | 0.074907 | 0.0057878 | 0.01192 |  |  | 0.11025 | 0.20343 | 0.017968 | 0.048223 | 0.041954 | 0.014937 | 0.20237 | 0.078184 | 0.16102 | 0.96006
NHH UMS category C | 0 | 0.48919 | 0.043208 | 0.11353 | 0.024693 | 0.0089798 | 0.11911 | 0.0092035 | 0.018955 |  |  | 0.18218 | 0.33041 | 0.029183 | 0.076683 | 0.066713 | 0.024261 | 0.32181 | 0.12432 | 0.25605 | 0.96006
NHH UMS category D | 0 | 0.13997 | 0.012363 | 0.04363 | 0.0094894 | 0.0025694 | 0.045774 | 0.0035368 | 0.0072842 |  |  | 0.11006 | 0.09454 | 0.0083503 | 0.029468 | 0.025637 | 0.0069417 | 0.12367 | 0.047777 | 0.098398 | 0.96006
LV UMS (Pseudo HH Metered) | 0 | 5.826 | 0.51458 | 1.2667 | 0.2755 | 0.10694 | 1.3289 | 0.10268 | 0.21148 |  |  | 1.9082 | 3.935 | 0.34756 | 0.85554 | 0.74432 | 0.28893 | 3.5904 | 1.3871 | 2.8568 | 0.96006
LV Generation NHH or Aggregate HH | 0 | -0.20959 | -0.018512 | -0.054932 | -0.011948 | -0.0038473 | -0.057633 | -0.0044531 | 0 |  |  | -0.10627 | -0.14156 | -0.012503 | -0.037102 | -0.032279 | -0.010394 | -0.1557 | -0.060154 | 0
LV Sub Generation NHH | 0 | -0.20553 | -0.018154 | -0.053868 | -0.011716 | -0.0037728 | -0.056516 | 0 | 0 |  |  | -0.10421 | -0.13882 | -0.012261 | -0.036384 | -0.031654 | -0.010193 | -0.15269 | 0 | 0
LV Generation Intermittent | 0 | -0.20959 | -0.018512 | -0.054932 | -0.011948 | -0.0038473 | -0.057633 | -0.0044531 | 0 |  |  | -0.10627 | -0.14156 | -0.012503 | -0.037102 | -0.032279 | -0.010394 | -0.1557 | -0.060154 | 0
LV Generation Non-Intermittent | 0 | -1.8092 | -0.15979 | -0.39082 | -0.085003 | -0.03321 | -0.41003 | -0.031682 | 0 |  |  | -0.80984 | -1.2219 | -0.10793 | -0.26397 | -0.22965 | -0.089722 | -1.1078 | -0.42797 | 0
LV Sub Generation Intermittent | 0 | -0.20553 | -0.018154 | -0.053868 | -0.011716 | -0.0037728 | -0.056516 | 0 | 0 |  |  | -0.10421 | -0.13882 | -0.012261 | -0.036384 | -0.031654 | -0.010193 | -0.15269 | 0 | 0
LV Sub Generation Non-Intermittent | 0 | -1.7741 | -0.1567 | -0.38325 | -0.083357 | -0.032566 | -0.40209 | 0 | 0 |  |  | -0.79415 | -1.1983 | -0.10584 | -0.25886 | -0.2252 | -0.087984 | -1.0863 | 0 | 0
HV Generation Intermittent | 0 | -0.20166 | -0.0114 | -0.033827 | -0.0041385 | -0.0013327 | 0 | 0 | 0 |  |  | -0.10225 | -0.13621 | -0.012031 | -0.035699 | -0.031058 | -0.010001 | 0 | 0 | 0
HV Generation Non-Intermittent | 0 | -1.7407 | -0.0984 | -0.24067 | -0.029444 | -0.011503 | 0 | 0 | 0 |  |  | -0.77921 | -1.1757 | -0.10385 | -0.25399 | -0.22097 | -0.086328 | 0 | 0 | 0
3302. Unit rate 2 p/kWh (elements)
Data sources:
x1 = 3005. Unit rate 2 total p/kWh (taking account of standing charges) — for Tariffs with Unit rate 2 p/kWh from Standard 2 kWh
x2 = 2904. Pay-as-you-go unit rate 2 (p/kWh) — for Tariffs with Unit rate 2 p/kWh from PAYG 2 kWh
x3 = 2904. Pay-as-you-go unit rate 2 (p/kWh) — for Tariffs with Unit rate 2 p/kWh from PAYG 2 kWh & customer
x4 = 2203. LV unmetered service model asset charge (p/kWh) — for Tariffs with Unit rate 2 p/kWh from PAYG 2 kWh & customer
x5 = 2712. Operating expenditure for unmetered customer assets (p/kWh) — for Tariffs with Unit rate 2 p/kWh from PAYG 2 kWh & customer
Combine tables = x1 or x2 or x3 or x4 or x5
| GSPs | Assets 132kV | Assets 132kV/EHV | Assets EHV | Assets EHV/HV | Assets 132kV/HV | Assets HV | Assets HV/LV | Assets LV circuits | Assets LV customer | Assets HV customer | Transmission exit | Operating 132kV | Operating 132kV/EHV | Operating EHV | Operating EHV/HV | Operating 132kV/HV | Operating HV | Operating HV/LV | Operating LV circuits | Operating LV customer | Operating HV customer
Domestic Unrestricted
Domestic Two Rate | 0 | 0.039726 | 0.0035088 | 0.013858 | 0.0030141 | 0.00072922 | 0.014539 | 0.0011234 | 0 |  |  | 0.0053756 | 0.026831 | 0.0023699 | 0.0093599 | 0.0081431 | 0.0019701 | 0.03928 | 0.015175 | 0
Domestic Off Peak (related MPAN)
Small Non Domestic Unrestricted
Small Non Domestic Two Rate | 0 | 0.0453 | 0.0040011 | 0.015776 | 0.0034313 | 0.00083155 | 0.016552 | 0.0012789 | 0 |  |  | 0.0099958 | 0.030596 | 0.0027025 | 0.010655 | 0.0092702 | 0.0022466 | 0.044717 | 0.017276 | 0
Small Non Domestic Off Peak (related MPAN)
LV Medium Non-Domestic | 0 | 0.026157 | 0.0023104 | 0.0091416 | 0.0019883 | 0.00048016 | 0.0095909 | 0.00074105 | 0 |  |  | 0.0014265 | 0.017667 | 0.0015605 | 0.0061744 | 0.0053717 | 0.0012972 | 0.025912 | 0.01001 | 0
LV Sub Medium Non-Domestic | 0 | 0.025143 | 0.0022208 | 0.0087903 | 0.0019119 | 0.00046153 | 0.0092224 | 0 | 0 |  |  | 0.00095108 | 0.016982 | 0.0014999 | 0.0059371 | 0.0051653 | 0.0012469 | 0.024916 | 0 | 0
HV Medium Non-Domestic | 0 | 0.023006 | 0.0013835 | 0.0043816 | 0 | 0 | 0 | 0 | 0 |  |  | 0.00076071 | 0.015538 | 0.00146 | 0.0046241 | 0 | 0 | 0 | 0 | 0
LV Network Domestic | 0 | 0.1913 | 0.016897 | 0.065833 | 0.014319 | 0.0035116 | 0.069069 | 0.0053367 | 0 |  |  | 0.1401 | 0.12921 | 0.011412 | 0.044465 | 0.038684 | 0.0094873 | 0.1866 | 0.072091 | 0
LV Network Non-Domestic Non-CT | 0 | 0.21199 | 0.018724 | 0.072977 | 0.015872 | 0.0038914 | 0.076564 | 0.0059158 | 0 |  |  | 0.15539 | 0.14318 | 0.012647 | 0.04929 | 0.042882 | 0.010513 | 0.20685 | 0.079913 | 0
LV HH Metered | 0 | 0.16981 | 0.014999 | 0.058435 | 0.01271 | 0.0031171 | 0.049046 | 0 | 0 |  |  | 0.12438 | 0.11469 | 0.01013 | 0.039468 | 0.034337 | 0.0084215 | 0.13251 | 0 | 0
LV Sub HH Metered | 0 | 0.16036 | 0.014164 | 0.055183 | 0.012002 | 0.0029437 | 0 | 0 | 0 |  |  | 0.11746 | 0.10831 | 0.0095666 | 0.037272 | 0.032426 | 0.0079528 | 0 | 0 | 0
HV HH Metered | 0 | 0.14291 | 0.0085941 | 0.026786 | 0 | 0 | 0 | 0 | 0 |  |  | 0.11135 | 0.096523 | 0.0090697 | 0.028268 | 0 | 0 | 0 | 0 | 0
NHH UMS category A
NHH UMS category B
NHH UMS category C
NHH UMS category D
LV UMS (Pseudo HH Metered) | 0 | 0.16158 | 0.014272 | 0.05169 | 0.011242 | 0.002966 | 0.05423 | 0.0041902 | 0.0086299 |  |  | 0.14198 | 0.10913 | 0.0096393 | 0.034912 | 0.030373 | 0.0080132 | 0.14651 | 0.056603 | 0.11658 | 0.96006
LV Generation NHH or Aggregate HH
LV Sub Generation NHH
LV Generation Intermittent
LV Generation Non-Intermittent | 0 | -0.14506 | -0.012813 | -0.049918 | -0.010857 | -0.0026628 | -0.052372 | -0.0040466 | 0 |  |  | -0.10625 | -0.097977 | -0.0086539 | -0.033716 | -0.029332 | -0.0071941 | -0.14149 | -0.054663 | 0
LV Sub Generation Intermittent
LV Sub Generation Non-Intermittent | 0 | -0.14225 | -0.012564 | -0.048951 | -0.010647 | -0.0026112 | -0.051357 | 0 | 0 |  |  | -0.10419 | -0.096079 | -0.0084863 | -0.033062 | -0.028764 | -0.0070547 | -0.13875 | 0 | 0
HV Generation Intermittent
HV Generation Non-Intermittent | 0 | -0.13957 | -0.0078899 | -0.030739 | -0.0037607 | -0.00092236 | 0 | 0 | 0 |  |  | -0.10223 | -0.094271 | -0.0083266 | -0.03244 | -0.028223 | -0.006922 | 0 | 0 | 0
3303. Unit rate 3 p/kWh (elements)
Data sources:
x1 = 3006. Unit rate 3 total p/kWh (taking account of standing charges) — for Tariffs with Unit rate 3 p/kWh from Standard 3 kWh
x2 = 2905. Pay-as-you-go unit rate 3 (p/kWh) — for Tariffs with Unit rate 3 p/kWh from PAYG 3 kWh
x3 = 2905. Pay-as-you-go unit rate 3 (p/kWh) — for Tariffs with Unit rate 3 p/kWh from PAYG 3 kWh & customer
x4 = 2203. LV unmetered service model asset charge (p/kWh) — for Tariffs with Unit rate 3 p/kWh from PAYG 3 kWh & customer
x5 = 2712. Operating expenditure for unmetered customer assets (p/kWh) — for Tariffs with Unit rate 3 p/kWh from PAYG 3 kWh & customer
Combine tables = x1 or x2 or x3 or x4 or x5
| GSPs | Assets 132kV | Assets 132kV/EHV | Assets EHV | Assets EHV/HV | Assets 132kV/HV | Assets HV | Assets HV/LV | Assets LV circuits | Assets LV customer | Assets HV customer | Transmission exit | Operating 132kV | Operating 132kV/EHV | Operating EHV | Operating EHV/HV | Operating 132kV/HV | Operating HV | Operating HV/LV | Operating LV circuits | Operating LV customer | Operating HV customer
Domestic Unrestricted
Domestic Two Rate
Domestic Off Peak (related MPAN)
Small Non Domestic Unrestricted
Small Non Domestic Two Rate
Small Non Domestic Off Peak (related MPAN)
LV Medium Non-Domestic
LV Sub Medium Non-Domestic
HV Medium Non-Domestic
LV Network Domestic | 0 | 0.033544 | 0.0029628 | 0.01173 | 0.0025512 | 0.00061576 | 0.012307 | 0.00095088 | 0 |  |  | 0.0010425 | 0.022657 | 0.0020012 | 0.0079226 | 0.0068926 | 0.0016636 | 0.033248 | 0.012845 | 0
LV Network Non-Domestic Non-CT | 0 | 0.037172 | 0.0032832 | 0.013003 | 0.0028281 | 0.00068235 | 0.013642 | 0.0010541 | 0 |  |  | 0.0011562 | 0.025107 | 0.0022176 | 0.0087823 | 0.0076406 | 0.0018435 | 0.036856 | 0.014239 | 0
LV HH Metered | 0 | 0.029776 | 0.00263 | 0.010412 | 0.0022645 | 0.00054658 | 0.0087388 | 0 | 0 |  |  | 0.0009255 | 0.020111 | 0.0017763 | 0.0070323 | 0.006118 | 0.0014767 | 0.023609 | 0 | 0
LV Sub HH Metered | 0 | 0.028119 | 0.0024836 | 0.0098323 | 0.0021385 | 0.00051616 | 0 | 0 | 0 |  |  | 0.00087399 | 0.018992 | 0.0016775 | 0.0066409 | 0.0057775 | 0.0013945 | 0 | 0 | 0
HV HH Metered | 0 | 0.025059 | 0.0015069 | 0.0047726 | 0 | 0 | 0 | 0 | 0 |  |  | 0.0008286 | 0.016925 | 0.0015903 | 0.0050368 | 0 | 0 | 0 | 0 | 0
NHH UMS category A
NHH UMS category B
NHH UMS category C
NHH UMS category D
LV UMS (Pseudo HH Metered) | 0 | 0.026368 | 0.002329 | 0.0092202 | 0.0020054 | 0.00048403 | 0.0096734 | 0.00074743 | 0.0015394 |  |  | 0.00081959 | 0.01781 | 0.0015731 | 0.0062275 | 0.0054179 | 0.0013077 | 0.026134 | 0.010097 | 0.020794 | 0.96006
LV Generation NHH or Aggregate HH
LV Sub Generation NHH
LV Generation Intermittent
LV Generation Non-Intermittent | 0 | -0.025436 | -0.0022467 | -0.0088942 | -0.0019345 | -0.00046692 | -0.0093314 | -0.000721 | 0 |  |  | -0.00079061 | -0.01718 | -0.0015174 | -0.0060073 | -0.0052263 | -0.0012615 | -0.02521 | -0.0097396 | 0
LV Sub Generation Intermittent
LV Sub Generation Non-Intermittent | 0 | -0.024943 | -0.0022031 | -0.0087219 | -0.001897 | -0.00045787 | -0.0091506 | 0 | 0 |  |  | -0.00077529 | -0.016847 | -0.001488 | -0.0058909 | -0.0051251 | -0.001237 | -0.024722 | 0 | 0
HV Generation Intermittent
HV Generation Non-Intermittent | 0 | -0.024474 | -0.0013835 | -0.005477 | -0.00067007 | -0.00016173 | 0 | 0 | 0 |  |  | -0.00076071 | -0.01653 | -0.00146 | -0.0057801 | -0.0050287 | -0.0012138 | 0 | 0 | 0
3304. Fixed charge p/MPAN/day (elements)
Data sources:
x1 = 3107. Fixed charge from standing charges factors p/MPAN/day — for Tariffs with Fixed charge p/MPAN/day from Fixed from network & customer
x2 = 2206. Service model p/MPAN/day (in Replacement annuities for service models) — for Tariffs with Fixed charge p/MPAN/day from Customer
x3 = 2206. Service model p/MPAN/day (in Replacement annuities for service models) — for Tariffs with Fixed charge p/MPAN/day from Fixed from network & customer
x4 = 2711. Operating expenditure for customer assets p/MPAN/day total (in Operating expenditure for customer assets p/MPAN/day) — for Tariffs with Fixed charge p/MPAN/day from Customer
x5 = 2711. Operating expenditure for customer assets p/MPAN/day total (in Operating expenditure for customer assets p/MPAN/day) — for Tariffs with Fixed charge p/MPAN/day from Fixed from network & customer
Combine tables = x1 or x2 or x3 or x4 or x5
| GSPs | Assets 132kV | Assets 132kV/EHV | Assets EHV | Assets EHV/HV | Assets 132kV/HV | Assets HV | Assets HV/LV | Assets LV circuits | Assets LV customer | Assets HV customer | Transmission exit | Operating 132kV | Operating 132kV/EHV | Operating EHV | Operating EHV/HV | Operating 132kV/HV | Operating HV | Operating HV/LV | Operating LV circuits | Operating LV customer | Operating HV customer
Domestic Unrestricted | 0 | 0 | 0 | 0 | 0 | 0 | 0 | 0 | 0.14472 | 0 | 0 | 0 | 0 | 0 | 0 | 0 | 0 | 0 | 0 | 1.9549 | 2.8976 | 0
Domestic Two Rate | 0 | 0 | 0 | 0 | 0 | 0 | 0 | 0 | 0.14472 | 0 | 0 | 0 | 0 | 0 | 0 | 0 | 0 | 0 | 0 | 1.9549 | 2.8976 | 0
Domestic Off Peak (related MPAN)
Small Non Domestic Unrestricted | 0 | 0 | 0 | 0 | 0 | 0 | 0 | 0 | 0.14472 | 0 | 0 | 0 | 0 | 0 | 0 | 0 | 0 | 0 | 0 | 1.9549 | 6.519 | 0
Small Non Domestic Two Rate | 0 | 0 | 0 | 0 | 0 | 0 | 0 | 0 | 0.14472 | 0 | 0 | 0 | 0 | 0 | 0 | 0 | 0 | 0 | 0 | 1.9549 | 6.519 | 0
Small Non Domestic Off Peak (related MPAN)
LV Medium Non-Domestic | 0 | 0 | 0 | 0 | 0 | 0 | 0 | 0 | 0 | 0 | 0 | 0 | 0 | 0 | 0 | 0 | 0 | 0 | 0 | 0 | 7.9368 | 0
LV Sub Medium Non-Domestic | 0 | 0 | 0 | 0 | 0 | 0 | 0 | 0 | 0 | 0 | 0 | 0 | 0 | 0 | 0 | 0 | 0 | 0 | 0 | 0 | 5.8861 | 0
HV Medium Non-Domestic | 0 | 0 | 0 | 0 | 0 | 0 | 0 | 0 | 0 | 0 | 0 | 0 | 0 | 0 | 0 | 0 | 0 | 0 | 0 | 0 | 0 | 102.2452
LV Network Domestic | 0 | 0 | 0 | 0 | 0 | 0 | 0 | 0 | 0.14472 | 0 | 0 | 0 | 0 | 0 | 0 | 0 | 0 | 0 | 0 | 1.9549 | 2.8976 | 0
LV Network Non-Domestic Non-CT | 0 | 0 | 0 | 0 | 0 | 0 | 0 | 0 | 0.14472 | 0 | 0 | 0 | 0 | 0 | 0 | 0 | 0 | 0 | 0 | 1.9549 | 6.519 | 0
LV HH Metered | [9 empty] | 0 | 0 | [9 empty] | 13.3804 | 0
LV Sub HH Metered | [9 empty] | 0 | 0 | [9 empty] | 10.3058 | 0
HV HH Metered | [9 empty] | 0 | 0 | [9 empty] | 0 | 102.2452
NHH UMS category A
NHH UMS category B
NHH UMS category C
NHH UMS category D
LV UMS (Pseudo HH Metered)
LV Generation NHH or Aggregate HH | [9 empty] | 0 | 0 | [9 empty] | 0 | 0
LV Sub Generation NHH | [9 empty] | 0 | 0 | [9 empty] | 0 | 0
LV Generation Intermittent | [9 empty] | 0 | 0 | [9 empty] | 0 | 0
LV Generation Non-Intermittent | [9 empty] | 0 | 0 | [9 empty] | 0 | 0
LV Sub Generation Intermittent | [9 empty] | 0 | 0 | [9 empty] | 0 | 0
LV Sub Generation Non-Intermittent | [9 empty] | 0 | 0 | [9 empty] | 0 | 0
HV Generation Intermittent | [9 empty] | 0 | 0 | [9 empty] | 0 | 49.2959
HV Generation Non-Intermittent | [9 empty] | 0 | 0 | [9 empty] | 0 | 49.2959
3305. Capacity charge p/kVA/day (elements)
Data sources:
x1 = 3002. Capacity charge p/kVA/day — for Tariffs with Capacity charge p/kVA/day from Capacity
Copy cells = x1
| GSPs | Assets 132kV | Assets 132kV/EHV | Assets EHV | Assets EHV/HV | Assets 132kV/HV | Assets HV | Assets HV/LV | Assets LV circuits | Assets LV customer | Assets HV customer | Transmission exit | Operating 132kV | Operating 132kV/EHV | Operating EHV | Operating EHV/HV | Operating 132kV/HV | Operating HV | Operating HV/LV | Operating LV circuits | Operating LV customer | Operating HV customer
Domestic Unrestricted
Domestic Two Rate
Domestic Off Peak (related MPAN)
Small Non Domestic Unrestricted
Small Non Domestic Two Rate
Small Non Domestic Off Peak (related MPAN)
LV Medium Non-Domestic
LV Sub Medium Non-Domestic
HV Medium Non-Domestic
LV Network Domestic
LV Network Non-Domestic Non-CT
LV HH Metered | 0 | 0 | 0 | 0 | 0 | 0 | 0.15582 | 0.060197 | 0.11882 |  |  | 0 | 0 | 0 | 0 | 0 | 0 | 0.42097 | 0.81316 | 1.6051
LV Sub HH Metered | 0 | 0 | 0 | 0 | 0 | 0 | 0.76399 | 0.059031 | 0 |  |  | 0 | 0 | 0 | 0 | 0 | 0 | 2.0641 | 0.79741 | 0
HV HH Metered | 0 | 0.24627 | 0 | 0.12529 | 0.076644 | 0.027124 | 0.26986 | 0 | 0 |  |  | 0 | 0.16634 | 0 | 0.13223 | 0.57519 | 0.20356 | 2.0252 | 0 | 0
NHH UMS category A
NHH UMS category B
NHH UMS category C
NHH UMS category D
LV UMS (Pseudo HH Metered)
LV Generation NHH or Aggregate HH
LV Sub Generation NHH
LV Generation Intermittent
LV Generation Non-Intermittent
LV Sub Generation Intermittent
LV Sub Generation Non-Intermittent
HV Generation Intermittent
HV Generation Non-Intermittent
3306. Reactive power charge p/kVArh (elements)
Data sources:
x1 = 3206. Pay-as-you-go reactive p/kVArh
x2 = 3203. Standard reactive p/kVArh
Combine tables = x1 or x2
| GSPs | Assets 132kV | Assets 132kV/EHV | Assets EHV | Assets EHV/HV | Assets 132kV/HV | Assets HV | Assets HV/LV | Assets LV circuits | Assets LV customer | Assets HV customer | Transmission exit | Operating 132kV | Operating 132kV/EHV | Operating EHV | Operating EHV/HV | Operating 132kV/HV | Operating HV | Operating HV/LV | Operating LV circuits | Operating LV customer | Operating HV customer
Domestic Unrestricted
Domestic Two Rate
Domestic Off Peak (related MPAN)
Small Non Domestic Unrestricted
Small Non Domestic Two Rate
Small Non Domestic Off Peak (related MPAN)
LV Medium Non-Domestic
LV Sub Medium Non-Domestic
HV Medium Non-Domestic
LV Network Domestic
LV Network Non-Domestic Non-CT
LV HH Metered | 0 | 0.070547 | 0.0062312 | 0.01849 | 0.0040216 | 0.001295 | 0.015519 | 0 | 0 |  |  | 0.035771 | 0.047649 | 0.0042086 | 0.012489 | 0.010865 | 0.0034987 | 0.041928 | 0 | 0
LV Sub HH Metered | 0 | 0.069181 | 0.0061104 | 0.018132 | 0.0039437 | 0.0012699 | 0 | 0 | 0 |  |  | 0.035078 | 0.046726 | 0.0041271 | 0.012247 | 0.010654 | 0.0034309 | 0 | 0 | 0
HV HH Metered | 0 | 0.056462 | 0.0033954 | 0.0080604 | 0 | 0 | 0 | 0 | 0 |  |  | 0.030456 | 0.038135 | 0.0035833 | 0.0085065 | 0 | 0 | 0 | 0 | 0
NHH UMS category A
NHH UMS category B
NHH UMS category C
NHH UMS category D
LV UMS (Pseudo HH Metered)
LV Generation NHH or Aggregate HH
LV Sub Generation NHH
LV Generation Intermittent | 0 | 0.054735 | 0.0069064 | 0.020494 | 0.0044574 | 0.0033491 | 0.015051 | 0.0011629 | 0.0023951 |  |  | 0.027753 | 0.036969 | 0.0046647 | 0.013842 | 0.012042 | 0.0090483 | 0.040663 | 0.015709 | 0.032354
LV Generation Non-Intermittent | 0 | 0.054735 | 0.0069064 | 0.020494 | 0.0044574 | 0.0033491 | 0.015051 | 0.0011629 | 0.0023951 |  |  | 0.027753 | 0.036969 | 0.0046647 | 0.013842 | 0.012042 | 0.0090483 | 0.040663 | 0.015709 | 0.032354
LV Sub Generation Intermittent | 0 | 0.053675 | 0.0067726 | 0.020097 | 0.004371 | 0.0032843 | 0.014759 | 0.0011404 | 0 |  |  | 0.027215 | 0.036253 | 0.0045744 | 0.013574 | 0.011809 | 0.008873 | 0.039875 | 0.015405 | 0
LV Sub Generation Non-Intermittent | 0 | 0.053675 | 0.0067726 | 0.020097 | 0.004371 | 0.0032843 | 0.014759 | 0.0011404 | 0 |  |  | 0.027215 | 0.036253 | 0.0045744 | 0.013574 | 0.011809 | 0.008873 | 0.039875 | 0.015405 | 0
HV Generation Intermittent | 0 | 0.052665 | 0.0042529 | 0.01262 | 0.001544 | 0.0011601 | 0.0052134 | 0 | 0 |  |  | 0.026703 | 0.035571 | 0.0044883 | 0.013318 | 0.011587 | 0.0087061 | 0.039125 | 0 | 0
HV Generation Non-Intermittent | 0 | 0.052665 | 0.0042529 | 0.01262 | 0.001544 | 0.0011601 | 0.0052134 | 0 | 0 |  |  | 0.026703 | 0.035571 | 0.0044883 | 0.013318 | 0.011587 | 0.0087061 | 0.039125 | 0 | 0
3307. Summary of charges before revenue matching
Data sources:
x1 = 3301. Unit rate 1 p/kWh (elements)
x2 = 3302. Unit rate 2 p/kWh (elements)
x3 = 3303. Unit rate 3 p/kWh (elements)
x4 = 3304. Fixed charge p/MPAN/day (elements)
x5 = 3305. Capacity charge p/kVA/day (elements)
x6 = 3306. Reactive power charge p/kVArh (elements)
Kind: | Cell summation | Cell summation | Cell summation | Cell summation | Cell summation | Cell summation
Formula: | =SUM(x1) | =SUM(x2) | =SUM(x3) | =SUM(x4) | =SUM(x5) | =SUM(x6)
| Unit rate 1 p/kWh (total) | Unit rate 2 p/kWh (total) | Unit rate 3 p/kWh (total) | Fixed charge p/MPAN/day (total) | Capacity charge p/kVA/day (total) | Reactive power charge p/kVArh
Domestic Unrestricted | 1.624 | 0 | 0 | 4.9972 | 0 | 0
Domestic Two Rate | 1.9537 | 0.185 | 0 | 4.9972 | 0 | 0
Domestic Off Peak (related MPAN) | 0.22525 | 0 | 0 | 0 | 0 | 0
Small Non Domestic Unrestricted | 1.4768 | 0 | 0 | 8.6186 | 0 | 0
Small Non Domestic Two Rate | 1.721 | 0.21463 | 0 | 8.6186 | 0 | 0
Small Non Domestic Off Peak (related MPAN) | 0.22581 | 0 | 0 | 0 | 0 | 0
LV Medium Non-Domestic | 1.2835 | 0.11983 | 0 | 7.9368 | 0 | 0
LV Sub Medium Non-Domestic | 1.1531 | 0.10445 | 0 | 5.8861 | 0 | 0
HV Medium Non-Domestic | 0.68751 | 0.051154 | 0 | 102.2452 | 0 | 0
LV Network Domestic | 9.4668 | 0.99832 | 0.15293 | 4.9972 | 0 | 0
LV Network Non-Domestic Non-CT | 10.493 | 1.1066 | 0.16951 | 8.6186 | 0 | 0
LV HH Metered | 7.5099 | 0.77205 | 0.11542 | 13.3804 | 3.174 | 0.27251
LV Sub HH Metered | 5.7496 | 0.55764 | 0.078446 | 10.3058 | 3.6845 | 0.2109
HV HH Metered | 4.4862 | 0.42351 | 0.055719 | 102.2452 | 3.8477 | 0.1486
NHH UMS category A | 2.0529 | 0 | 0 | 0 | 0 | 0
NHH UMS category B | 2.3513 | 0 | 0 | 0 | 0 | 0
NHH UMS category C | 3.1986 | 0 | 0 | 0 | 0 | 0
NHH UMS category D | 1.7695 | 0 | 0 | 0 | 0 | 0
LV UMS (Pseudo HH Metered) | 26.5066 | 1.9226 | 1.1026 | 0 | 0 | 0
LV Generation NHH or Aggregate HH | -0.91688 | 0 | 0 | 0 | 0 | 0
LV Sub Generation NHH | -0.83577 | 0 | 0 | 0 | 0 | 0
LV Generation Intermittent | -0.91688 | 0 | 0 | 0 | 0 | 0.3016
LV Generation Non-Intermittent | -7.1785 | -0.75701 | -0.11596 | 0 | 0 | 0.3016
LV Sub Generation Intermittent | -0.83577 | 0 | 0 | 0 | 0 | 0.26168
LV Sub Generation Non-Intermittent | -6.5887 | -0.68477 | -0.10346 | 0 | 0 | 0.26168
HV Generation Intermittent | -0.57961 | 0 | 0 | 49.2959 | 0 | 0.21695
HV Generation Non-Intermittent | -4.7408 | -0.4553 | -0.06294 | 49.2959 | 0 | 0.21695
Revenue shortfall or surplus for South Wales in 0 (Forecast)
3401. Net revenues by tariff before matching (£)
Data sources:
x1 = 1010. Days in the charging year (in Financial and general assumptions)
x2 = 3307. Fixed charge p/MPAN/day (total) (in Summary of charges before revenue matching)
x3 = 2305. MPANs (in Equivalent volume for each end user)
x4 = 3307. Capacity charge p/kVA/day (total) (in Summary of charges before revenue matching)
x5 = 2305. Import capacity (kVA) (in Equivalent volume for each end user)
x6 = 3307. Unit rate 1 p/kWh (total) (in Summary of charges before revenue matching)
x7 = 2305. Rate 1 units (MWh) (in Equivalent volume for each end user)
x8 = 3307. Unit rate 2 p/kWh (total) (in Summary of charges before revenue matching)
x9 = 2305. Rate 2 units (MWh) (in Equivalent volume for each end user)
x10 = 3307. Unit rate 3 p/kWh (total) (in Summary of charges before revenue matching)
x11 = 2305. Rate 3 units (MWh) (in Equivalent volume for each end user)
x12 = 3307. Reactive power charge p/kVArh (in Summary of charges before revenue matching)
x13 = 2305. Reactive power units (MVArh) (in Equivalent volume for each end user)
Calculation =0.01*x1*(x2*x3+x4*x5)+10*(x6*x7+x8*x9+x10*x11+x12*x13)
Net revenues
Domestic Unrestricted | =SUM(x1): 69492878.8108
Domestic Two Rate | =SUM(x1): 4618818.7496
Domestic Off Peak (related MPAN) | =SUM(x1): 7816.1323
Small Non Domestic Unrestricted | =SUM(x1): 13993068.5818
Small Non Domestic Two Rate | =SUM(x1): 4172324.1875
Small Non Domestic Off Peak (related MPAN) | =SUM(x1): 4857.3443
LV Medium Non-Domestic | =SUM(x1): 0
LV Sub Medium Non-Domestic | =SUM(x1): 0
HV Medium Non-Domestic | =SUM(x1): 0
LV Network Domestic | =SUM(x1): 0
LV Network Non-Domestic Non-CT | =SUM(x1): 2769134.0546
LV HH Metered | =SUM(x1): 25442645.9898
LV Sub HH Metered | =SUM(x1): 381302.0336
HV HH Metered | =SUM(x1): 21388591.0658
NHH UMS category A | =SUM(x1): 138978.2062
NHH UMS category B | =SUM(x1): 135300.5047
NHH UMS category C | =SUM(x1): 11021.2221
NHH UMS category D | =SUM(x1): 0
LV UMS (Pseudo HH Metered) | =SUM(x1): 3313134.7269
LV Generation NHH or Aggregate HH | =SUM(x1): -14061.2285
LV Sub Generation NHH | =SUM(x1): 0
LV Generation Intermittent | =SUM(x1): -213569.6882
LV Generation Non-Intermittent | =SUM(x1): -23927.36
LV Sub Generation Intermittent | =SUM(x1): -1516.4967
LV Sub Generation Non-Intermittent | =SUM(x1): 0
HV Generation Intermittent | =SUM(x1): -683201.1492
HV Generation Non-Intermittent | =SUM(x1): -995757.9788
3402. Revenue surplus or shortfall
Data sources:
x1 = 3401. Net revenues by tariff before matching (£)
x2 = 1076. Target CDCM net revenue (£/year)
x3 = Total net revenues before matching (£) (in Revenue surplus or shortfall)
Kind: | =SUM(x1): Cell summation; =SUM(x2): Calculation
Formula: | =SUM(x1): =SUM(x1); =SUM(x2): =x2-x3
| Total net revenues before matching (£) | Revenue shortfall (surplus) £
Revenue surplus or shortfall | =SUM(x1): 143937837.7085; =SUM(x2): 110625344.7136
Revenue matching for South Wales in 0 (Forecast)
This sheet modifies tariffs so that the total expected net revenues matches the target.
3501. Factor to scale to £1/kW at transmission exit level
Data sources:
x1 = 2901. Unit cost at each level, £/kW/year (relative to system simultaneous maximum load)
Calculation =IF(x1,1/x1,0)
Transmission exit
Factor to scale to £1/kW at transmission exit level | =SUM(x1): 0.11644
3502. Applicability factor for £1/kW scaler
Data sources:
x1 = 3501. Factor to scale to £1/kW at transmission exit level
x2 = Zero for other levels
Combine tables = x1 or x2
| GSPs | Assets 132kV | Assets 132kV/EHV | Assets EHV | Assets EHV/HV | Assets 132kV/HV | Assets HV | Assets HV/LV | Assets LV circuits | Assets LV customer | Assets HV customer | Transmission exit | Operating 132kV | Operating 132kV/EHV | Operating EHV | Operating EHV/HV | Operating 132kV/HV | Operating HV | Operating HV/LV | Operating LV circuits | Operating LV customer | Operating HV customer
Applicability factor for £1/kW scaler | 0 | 0 | 0 | 0 | 0 | 0 | 0 | 0 | 0 | 0 | 0 | 0.11644 | 0 | 0 | 0 | 0 | 0 | 0 | 0 | 0 | 0 | 0
3503. Scalable elements of tariff components
Data sources:
x1 = 3301. Unit rate 1 p/kWh (elements)
x2 = 3502. Applicability factor for £1/kW scaler
x3 = 3302. Unit rate 2 p/kWh (elements)
x4 = 3303. Unit rate 3 p/kWh (elements)
x5 = 3304. Fixed charge p/MPAN/day (elements)
x6 = 3305. Capacity charge p/kVA/day (elements)
x7 = 3306. Reactive power charge p/kVArh (elements)
Kind: | Sum-product calculation | Sum-product calculation | Sum-product calculation | Sum-product calculation | Sum-product calculation | Sum-product calculation
Formula: | =SUMPRODUCT(x1, x2) | =SUMPRODUCT(x3, x2) | =SUMPRODUCT(x4, x2) | =SUMPRODUCT(x5, x2) | =SUMPRODUCT(x6, x2) | =SUMPRODUCT(x7, x2)
| Unit rate 1 p/kWh scalable part | Unit rate 2 p/kWh scalable part | Unit rate 3 p/kWh scalable part | Fixed charge p/MPAN/day scalable part | Capacity charge p/kVA/day scalable part | Reactive power charge p/kVArh scalable part
Domestic Unrestricted | 0.022219 | 0 | 0 | 0 | 0 | 0
Domestic Two Rate | 0.027041 | 0.00062594 | 0 | 0 | 0 | 0
Domestic Off Peak (related MPAN) | 0.0021854 | 0 | 0 | 0 | 0 | 0
Small Non Domestic Unrestricted | 0.020763 | 0 | 0 | 0 | 0 | 0
Small Non Domestic Two Rate | 0.024374 | 0.0011639 | 0 | 0 | 0 | 0
Small Non Domestic Off Peak (related MPAN) | 0.002225 | 0 | 0 | 0 | 0 | 0
LV Medium Non-Domestic | 0.018183 | 0.0001661 | 0 | 0 | 0 | 0
LV Sub Medium Non-Domestic | 0.017618 | 0.00011075 | 0 | 0 | 0 | 0
HV Medium Non-Domestic | 0.017249 | 8.8578e-05 | 0 | 0 | 0 | 0
LV Network Domestic | 0.12434 | 0.016314 | 0.00012139 | 0 | 0 | 0
LV Network Non-Domestic Non-CT | 0.13791 | 0.018093 | 0.00013463 | 0 | 0 | 0
LV HH Metered | 0.11039 | 0.014483 | 0.00010777 | 0 | 0 | 0.0041652
LV Sub HH Metered | 0.10425 | 0.013677 | 0.00010177 | 0 | 0 | 0.0040845
HV HH Metered | 0.09883 | 0.012966 | 9.6483e-05 | 0 | 0 | 0.0035464
NHH UMS category A | 0.012862 | 0 | 0 | 0 | 0 | 0
NHH UMS category B | 0.012838 | 0 | 0 | 0 | 0 | 0
NHH UMS category C | 0.021214 | 0 | 0 | 0 | 0 | 0
NHH UMS category D | 0.012816 | 0 | 0 | 0 | 0 | 0
LV UMS (Pseudo HH Metered) | 0.2222 | 0.016532 | 9.5434e-05 | 0 | 0 | 0
LV Generation NHH or Aggregate HH | -0.012374 | 0 | 0 | 0 | 0 | 0
LV Sub Generation NHH | -0.012135 | 0 | 0 | 0 | 0 | 0
LV Generation Intermittent | -0.012374 | 0 | 0 | 0 | 0 | 0.0032316
LV Generation Non-Intermittent | -0.094299 | -0.012372 | -9.206e-05 | 0 | 0 | 0.0032316
LV Sub Generation Intermittent | -0.012135 | 0 | 0 | 0 | 0 | 0.003169
LV Sub Generation Non-Intermittent | -0.092473 | -0.012132 | -9.0277e-05 | 0 | 0 | 0.003169
HV Generation Intermittent | -0.011906 | 0 | 0 | 0 | 0 | 0.0031094
HV Generation Non-Intermittent | -0.090733 | -0.011904 | -8.8578e-05 | 0 | 0 | 0.0031094
3504. Marginal revenue effect of scaler
Data sources:
x1 = 2302. Load coefficient
x2 = 3503. Unit rate 1 p/kWh scalable part (in Scalable elements of tariff components)
x3 = 2305. Rate 1 units (MWh) (in Equivalent volume for each end user)
x4 = 3503. Unit rate 2 p/kWh scalable part (in Scalable elements of tariff components)
x5 = 2305. Rate 2 units (MWh) (in Equivalent volume for each end user)
x6 = 3503. Unit rate 3 p/kWh scalable part (in Scalable elements of tariff components)
x7 = 2305. Rate 3 units (MWh) (in Equivalent volume for each end user)
x8 = 3503. Fixed charge p/MPAN/day scalable part (in Scalable elements of tariff components)
x9 = 1010. Days in the charging year (in Financial and general assumptions)
x10 = 2305. MPANs (in Equivalent volume for each end user)
x11 = 3503. Capacity charge p/kVA/day scalable part (in Scalable elements of tariff components)
x12 = 2305. Import capacity (kVA) (in Equivalent volume for each end user)
x13 = 3503. Reactive power charge p/kVArh scalable part (in Scalable elements of tariff components)
x14 = 2305. Reactive power units (MVArh) (in Equivalent volume for each end user)
Kind: | Calculation | Calculation | Calculation | Calculation | Calculation | Calculation
Formula: | =IF(x1<0,0,x2*x3*10) | =IF(x1<0,0,x4*x5*10) | =IF(x1<0,0,x6*x7*10) | =x8*x9*x10/100 | =x11*x9*x12/100 | =IF(x1<0,0,x13*x14*10)
| Effect through Unit rate 1 p/kWh | Effect through Unit rate 2 p/kWh | Effect through Unit rate 3 p/kWh | Effect through Fixed charge p/MPAN/day | Effect through Capacity charge p/kVA/day | Effect through Reactive power charge p/kVArh
Domestic Unrestricted | 706446.5958 | 0 | 0 | 0 | 0 | 0
Domestic Two Rate | 45112.3354 | 1092.4636 | 0 | 0 | 0 | 0
Domestic Off Peak (related MPAN) | 75.8335 | 0 | 0 | 0 | 0 | 0
Small Non Domestic Unrestricted | 168358.2649 | 0 | 0 | 0 | 0 | 0
Small Non Domestic Two Rate | 50267.3366 | 1067.2237 | 0 | 0 | 0 | 0
Small Non Domestic Off Peak (related MPAN) | 47.8613 | 0 | 0 | 0 | 0 | 0
LV Medium Non-Domestic | 0 | 0 | 0 | 0 | 0 | 0
LV Sub Medium Non-Domestic | 0 | 0 | 0 | 0 | 0 | 0
HV Medium Non-Domestic | 0 | 0 | 0 | 0 | 0 | 0
LV Network Domestic | 0 | 0 | 0 | 0 | 0 | 0
LV Network Non-Domestic Non-CT | 19920.5824 | 17138.5295 | 96.2164 | 0 | 0 | 0
LV HH Metered | 137951.5169 | 115917.7967 | 644.9212 | 0 | 0 | 4720.5531
LV Sub HH Metered | 2206.4122 | 1772.1166 | 9.9525 | 0 | 0 | 130.5253
HV HH Metered | 149224.8246 | 119549.7464 | 832.6054 | 0 | 0 | 4967.3261
NHH UMS category A | 870.7218 | 0 | 0 | 0 | 0 | 0
NHH UMS category B | 738.7192 | 0 | 0 | 0 | 0 | 0
NHH UMS category C | 73.0957 | 0 | 0 | 0 | 0 | 0
NHH UMS category D | 0 | 0 | 0 | 0 | 0 | 0
LV UMS (Pseudo HH Metered) | 13191.366 | 5788.166 | 92.296 | 0 | 0 | 0
LV Generation NHH or Aggregate HH | 0 | 0 | 0 | 0 | 0 | 0
LV Sub Generation NHH | 0 | 0 | 0 | 0 | 0 | 0
LV Generation Intermittent | 0 | 0 | 0 | 0 | 0 | 0
LV Generation Non-Intermittent | 0 | 0 | 0 | 0 | 0 | 0
LV Sub Generation Intermittent | 0 | 0 | 0 | 0 | 0 | 0
LV Sub Generation Non-Intermittent | 0 | 0 | 0 | 0 | 0 | 0
HV Generation Intermittent | 0 | 0 | 0 | 0 | 0 | 0
HV Generation Non-Intermittent | 0 | 0 | 0 | 0 | 0 | 0
3505. Scaler value at which the minimum is breached
Data sources:
x1 = 3503. Unit rate 1 p/kWh scalable part (in Scalable elements of tariff components)
x2 = 3307. Unit rate 1 p/kWh (total) (in Summary of charges before revenue matching)
x3 = 3503. Unit rate 2 p/kWh scalable part (in Scalable elements of tariff components)
x4 = 3307. Unit rate 2 p/kWh (total) (in Summary of charges before revenue matching)
x5 = 3503. Unit rate 3 p/kWh scalable part (in Scalable elements of tariff components)
x6 = 3307. Unit rate 3 p/kWh (total) (in Summary of charges before revenue matching)
x7 = 3503. Fixed charge p/MPAN/day scalable part (in Scalable elements of tariff components)
x8 = 3307. Fixed charge p/MPAN/day (total) (in Summary of charges before revenue matching)
x9 = 3503. Capacity charge p/kVA/day scalable part (in Scalable elements of tariff components)
x10 = 3307. Capacity charge p/kVA/day (total) (in Summary of charges before revenue matching)
x11 = 3503. Reactive power charge p/kVArh scalable part (in Scalable elements of tariff components)
x12 = 3307. Reactive power charge p/kVArh (in Summary of charges before revenue matching)
Kind: | Calculation | Calculation | Calculation | Calculation | Calculation | Calculation
Formula: | =IF(x1,0-x2/x1,0) | =IF(x3,0-x4/x3,0) | =IF(x5,0-x6/x5,0) | =IF(x7,0-x8/x7,0) | =IF(x9,0-x10/x9,0) | =IF(x11,0-x12/x11,0)
| Scaler threshold for Unit rate 1 p/kWh | Scaler threshold for Unit rate 2 p/kWh | Scaler threshold for Unit rate 3 p/kWh | Scaler threshold for Fixed charge p/MPAN/day | Scaler threshold for Capacity charge p/kVA/day | Scaler threshold for Reactive power charge p/kVArh
Domestic Unrestricted | =SUM(x1): -73.0892; =SUM(x4): 0
Domestic Two Rate | =SUM(x1): -72.2473; =SUM(x2): -295.5607; =SUM(x4): 0
Domestic Off Peak (related MPAN) | =SUM(x1): -103.0696
Small Non Domestic Unrestricted | =SUM(x1): -71.1234; =SUM(x4): 0
Small Non Domestic Two Rate | =SUM(x1): -70.6095; =SUM(x2): -184.4011; =SUM(x4): 0
Small Non Domestic Off Peak (related MPAN) | =SUM(x1): -101.4879
LV Medium Non-Domestic | =SUM(x1): -70.5872; =SUM(x2): -721.4296; =SUM(x4): 0
LV Sub Medium Non-Domestic | =SUM(x1): -65.4483; =SUM(x2): -943.1304; =SUM(x4): 0
HV Medium Non-Domestic | =SUM(x1): -39.8578; =SUM(x2): -577.5013; =SUM(x4): 0
LV Network Domestic | -76.1341 | -61.1953 | -1259.8407 | 0
LV Network Non-Domestic Non-CT | -76.0868 | -61.1605 | -1259.0145 | 0
LV HH Metered | -68.031 | -53.3082 | -1070.9861 | 0 | 0 | -65.4261
LV Sub HH Metered | -55.1544 | -40.7725 | -770.8185 | 0 | 0 | -51.634
HV HH Metered | -45.393 | -32.6619 | -577.5013 | 0 | 0 | -41.9019
NHH UMS category A | =SUM(x1): -159.6127
NHH UMS category B | =SUM(x1): -183.1555
NHH UMS category C | =SUM(x1): -150.7781
NHH UMS category D | =SUM(x1): -138.0753
LV UMS (Pseudo HH Metered) | =SUM(x1): -119.2933; =SUM(x2): -116.2959; =SUM(x3): -11553.6271
LV Generation NHH or Aggregate HH | =SUM(x1): -74.0951; =SUM(x4): 0
LV Sub Generation NHH | =SUM(x1): -68.8741; =SUM(x4): 0
LV Generation Intermittent | =SUM(x1): -74.0951; =SUM(x4): 0; =SUM(x6): -93.3268
LV Generation Non-Intermittent | -76.1245 | -61.1875 | -1259.6558 | 0 |  | -93.3268
LV Sub Generation Intermittent | =SUM(x1): -68.8741; =SUM(x4): 0; =SUM(x6): -82.5739
LV Sub Generation Non-Intermittent | -71.2501 | -56.4421 | -1146.028 | 0 |  | -82.5739
HV Generation Intermittent | =SUM(x1): -48.6804; =SUM(x4): 0; =SUM(x6): -69.7738
HV Generation Non-Intermittent | -52.2501 | -38.2478 | -710.5578 | 0 |  | -69.7738
3506. Constraint-free solution
Data sources:
x1 = 3402. Revenue shortfall (surplus) £ (in Revenue surplus or shortfall)
x2 = 3504. Effect through Unit rate 1 p/kWh (in Marginal revenue effect of scaler)
x3 = 3504. Effect through Unit rate 2 p/kWh (in Marginal revenue effect of scaler)
x4 = 3504. Effect through Unit rate 3 p/kWh (in Marginal revenue effect of scaler)
x5 = 3504. Effect through Fixed charge p/MPAN/day (in Marginal revenue effect of scaler)
x6 = 3504. Effect through Capacity charge p/kVA/day (in Marginal revenue effect of scaler)
x7 = 3504. Effect through Reactive power charge p/kVArh (in Marginal revenue effect of scaler)
Calculation =x1/SUM(x2,x3,x4,x5,x6,x7)
Constraint-free solution
Constraint-free solution | =SUM(x1): 70.5381
3507. Starting point
Data sources:
x1 = 3506. Constraint-free solution
x2 = 3505. Scaler threshold for Unit rate 1 p/kWh (in Scaler value at which the minimum is breached)
x3 = 3505. Scaler threshold for Unit rate 2 p/kWh (in Scaler value at which the minimum is breached)
x4 = 3505. Scaler threshold for Unit rate 3 p/kWh (in Scaler value at which the minimum is breached)
x5 = 3505. Scaler threshold for Fixed charge p/MPAN/day (in Scaler value at which the minimum is breached)
x6 = 3505. Scaler threshold for Capacity charge p/kVA/day (in Scaler value at which the minimum is breached)
x7 = 3505. Scaler threshold for Reactive power charge p/kVArh (in Scaler value at which the minimum is breached)
Calculation =MIN(x1,x2,x3,x4,x5,x6,x7)
Starting point
Starting point | =SUM(x1): -11553.6271
3508. Solve for General scaler rate
Data sources:
x1 = 3507. Starting point
x2 = 3504. Effect through Unit rate 1 p/kWh (in Marginal revenue effect of scaler)
x3 = 3504. Effect through Unit rate 2 p/kWh (in Marginal revenue effect of scaler)
x4 = 3504. Effect through Unit rate 3 p/kWh (in Marginal revenue effect of scaler)
x5 = 3504. Effect through Fixed charge p/MPAN/day (in Marginal revenue effect of scaler)
x6 = 3504. Effect through Capacity charge p/kVA/day (in Marginal revenue effect of scaler)
x7 = 3504. Effect through Reactive power charge p/kVArh (in Marginal revenue effect of scaler)
x8 = Location (in Solve for General scaler rate)
x9 = Kink (in Solve for General scaler rate)
x10 = Ranking before tie break (in Solve for General scaler rate)
x11 = Counter (in Solve for General scaler rate)
x12 = Tie breaker (in Solve for General scaler rate)
x13 = Ranking (in Solve for General scaler rate)
x14 = Kink reordering (in Solve for General scaler rate)
x15 = Starting slope contributions (in Solve for General scaler rate)
x16 = New slope (in Solve for General scaler rate)
x17 = Location (ordered) (in Solve for General scaler rate)
x18 = Starting values (in Solve for General scaler rate)
x19 = 3402. Revenue shortfall (surplus) £ (in Revenue surplus or shortfall)
x20 = 3506. Constraint-free solution
x21 = Value (in Solve for General scaler rate)
Kind: | Special calculation | Special calculation | Special calculation | Special calculation | Special calculation | Fixed data | Calculation | Special calculation | Special calculation | Special calculation | Special calculation | Special calculation | Special calculation
Formula: | =x1 | Special calculation | =IF(ISERROR(x8),x9,0) | =MAX(x1,x8)*x9 | =RANK(x8,x8,1) |  | =x10*162+x11 | =RANK(x12,x12,1) | =MATCH(x11,x13,0) | =INDEX(x8,x14,1) or =x8 | Special calculation | Special calculation | Special calculation
| Location | Kink | Starting slope contributions | Starting values | Ranking before tie break | Counter | Tie breaker | Ranking | Kink reordering | Location (ordered) | New slope | Value | Root
Starting point | =SUM(x1): -11553.6271; =SUM(x6): 0 | 0 |  |  | -11553.6271 | 0 | -215997285.109 | 70.5381
Kink 1 | -73.0892 | 706446.5958 | 0 | -51633594.5788 | 32 | 1 | 5185 | 32 | 73 | -11553.6271 | 92.296 | -215997285.109
Kink 2 | -72.2473 | 45112.3354 | 0 | -3259243.6548 | 33 | 2 | 5348 | 33 | 64 | -1259.8407 | 92.296 | -215047209.685
Kink 3 | -103.0696 | 75.8335 | 0 | -7816.1323 | 21 | 3 | 3405 | 21 | 77 | -1259.6558 | 92.296 | -215047192.6184
Kink 4 | -71.1234 | 168358.2649 | 0 | -11974213.1468 | 35 | 4 | 5674 | 35 | 65 | -1259.0145 | 188.5124 | -215047133.435
Kink 5 | -70.6095 | 50267.3366 | 0 | -3549352.5385 | 36 | 5 | 5837 | 36 | 79 | -1146.028 | 188.5124 | -215025834.0745
Kink 6 | -101.4879 | 47.8613 | 0 | -4857.3443 | 22 | 6 | 3570 | 22 | 66 | -1070.9861 | 833.4335 | -215011687.7484
Kink 7 | -70.5872 | 0 | 0 | 0 | 37 | 7 | 6001 | 37 | 35 | -943.1304 | 833.4335 | -214905128.5197
Kink 8 | -65.4483 | 0 | 0 | 0 | 43 | 8 | 6974 | 43 | 67 | -770.8185 | 843.386 | -214761518.0141
Kink 9 | -39.8578 | 0 | 0 | 0 | 57 | 9 | 9243 | 57 | 34 | -721.4296 | 843.386 | -214719864.1501
Kink 10 | -76.1341 | 0 | 0 | 0 | 27 | 10 | 4384 | 27 | 81 | -710.5578 | 843.386 | -214710694.9688
Kink 11 | -76.0868 | 19920.5824 | 0 | -1515693.9304 | 29 | 11 | 4709 | 29 | 36 | -577.5013 | 843.386 | -214598477.0237
Kink 12 | -68.031 | 137951.5169 | 0 | -9384973.9066 | 42 | 12 | 6816 | 42 | 68 | -577.5013 | 1675.9914 | -214598477.0237
Kink 13 | -55.1544 | 2206.4122 | 0 | -121693.3973 | 49 | 13 | 7951 | 49 | 29 | -295.5607 | 2768.455 | -214125946.9244
Kink 14 | -45.393 | 149224.8246 | 0 | -6773767.5977 | 54 | 14 | 8762 | 54 | 32 | -184.4011 | 3835.6787 | -213818206.5232
Kink 15 | -159.6127 | 870.7218 | 0 | -138978.2062 | 16 | 15 | 2607 | 16 | 16 | -183.1555 | 4574.3979 | -213813428.9804
Kink 16 | -183.1555 | 738.7192 | 0 | -135300.5047 | 15 | 16 | 2446 | 15 | 15 | -159.6127 | 5445.1196 | -213705734.5322
Kink 17 | -150.7781 | 73.0957 | 0 | -11021.2221 | 17 | 17 | 2771 | 17 | 17 | -150.7781 | 5518.2153 | -213657629.1693
Kink 18 | -138.0753 | 0 | 0 | 0 | 18 | 18 | 2934 | 18 | 18 | -138.0753 | 5518.2153 | -213587532.417
Kink 19 | -119.2933 | 13191.366 | 0 | -1573641.176 | 19 | 19 | 3097 | 19 | 19 | -119.2933 | 18709.5813 | -213483889.2795
Kink 20 | -74.0951 | 0 | 0 | 0 | 30 | 20 | 4880 | 30 | 46 | -116.2959 | 24497.7473 | -213427809.3672
Kink 21 | -68.8741 | 0 | 0 | 0 | 40 | 21 | 6501 | 40 | 3 | -103.0696 | 24573.5808 | -213103795.0111
Kink 22 | -74.0951 | 0 | 0 | 0 | 30 | 22 | 4882 | 31 | 6 | -101.4879 | 24621.4421 | -213064927.1288
Kink 23 | -76.1245 | 0 | 0 | 0 | 28 | 23 | 4559 | 28 | 157 | -93.3268 | 24621.4421 | -212863988.5265
Kink 24 | -68.8741 | 0 | 0 | 0 | 40 | 24 | 6504 | 41 | 158 | -93.3268 | 24621.4421 | -212863988.5265
Kink 25 | -71.2501 | 0 | 0 | 0 | 34 | 25 | 5533 | 34 | 159 | -82.5739 | 24621.4421 | -212599237.9045
Kink 26 | -48.6804 | 0 | 0 | 0 | 53 | 26 | 8612 | 53 | 160 | -82.5739 | 24621.4421 | -212599237.9045
Kink 27 | -52.2501 | 0 | 0 | 0 | 51 | 27 | 8289 | 51 | 10 | -76.1341 | 24621.4421 | -212440679.4674
Kink 28 | 0 | 0 | 0 | 0 | 60 | 28 | 9748 | 60 | 23 | -76.1245 | 24621.4421 | -212440443.1862
Kink 29 | -295.5607 | 1092.4636 | 0 | -322889.2833 | 13 | 29 | 2135 | 13 | 11 | -76.0868 | 44542.0245 | -212439516.2609
Kink 30 | 0 | 0 | 0 | 0 | 60 | 30 | 9750 | 61 | 20 | -74.0951 | 44542.0245 | -212350800.8035
Kink 31 | 0 | 0 | 0 | 0 | 60 | 31 | 9751 | 62 | 22 | -74.0951 | 44542.0245 | -212350800.8035
Kink 32 | -184.4011 | 1067.2237 | 0 | -196797.189 | 14 | 32 | 2300 | 14 | 1 | -73.0892 | 750988.6203 | -212305994.4478
Kink 33 | 0 | 0 | 0 | 0 | 60 | 33 | 9753 | 63 | 2 | -72.2473 | 796100.9557 | -211673747.6191
Kink 34 | -721.4296 | 0 | 0 | 0 | 9 | 34 | 1492 | 9 | 25 | -71.2501 | 796100.9557 | -210879882.9199
Kink 35 | -943.1304 | 0 | 0 | 0 | 7 | 35 | 1169 | 7 | 4 | -71.1234 | 964459.2206 | -210779027.7505
Kink 36 | -577.5013 | 0 | 0 | 0 | 11 | 36 | 1818 | 11 | 5 | -70.6095 | 1014726.5571 | -210283406.7668
Kink 37 | -61.1953 | 0 | 0 | 0 | 45 | 37 | 7327 | 45 | 7 | -70.5872 | 1014726.5571 | -210260789.8732
Kink 38 | -61.1605 | 17138.5295 | 0 | -1048200.3232 | 47 | 38 | 7652 | 47 | 161 | -69.7738 | 1014726.5571 | -209435379.1177
Kink 39 | -53.3082 | 115917.7967 | 0 | -6179370.8939 | 50 | 39 | 8139 | 50 | 162 | -69.7738 | 1014726.5571 | -209435379.1177
Kink 40 | -40.7725 | 1772.1166 | 0 | -72253.6718 | 56 | 40 | 9112 | 56 | 21 | -68.8741 | 1014726.5571 | -208522454.8776
Kink 41 | -32.6619 | 119549.7464 | 0 | -3904719.2892 | 59 | 41 | 9599 | 59 | 24 | -68.8741 | 1014726.5571 | -208522454.8776
Kink 42 | 0 | 0 | 0 | 0 | 60 | 42 | 9762 | 64 | 12 | -68.031 | 1152678.0741 | -207666871.1469
Kink 43 | 0 | 0 | 0 | 0 | 60 | 43 | 9763 | 65 | 8 | -65.4483 | 1152678.0741 | -204689940.4217
Kink 44 | 0 | 0 | 0 | 0 | 60 | 44 | 9764 | 66 | 147 | -65.4261 | 1157398.6272 | -204664301.0503
Kink 45 | 0 | 0 | 0 | 0 | 60 | 45 | 9765 | 67 | 37 | -61.1953 | 1157398.6272 | -199767539.432
Kink 46 | -116.2959 | 5788.166 | 0 | -673139.8594 | 20 | 46 | 3286 | 20 | 50 | -61.1875 | 1157398.6272 | -199758552.7269
Kink 47 | 0 | 0 | 0 | 0 | 60 | 47 | 9767 | 68 | 38 | -61.1605 | 1174537.1567 | -199727260.328
Kink 48 | 0 | 0 | 0 | 0 | 60 | 48 | 9768 | 69 | 52 | -56.4421 | 1174537.1567 | -194185417.5576
Kink 49 | 0 | 0 | 0 | 0 | 60 | 49 | 9769 | 70 | 13 | -55.1544 | 1176743.5689 | -192672950.0235
Kink 50 | -61.1875 | 0 | 0 | 0 | 46 | 50 | 7502 | 46 | 39 | -53.3082 | 1292661.3657 | -190500435.8113
Kink 51 | 0 | 0 | 0 | 0 | 60 | 51 | 9771 | 71 | 27 | -52.2501 | 1292661.3657 | -189132615.0693
Kink 52 | -56.4421 | 0 | 0 | 0 | 48 | 52 | 7828 | 48 | 148 | -51.634 | 1292791.891 | -188336202.1894
Kink 53 | 0 | 0 | 0 | 0 | 60 | 53 | 9773 | 72 | 26 | -48.6804 | 1292791.891 | -184517837.3619
Kink 54 | -38.2478 | 0 | 0 | 0 | 58 | 54 | 9450 | 58 | 14 | -45.393 | 1442016.7156 | -180267972.3366
Kink 55 | 0 | 0 | 0 | 0 | 60 | 55 | 9775 | 73 | 149 | -41.9019 | 1446984.0417 | -175233665.5664
Kink 56 | 0 | 0 | 0 | 0 | 60 | 56 | 9776 | 74 | 40 | -40.7725 | 1448756.1584 | -173599512.337
Kink 57 | 0 | 0 | 0 | 0 | 60 | 57 | 9777 | 75 | 9 | -39.8578 | 1448756.1584 | -172274359.5824
Kink 58 | 0 | 0 | 0 | 0 | 60 | 58 | 9778 | 76 | 54 | -38.2478 | 1448756.1584 | -169941791.8872
Kink 59 | 0 | 0 | 0 | 0 | 60 | 59 | 9779 | 77 | 41 | -32.6619 | 1568305.9048 | -161849161.5788
Kink 60 | 0 | 0 | 0 | 0 | 60 | 60 | 9780 | 78 | 28 | 0 | 1568305.9048 | -110625344.7136
Kink 61 | 0 | 0 | 0 | 0 | 60 | 61 | 9781 | 79 | 30 | 0 | 1568305.9048 | -110625344.7136
Kink 62 | 0 | 0 | 0 | 0 | 60 | 62 | 9782 | 80 | 31 | 0 | 1568305.9048 | -110625344.7136
Kink 63 | 0 | 0 | 0 | 0 | 60 | 63 | 9783 | 81 | 33 | 0 | 1568305.9048 | -110625344.7136
Kink 64 | -1259.8407 | 0 | 0 | 0 | 2 | 64 | 388 | 2 | 42 | 0 | 1568305.9048 | -110625344.7136
Kink 65 | -1259.0145 | 96.2164 | 0 | -121137.7956 | 4 | 65 | 713 | 4 | 43 | 0 | 1568305.9048 | -110625344.7136
Kink 66 | -1070.9861 | 644.9212 | 0 | -690701.5832 | 6 | 66 | 1038 | 6 | 44 | 0 | 1568305.9048 | -110625344.7136
Kink 67 | -770.8185 | 9.9525 | 0 | -7671.5703 | 8 | 67 | 1363 | 8 | 45 | 0 | 1568305.9048 | -110625344.7136
Kink 68 | -577.5013 | 832.6054 | 0 | -480830.7289 | 12 | 68 | 2012 | 12 | 47 | 0 | 1568305.9048 | -110625344.7136
Kink 69 | 0 | 0 | 0 | 0 | 60 | 69 | 9789 | 82 | 48 | 0 | 1568305.9048 | -110625344.7136
Kink 70 | 0 | 0 | 0 | 0 | 60 | 70 | 9790 | 83 | 49 | 0 | 1568305.9048 | -110625344.7136
Kink 71 | 0 | 0 | 0 | 0 | 60 | 71 | 9791 | 84 | 51 | 0 | 1568305.9048 | -110625344.7136
Kink 72 | 0 | 0 | 0 | 0 | 60 | 72 | 9792 | 85 | 53 | 0 | 1568305.9048 | -110625344.7136
Kink 73 | -11553.6271 | 92.296 | 0 | -1066353.6914 | 1 | 73 | 235 | 1 | 55 | 0 | 1568305.9048 | -110625344.7136
Kink 74 | 0 | 0 | 0 | 0 | 60 | 74 | 9794 | 86 | 56 | 0 | 1568305.9048 | -110625344.7136
Kink 75 | 0 | 0 | 0 | 0 | 60 | 75 | 9795 | 87 | 57 | 0 | 1568305.9048 | -110625344.7136
Kink 76 | 0 | 0 | 0 | 0 | 60 | 76 | 9796 | 88 | 58 | 0 | 1568305.9048 | -110625344.7136
Kink 77 | -1259.6558 | 0 | 0 | 0 | 3 | 77 | 563 | 3 | 59 | 0 | 1568305.9048 | -110625344.7136
Kink 78 | 0 | 0 | 0 | 0 | 60 | 78 | 9798 | 89 | 60 | 0 | 1568305.9048 | -110625344.7136
Kink 79 | -1146.028 | 0 | 0 | 0 | 5 | 79 | 889 | 5 | 61 | 0 | 1568305.9048 | -110625344.7136
Kink 80 | 0 | 0 | 0 | 0 | 60 | 80 | 9800 | 90 | 62 | 0 | 1568305.9048 | -110625344.7136
Kink 81 | -710.5578 | 0 | 0 | 0 | 10 | 81 | 1701 | 10 | 63 | 0 | 1568305.9048 | -110625344.7136
Kink 82 | 0 | 0 | 0 | 0 | 60 | 82 | 9802 | 91 | 69 | 0 | 1568305.9048 | -110625344.7136
Kink 83 | 0 | 0 | 0 | 0 | 60 | 83 | 9803 | 92 | 70 | 0 | 1568305.9048 | -110625344.7136
Kink 84 | 0 | 0 | 0 | 0 | 60 | 84 | 9804 | 93 | 71 | 0 | 1568305.9048 | -110625344.7136
Kink 85 | 0 | 0 | 0 | 0 | 60 | 85 | 9805 | 94 | 72 | 0 | 1568305.9048 | -110625344.7136
Kink 86 | 0 | 0 | 0 | 0 | 60 | 86 | 9806 | 95 | 74 | 0 | 1568305.9048 | -110625344.7136
Kink 87 | 0 | 0 | 0 | 0 | 60 | 87 | 9807 | 96 | 75 | 0 | 1568305.9048 | -110625344.7136
Kink 88 | 0 | 0 | 0 | 0 | 60 | 88 | 9808 | 97 | 76 | 0 | 1568305.9048 | -110625344.7136
Kink 89 | 0 | 0 | 0 | 0 | 60 | 89 | 9809 | 98 | 78 | 0 | 1568305.9048 | -110625344.7136
Kink 90 | 0 | 0 | 0 | 0 | 60 | 90 | 9810 | 99 | 80 | 0 | 1568305.9048 | -110625344.7136
Kink 91 | 0 | 0 | 0 | 0 | 60 | 91 | 9811 | 100 | 82 | 0 | 1568305.9048 | -110625344.7136
Kink 92 | 0 | 0 | 0 | 0 | 60 | 92 | 9812 | 101 | 83 | 0 | 1568305.9048 | -110625344.7136
Kink 93 | 0 | 0 | 0 | 0 | 60 | 93 | 9813 | 102 | 84 | 0 | 1568305.9048 | -110625344.7136
Kink 94 | 0 | 0 | 0 | 0 | 60 | 94 | 9814 | 103 | 85 | 0 | 1568305.9048 | -110625344.7136
Kink 95 | 0 | 0 | 0 | 0 | 60 | 95 | 9815 | 104 | 86 | 0 | 1568305.9048 | -110625344.7136
Kink 96 | 0 | 0 | 0 | 0 | 60 | 96 | 9816 | 105 | 87 | 0 | 1568305.9048 | -110625344.7136
Kink 97 | 0 | 0 | 0 | 0 | 60 | 97 | 9817 | 106 | 88 | 0 | 1568305.9048 | -110625344.7136
Kink 98 | 0 | 0 | 0 | 0 | 60 | 98 | 9818 | 107 | 89 | 0 | 1568305.9048 | -110625344.7136
Kink 99 | 0 | 0 | 0 | 0 | 60 | 99 | 9819 | 108 | 90 | 0 | 1568305.9048 | -110625344.7136
Kink 100 | 0 | 0 | 0 | 0 | 60 | 100 | 9820 | 109 | 91 | 0 | 1568305.9048 | -110625344.7136
Kink 101 | 0 | 0 | 0 | 0 | 60 | 101 | 9821 | 110 | 92 | 0 | 1568305.9048 | -110625344.7136
Kink 102 | 0 | 0 | 0 | 0 | 60 | 102 | 9822 | 111 | 93 | 0 | 1568305.9048 | -110625344.7136
Kink 103 | 0 | 0 | 0 | 0 | 60 | 103 | 9823 | 112 | 94 | 0 | 1568305.9048 | -110625344.7136
Kink 104 | 0 | 0 | 0 | 0 | 60 | 104 | 9824 | 113 | 95 | 0 | 1568305.9048 | -110625344.7136
Kink 105 | 0 | 0 | 0 | 0 | 60 | 105 | 9825 | 114 | 96 | 0 | 1568305.9048 | -110625344.7136
Kink 106 | 0 | 0 | 0 | 0 | 60 | 106 | 9826 | 115 | 97 | 0 | 1568305.9048 | -110625344.7136
Kink 107 | 0 | 0 | 0 | 0 | 60 | 107 | 9827 | 116 | 98 | 0 | 1568305.9048 | -110625344.7136
Kink 108 | 0 | 0 | 0 | 0 | 60 | 108 | 9828 | 117 | 99 | 0 | 1568305.9048 | -110625344.7136
Kink 109 | 0 | 0 | 0 | 0 | 60 | 109 | 9829 | 118 | 100 | 0 | 1568305.9048 | -110625344.7136
Kink 110 | 0 | 0 | 0 | 0 | 60 | 110 | 9830 | 119 | 101 | 0 | 1568305.9048 | -110625344.7136
Kink 111 | 0 | 0 | 0 | 0 | 60 | 111 | 9831 | 120 | 102 | 0 | 1568305.9048 | -110625344.7136
Kink 112 | 0 | 0 | 0 | 0 | 60 | 112 | 9832 | 121 | 103 | 0 | 1568305.9048 | -110625344.7136
Kink 113 | 0 | 0 | 0 | 0 | 60 | 113 | 9833 | 122 | 104 | 0 | 1568305.9048 | -110625344.7136
Kink 114 | 0 | 0 | 0 | 0 | 60 | 114 | 9834 | 123 | 105 | 0 | 1568305.9048 | -110625344.7136
Kink 115 | 0 | 0 | 0 | 0 | 60 | 115 | 9835 | 124 | 106 | 0 | 1568305.9048 | -110625344.7136
Kink 116 | 0 | 0 | 0 | 0 | 60 | 116 | 9836 | 125 | 107 | 0 | 1568305.9048 | -110625344.7136
Kink 117 | 0 | 0 | 0 | 0 | 60 | 117 | 9837 | 126 | 108 | 0 | 1568305.9048 | -110625344.7136
Kink 118 | 0 | 0 | 0 | 0 | 60 | 118 | 9838 | 127 | 109 | 0 | 1568305.9048 | -110625344.7136
Kink 119 | 0 | 0 | 0 | 0 | 60 | 119 | 9839 | 128 | 110 | 0 | 1568305.9048 | -110625344.7136
Kink 120 | 0 | 0 | 0 | 0 | 60 | 120 | 9840 | 129 | 111 | 0 | 1568305.9048 | -110625344.7136
Kink 121 | 0 | 0 | 0 | 0 | 60 | 121 | 9841 | 130 | 112 | 0 | 1568305.9048 | -110625344.7136
Kink 122 | 0 | 0 | 0 | 0 | 60 | 122 | 9842 | 131 | 113 | 0 | 1568305.9048 | -110625344.7136
Kink 123 | 0 | 0 | 0 | 0 | 60 | 123 | 9843 | 132 | 114 | 0 | 1568305.9048 | -110625344.7136
Kink 124 | 0 | 0 | 0 | 0 | 60 | 124 | 9844 | 133 | 115 | 0 | 1568305.9048 | -110625344.7136
Kink 125 | 0 | 0 | 0 | 0 | 60 | 125 | 9845 | 134 | 116 | 0 | 1568305.9048 | -110625344.7136
Kink 126 | 0 | 0 | 0 | 0 | 60 | 126 | 9846 | 135 | 117 | 0 | 1568305.9048 | -110625344.7136
Kink 127 | 0 | 0 | 0 | 0 | 60 | 127 | 9847 | 136 | 118 | 0 | 1568305.9048 | -110625344.7136
Kink 128 | 0 | 0 | 0 | 0 | 60 | 128 | 9848 | 137 | 119 | 0 | 1568305.9048 | -110625344.7136
Kink 129 | 0 | 0 | 0 | 0 | 60 | 129 | 9849 | 138 | 120 | 0 | 1568305.9048 | -110625344.7136
Kink 130 | 0 | 0 | 0 | 0 | 60 | 130 | 9850 | 139 | 121 | 0 | 1568305.9048 | -110625344.7136
Kink 131 | 0 | 0 | 0 | 0 | 60 | 131 | 9851 | 140 | 122 | 0 | 1568305.9048 | -110625344.7136
Kink 132 | 0 | 0 | 0 | 0 | 60 | 132 | 9852 | 141 | 123 | 0 | 1568305.9048 | -110625344.7136
Kink 133 | 0 | 0 | 0 | 0 | 60 | 133 | 9853 | 142 | 124 | 0 | 1568305.9048 | -110625344.7136
Kink 134 | 0 | 0 | 0 | 0 | 60 | 134 | 9854 | 143 | 125 | 0 | 1568305.9048 | -110625344.7136
Kink 135 | 0 | 0 | 0 | 0 | 60 | 135 | 9855 | 144 | 126 | 0 | 1568305.9048 | -110625344.7136
Kink 136 | 0 | 0 | 0 | 0 | 60 | 136 | 9856 | 145 | 127 | 0 | 1568305.9048 | -110625344.7136
Kink 137 | 0 | 0 | 0 | 0 | 60 | 137 | 9857 | 146 | 128 | 0 | 1568305.9048 | -110625344.7136
Kink 138 | 0 | 0 | 0 | 0 | 60 | 138 | 9858 | 147 | 129 | 0 | 1568305.9048 | -110625344.7136
Kink 139 | 0 | 0 | 0 | 0 | 60 | 139 | 9859 | 148 | 130 | 0 | 1568305.9048 | -110625344.7136
Kink 140 | 0 | 0 | 0 | 0 | 60 | 140 | 9860 | 149 | 131 | 0 | 1568305.9048 | -110625344.7136
Kink 141 | 0 | 0 | 0 | 0 | 60 | 141 | 9861 | 150 | 132 | 0 | 1568305.9048 | -110625344.7136
Kink 142 | 0 | 0 | 0 | 0 | 60 | 142 | 9862 | 151 | 133 | 0 | 1568305.9048 | -110625344.7136
Kink 143 | 0 | 0 | 0 | 0 | 60 | 143 | 9863 | 152 | 134 | 0 | 1568305.9048 | -110625344.7136
Kink 144 | 0 | 0 | 0 | 0 | 60 | 144 | 9864 | 153 | 135 | 0 | 1568305.9048 | -110625344.7136
Kink 145 | 0 | 0 | 0 | 0 | 60 | 145 | 9865 | 154 | 136 | 0 | 1568305.9048 | -110625344.7136
Kink 146 | 0 | 0 | 0 | 0 | 60 | 146 | 9866 | 155 | 137 | 0 | 1568305.9048 | -110625344.7136
Kink 147 | -65.4261 | 4720.5531 | 0 | -308847.3504 | 44 | 147 | 7275 | 44 | 138 | 0 | 1568305.9048 | -110625344.7136
Kink 148 | -51.634 | 130.5253 | 0 | -6739.5383 | 52 | 148 | 8572 | 52 | 139 | 0 | 1568305.9048 | -110625344.7136
Kink 149 | -41.9019 | 4967.3261 | 0 | -208140.2909 | 55 | 149 | 9059 | 55 | 140 | 0 | 1568305.9048 | -110625344.7136
Kink 150 | 0 | 0 | 0 | 0 | 60 | 150 | 9870 | 156 | 141 | 0 | 1568305.9048 | -110625344.7136
Kink 151 | 0 | 0 | 0 | 0 | 60 | 151 | 9871 | 157 | 142 | 0 | 1568305.9048 | -110625344.7136
Kink 152 | 0 | 0 | 0 | 0 | 60 | 152 | 9872 | 158 | 143 | 0 | 1568305.9048 | -110625344.7136
Kink 153 | 0 | 0 | 0 | 0 | 60 | 153 | 9873 | 159 | 144 | 0 | 1568305.9048 | -110625344.7136
Kink 154 | 0 | 0 | 0 | 0 | 60 | 154 | 9874 | 160 | 145 | 0 | 1568305.9048 | -110625344.7136
Kink 155 | 0 | 0 | 0 | 0 | 60 | 155 | 9875 | 161 | 146 | 0 | 1568305.9048 | -110625344.7136
Kink 156 | 0 | 0 | 0 | 0 | 60 | 156 | 9876 | 162 | 150 | 0 | 1568305.9048 | -110625344.7136
Kink 157 | -93.3268 | 0 | 0 | 0 | 23 | 157 | 3883 | 23 | 151 | 0 | 1568305.9048 | -110625344.7136
Kink 158 | -93.3268 | 0 | 0 | 0 | 23 | 158 | 3884 | 24 | 152 | 0 | 1568305.9048 | -110625344.7136
Kink 159 | -82.5739 | 0 | 0 | 0 | 25 | 159 | 4209 | 25 | 153 | 0 | 1568305.9048 | -110625344.7136
Kink 160 | -82.5739 | 0 | 0 | 0 | 25 | 160 | 4210 | 26 | 154 | 0 | 1568305.9048 | -110625344.7136
Kink 161 | -69.7738 | 0 | 0 | 0 | 38 | 161 | 6317 | 38 | 155 | 0 | 1568305.9048 | -110625344.7136
Kink 162 | -69.7738 | 0 | 0 | 0 | 38 | 162 | 6318 | 39 | 156 | 0 | 1568305.9048 | -110625344.7136
3509. General scaler rate
Data sources:
x1 = 3508. Root (in Solve for General scaler rate)
Calculation =MIN(x1)
General scaler rate
General scaler rate | =SUM(x1): 70.5381
3510. Scaler
Data sources:
x1 = 2302. Load coefficient
x2 = 3503. Unit rate 1 p/kWh scalable part (in Scalable elements of tariff components)
x3 = 3509. General scaler rate
x4 = 3307. Unit rate 1 p/kWh (total) (in Summary of charges before revenue matching)
x5 = 3503. Unit rate 2 p/kWh scalable part (in Scalable elements of tariff components)
x6 = 3307. Unit rate 2 p/kWh (total) (in Summary of charges before revenue matching)
x7 = 3503. Unit rate 3 p/kWh scalable part (in Scalable elements of tariff components)
x8 = 3307. Unit rate 3 p/kWh (total) (in Summary of charges before revenue matching)
x9 = 3503. Fixed charge p/MPAN/day scalable part (in Scalable elements of tariff components)
x10 = 3307. Fixed charge p/MPAN/day (total) (in Summary of charges before revenue matching)
x11 = 3503. Capacity charge p/kVA/day scalable part (in Scalable elements of tariff components)
x12 = 3307. Capacity charge p/kVA/day (total) (in Summary of charges before revenue matching)
x13 = 3503. Reactive power charge p/kVArh scalable part (in Scalable elements of tariff components)
x14 = 3307. Reactive power charge p/kVArh (in Summary of charges before revenue matching)
x15 = 1010. Days in the charging year (in Financial and general assumptions)
x16 = Fixed charge p/MPAN/day scaler (in Scaler)
x17 = 2305. MPANs (in Equivalent volume for each end user)
x18 = Capacity charge p/kVA/day scaler (in Scaler)
x19 = 2305. Import capacity (kVA) (in Equivalent volume for each end user)
x20 = Unit rate 1 p/kWh scaler (in Scaler)
x21 = 2305. Rate 1 units (MWh) (in Equivalent volume for each end user)
x22 = Unit rate 2 p/kWh scaler (in Scaler)
x23 = 2305. Rate 2 units (MWh) (in Equivalent volume for each end user)
x24 = Unit rate 3 p/kWh scaler (in Scaler)
x25 = 2305. Rate 3 units (MWh) (in Equivalent volume for each end user)
x26 = Reactive power charge p/kVArh scaler (in Scaler)
x27 = 2305. Reactive power units (MVArh) (in Equivalent volume for each end user)
Kind: | Calculation | Calculation | Calculation | Calculation | Calculation | Calculation | Calculation
Formula: | =IF(x1<0,0,IF(x2*x3+x4>0,x2*x3,0-x4)) | =IF(x1<0,0,IF(x5*x3+x6>0,x5*x3,0-x6)) | =IF(x1<0,0,IF(x7*x3+x8>0,x7*x3,0-x8)) | =IF(x1<0,0,IF(x9*x3+x10>0,x9*x3,0-x10)) | =IF(x1<0,0,IF(x11*x3+x12>0,x11*x3,0-x12)) | =IF(x1<0,0,IF(x13*x3+x14>0,x13*x3,0-x14)) | =0.01*x15*(x16*x17+x18*x19)+10*(x20*x21+x22*x23+x24*x25+x26*x27)
| Unit rate 1 p/kWh scaler | Unit rate 2 p/kWh scaler | Unit rate 3 p/kWh scaler | Fixed charge p/MPAN/day scaler | Capacity charge p/kVA/day scaler | Reactive power charge p/kVArh scaler | Net revenues by tariff from scaler
Domestic Unrestricted | 1.5673 | 0 | 0 | 0 | 0 | 0 | 49831412.3139
Domestic Two Rate | 1.9074 | 0.044153 | 0 | 0 | 0 | 0 | 3259199.4911
Domestic Off Peak (related MPAN) | 0.15415 | 0 | 0 | 0 | 0 | 0 | 5349.1555
Small Non Domestic Unrestricted | 1.4646 | 0 | 0 | 0 | 0 | 0 | 11875674.9151
Small Non Domestic Two Rate | 1.7193 | 0.082101 | 0 | 0 | 0 | 0 | 3621043.1925
Small Non Domestic Off Peak (related MPAN) | 0.15695 | 0 | 0 | 0 | 0 | 0 | 3376.0472
LV Medium Non-Domestic | 1.2826 | 0.011716 | 0 | 0 | 0 | 0 | 0
LV Sub Medium Non-Domestic | 1.2428 | 0.0078118 | 0 | 0 | 0 | 0 | 0
HV Medium Non-Domestic | 1.2167 | 0.0062481 | 0 | 0 | 0 | 0 | 0
LV Network Domestic | 8.771 | 1.1507 | 0.0085627 | 0 | 0 | 0 | 0
LV Network Non-Domestic Non-CT | 9.7278 | 1.2763 | 0.0094968 | 0 | 0 | 0 | 2620866.8778
LV HH Metered | 7.7866 | 1.0216 | 0.0076017 | 0 | 0 | 0.29381 | 18285933.6861
LV Sub HH Metered | 7.3533 | 0.96473 | 0.0071786 | 0 | 0 | 0.28811 | 290546.9721
HV HH Metered | 6.9713 | 0.91462 | 0.0068057 | 0 | 0 | 0.25015 | 19367968.2701
NHH UMS category A | 0.90724 | 0 | 0 | 0 | 0 | 0 | 61419.0724
NHH UMS category B | 0.90554 | 0 | 0 | 0 | 0 | 0 | 52107.8635
NHH UMS category C | 1.4964 | 0 | 0 | 0 | 0 | 0 | 5156.0301
NHH UMS category D | 0.90399 | 0 | 0 | 0 | 0 | 0 | 0
LV UMS (Pseudo HH Metered) | 15.6734 | 1.1661 | 0.0067317 | 0 | 0 | 0 | 1345290.8262
LV Generation NHH or Aggregate HH | 0 | 0 | 0 | 0 | 0 | 0 | 0
LV Sub Generation NHH | 0 | 0 | 0 | 0 | 0 | 0 | 0
LV Generation Intermittent | 0 | 0 | 0 | 0 | 0 | 0 | 0
LV Generation Non-Intermittent | 0 | 0 | 0 | 0 | 0 | 0 | 0
LV Sub Generation Intermittent | 0 | 0 | 0 | 0 | 0 | 0 | 0
LV Sub Generation Non-Intermittent | 0 | 0 | 0 | 0 | 0 | 0 | 0
HV Generation Intermittent | 0 | 0 | 0 | 0 | 0 | 0 | 0
HV Generation Non-Intermittent | 0 | 0 | 0 | 0 | 0 | 0 | 0
Tariff component adjustment and rounding for South Wales in 0 (Forecast)
3601. Tariffs before rounding
Data sources:
x1 = 3307. Unit rate 1 p/kWh (total) (in Summary of charges before revenue matching)
x2 = 3510. Unit rate 1 p/kWh scaler (in Scaler)
x3 = 3307. Unit rate 2 p/kWh (total) (in Summary of charges before revenue matching)
x4 = 3510. Unit rate 2 p/kWh scaler (in Scaler)
x5 = 3307. Unit rate 3 p/kWh (total) (in Summary of charges before revenue matching)
x6 = 3510. Unit rate 3 p/kWh scaler (in Scaler)
x7 = 3307. Fixed charge p/MPAN/day (total) (in Summary of charges before revenue matching)
x8 = 3510. Fixed charge p/MPAN/day scaler (in Scaler)
x9 = 3307. Capacity charge p/kVA/day (total) (in Summary of charges before revenue matching)
x10 = 3510. Capacity charge p/kVA/day scaler (in Scaler)
x11 = 3307. Reactive power charge p/kVArh (in Summary of charges before revenue matching)
x12 = 3510. Reactive power charge p/kVArh scaler (in Scaler)
Kind: | Calculation | Calculation | Calculation | Calculation | Calculation | Calculation
Formula: | =x1+x2 | =x3+x4 | =x5+x6 | =x7+x8 | =x9+x10 | =x11+x12
| Unit rate 1 p/kWh | Unit rate 2 p/kWh | Unit rate 3 p/kWh | Fixed charge p/MPAN/day | Capacity charge p/kVA/day | Reactive power charge p/kVArh
Domestic Unrestricted | =SUM(x1): 3.1913; =SUM(x4): 4.9972
Domestic Two Rate | =SUM(x1): 3.8611; =SUM(x2): 0.22916; =SUM(x4): 4.9972
Domestic Off Peak (related MPAN) | =SUM(x1): 0.3794
Small Non Domestic Unrestricted | =SUM(x1): 2.9414; =SUM(x4): 8.6186
Small Non Domestic Two Rate | =SUM(x1): 3.4403; =SUM(x2): 0.29673; =SUM(x4): 8.6186
Small Non Domestic Off Peak (related MPAN) | =SUM(x1): 0.38276
LV Medium Non-Domestic | =SUM(x1): 2.5661; =SUM(x2): 0.13155; =SUM(x4): 7.9368
LV Sub Medium Non-Domestic | =SUM(x1): 2.3959; =SUM(x2): 0.11226; =SUM(x4): 5.8861
HV Medium Non-Domestic | =SUM(x1): 1.9042; =SUM(x2): 0.057402; =SUM(x4): 102.2452
LV Network Domestic | 18.2378 | 2.1491 | 0.1615 | 4.9972
LV Network Non-Domestic Non-CT | 20.2209 | 2.3829 | 0.179 | 8.6186
LV HH Metered | 15.2965 | 1.7936 | 0.12302 | 13.3804 | 3.174 | 0.56632
LV Sub HH Metered | 13.1028 | 1.5224 | 0.085625 | 10.3058 | 3.6845 | 0.49901
HV HH Metered | 11.4575 | 1.3381 | 0.062525 | 102.2452 | 3.8477 | 0.39875
NHH UMS category A | =SUM(x1): 2.9601
NHH UMS category B | =SUM(x1): 3.2568
NHH UMS category C | =SUM(x1): 4.6949
NHH UMS category D | =SUM(x1): 2.6735
LV UMS (Pseudo HH Metered) | =SUM(x1): 42.18; =SUM(x2): 3.0887; =SUM(x3): 1.1093
LV Generation NHH or Aggregate HH | =SUM(x1): -0.91688; =SUM(x4): 0
LV Sub Generation NHH | =SUM(x1): -0.83577; =SUM(x4): 0
LV Generation Intermittent | =SUM(x1): -0.91688; =SUM(x4): 0; =SUM(x6): 0.3016
LV Generation Non-Intermittent | -7.1785 | -0.75701 | -0.11596 | 0 |  | 0.3016
LV Sub Generation Intermittent | =SUM(x1): -0.83577; =SUM(x4): 0; =SUM(x6): 0.26168
LV Sub Generation Non-Intermittent | -6.5887 | -0.68477 | -0.10346 | 0 |  | 0.26168
HV Generation Intermittent | =SUM(x1): -0.57961; =SUM(x4): 49.2959; =SUM(x6): 0.21695
HV Generation Non-Intermittent | -4.7408 | -0.4553 | -0.06294 | 49.2959 |  | 0.21695
3602. Decimal places
| Unit rate 1 p/kWh | Unit rate 2 p/kWh | Unit rate 3 p/kWh | Fixed charge p/MPAN/day | Capacity charge p/kVA/day | Reactive power charge p/kVArh
Decimal places | 3 | 3 | 3 | 2 | 2 | 3
3603. Tariff rounding
Data sources:
x1 = 3601. Unit rate 1 p/kWh before rounding (in Tariffs before rounding)
x2 = 3602. Unit rate 1 p/kWh decimal places (in Decimal places)
x3 = 3601. Unit rate 2 p/kWh before rounding (in Tariffs before rounding)
x4 = 3602. Unit rate 2 p/kWh decimal places (in Decimal places)
x5 = 3601. Unit rate 3 p/kWh before rounding (in Tariffs before rounding)
x6 = 3602. Unit rate 3 p/kWh decimal places (in Decimal places)
x7 = 3601. Fixed charge p/MPAN/day before rounding (in Tariffs before rounding)
x8 = 3602. Fixed charge p/MPAN/day decimal places (in Decimal places)
x9 = 3601. Capacity charge p/kVA/day before rounding (in Tariffs before rounding)
x10 = 3602. Capacity charge p/kVA/day decimal places (in Decimal places)
x11 = 3601. Reactive power charge p/kVArh before rounding (in Tariffs before rounding)
x12 = 3602. Reactive power charge p/kVArh decimal places (in Decimal places)
Kind: | Calculation | Calculation | Calculation | Calculation | Calculation | Calculation
Formula: | =ROUND(x1,x2)-x1 | =ROUND(x3,x4)-x3 | =ROUND(x5,x6)-x5 | =ROUND(x7,x8)-x7 | =ROUND(x9,x10)-x9 | =ROUND(x11,x12)-x11
| Unit rate 1 p/kWh | Unit rate 2 p/kWh | Unit rate 3 p/kWh | Fixed charge p/MPAN/day | Capacity charge p/kVA/day | Reactive power charge p/kVArh
Domestic Unrestricted | =SUM(x1): -0.00032603; =SUM(x4): 0.0028291
Domestic Two Rate | =SUM(x1): -0.00010748; =SUM(x2): -0.00015605; =SUM(x4): 0.0028291
Domestic Off Peak (related MPAN) | =SUM(x1): -0.00039867
Small Non Domestic Unrestricted | =SUM(x1): -0.00036194; =SUM(x4): 0.0014309
Small Non Domestic Two Rate | =SUM(x1): -0.0003011; =SUM(x2): 0.00026899; =SUM(x4): 0.0014309
Small Non Domestic Off Peak (related MPAN) | =SUM(x1): 0.00024388
LV Medium Non-Domestic | =SUM(x1): -6.3321e-05; =SUM(x2): 0.00045447; =SUM(x4): 0.0031879
LV Sub Medium Non-Domestic | =SUM(x1): 0.00014858; =SUM(x2): -0.00025955; =SUM(x4): 0.0039017
HV Medium Non-Domestic | =SUM(x1): -0.00022894; =SUM(x2): -0.00040216; =SUM(x4): 0.0048226
LV Network Domestic | 0.00017763 | -6.3784e-05 | -0.00049643 | 0.0028291
LV Network Non-Domestic Non-CT | 0.00013471 | 0.00012521 | -2.7942e-06 | 0.0014309
LV HH Metered | -0.00046839 | 0.00035588 | -1.9053e-05 | -0.00041144 | -0.0040298 | -0.00031859
LV Sub HH Metered | 0.00016682 | -0.00037159 | 0.00037547 | 0.004232 | -0.004486 | -1.3368e-05
HV HH Metered | -0.00049108 | -0.00012699 | 0.00047507 | 0.0048226 | 0.002279 | 0.00024761
NHH UMS category A | =SUM(x1): -0.00014444
NHH UMS category B | =SUM(x1): 0.00019537
NHH UMS category C | =SUM(x1): 7.5961e-05
NHH UMS category D | =SUM(x1): 0.00048508
LV UMS (Pseudo HH Metered) | =SUM(x1): 1.0585e-05; =SUM(x2): 0.00026686; =SUM(x3): -0.00034224
LV Generation NHH or Aggregate HH | =SUM(x1): -0.00011539; =SUM(x4): 0
LV Sub Generation NHH | =SUM(x1): -0.00023293; =SUM(x4): 0
LV Generation Intermittent | =SUM(x1): -0.00011539; =SUM(x4): 0; =SUM(x6): 0.00040343
LV Generation Non-Intermittent | 0.00049896 | 7.667e-06 | -3.5888e-05 | 0 |  | 0.00040343
LV Sub Generation Intermittent | =SUM(x1): -0.00023293; =SUM(x4): 0; =SUM(x6): 0.00032209
LV Sub Generation Non-Intermittent | -0.00031505 | -0.0002295 | 0.00045963 | 0 |  | 0.00032209
HV Generation Intermittent | =SUM(x1): -0.00039218; =SUM(x4): 0.004146; =SUM(x6): 4.605e-05
HV Generation Non-Intermittent | -0.00020416 | 0.00030144 | -6.0085e-05 | 0.004146 |  | 4.605e-05
3604. All the way tariffs
Data sources:
x1 = 3601. Unit rate 1 p/kWh before rounding (in Tariffs before rounding)
x2 = 3603. Unit rate 1 p/kWh rounding (in Tariff rounding)
x3 = 3601. Unit rate 2 p/kWh before rounding (in Tariffs before rounding)
x4 = 3603. Unit rate 2 p/kWh rounding (in Tariff rounding)
x5 = 3601. Unit rate 3 p/kWh before rounding (in Tariffs before rounding)
x6 = 3603. Unit rate 3 p/kWh rounding (in Tariff rounding)
x7 = 3601. Fixed charge p/MPAN/day before rounding (in Tariffs before rounding)
x8 = 3603. Fixed charge p/MPAN/day rounding (in Tariff rounding)
x9 = 3601. Capacity charge p/kVA/day before rounding (in Tariffs before rounding)
x10 = 3603. Capacity charge p/kVA/day rounding (in Tariff rounding)
x11 = 3601. Reactive power charge p/kVArh before rounding (in Tariffs before rounding)
x12 = 3603. Reactive power charge p/kVArh rounding (in Tariff rounding)
Kind: | Calculation | Calculation | Calculation | Calculation | Calculation | Calculation
Formula: | =x1+x2 | =x3+x4 | =x5+x6 | =x7+x8 | =x9+x10 | =x11+x12
| Unit rate 1 p/kWh | Unit rate 2 p/kWh | Unit rate 3 p/kWh | Fixed charge p/MPAN/day | Capacity charge p/kVA/day | Reactive power charge p/kVArh
Domestic Unrestricted | =SUM(x1): 3.191; =SUM(x4): 5
Domestic Two Rate | =SUM(x1): 3.861; =SUM(x2): 0.229; =SUM(x4): 5
Domestic Off Peak (related MPAN) | =SUM(x1): 0.379
Small Non Domestic Unrestricted | =SUM(x1): 2.941; =SUM(x4): 8.62
Small Non Domestic Two Rate | =SUM(x1): 3.44; =SUM(x2): 0.297; =SUM(x4): 8.62
Small Non Domestic Off Peak (related MPAN) | =SUM(x1): 0.383
LV Medium Non-Domestic | =SUM(x1): 2.566; =SUM(x2): 0.132; =SUM(x4): 7.94
LV Sub Medium Non-Domestic | =SUM(x1): 2.396; =SUM(x2): 0.112; =SUM(x4): 5.89
HV Medium Non-Domestic | =SUM(x1): 1.904; =SUM(x2): 0.057; =SUM(x4): 102.25
LV Network Domestic | 18.238 | 2.149 | 0.161 | 5
LV Network Non-Domestic Non-CT | 20.221 | 2.383 | 0.179 | 8.62
LV HH Metered | 15.296 | 1.794 | 0.123 | 13.38 | 3.17 | 0.566
LV Sub HH Metered | 13.103 | 1.522 | 0.086 | 10.31 | 3.68 | 0.499
HV HH Metered | 11.457 | 1.338 | 0.063 | 102.25 | 3.85 | 0.399
NHH UMS category A | =SUM(x1): 2.96
NHH UMS category B | =SUM(x1): 3.257
NHH UMS category C | =SUM(x1): 4.695
NHH UMS category D | =SUM(x1): 2.674
LV UMS (Pseudo HH Metered) | =SUM(x1): 42.18; =SUM(x2): 3.089; =SUM(x3): 1.109
LV Generation NHH or Aggregate HH | =SUM(x1): -0.917; =SUM(x4): 0
LV Sub Generation NHH | =SUM(x1): -0.836; =SUM(x4): 0
LV Generation Intermittent | =SUM(x1): -0.917; =SUM(x4): 0; =SUM(x6): 0.302
LV Generation Non-Intermittent | -7.178 | -0.757 | -0.116 | 0 |  | 0.302
LV Sub Generation Intermittent | =SUM(x1): -0.836; =SUM(x4): 0; =SUM(x6): 0.262
LV Sub Generation Non-Intermittent | -6.589 | -0.685 | -0.103 | 0 |  | 0.262
HV Generation Intermittent | =SUM(x1): -0.58; =SUM(x4): 49.3; =SUM(x6): 0.217
HV Generation Non-Intermittent | -4.741 | -0.455 | -0.063 | 49.3 |  | 0.217
3605. Net revenues by tariff from rounding
Data sources:
x1 = 1010. Days in the charging year (in Financial and general assumptions)
x2 = 3603. Fixed charge p/MPAN/day rounding (in Tariff rounding)
x3 = 2305. MPANs (in Equivalent volume for each end user)
x4 = 3603. Capacity charge p/kVA/day rounding (in Tariff rounding)
x5 = 2305. Import capacity (kVA) (in Equivalent volume for each end user)
x6 = 3603. Unit rate 1 p/kWh rounding (in Tariff rounding)
x7 = 2305. Rate 1 units (MWh) (in Equivalent volume for each end user)
x8 = 3603. Unit rate 2 p/kWh rounding (in Tariff rounding)
x9 = 2305. Rate 2 units (MWh) (in Equivalent volume for each end user)
x10 = 3603. Unit rate 3 p/kWh rounding (in Tariff rounding)
x11 = 2305. Rate 3 units (MWh) (in Equivalent volume for each end user)
x12 = 3603. Reactive power charge p/kVArh rounding (in Tariff rounding)
x13 = 2305. Reactive power units (MVArh) (in Equivalent volume for each end user)
Calculation =0.01*x1*(x2*x3+x4*x5)+10*(x6*x7+x8*x9+x10*x11+x12*x13)
Net revenues by tariff from rounding
Domestic Unrestricted | =SUM(x1): -254.9375
Domestic Two Rate | =SUM(x1): 135.2465
Domestic Off Peak (related MPAN) | =SUM(x1): -13.8341
Small Non Domestic Unrestricted | =SUM(x1): -2599.6157
Small Non Domestic Two Rate | =SUM(x1): -303.5809
Small Non Domestic Off Peak (related MPAN) | =SUM(x1): 5.246
LV Medium Non-Domestic | =SUM(x1): 0
LV Sub Medium Non-Domestic | =SUM(x1): 0
HV Medium Non-Domestic | =SUM(x1): 0
LV Network Domestic | =SUM(x1): 0
LV Network Non-Domestic Non-CT | =SUM(x1): 150.0241
LV HH Metered | =SUM(x1): -9161.1043
LV Sub HH Metered | =SUM(x1): -216.8217
HV HH Metered | =SUM(x1): 8337.5933
NHH UMS category A | =SUM(x1): -9.7786
NHH UMS category B | =SUM(x1): 11.2422
NHH UMS category C | =SUM(x1): 0.26174
NHH UMS category D | =SUM(x1): 0
LV UMS (Pseudo HH Metered) | =SUM(x1): -236.926
LV Generation NHH or Aggregate HH | =SUM(x1): -1.7696
LV Sub Generation NHH | =SUM(x1): 0
LV Generation Intermittent | =SUM(x1): -20.5875
LV Generation Non-Intermittent | =SUM(x1): 2.2347
LV Sub Generation Intermittent | =SUM(x1): -0.42266
LV Sub Generation Non-Intermittent | =SUM(x1): 0
HV Generation Intermittent | =SUM(x1): -469.1839
HV Generation Non-Intermittent | =SUM(x1): 121.6794
3606. Revenue forecast summary
Data sources:
x1 = 3402. Total net revenues before matching (£) (in Revenue surplus or shortfall)
x2 = 3510. Net revenues by tariff from scaler (in Scaler)
x3 = 3605. Net revenues by tariff from rounding
x4 = Total net revenues before matching (£) (in Revenue forecast summary)
x5 = Total net revenues from scaler (£) (in Revenue forecast summary)
x6 = Total net revenues from rounding (£) (in Revenue forecast summary)
x7 = Total net revenues (£) (in Revenue forecast summary)
x8 = 1076. Target CDCM net revenue (£/year)
Kind: | Copy cells | Cell summation | Cell summation | Calculation | Calculation
Formula: | =x1 | =SUM(x2) | =SUM(x3) | =x4+x5+x6 | =x7-x8
| Total net revenues before matching (£) | Total net revenues from scaler (£) | Total net revenues from rounding (£) | Total net revenues (£) | Deviation from target revenue (£)
Revenue forecast summary | 143937837.7085 | 110625344.7136 | -4525.0347 | 254558657.3875 | -4525.0347
3607. Tariffs
Data sources:
x1 = 3604. Unit rate 1 p/kWh (in All the way tariffs)
x2 = 2304. Discount for each tariff (except for fixed charges) (in LDNO discounts and volumes adjusted for discount)
x3 = 3604. Unit rate 2 p/kWh (in All the way tariffs)
x4 = 3604. Unit rate 3 p/kWh (in All the way tariffs)
x5 = 3604. Fixed charge p/MPAN/day (in All the way tariffs)
x6 = 2304. Discount for each tariff for fixed charges only (in LDNO discounts and volumes adjusted for discount)
x7 = 3604. Capacity charge p/kVA/day (in All the way tariffs)
x8 = 3604. Reactive power charge p/kVArh (in All the way tariffs)
Kind: | Calculation | Calculation | Calculation | Calculation | Calculation | Calculation
Formula: | =ROUND(x1*(1-x2),3) | =ROUND(x3*(1-x2),3) | =ROUND(x4*(1-x2),3) | =ROUND(x5*(1-x6),2) | =ROUND(x7*(1-x2),2) | =ROUND(x8*(1-x2),3)
| Unit rate 1 p/kWh | Unit rate 2 p/kWh | Unit rate 3 p/kWh | Fixed charge p/MPAN/day | Capacity charge p/kVA/day | Reactive power charge p/kVArh
> Domestic Unrestricted
Domestic Unrestricted | 3.191 | 0 | 0 | 5 | 0 | 0
LDNO LV: Domestic Unrestricted | 2.168 | 0 | 0 | 3.4 | 0 | 0
LDNO HV: Domestic Unrestricted | 1.148 | 0 | 0 | 1.8 | 0 | 0
> Domestic Two Rate
Domestic Two Rate | 3.861 | 0.229 | 0 | 5 | 0 | 0
LDNO LV: Domestic Two Rate | 2.623 | 0.156 | 0 | 3.4 | 0 | 0
LDNO HV: Domestic Two Rate | 1.389 | 0.082 | 0 | 1.8 | 0 | 0
> Domestic Off Peak (related MPAN)
Domestic Off Peak (related MPAN) | 0.379 | 0 | 0 | 0 | 0 | 0
LDNO LV: Domestic Off Peak (related MPAN) | 0.257 | 0 | 0 | 0 | 0 | 0
LDNO HV: Domestic Off Peak (related MPAN) | 0.136 | 0 | 0 | 0 | 0 | 0
> Small Non Domestic Unrestricted
Small Non Domestic Unrestricted | 2.941 | 0 | 0 | 8.62 | 0 | 0
LDNO LV: Small Non Domestic Unrestricted | 1.998 | 0 | 0 | 5.86 | 0 | 0
LDNO HV: Small Non Domestic Unrestricted | 1.058 | 0 | 0 | 3.1 | 0 | 0
> Small Non Domestic Two Rate
Small Non Domestic Two Rate | 3.44 | 0.297 | 0 | 8.62 | 0 | 0
LDNO LV: Small Non Domestic Two Rate | 2.337 | 0.202 | 0 | 5.86 | 0 | 0
LDNO HV: Small Non Domestic Two Rate | 1.238 | 0.107 | 0 | 3.1 | 0 | 0
> Small Non Domestic Off Peak (related MPAN)
Small Non Domestic Off Peak (related MPAN) | 0.383 | 0 | 0 | 0 | 0 | 0
LDNO LV: Small Non Domestic Off Peak (related MPAN) | 0.26 | 0 | 0 | 0 | 0 | 0
LDNO HV: Small Non Domestic Off Peak (related MPAN) | 0.138 | 0 | 0 | 0 | 0 | 0
> LV Medium Non-Domestic
LV Medium Non-Domestic | 2.566 | 0.132 | 0 | 7.94 | 0 | 0
LDNO LV: LV Medium Non-Domestic | 1.743 | 0.09 | 0 | 5.39 | 0 | 0
LDNO HV: LV Medium Non-Domestic | 0.923 | 0.047 | 0 | 2.86 | 0 | 0
> LV Sub Medium Non-Domestic
LV Sub Medium Non-Domestic | 2.396 | 0.112 | 0 | 5.89 | 0 | 0
> HV Medium Non-Domestic
HV Medium Non-Domestic | 1.904 | 0.057 | 0 | 102.25 | 0 | 0
> LV Network Domestic
LV Network Domestic | 18.238 | 2.149 | 0.161 | 5 | 0 | 0
LDNO LV: LV Network Domestic | 12.39 | 1.46 | 0.109 | 3.4 | 0 | 0
LDNO HV: LV Network Domestic | 6.563 | 0.773 | 0.058 | 1.8 | 0 | 0
> LV Network Non-Domestic Non-CT
LV Network Non-Domestic Non-CT | 20.221 | 2.383 | 0.179 | 8.62 | 0 | 0
LDNO LV: LV Network Non-Domestic Non-CT | 13.737 | 1.619 | 0.122 | 5.86 | 0 | 0
LDNO HV: LV Network Non-Domestic Non-CT | 7.276 | 0.857 | 0.064 | 3.1 | 0 | 0
> LV HH Metered
LV HH Metered | 15.296 | 1.794 | 0.123 | 13.38 | 3.17 | 0.566
LDNO LV: LV HH Metered | 10.391 | 1.219 | 0.084 | 9.09 | 2.15 | 0.385
LDNO HV: LV HH Metered | 5.504 | 0.646 | 0.044 | 4.81 | 1.14 | 0.204
> LV Sub HH Metered
LV Sub HH Metered | 13.103 | 1.522 | 0.086 | 10.31 | 3.68 | 0.499
LDNO HV: LV Sub HH Metered | 7.191 | 0.835 | 0.047 | 5.66 | 2.02 | 0.274
> HV HH Metered
HV HH Metered | 11.457 | 1.338 | 0.063 | 102.25 | 3.85 | 0.399
LDNO HV: HV HH Metered | 7.559 | 0.883 | 0.042 | 67.47 | 2.54 | 0.263
> NHH UMS category A
NHH UMS category A | 2.96 | 0 | 0 | 0 | 0 | 0
LDNO LV: NHH UMS category A | 2.011 | 0 | 0 | 0 | 0 | 0
LDNO HV: NHH UMS category A | 1.065 | 0 | 0 | 0 | 0 | 0
> NHH UMS category B
NHH UMS category B | 3.257 | 0 | 0 | 0 | 0 | 0
LDNO LV: NHH UMS category B | 2.213 | 0 | 0 | 0 | 0 | 0
LDNO HV: NHH UMS category B | 1.172 | 0 | 0 | 0 | 0 | 0
> NHH UMS category C
NHH UMS category C | 4.695 | 0 | 0 | 0 | 0 | 0
LDNO LV: NHH UMS category C | 3.189 | 0 | 0 | 0 | 0 | 0
LDNO HV: NHH UMS category C | 1.689 | 0 | 0 | 0 | 0 | 0
> NHH UMS category D
NHH UMS category D | 2.674 | 0 | 0 | 0 | 0 | 0
LDNO LV: NHH UMS category D | 1.817 | 0 | 0 | 0 | 0 | 0
LDNO HV: NHH UMS category D | 0.962 | 0 | 0 | 0 | 0 | 0
> LV UMS (Pseudo HH Metered)
LV UMS (Pseudo HH Metered) | 42.18 | 3.089 | 1.109 | 0 | 0 | 0
LDNO LV: LV UMS (Pseudo HH Metered) | 28.654 | 2.098 | 0.753 | 0 | 0 | 0
LDNO HV: LV UMS (Pseudo HH Metered) | 15.178 | 1.112 | 0.399 | 0 | 0 | 0
> LV Generation NHH or Aggregate HH
LV Generation NHH or Aggregate HH | -0.917 | 0 | 0 | 0 | 0 | 0
LDNO LV: LV Generation NHH or Aggregate HH | -0.917 | 0 | 0 | 0 | 0 | 0
LDNO HV: LV Generation NHH or Aggregate HH | -0.917 | 0 | 0 | 0 | 0 | 0
> LV Sub Generation NHH
LV Sub Generation NHH | -0.836 | 0 | 0 | 0 | 0 | 0
LDNO HV: LV Sub Generation NHH | -0.836 | 0 | 0 | 0 | 0 | 0
> LV Generation Intermittent
LV Generation Intermittent | -0.917 | 0 | 0 | 0 | 0 | 0.302
LDNO LV: LV Generation Intermittent | -0.917 | 0 | 0 | 0 | 0 | 0.302
LDNO HV: LV Generation Intermittent | -0.917 | 0 | 0 | 0 | 0 | 0.302
> LV Generation Non-Intermittent
LV Generation Non-Intermittent | -7.178 | -0.757 | -0.116 | 0 | 0 | 0.302
LDNO LV: LV Generation Non-Intermittent | -7.178 | -0.757 | -0.116 | 0 | 0 | 0.302
LDNO HV: LV Generation Non-Intermittent | -7.178 | -0.757 | -0.116 | 0 | 0 | 0.302
> LV Sub Generation Intermittent
LV Sub Generation Intermittent | -0.836 | 0 | 0 | 0 | 0 | 0.262
LDNO HV: LV Sub Generation Intermittent | -0.836 | 0 | 0 | 0 | 0 | 0.262
> LV Sub Generation Non-Intermittent
LV Sub Generation Non-Intermittent | -6.589 | -0.685 | -0.103 | 0 | 0 | 0.262
LDNO HV: LV Sub Generation Non-Intermittent | -6.589 | -0.685 | -0.103 | 0 | 0 | 0.262
> HV Generation Intermittent
HV Generation Intermittent | -0.58 | 0 | 0 | 49.3 | 0 | 0.217
LDNO HV: HV Generation Intermittent | -0.58 | 0 | 0 | 0 | 0 | 0.217
> HV Generation Non-Intermittent
HV Generation Non-Intermittent | -4.741 | -0.455 | -0.063 | 49.3 | 0 | 0.217
LDNO HV: HV Generation Non-Intermittent | -4.741 | -0.455 | -0.063 | 0 | 0 | 0.217
Technical model rules and version control
---
PerlModule: CDCM
agghhequalisation: rag
alwaysUseRAG: 1
coincidenceAdj: groupums
colour: orange
compact: 1
drm: top500gsp
extraLevels: 1
fixedCap: 1-4
noReplacement: blanket
pcd: 1
portfolio: 1
protect: 0
revisionText: r7055
scaler: levelledpickexitnogenminzero
standing: sub132
summary: arp
targetRevenue: single
tariffs: commongensubdcp130dcp163pc12hhpc34hh
template: '%-arp227+'
timeOfDay: timeOfDay179
unauth: ''
validation: lenientnomsg
'~codeValidation':
Ancillary/Validation.pm: fdb5a46b1b8fbd1573e33c165ae1cddec92c37ee
CDCM/AML.pm: b8e65799e0293d3f65d21d47e4c56b31688a9ab8
CDCM/Aggregation.pm: 372b53e6dba1fe9433020bbd13328009851a036a
CDCM/Contributions.pm: 59059a8d19bbfa52829fec34b5ea22693cd64085
CDCM/Discounts.pm: 7da37bdae365cee037cc886326918eeea537f8a9
CDCM/Loads.pm: 37ecb145b481f519789dd55df6b3abe350614bab
CDCM/Master.pm: 6beeb565422e1dc5aec583e69cf459cc95ca9ba9
CDCM/Matching.pm: a8a99513b1105ec79371ca31d8ca2d323cb517ca
CDCM/NetworkSizer.pm: 50def4231b67757f2bd222cc1579fa342876afd0
CDCM/Operating.pm: e01eeb096f43ab8cb183e26c30d2c1dc15d27a5d
CDCM/Reactive.pm: e2318e6ee9559bf7cd3cfcfff58c399eb12c866a
CDCM/Revenue.pm: bb9fa27043e2ec8edecdbd630bd6023962e87136
CDCM/Routeing.pm: b5f53b67c00da9f33b3134520ba4bdf36d12ccf7
CDCM/SML.pm: e7799175fb0b06ae377f08ff486dfb83205ab68c
CDCM/ServiceModels.pm: ef64ca7f9c557fd1ac7b71f36a3a643f83bf1d8f
CDCM/Setup.pm: f65c9424e5b82946dccbc0cc45cddf56423b1d24
CDCM/Sheets.pm: 4149570c5be0a4dd8f9e10a834377e6357b6b830
CDCM/Standing.pm: 0677863cc8c69940e82611a34f6a4cf6e6c938f6
CDCM/Summary.pm: d5ee870037a73fe4679e90776667206a16a8024e
CDCM/TariffList.pm: 5862c24646e9084505c961ce4882a61d76880847
CDCM/Tariffs.pm: 74408ddcb0ff951c20ab0d9e7295f437f444de05
CDCM/TimeOfDay179.pm: a73c7ed284224f9aee660d248df1208482914259
CDCM/Yardsticks.pm: 14fa4ca8c5e1b83888203f2a0a27b027b0e1be67
SpreadsheetModel/Arithmetic.pm: 629d127e38688ee0e58015f6e1ff913520351394
SpreadsheetModel/CalcBlock.pm: 838d832955c7671d8b9c042d855c105de22ef3c6
SpreadsheetModel/ColourCodeWriter.pm: 13c9e4e8d877a4dab61e9ab3ae26886bcad04914
SpreadsheetModel/Columnset.pm: 9c41f8f190c0de29b53089e92b30b4b05a4bf80b
SpreadsheetModel/Custom.pm: 64258a1a23160d1b05311a838e34f4078f7516be
SpreadsheetModel/Dataset.pm: b85f0e902b8bce62f21a95cc6d2dfe7e812b9739
SpreadsheetModel/GroupBy.pm: a05f4878f468a3191257c58c4711fc115bde7e7d
SpreadsheetModel/Label.pm: 053d8801da63a168d467ae3cf12c6c32325befe3
SpreadsheetModel/Labelset.pm: 04739284141966c1ce3b175d877edb97c79f48f4
SpreadsheetModel/Logger.pm: 504306d6f19faf478bdccc6fa8db41fc87859593
SpreadsheetModel/Notes.pm: 3d92bc2948537a675ba36a2fd72b6c965ac08d56
SpreadsheetModel/Object.pm: 1eb394612892d4786a4c6f6be1446bfaf92d9db0
SpreadsheetModel/Reshape.pm: 44d60329c15bdfdf839a71781406c921808898b4
SpreadsheetModel/SegmentRoot.pm: f684d07d04056e2553a5e46c1e78fe34c4ee6852
SpreadsheetModel/Shortcuts.pm: f067f969beb9395efdeaab6efe3241592b2908cc
SpreadsheetModel/Stack.pm: 05a927d320fe0b49a01b5d253723cf04175915ac
SpreadsheetModel/SumProduct.pm: 2ae76b5dc30c7b829aa206d41662d4147f4c1fa9
SpreadsheetModel/WorkbookCreate.pm: 67c6a52779375daf27c9f2efede9d45e753ca1eb
SpreadsheetModel/WorkbookFormats.pm: b20c126ad0c502a1d21ade0ff22c7e18fb4491db
'~datasetName': Blank
'~datasetSource': Empty dataset
Generated on Tue 10 Nov 2015 16:59:52 by www.dcmf.co.uk