## Overview
CDCM Annual Review Pack
Company: | WPD South West
Date of Issue: | 2015-12-01
Although every effort has been made to ensure the accuracy of the information provided in this annual review pack, WPD South West does not accept any liability for the accuracy of the information contained herein and, in particular, WPD South West or any of its employees, shall not be held liable for any misstatement or opinion on which the recipient of this statement relies or seeks to rely.
Contents:
Sheet Name | Detail
Commentary | This sheet contains the DNO's commentary on the forecast input CDCM data for the forecast over the 5 year period.
CDCM Forecast Data | This sheet contains historical and forecast data for all CDCM inputs except for volume data (table 1053) and matrix of applicability data (table 1025 - 1028). The RPI forecast is seperated out and listed as a standalone assumption. Any forecasts that relate to RPI will be linked to this row. Comments are provided alongside each forecast explaining any assumptions made by the DNO.
Table 1 | This sheet contains the DNO's table 1 produced in accordance with DCUSA Schedule 15 "cost information table".
Mat of App | This sheet contains the forecast CDCM matrix of applicability data (table 1025 - 1028). The default value is that the same matrix will be used for each of the five years.
CDCM Volume Forecasts | This sheet contains forecast CDCM volume data (table 1053). The matrix at the top can be used to apply different growth rates to groups of customers.
CDCM Timebands | Contains the time bands that the DNO plans to use for the coming year and advance warning of any changes.
CDCM Input Sheet (Y) | This sheet contains the CDCM input sheet for base year 0 (Y) in a format that can be copy and pasted (paste-value) into the CDCM spreadsheet model.
CDCM Input Sheet (Y + 1) | This sheet contains the CDCM input sheet for base year +1 (Y+1) in a format that can be copy and pasted (paste-value) into the CDCM spreadsheet model.
CDCM Input Sheet (Y + 2) | This sheet contains the CDCM input sheet for base year +2 (Y+2) in a format that can be copy and pasted (paste-value) into the CDCM spreadsheet model.
CDCM Input Sheet (Y + 3) | This sheet contains the CDCM input sheet for base year +3 (Y+3) in a format that can be copy and pasted (paste-value) into the CDCM spreadsheet model.
CDCM Input Sheet (Y + 4) | This sheet contains the CDCM input sheet for base year +4 (Y+4) in a format that can be copy and pasted (paste-value) into the CDCM spreadsheet model.
Tariffs ARP | This sheet contains the CDCM tariffs that are produced from the CDCM input data, after the Macro on this sheet has been run. It contains the tariffs for each of the 5 years.
This document, model or dataset has been prepared by Reckon LLP on the instructions of the DCUSA Panel or
one of its working groups. Only the DCUSA Panel and its working groups have authority to approve this
material as meeting their requirements. Reckon LLP makes no representation about the suitability of this
material for the purposes of complying with any licence conditions or furthering any relevant objective.

## Commentary
WPD South West

## CDCM Forecast Data
|  |  | Company: | WPD South West
|  |  | Date of Issue: | 2015-12-01
|  |  | Status | Final
|  | Historical CDCM Input Data (Actuals) |  | CDCM Values - Final | Forecast CDCM Values
| Year Ref -> | Y-2 | Y-1 | Y | Y+1 | Y+2 | Y+3 | Y+4
| Charging Year -> | 2015/16 | 2016/17 | 2017/18 | 2018/19 | 2019/20 | 2020/21 | 2021/22
| DPCR -> | RIIO - ED1 | RIIO - ED1 | RIIO - ED1 | RIIO - ED1 | RIIO - ED1 | RIIO - ED1 | RIIO - ED1 | Assumptions
| RPI Forecast: |  |  |  | 2.872% | 3.128% | 2.872% | 3.128%
1 | 1000 Company name, charging year and model version
2 | Company |  |  | South West | South West | South West | South West | South West
3 | Year
4 | Version |  |  | Finals | Forecast | Forecast | Forecast | Forecast
5 | 1010 Financial and general assumptions
6 | Rate of return | 5.6% | 4.35% | 4.31% | 4.31% | 4.31% | 4.31% | 4.31%
7 | Annualisation period (years) | 40 | 40 | 40 | 40 | 40 | 40 | 40
8 | Power factor | 0.95 | 0.95 | 0.95 | 0.95 | 0.95 | 0.95 | 0.95
9 | Days in the charging period | 366 | 365 | 365 | 365 | 366 | 366 | 366
10 | 1017 Diversity allowance between top and bottom of network level
11 | GSPs | 0.022 | 0.022 | 2.2% | 2.2% | 2.2% | 2.2% | 2.2%
12 | 132kV | 0.031 | 0.031 | 3.1% | 3.1% | 3.1% | 3.1% | 3.1%
13 | EHV | 0.075 | 0.075 | 7.5% | 7.5% | 7.5% | 7.5% | 7.5%
14 | HV | 0.37 | 0.37 | 37% | 37% | 37% | 37% | 37%
15 | 1018 Proportion of relevant load going through 132kV/HV direct transformation | 0 |  |  | 0% | 0% | 0% | 0%
16 | 1019 Network model GSP demand (MW) | 500 | 500 | 500 | 500 | 500 | 500 | 500
17 | 1020 Gross asset cost by network level (£)
18 | 132kV | 108796668.7499 | 111419930.2264 | 114846093.0808 | 118144798.6641 | 121840220.1494 | 125339816.9027 | 129260289.5565
19 | 132kV/EHV | 16204582.0451 | 15781435.2701 | 16266714.4046 | 16733940.587 | 17257357.3119 | 17753037.5687 | 18308330.3722
20 | EHV | 47812491.2125 | 39840185.592 | 41065271.299 | 42244782.3827 | 43566146.3211 | 44817489.6298 | 46219324.632
21 | EHV/HV | 38220798.7103 | 40041227.1487 | 41272494.8835 | 42457958.0165 | 43785989.822 | 45043647.6597 | 46452556.6021
22 | 132kV/HV | 0 | 0 | 0 | 0 | 0 | 0 | 0
23 | HV | 159774060.0118 | 142603119.2575 | 146988165.1747 | 151210082.2476 | 155939744.4338 | 160418776.2565 | 165436474.8698
24 | HV/LV | 62354022.6212 | 60769296.6562 | 62637952.5283 | 64437092.2133 | 66452603.8373 | 68361311.1291 | 70499567.411
25 | LV circuits | 139051883.2844 | 130516403.4356 | 134529782.8412 | 138393859.8322 | 142722646.6162 | 146822045.8959 | 151414455.7952
26 | 1022 LV service model asset cost (£)
27 | LV service model 1 | 4818.3125 | 5105.1767 | 5262.1609 | 5413.3051 | 5582.6265 | 5742.9754 | 5922.6085
28 | LV service model 2 | 588.8476 | 574.2813 | 591.9405 | 608.9427 | 627.9897 | 646.0273 | 666.2342
29 | LV service model 3 | 688.355 | 699.1834 | 720.6833 | 741.3834 | 764.5729 | 786.5336 | 811.1354
30 | LV service model 4 | 508.3187 | 518.5284 | 534.4731 | 549.8247 | 567.0226 | 583.3091 | 601.5542
31 | LV service model 5 | 1179.955 | 1178.7304 | 1214.9764 | 1249.874 | 1288.9685 | 1325.9913 | 1367.4667
32 | LV service model 6 | 892.5079 | 907.8736 | 935.7907 | 962.6693 | 992.7804 | 1021.2959 | 1053.2407
33 | LV service model 7 | 0 | 0 | 0 | 0 | 0 | 0 | 0
34 | LV service model 8 | 468.8148 | 474.8232 | 489.424 | 503.4817 | 519.2299 | 534.1437 | 550.851
35 | 1023 HV service model asset cost (£)
36 | HV service model 1 | 8971.2506 | 9007.1598 | 9284.1299 | 9550.7965 | 9849.5335 | 10132.44 | 10449.37
37 | HV service model 2 | 4334.24 | 4342.656 | 4476.1927 | 4604.7616 | 4748.7928 | 4885.1916 | 5037.9943
38 | HV service model 3 |  |  | 0 | 0 | 0 | 0 | 0
39 | HV service model 4 |  |  | 0 | 0 | 0 | 0 | 0
40 | HV service model 5 |  |  | 0 | 0 | 0 | 0 | 0
41 | 1025 Matrix of applicability of LV service models to tariffs with fixed charges
42 | 1026 Matrix of applicability of LV service models to unmetered tariffs
43 | 1028 Matrix of applicability of HV service models to tariffs with fixed charges
44 | 1032 Loss adjustment factors to transmission
45 | 132kV | 1.008 | 1.008 | 1.008 | 1.008 | 1.008 | 1.008 | 1.008
46 | 132kV/EHV | 1.011 | 1.011 | 1.011 | 1.011 | 1.011 | 1.011 | 1.011
47 | EHV | 1.024 | 1.024 | 1.024 | 1.024 | 1.024 | 1.024 | 1.024
48 | EHV/HV | 1.034 | 1.034 | 1.034 | 1.034 | 1.034 | 1.034 | 1.034
49 | HV | 1.057 | 1.057 | 1.057 | 1.057 | 1.057 | 1.057 | 1.057
50 | HV/LV | 1.07 | 1.07 | 1.07 | 1.07 | 1.07 | 1.07 | 1.07
51 | LV circuits | 1.085 | 1.085 | 1.085 | 1.085 | 1.085 | 1.085 | 1.085
52 | 1037 Embedded network (LDNO) discounts
53 | LDNO LV: LV user | 36.57% | 37.07% | 37.13% | 37.13% | 37.13% | 37.13% | 37.13%
54 | LDNO HV: LV user | 62.46% | 62.58% | 62.67% | 62.67% | 62.67% | 62.67% | 62.67%
55 | LDNO HV: LV sub user | 38.94% | 38.64% | 38.74% | 38.74% | 38.74% | 38.74% | 38.74%
56 | LDNO HV: HV user | 27.75% | 27.22% | 27.31% | 27.31% | 27.31% | 27.31% | 27.31%
57 | 1041 Load profile data for demand users: coincidence factor
58 | Domestic Unrestricted | 0.91792 | 0.89598 | 0.89598 | 0.89598 | 0.89598 | 0.89598 | 0.89598
59 | Domestic Two Rate | 0.3201 | 0.32458 | 0.32458 | 0.32458 | 0.32458 | 0.32458 | 0.32458
60 | Domestic Off Peak (related MPAN)
61 | Small Non Domestic Unrestricted | 0.61679 | 0.6504 | 0.6504 | 0.6504 | 0.6504 | 0.6504 | 0.6504
62 | Small Non Domestic Two Rate | 0.56593 | 0.60748 | 0.60748 | 0.60748 | 0.60748 | 0.60748 | 0.60748
63 | Small Non Domestic Off Peak (related MPAN)
64 | LV Medium Non-Domestic | 0.84028 | 0.86566 | 0.86566 | 0.86566 | 0.86566 | 0.86566 | 0.86566
65 | LV Sub Medium Non-Domestic | 0.81644 | 0.83934 | 0.83934 | 0.83934 | 0.83934 | 0.83934 | 0.83934
66 | HV Medium Non-Domestic | 0.73551 | 0.69708 | 0.69708 | 0.69708 | 0.69708 | 0.69708 | 0.69708
67 | LV Network Domestic | 0.82398 | 0.8062 | 0.8062 | 0.8062 | 0.8062 | 0.8062 | 0.8062
68 | LV Network Non-Domestic Non-CT | 0.60656 | 0.64178 | 0.64178 | 0.64178 | 0.64178 | 0.64178 | 0.64178
69 | LV HH Metered | 0.80481 | 0.81736 | 0.81736 | 0.81736 | 0.81736 | 0.81736 | 0.81736
70 | LV Sub HH Metered | 0.76781 | 0.77851 | 0.77851 | 0.77851 | 0.77851 | 0.77851 | 0.77851
71 | HV HH Metered | 0.79828 | 0.81144 | 0.81144 | 0.81144 | 0.81144 | 0.81144 | 0.81144
72 | NHH UMS category A | 1 | 1 | 1 | 1 | 1 | 1 | 1
73 | NHH UMS category B | 1 | 0.98388 | 0.98388 | 0.98388 | 0.98388 | 0.98388 | 0.98388
74 | NHH UMS category C | 1 | 0.88074 | 0.88074 | 0.88074 | 0.88074 | 0.88074 | 0.88074
75 | NHH UMS category D | 0 | 0 | 0 | 0 | 0 | 0 | 0
76 | LV UMS (Pseudo HH Metered) | 0.97671 | 0.97616 | 0.97616 | 0.97616 | 0.97616 | 0.97616 | 0.97616
77 | 1041 Load profile data for demand users: load factor
78 | Domestic Unrestricted | 0.41567 | 0.41537 | 0.41537 | 0.41537 | 0.41537 | 0.41537 | 0.41537
79 | Domestic Two Rate | 0.2451 | 0.25454 | 0.25454 | 0.25454 | 0.25454 | 0.25454 | 0.25454
80 | Domestic Off Peak (related MPAN) | 0.13687 | 0.14543 | 0.14543 | 0.14543 | 0.14543 | 0.14543 | 0.14543
81 | Small Non Domestic Unrestricted | 0.39519 | 0.3936 | 0.3936 | 0.3936 | 0.3936 | 0.3936 | 0.3936
82 | Small Non Domestic Two Rate | 0.43304 | 0.44734 | 0.44734 | 0.44734 | 0.44734 | 0.44734 | 0.44734
83 | Small Non Domestic Off Peak (related MPAN) | 0.19713 | 0.15298 | 0.15298 | 0.15298 | 0.15298 | 0.15298 | 0.15298
84 | LV Medium Non-Domestic | 0.59172 | 0.59523 | 0.59523 | 0.59523 | 0.59523 | 0.59523 | 0.59523
85 | LV Sub Medium Non-Domestic | 0.59944 | 0.60267 | 0.60267 | 0.60267 | 0.60267 | 0.60267 | 0.60267
86 | HV Medium Non-Domestic | 0.46595 | 0.48549 | 0.48549 | 0.48549 | 0.48549 | 0.48549 | 0.48549
87 | LV Network Domestic | 0.38602 | 0.38734 | 0.38734 | 0.38734 | 0.38734 | 0.38734 | 0.38734
88 | LV Network Non-Domestic Non-CT | 0.39773 | 0.39821 | 0.39821 | 0.39821 | 0.39821 | 0.39821 | 0.39821
89 | LV HH Metered | 0.58597 | 0.5907 | 0.5907 | 0.5907 | 0.5907 | 0.5907 | 0.5907
90 | LV Sub HH Metered | 0.61243 | 0.61451 | 0.61451 | 0.61451 | 0.61451 | 0.61451 | 0.61451
91 | HV HH Metered | 0.7209 | 0.72214 | 0.72214 | 0.72214 | 0.72214 | 0.72214 | 0.72214
92 | NHH UMS category A | 1 | 1 | 1 | 1 | 1 | 1 | 1
93 | NHH UMS category B | 0.47288 | 0.47554 | 0.47554 | 0.47554 | 0.47554 | 0.47554 | 0.47554
94 | NHH UMS category C | 0.24804 | 0.24607 | 0.24607 | 0.24607 | 0.24607 | 0.24607 | 0.24607
95 | NHH UMS category D | 0.51386 | 0.51524 | 0.51524 | 0.51524 | 0.51524 | 0.51524 | 0.51524
96 | LV UMS (Pseudo HH Metered) | 0.46995 | 0.46048 | 0.46048 | 0.46048 | 0.46048 | 0.46048 | 0.46048
97 | 1053. Volume forecasts for the charging year
98 | 1055 Transmission exit charges (£/year) | 8546468.4189 | 8658635.3254 | 8918394.3851 | 9185946.2167 | 10059556.4666 | 10361343.1606 | 10672183.4554
99 | 1059 Other Expenditure (£/year)
100 | Direct cost (£/year) | 27455199.8406 | 26646449.8825 | 27171630.8811 | 27952077.1992 | 28826383.2017 | 29654358.7006 | 30581909.9387
101 | Indirect cost (£/year) | 95880661.4613 | 97449575.422 | 95114172.4029 | 97846121.2497 | 100906625.5023 | 103804950.0339 | 107051838.9954
102 | Indirect cost proportion | 60% | 60% | 60% | 60% | 60% | 60% | 60%
103 | Network rates (£/year) | 15553031 | 15752928 | 18218261.232 | 22048650.656 | 24513914 | 25249331 | 26006811
104 | 1060 Customer contributions under current connection charging policy
105 | LV network
106 | Assets 132kV | 0% | 0% | 0% | 0% | 0% | 0% | 0%
107 | Assets 132kV/EHV | 0% |  |  | 0% | 0% | 0% | 0%
108 | Assets EHV | 0% |  |  | 0% | 0% | 0% | 0%
109 | Assets EHV/HV | 81% | 81% | 81% | 81% | 81% | 81% | 81%
110 | Assets 132kV/HV | 0% |  |  | 0% | 0% | 0% | 0%
111 | Assets HV | 81% | 81% | 81% | 81% | 81% | 81% | 81%
112 | Assets HV/LV | 95% | 95% | 95% | 95% | 95% | 95% | 95%
113 | Assets LV circuits | 95% | 95% | 95% | 95% | 95% | 95% | 95%
114 | LV substation
115 | Assets 132kV | 0% | 0% | 0% | 0% | 0% | 0% | 0%
116 | Assets 132kV/EHV | 0% | 0% | 0% | 0% | 0% | 0% | 0%
117 | Assets EHV | 0% |  |  | 0% | 0% | 0% | 0%
118 | Assets EHV/HV | 81% | 81% | 81% | 81% | 81% | 81% | 81%
119 | Assets 132kV/HV | 0% |  |  | 0% | 0% | 0% | 0%
120 | Assets HV | 81% | 81% | 81% | 81% | 81% | 81% | 81%
121 | Assets HV/LV | 95% | 95% | 95% | 95% | 95% | 95% | 95%
122 | HV network
123 | Assets 132kV | 0% | 0% | 0% | 0% | 0% | 0% | 0%
124 | Assets 132kV/EHV | 67% | 67% | 67% | 67% | 67% | 67% | 67%
125 | Assets EHV | 67% | 67% | 67% | 67% | 67% | 67% | 67%
126 | Assets EHV/HV | 100% | 100% | 100% | 100% | 100% | 100% | 100%
127 | Assets 132kV/HV | 0% |  |  | 0% | 0% | 0% | 0%
128 | Assets HV | 100% | 100% | 100% | 100% | 100% | 100% | 100%
129 | HV substation
130 | Assets 132kV | 0% | 0% | 0% | 0% | 0% | 0% | 0%
131 | Assets 132kV/EHV | 67% | 67% | 67% | 67% | 67% | 67% | 67%
132 | Assets EHV | 67% | 67% | 67% | 67% | 67% | 67% | 67%
133 | Assets EHV/HV | 100% | 100% | 100% | 100% | 100% | 100% | 100%
134 | 1061 Average split of rate 1 units by distribution time band
135 | RED
136 | Domestic Unrestricted | 8.873% | 8.862% | 8.862% | 8.862% | 8.862% | 8.862% | 8.862%
137 | Domestic Two Rate | 10.71% | 10.68% | 10.68% | 10.68% | 10.68% | 10.68% | 10.68%
138 | Domestic Off Peak (related MPAN) | 0.1277% | 0.1299% | 0.1299% | 0.1299% | 0.1299% | 0.1299% | 0.1299%
139 | Small Non Domestic Unrestricted | 6.236% | 6.211% | 6.211% | 6.211% | 6.211% | 6.211% | 6.211%
140 | Small Non Domestic Two Rate | 8.006% | 8.003% | 8.003% | 8.003% | 8.003% | 8.003% | 8.003%
141 | Small Non Domestic Off Peak (related MPAN) | 0.1778% | 0.1974% | 0.1974% | 0.1974% | 0.1974% | 0.1974% | 0.1974%
142 | LV Medium Non-Domestic | 7.996% | 8.249% | 8.249% | 8.249% | 8.249% | 8.249% | 8.249%
143 | LV Sub Medium Non-Domestic | 7.926% | 8.138% | 8.138% | 8.138% | 8.138% | 8.138% | 8.138%
144 | HV Medium Non-Domestic | 7.913% | 8.292% | 8.292% | 8.292% | 8.292% | 8.292% | 8.292%
145 | AMBER
146 | Domestic Unrestricted | 45.99% | 46.21% | 46.21% | 46.21% | 46.21% | 46.21% | 46.21%
147 | Domestic Two Rate | 53.28% | 53.61% | 53.61% | 53.61% | 53.61% | 53.61% | 53.61%
148 | Domestic Off Peak (related MPAN) | 11.01% | 10.85% | 10.85% | 10.85% | 10.85% | 10.85% | 10.85%
149 | Small Non Domestic Unrestricted | 57.26% | 56.84% | 56.84% | 56.84% | 56.84% | 56.84% | 56.84%
150 | Small Non Domestic Two Rate | 63.1% | 63.17% | 63.17% | 63.17% | 63.17% | 63.17% | 63.17%
151 | Small Non Domestic Off Peak (related MPAN) | 11.32% | 11.57% | 11.57% | 11.57% | 11.57% | 11.57% | 11.57%
152 | LV Medium Non-Domestic | 59.82% | 61.98% | 61.98% | 61.98% | 61.98% | 61.98% | 61.98%
153 | LV Sub Medium Non-Domestic | 60.1% | 61.86% | 61.86% | 61.86% | 61.86% | 61.86% | 61.86%
154 | HV Medium Non-Domestic | 59.89% | 63.32% | 63.32% | 63.32% | 63.32% | 63.32% | 63.32%
155 | GREEN
156 | Domestic Unrestricted | 45.14% | 44.93% | 44.93% | 44.93% | 44.93% | 44.93% | 44.93%
157 | Domestic Two Rate | 36% | 35.71% | 35.71% | 35.71% | 35.71% | 35.71% | 35.71%
158 | Domestic Off Peak (related MPAN) | 88.87% | 89.02% | 89.02% | 89.02% | 89.02% | 89.02% | 89.02%
159 | Small Non Domestic Unrestricted | 36.5% | 36.95% | 36.95% | 36.95% | 36.95% | 36.95% | 36.95%
160 | Small Non Domestic Two Rate | 28.89% | 28.83% | 28.83% | 28.83% | 28.83% | 28.83% | 28.83%
161 | Small Non Domestic Off Peak (related MPAN) | 88.5% | 88.24% | 88.24% | 88.24% | 88.24% | 88.24% | 88.24%
162 | LV Medium Non-Domestic | 32.19% | 29.77% | 29.77% | 29.77% | 29.77% | 29.77% | 29.77%
163 | LV Sub Medium Non-Domestic | 31.97% | 30.01% | 30.01% | 30.01% | 30.01% | 30.01% | 30.01%
164 | HV Medium Non-Domestic | 32.2% | 28.39% | 28.39% | 28.39% | 28.39% | 28.39% | 28.39%
165 | 1062 Average split of rate 2 units by distribution time band
166 | RED
167 | Domestic Two Rate | 0% | 0% | 0% | 0% | 0% | 0% | 0%
168 | Small Non Domestic Two Rate | 0% | 0% | 0% | 0% | 0% | 0% | 0%
169 | LV Medium Non-Domestic | 0% | 0% | 0% | 0% | 0% | 0% | 0%
170 | LV Sub Medium Non-Domestic | 0% | 0% | 0% | 0% | 0% | 0% | 0%
171 | HV Medium Non-Domestic | 0% | 0% | 0% | 0% | 0% | 0% | 0%
172 | AMBER
173 | Domestic Two Rate | 2.219% | 2.025% | 2.025% | 2.025% | 2.025% | 2.025% | 2.025%
174 | Small Non Domestic Two Rate | 2.264% | 2.467% | 2.467% | 2.467% | 2.467% | 2.467% | 2.467%
175 | LV Medium Non-Domestic | 0.06235% | 0% | 0% | 0% | 0% | 0% | 0%
176 | LV Sub Medium Non-Domestic | 0.08536% | 0% | 0% | 0% | 0% | 0% | 0%
177 | HV Medium Non-Domestic | 0% | 0% | 0% | 0% | 0% | 0% | 0%
178 | GREEN
179 | Domestic Two Rate | 97.78% | 97.97% | 97.97% | 97.97% | 97.97% | 97.97% | 97.97%
180 | Small Non Domestic Two Rate | 97.74% | 97.53% | 97.53% | 97.53% | 97.53% | 97.53% | 97.53%
181 | LV Medium Non-Domestic | 99.94% | 100% | 100% | 100% | 100% | 100% | 100%
182 | LV Sub Medium Non-Domestic | 99.91% | 100% | 100% | 100% | 100% | 100% | 100%
183 | HV Medium Non-Domestic | 100% | 100% | 100% | 100% | 100% | 100% | 100%
184 | 1064. Average split of rate 1 units by special distribution time band
185 | BLACK
186 | NHH UMS category A | 1.766% | 1.75% | 1.75% | 1.75% | 1.75% | 1.75% | 1.75%
187 | NHH UMS category B | 3.372% | 3.322% | 3.322% | 3.322% | 3.322% | 3.322% | 3.322%
188 | NHH UMS category C | 6.247% | 6.032% | 6.032% | 6.032% | 6.032% | 6.032% | 6.032%
189 | NHH UMS category D | 0.351% | 0.2463% | 0.2463% | 0.2463% | 0.2463% | 0.2463% | 0.2463%
190 | YELLOW
191 | NHH UMS category A | 43.47% | 43.48% | 43.48% | 43.48% | 43.48% | 43.48% | 43.48%
192 | NHH UMS category B | 14.75% | 15.16% | 15.16% | 15.16% | 15.16% | 15.16% | 15.16%
193 | NHH UMS category C | 26.96% | 24.88% | 24.88% | 24.88% | 24.88% | 24.88% | 24.88%
194 | NHH UMS category D | 69.17% | 69.86% | 69.86% | 69.86% | 69.86% | 69.86% | 69.86%
195 | GREEN
196 | NHH UMS category A | 54.77% | 54.77% | 54.77% | 54.77% | 54.77% | 54.77% | 54.77%
197 | NHH UMS category B | 81.87% | 81.52% | 81.52% | 81.52% | 81.52% | 81.52% | 81.52%
198 | NHH UMS category C | 66.79% | 69.09% | 69.09% | 69.09% | 69.09% | 69.09% | 69.09%
199 | NHH UMS category D | 30.48% | 29.89% | 29.89% | 29.89% | 29.89% | 29.89% | 29.89%
200 | 1066. Typical annual hours by special distribution time band
201 | Black | 152 | 152 | 152 | 152 | 152 | 152 | 150
202 | Yellow | 3828 | 3814 | 3803 | 3814 | 3803 | 3828 | 3816
203 | Green | 4804 | 4794 | 4805 | 4794 | 4805 | 4804 | 4794
204 | 1068 Typical annual hours by distribution time band
205 | Red | 524 | 522 | 520 | 522 | 520 | 524 | 522
206 | Amber | 3456 | 3444 | 3435 | 3444 | 3435 | 3456 | 3444
207 | Green | 4804 | 4794 | 4805 | 4794 | 4805 | 4804 | 4794
208 | 1069 Peaking probabilities by network level
209 | RED
210 | GSPs | 98.85% | 98.85% | 98.85% | 98.85% | 98.85% | 98.85% | 98.85%
211 | 132kV | 85.05% | 84.61% | 84.61% | 84.61% | 84.61% | 84.61% | 84.61%
212 | 132kV/EHV | 85.05% | 84.61% | 84.61% | 84.61% | 84.61% | 84.61% | 84.61%
213 | EHV | 53.63% | 56.44% | 56.44% | 56.44% | 56.44% | 56.44% | 56.44%
214 | EHV/HV | 53.63% | 56.44% | 56.44% | 56.44% | 56.44% | 56.44% | 56.44%
215 | 132kV/HV | 85.05% | 84.61% | 84.61% | 84.61% | 84.61% | 84.61% | 84.61%
216 | HV | 53.63% | 56.44% | 56.44% | 56.44% | 56.44% | 56.44% | 56.44%
217 | HV/LV | 53.63% | 56.44% | 56.44% | 56.44% | 56.44% | 56.44% | 56.44%
218 | LV circuits | 53.63% | 56.44% | 56.44% | 56.44% | 56.44% | 56.44% | 56.44%
219 | AMBER
220 | GSPs | 1.147% | 1.147% | 1.147% | 1.147% | 1.147% | 1.147% | 1.147%
221 | 132kV | 5.914% | 7.728% | 7.728% | 7.728% | 7.728% | 7.728% | 7.728%
222 | 132kV/EHV | 5.914% | 7.728% | 7.728% | 7.728% | 7.728% | 7.728% | 7.728%
223 | EHV | 34.28% | 33.71% | 33.71% | 33.71% | 33.71% | 33.71% | 33.71%
224 | EHV/HV | 34.28% | 33.71% | 33.71% | 33.71% | 33.71% | 33.71% | 33.71%
225 | 132kV/HV | 5.914% | 7.728% | 7.728% | 7.728% | 7.728% | 7.728% | 7.728%
226 | HV | 34.28% | 33.71% | 33.71% | 33.71% | 33.71% | 33.71% | 33.71%
227 | HV/LV | 34.28% | 33.71% | 33.71% | 33.71% | 33.71% | 33.71% | 33.71%
228 | LV circuits | 34.28% | 33.71% | 33.71% | 33.71% | 33.71% | 33.71% | 33.71%
229 | GREEN
230 | GSPs | 0% | 0% | 0% | 0% | 0% | 0% | 0%
231 | 132kV | 9.037% | 7.665% | 7.665% | 7.665% | 7.665% | 7.665% | 7.665%
232 | 132kV/EHV | 9.037% | 7.665% | 7.665% | 7.665% | 7.665% | 7.665% | 7.665%
233 | EHV | 12.09% | 9.845% | 9.845% | 9.845% | 9.845% | 9.845% | 9.845%
234 | EHV/HV | 12.09% | 9.845% | 9.845% | 9.845% | 9.845% | 9.845% | 9.845%
235 | 132kV/HV | 9.037% | 7.665% | 7.665% | 7.665% | 7.665% | 7.665% | 7.665%
236 | HV | 12.09% | 9.845% | 9.845% | 9.845% | 9.845% | 9.845% | 9.845%
237 | HV/LV | 12.09% | 9.845% | 9.845% | 9.845% | 9.845% | 9.845% | 9.845%
238 | LV circuits | 12.09% | 9.845% | 9.845% | 9.845% | 9.845% | 9.845% | 9.845%
239 | BLACK
240 | GSPs | 98.85% | 91.01% | 91.01% | 91.01% | 91.01% | 91.01% | 91.01%
241 | 132kV | 79.41% | 76.57% | 76.57% | 76.57% | 76.57% | 76.57% | 76.57%
242 | 132kV/EHV | 79.41% | 76.57% | 76.57% | 76.57% | 76.57% | 76.57% | 76.57%
243 | EHV | 49.44% | 49.04% | 49.04% | 49.04% | 49.04% | 49.04% | 49.04%
244 | EHV/HV | 49.44% | 49.04% | 49.04% | 49.04% | 49.04% | 49.04% | 49.04%
245 | 132kV/HV | 79.41% | 76.57% | 76.57% | 76.57% | 76.57% | 76.57% | 76.57%
246 | HV | 49.44% | 49.04% | 49.04% | 49.04% | 49.04% | 49.04% | 49.04%
247 | HV/LV | 49.44% | 49.04% | 49.04% | 49.04% | 49.04% | 49.04% | 49.04%
248 | LV circuits | 49.44% | 49.04% | 49.04% | 49.04% | 49.04% | 49.04% | 49.04%
249 | 1092 Average kVAr by kVA, by network level
250 | GSPs | 0.20645 | 0.20645 | 0.20645 | 0.20645 | 0.20645 | 0.20645 | 0.20645
251 | 132kV | 0.20645 | 0.20645 | 0.20645 | 0.20645 | 0.20645 | 0.20645 | 0.20645
252 | 132kV/EHV | 0.20645 | 0.20645 | 0.20645 | 0.20645 | 0.20645 | 0.20645 | 0.20645
253 | EHV | 0.20645 | 0.20645 | 0.20645 | 0.20645 | 0.20645 | 0.20645 | 0.20645
254 | EHV/HV | 0.20645 | 0.20645 | 0.20645 | 0.20645 | 0.20645 | 0.20645 | 0.20645
255 | 132kV/HV | 0.20645 | 0.20645 | 0.20645 | 0.20645 | 0.20645 | 0.20645 | 0.20645
256 | HV | 0.20645 | 0.20645 | 0.20645 | 0.20645 | 0.20645 | 0.20645 | 0.20645
257 | HV/LV | 0.20645 | 0.20645 | 0.20645 | 0.20645 | 0.20645 | 0.20645 | 0.20645
258 | LV circuits | 0.20645 | 0.20645 | 0.20645 | 0.20645 | 0.20645 | 0.20645 | 0.20645

## Table 1
Schedule 15 table 1
Company Name: WPD South West
Date:
Description | Licence Term | CRC | [7 empty] | Assumptions
Regulatory Year |  |  | t-2 | t-1 | t | t+1 | t+2 | t+3 | t+4
Regulatory Year |  |  | 2015/16 | 2016/17 | 2017/18 | 2018/19 | 2019/20 | 2020/21 | 2021/22
Base Demand Before Inflation (A1) | PUt | CRC3 | 286.9 | 290.1526 | 287.4604 | 293.9972 | 294.3825 | 293.3851 | 296.367
RPI Effective % (A2) | PIADt | CRC3 | 1.082 | 1.087 | 1.121 | 1.1532 | 1.1893 | 1.2234 | 1.2617
Merger adjustment (A3) | MGt | CRC3
Base Demand Revenue (A): [A = A1 * A2 - A3] | BRt | CRC3 | 310.4258 | 315.3958 | 322.2431 | 339.037 | 350.0999 | 358.9356 | 373.9249 | A = A1 * A2 - A3
Pass-Through Business Rates (B1) | RBt | CRC4 | 0 | 0 | 0.23496 | 0.11429 | 0.066118 | 0.15658 | 0.016939
Pass-Through Licence Fees (B2) | LFt | CRC4 | 0 | 0 | 0.14996 | 0.14964 | 0.1525 | 0.15794 | 0.16071
Pass-Through Transmission Exit (B3) | TBt | CRC4 | 0 | 0 | -0.93298 | -0.91121 | -0.95008 | -0.9617 | -0.9974
Price Control Reopener (B4) | UNCt | CRC4 | 0 | 0 | -0.12449 | 0 | 0 | 0 | 0
Pass-Through Others (B5) | MPTt, HBt, IEDt | CRC4 | 0 | 0 | 0.025547 | 0 | 0 | 0 | 0
Allowed Pass-Through Items (B): [B = B1 + B2 + B3 +B4 + B5] | PTt | CRC3 | 0 | 0 | -0.647 | -0.64727 | -0.73146 | -0.64719 | -0.81974 | B = B1 + B2 + B3 +B4 + B5
Losses Incentive (C1) | UILt | CRC7 | 0 | 0 | 0 | 0 | 0 | 0 | 0
| PCOLt | CRC7 | 0 | 0 | 0 | 0 | 0 | 0 | 0
| -COLt | CRC7 | 0 | 0 | 0 | 0 | 0 | 0 | 0
| PPLt | CRC7 | -9.4046 | -1.9101 | 0 | 0 | 0 | 0 | 0
Quality of service incentive adjustment (C2) | IQt | CRC8 | 7.296 | 7.9764 | 5.0934 | 5.0098 | 4.9351 | 4.8609 | 4.7912
Transmission connection point charges incentive adjustment (C3) | ITt | CRC9 | 0 | 0 | 0 | 0 | 0 | 0 | 0
Innovation funding incentive adjustment (C4) | IFIt | CRC10 | 1.0328 | 1.577 | 1.6112 | 1.6952 | 1.7505 | 1.7947 | 1.8696
Incentive revenue for Distributed Generation (C5) | IGt | CRC11 | 0 | 0 | 0 | 0 | 0 | 0 | 0
Connection Guaranteed Standards Systems & Processes penalty (C6) | CGSRAt,CGSSPt & AUMt | CRC12 | 0 | 0 | 0 | 0 | 0 | 0 | 0
Low Carbon Networks Fund (C7) | LCN1t | CRC13 | 0 | 0 | 0 | 0 | 0 | 0 | 0
| LCN2t | CRC13 | 1.0901 | 0.35536 | 0.35536 | 0 | 0 | 0 | 0
| LCN3t | CRC13 | 0 | 0 | 0 | 0 | 0 | 0 | 0
Incentive Revenue and Other Adjustments (C): [C = C1 + C2 + C3 + C4 + C5 + C6 + C7] |  |  | 0.014229 | 7.9986 | 7.06 | 6.705 | 6.6856 | 6.6556 | 6.6608 | C = C1 + C2 + C3 + C4 + C5 + C6 + C7
Correction Factor (D) | -Kt | CRC3 | 0 | 21.2182 | 1.516 | 0.039701 | -0.021364 | -4.9023e-07 | 4.5828e-07
Tax Trigger Mechanism Adjustment (E) | CTRAt | CRC3 | 0 | 0 | 0 | 0 | 0 | 0 | 0
Total allowed Revenue (F): [F= A + B + C + D + E] | ARt |  | 310.44 | 344.6127 | 330.172 | 345.1345 | 356.0327 | 364.944 | 379.766 | F= A + B + C + D + E
Other 1. Excluded services - Top-up, standby, and enhanced system security (G1) | ES4 | CRC15 | 0 | 0 | 0 | 0 | 0 | 0 | 0
Other 2. Excluded services - Revenue protection services (G2) | ES5 | CRC15 | 0 | 0 | 0 | 0 | 0 | 0 | 0
Other 3. Excluded services - Miscellaneous (G3) | ES7 | CRC15 | 0 | 0 | 0 | 0 | 0 | 0 | 0
Other 4. - blank or if required please provide description (G4) |  |  |  | 0 | 0 | 0 | 0 | 0 | 0
Other 5. - blank or if required please provide description (G5) |  |  | 0 | 0 | 0 | 0 | 0 | 0 | 0
Total Other Revenue to be recovered by Use of System Charges (G): [G = G1 + G2 + G3 + G4 +G5] |  |  | 0 | 0 | 0 | 0 | 0 | 0 | 0 | G = G1 + G2 + G3 + G4 +G5
Total Revenue for Use of System Charges (H): [H =F + G] |  |  | 310.44 | 344.6127 | 330.172 | 345.1345 | 356.0327 | 364.944 | 379.766 | H = F + G
1. Revenue raised outside CDCM - EDCM and interconnector charges (I1) |  |  | 5.152 | 6.1171 | 5.9569 | 6.2269 | 6.4235 | 6.5843 | 6.8517
2. Revenue raised outside CDCM - Voluntary under-recovery (I2) |  |  | 0 | 0 | 0 | 0 | 0 | 0 | 0
3. Revenue raised outside CDCM - blank or if required please provide description (I3) |  |  |  | 7.5327 | 0 | 0 | 0 | 0 | 0
4. Revenue raised outside CDCM - blank or if required please provide description (I4) |  |  | 0 | 0 | 0 | 0 | 0 | 0 | 0
Total Revenue to be raised outside the CDCM (I): [I = I1 + I2 + I3 + I4] |  |  | 5.152 | 13.6498 | 5.9569 | 6.2269 | 6.4235 | 6.5843 | 6.8517 | I = I1 + I2 + I3 + I4
Latest forecast of CDCM Collected Revenue (J): [J = H - I] |  |  | 305.288 | 330.9628 | 324.2151 | 338.9076 | 349.6092 | 358.3597 | 372.9142 | J = H - I
CDCM Revenue Used in Charging Model |  |  | 305.4634 | 330.9628 | 324.2151 | 338.9076 | 349.6092 | 358.3597 | 372.9142
Final Collected Revenue Forecast (K) |  |  | 308.9829 | 344.5745 | 330.1926 | 345.1345 | 356.0327 | 364.944 | 379.7652
Forecast Over / (Under) Recovery [being (K - G - F + I2] |  |  | -1.4571 | -0.038159 | 0.020534 | 4.712e-07 | -4.4049e-07 | 1.7334e-07 | -0.00073475 | being K - G - F + I2
Forecast overall percentage change to Allowed Revenue (L) |  |  | #DIV/0! | 11.01% | -4.19% | 4.532% | 3.158% | 2.503% | 4.061% | Ft / Ft-1
Overall % change to Use of System Charges effective 1st April of Regulatory Year to balance (M) |  |  | #DIV/0! | 11.52% | -4.174% | 4.525% | 3.158% | 2.503% | 4.061%

## Smoothed Input Details
DNO | WPD South West
Charges for (year Y) | 2017/18
Year charges are set (year Y-1) | 2016/17
Year to which input data relates
Year Y-2
Year Y - 3
Year Y - 4
1041 - load profile for demand users - coincidence factors
Charges for year Y are set in Y-1 using historical data for the previous three years
| Y - 4 | Y - 3 | Y - 2 | Information to be used calculating tariffs in year t
Domestic Unrestricted | 0.8698 | 0.89728 | 0.92087 | 0.89598
Domestic Two Rate | 0.31504 | 0.32296 | 0.33573 | 0.32458
Domestic Off Peak (related MPAN)
Small Non Domestic Unrestricted | 0.67787 | 0.66241 | 0.61093 | 0.6504
Small Non Domestic Two Rate | 0.60444 | 0.6161 | 0.60191 | 0.60748
Small Non Domestic Off Peak (related MPAN)
LV Medium Non-Domestic | 0.89081 | 0.85769 | 0.84846 | 0.86566
LV Sub Medium Non-Domestic | 0.85808 | 0.82194 | 0.838 | 0.83934
HV Medium Non-Domestic | 0.65618 | 0.7829 | 0.65215 | 0.69708
LV Network Domestic | 0.78263 | 0.80703 | 0.82893 | 0.8062
LV Network Non-Domestic Non-CT | 0.66311 | 0.6531 | 0.60912 | 0.64178
LV HH Metered | 0.83426 | 0.81721 | 0.80062 | 0.81736
LV Sub HH Metered | 0.79325 | 0.77063 | 0.77164 | 0.77851
HV HH Metered | 0.81996 | 0.79125 | 0.82309 | 0.81144
NHH UMS category A | 1 | 1 | 1 | 1
NHH UMS category B | 1 | 1 | 0.95163 | 0.98388
NHH UMS category C | 1 | 1 | 0.64223 | 0.88074
NHH UMS category D | 0 | 0 | 0 | 0
LV UMS (Pseudo HH Metered) | 0.9815 | 0.9827 | 0.96427 | 0.97616
1041 - load profile for demand users - load factors
Charges for year Y are set in Y-1 using historical data for the previous three years
| Y - 4 | Y - 3 | Y - 2 | Information to be used calculating tariffs in year t
Domestic Unrestricted | 0.40714 | 0.42818 | 0.41079 | 0.41537
Domestic Two Rate | 0.25275 | 0.26158 | 0.24927 | 0.25454
Domestic Off Peak (related MPAN) | 0.14924 | 0.14918 | 0.13788 | 0.14543
Small Non Domestic Unrestricted | 0.39594 | 0.39608 | 0.3888 | 0.3936
Small Non Domestic Two Rate | 0.43976 | 0.45568 | 0.44657 | 0.44734
Small Non Domestic Off Peak (related MPAN) | 0.15684 | 0.15272 | 0.14937 | 0.15298
LV Medium Non-Domestic | 0.59996 | 0.59095 | 0.59477 | 0.59523
LV Sub Medium Non-Domestic | 0.61078 | 0.59267 | 0.60456 | 0.60267
HV Medium Non-Domestic | 0.49017 | 0.50674 | 0.45957 | 0.48549
LV Network Domestic | 0.38025 | 0.39915 | 0.38262 | 0.38734
LV Network Non-Domestic Non-CT | 0.39864 | 0.40176 | 0.39422 | 0.39821
LV HH Metered | 0.589 | 0.58873 | 0.59437 | 0.5907
LV Sub HH Metered | 0.62336 | 0.60537 | 0.61481 | 0.61451
HV HH Metered | 0.72467 | 0.71131 | 0.73045 | 0.72214
NHH UMS category A | 1 | 1 | 1 | 1
NHH UMS category B | 0.47216 | 0.47216 | 0.48229 | 0.47554
NHH UMS category C | 0.2452 | 0.2452 | 0.24781 | 0.24607
NHH UMS category D | 0.51524 | 0.51524 | 0.51524 | 0.51524
LV UMS (Pseudo HH Metered) | 0.46712 | 0.45949 | 0.45484 | 0.46048
1061 - Average split of rate 1 units by distribution time band
Charges for year Y are set in Y-1 using historical data for the previous three years
| Y - 4 |  |  | Y - 3 |  |  | Y - 2 |  |  | Information to be used calculating tariffs in year t
| Red | Amber | Green | Red | Amber | Green | Red | Amber | Green | Red | Amber | Green
Domestic Unrestricted | 0.088576 | 0.46106 | 0.45036 | 0.088634 | 0.46259 | 0.44878 | 0.088651 | 0.46257 | 0.44878 | 0.08862 | 0.46207 | 0.44931
Domestic Two Rate | 0.10599 | 0.53295 | 0.36106 | 0.1072 | 0.53515 | 0.35765 | 0.10712 | 0.5403 | 0.35259 | 0.10677 | 0.53613 | 0.3571
Domestic Off Peak (related MPAN) | 0.0012467 | 0.10819 | 0.89056 | 0.0013328 | 0.10944 | 0.88922 | 0.0013182 | 0.10775 | 0.89094 | 0.0012992 | 0.10846 | 0.89024
Small Non Domestic Unrestricted | 0.061512 | 0.57056 | 0.36793 | 0.062318 | 0.57097 | 0.36671 | 0.062508 | 0.56375 | 0.37374 | 0.062113 | 0.56843 | 0.36946
Small Non Domestic Two Rate | 0.079471 | 0.63098 | 0.28955 | 0.079765 | 0.63233 | 0.2879 | 0.080848 | 0.63175 | 0.2874 | 0.080028 | 0.63169 | 0.28829
Small Non Domestic Off Peak (related MPAN) | 0.0018063 | 0.11306 | 0.88513 | 0.0019652 | 0.11675 | 0.88129 | 0.002151 | 0.11716 | 0.88069 | 0.0019742 | 0.11566 | 0.88237
LV Medium Non-Domestic | 0.081882 | 0.61897 | 0.29915 | 0.082776 | 0.62008 | 0.29715 | 0.082824 | 0.62042 | 0.29675 | 0.082494 | 0.61982 | 0.29768
LV Sub Medium Non-Domestic | 0.081167 | 0.61889 | 0.29994 | 0.081348 | 0.61917 | 0.29948 | 0.081635 | 0.61764 | 0.30073 | 0.081383 | 0.61857 | 0.30005
HV Medium Non-Domestic | 0.083331 | 0.6289 | 0.28777 | 0.083595 | 0.6347 | 0.2817 | 0.081827 | 0.63602 | 0.28216 | 0.082918 | 0.63321 | 0.28388
1062 - Average split of rate 2 units by distribution time band
Charges for year Y are set in Y-1 using historical data for the previous three years
| Y - 4 |  |  | Y - 3 |  |  | Y - 2 |  |  | Information to be used calculating tariffs in year t
| Red | Amber | Green | Red | Amber | Green | Red | Amber | Green | Red | Amber | Green
Domestic Two Rate | 0 | 0.019433 | 0.98057 | 0 | 0.02065 | 0.97935 | 0 | 0.020668 | 0.97933 | 0 | 0.02025 | 0.97975
Small Non Domestic Two Rate | 0 | 0.02285 | 0.97715 | 0 | 0.024996 | 0.975 | 0 | 0.026155 | 0.97384 | 0 | 0.024667 | 0.97533
LV Medium Non-Domestic | 0 | 0 | 1 | 0 | 0 | 1 | 0 | 0 | 1 | 0 | 0 | 1
LV Sub Medium Non-Domestic | 0 | 0 | 1 | 0 | 0 | 1 | 0 | 0 | 1 | 0 | 0 | 1
HV Medium Non-Domestic | 0 | 0 | 1 | 0 | 0 | 1 | 0 | 0 | 1 | 0 | 0 | 1
1064. Average split of rate 1 units by special distribution time band
| Y - 4 |  |  | Y - 3 |  |  | Y - 2 |  |  | Information to be used calculating tariffs in year t
| Red | Amber | Green | Red | Amber | Green | Red | Amber | Green | Red | Amber | Green
NHH UMS category A | 0.017808 | 0.43368 | 0.54852 | 0.01758 | 0.43516 | 0.54726 | 0.017123 | 0.43562 | 0.54726 | 0.017504 | 0.43482 | 0.54768
NHH UMS category B | 0.034088 | 0.14658 | 0.81933 | 0.033534 | 0.14751 | 0.81896 | 0.032029 | 0.16061 | 0.80736 | 0.033217 | 0.15157 | 0.81522
NHH UMS category C | 0.061973 | 0.25228 | 0.68575 | 0.060912 | 0.25403 | 0.68506 | 0.058086 | 0.24008 | 0.70183 | 0.060323 | 0.2488 | 0.69088
NHH UMS category D | 0.0024794 | 0.69717 | 0.30035 | 0.0025314 | 0.69922 | 0.29825 | 0.0023787 | 0.69941 | 0.29821 | 0.0024632 | 0.6986 | 0.29893
1069 - Peaking probabilities by network level
Charges for year Y are set in Y-1 using historical data for the previous three years
| Y - 4 |  |  | Y - 3 |  |  | Y - 2 |  |  | Information to be used calculating tariffs in year t
| Red | Amber | Green | Red | Amber | Green | Red | Amber | Green | Red | Amber | Green
GSPs | 0.96558 | 0.034415 | 0 | 1 | 0 | 0 | 1 | 0 | 0 | 0.98853 | 0.011472 | 0
132kV | 0.88725 | 0.030698 | 0.082053 | 0.7919 | 0.10993 | 0.098165 | 0.85907 | 0.091214 | 0.049719 | 0.84607 | 0.077282 | 0.076646
132kV/EHV | 0.88725 | 0.030698 | 0.082053 | 0.7919 | 0.10993 | 0.098165 | 0.85907 | 0.091214 | 0.049719 | 0.84607 | 0.077282 | 0.076646
EHV | 0.53706 | 0.35907 | 0.10387 | 0.5227 | 0.36658 | 0.11072 | 0.63355 | 0.28571 | 0.080742 | 0.56444 | 0.33712 | 0.098447
EHV/HV | 0.53706 | 0.35907 | 0.10387 | 0.5227 | 0.36658 | 0.11072 | 0.63355 | 0.28571 | 0.080742 | 0.56444 | 0.33712 | 0.098447
132kV/HV | 0.88725 | 0.030698 | 0.082053 | 0.7919 | 0.10993 | 0.098165 | 0.85907 | 0.091214 | 0.049719 | 0.84607 | 0.077282 | 0.076646
HV | 0.53706 | 0.35907 | 0.10387 | 0.5227 | 0.36658 | 0.11072 | 0.63355 | 0.28571 | 0.080742 | 0.56444 | 0.33712 | 0.098447
HV/LV | 0.53706 | 0.35907 | 0.10387 | 0.5227 | 0.36658 | 0.11072 | 0.63355 | 0.28571 | 0.080742 | 0.56444 | 0.33712 | 0.098447
LV circuits | 0.53706 | 0.35907 | 0.10387 | 0.5227 | 0.36658 | 0.11072 | 0.63355 | 0.28571 | 0.080742 | 0.56444 | 0.33712 | 0.098447

## Mat of App
1025. Matrix of applicability of LV service models to tariffs with fixed charges
| 2017/18 | [7 empty] | 2018/19 | [7 empty] | 2019/20 | [7 empty] | 2020/21 | [7 empty] | 2021/22
| LV service model 1 | LV service model 2 | LV service model 3 | LV service model 4 | LV service model 5 | LV service model 6 | LV service model 7 | LV service model 8 | LV service model 1 | LV service model 2 | LV service model 3 | LV service model 4 | LV service model 5 | LV service model 6 | LV service model 7 | LV service model 8 | LV service model 1 | LV service model 2 | LV service model 3 | LV service model 4 | LV service model 5 | LV service model 6 | LV service model 7 | LV service model 8 | LV service model 1 | LV service model 2 | LV service model 3 | LV service model 4 | LV service model 5 | LV service model 6 | LV service model 7 | LV service model 8 | LV service model 1 | LV service model 2 | LV service model 3 | LV service model 4 | LV service model 5 | LV service model 6 | LV service model 7 | LV service model 8
Domestic Unrestricted | 5% | 0% | 0% | 0% | 0% | 0% | 0% | 0% | 5% | 0% | 0% | 0% | 0% | 0% | 0% | 0% | 5% | 0% | 0% | 0% | 0% | 0% | 0% | 0% | 5% | 0% | 0% | 0% | 0% | 0% | 0% | 0% | 5% | 0% | 0% | 0% | 0% | 0% | 0% | 0%
Domestic Two Rate | 5% | 0% | 0% | 0% | 0% | 0% | 0% | 0% | 5% | 0% | 0% | 0% | 0% | 0% | 0% | 0% | 5% | 0% | 0% | 0% | 0% | 0% | 0% | 0% | 5% | 0% | 0% | 0% | 0% | 0% | 0% | 0% | 5% | 0% | 0% | 0% | 0% | 0% | 0% | 0%
Small Non Domestic Unrestricted | 0% | 100% | 0% | 0% | 0% | 0% | 0% | 0% | 0% | 100% | 0% | 0% | 0% | 0% | 0% | 0% | 0% | 100% | 0% | 0% | 0% | 0% | 0% | 0% | 0% | 100% | 0% | 0% | 0% | 0% | 0% | 0% | 0% | 100% | 0% | 0% | 0% | 0% | 0% | 0%
Small Non Domestic Two Rate | 0% | 100% | 0% | 0% | 0% | 0% | 0% | 0% | 0% | 100% | 0% | 0% | 0% | 0% | 0% | 0% | 0% | 100% | 0% | 0% | 0% | 0% | 0% | 0% | 0% | 100% | 0% | 0% | 0% | 0% | 0% | 0% | 0% | 100% | 0% | 0% | 0% | 0% | 0% | 0%
LV Medium Non-Domestic | 0% | 0% | 100% | 0% | 0% | 0% | 0% | 0% | 0% | 0% | 100% | 0% | 0% | 0% | 0% | 0% | 0% | 0% | 100% | 0% | 0% | 0% | 0% | 0% | 0% | 0% | 100% | 0% | 0% | 0% | 0% | 0% | 0% | 0% | 100% | 0% | 0% | 0% | 0% | 0%
LV Sub Medium Non-Domestic | 0% | 0% | 0% | 100% | 0% | 0% | 0% | 0% | 0% | 0% | 0% | 100% | 0% | 0% | 0% | 0% | 0% | 0% | 0% | 100% | 0% | 0% | 0% | 0% | 0% | 0% | 0% | 100% | 0% | 0% | 0% | 0% | 0% | 0% | 0% | 100% | 0% | 0% | 0% | 0%
LV Network Domestic | 5% | [7 empty] | 5% | 0% | 0% | 0% | 0% | 0% | 0% | 0% | 5% | 0% | 0% | 0% | 0% | 0% | 0% | 0% | 5% | 0% | 0% | 0% | 0% | 0% | 0% | 0% | 5% | 0% | 0% | 0% | 0% | 0% | 0% | 0%
LV Network Non-Domestic Non-CT |  | 100% | [6 empty] | 0% | 100% | 0% | 0% | 0% | 0% | 0% | 0% | 0% | 100% | 0% | 0% | 0% | 0% | 0% | 0% | 0% | 100% | 0% | 0% | 0% | 0% | 0% | 0% | 0% | 100% | 0% | 0% | 0% | 0% | 0% | 0%
LV HH Metered | 0% | 0% | 0% | 0% | 100% | 0% | 0% | 0% | 0% | 0% | 0% | 0% | 100% | 0% | 0% | 0% | 0% | 0% | 0% | 0% | 100% | 0% | 0% | 0% | 0% | 0% | 0% | 0% | 100% | 0% | 0% | 0% | 0% | 0% | 0% | 0% | 100% | 0% | 0% | 0%
LV Sub HH Metered | 0% | 0% | 0% | 0% | 0% | 100% | 0% | 0% | 0% | 0% | 0% | 0% | 0% | 100% | 0% | 0% | 0% | 0% | 0% | 0% | 0% | 100% | 0% | 0% | 0% | 0% | 0% | 0% | 0% | 100% | 0% | 0% | 0% | 0% | 0% | 0% | 0% | 100% | 0% | 0%
LV Generation NHH or Aggregate HH | 0% | 0% | 0% | 0% | 0% | 0% | 100% | 0% | 0% | 0% | 0% | 0% | 0% | 0% | 100% | 0% | 0% | 0% | 0% | 0% | 0% | 0% | 100% | 0% | 0% | 0% | 0% | 0% | 0% | 0% | 100% | 0% | 0% | 0% | 0% | 0% | 0% | 0% | 100% | 0%
LV Sub Generation NHH | 0% | 0% | 0% | 0% | 0% | 0% | 100% | 0% | 0% | 0% | 0% | 0% | 0% | 0% | 100% | 0% | 0% | 0% | 0% | 0% | 0% | 0% | 100% | 0% | 0% | 0% | 0% | 0% | 0% | 0% | 100% | 0% | 0% | 0% | 0% | 0% | 0% | 0% | 100% | 0%
LV Generation Intermittent | 0% | 0% | 0% | 0% | 0% | 0% | 100% | 0% | 0% | 0% | 0% | 0% | 0% | 0% | 100% | 0% | 0% | 0% | 0% | 0% | 0% | 0% | 100% | 0% | 0% | 0% | 0% | 0% | 0% | 0% | 100% | 0% | 0% | 0% | 0% | 0% | 0% | 0% | 100% | 0%
LV Generation Non-Intermittent | 0% | 0% | 0% | 0% | 0% | 0% | 0% | 0% | 0% | 0% | 0% | 0% | 0% | 0% | 0% | 0% | 0% | 0% | 0% | 0% | 0% | 0% | 0% | 0% | 0% | 0% | 0% | 0% | 0% | 0% | 0% | 0% | 0% | 0% | 0% | 0% | 0% | 0% | 0% | 0%
LV Sub Generation Intermittent | 0% | 0% | 0% | 0% | 0% | 0% | 0% | 0% | 0% | 0% | 0% | 0% | 0% | 0% | 0% | 0% | 0% | 0% | 0% | 0% | 0% | 0% | 0% | 0% | 0% | 0% | 0% | 0% | 0% | 0% | 0% | 0% | 0% | 0% | 0% | 0% | 0% | 0% | 0% | 0%
LV Sub Generation Non-Intermittent | 0% | 0% | 0% | 0% | 0% | 0% | 0% | 0% | 0% | 0% | 0% | 0% | 0% | 0% | 0% | 0% | 0% | 0% | 0% | 0% | 0% | 0% | 0% | 0% | 0% | 0% | 0% | 0% | 0% | 0% | 0% | 0% | 0% | 0% | 0% | 0% | 0% | 0% | 0% | 0%
1026. Matrix of applicability of LV service models to unmetered tariffs
Source: service models
Proportion of service model involved in connecting load of 1 MWh/year | 2017/18 | [7 empty] | 2018/19 | [7 empty] | 2019/20 | [7 empty] | 2020/21 | [7 empty] | 2021/22
| LV service model 1 | LV service model 2 | LV service model 3 | LV service model 4 | LV service model 5 | LV service model 6 | LV service model 7 | LV service model 8 | LV service model 1 | LV service model 2 | LV service model 3 | LV service model 4 | LV service model 5 | LV service model 6 | LV service model 7 | LV service model 8 | LV service model 1 | LV service model 2 | LV service model 3 | LV service model 4 | LV service model 5 | LV service model 6 | LV service model 7 | LV service model 8 | LV service model 1 | LV service model 2 | LV service model 3 | LV service model 4 | LV service model 5 | LV service model 6 | LV service model 7 | LV service model 8 | LV service model 1 | LV service model 2 | LV service model 3 | LV service model 4 | LV service model 5 | LV service model 6 | LV service model 7 | LV service model 8
All LV unmetered tariffs | 0% | 0% | 0% | 0% | 0% | 0% | 0% | 48.8% | 0% | 0% | 0% | 0% | 0% | 0% | 0% | 48.8% | 0% | 0% | 0% | 0% | 0% | 0% | 0% | 48.8% | 0% | 0% | 0% | 0% | 0% | 0% | 0% | 48.8% | 0% | 0% | 0% | 0% | 0% | 0% | 0% | 48.8%
1028. Matrix of applicability of HV service models to tariffs with fixed charges
| 2017/18 |  |  |  |  | 2018/19 |  |  |  |  | 2019/20 |  |  |  |  | 2020/21 |  |  |  |  | 2021/22
| HV service model 1 | HV service model 2 | HV service model 3 | HV service model 4 | HV service model 5 | HV service model 1 | HV service model 2 | HV service model 3 | HV service model 4 | HV service model 5 | HV service model 1 | HV service model 2 | HV service model 3 | HV service model 4 | HV service model 5 | HV service model 1 | HV service model 2 | HV service model 3 | HV service model 4 | HV service model 5 | HV service model 1 | HV service model 2 | HV service model 3 | HV service model 4 | HV service model 5
HV Medium Non-Domestic | 100% |  |  |  |  | 100% | 0% | 0% | 0% | 0% | 100% | 0% | 0% | 0% | 0% | 100% | 0% | 0% | 0% | 0% | 100% | 0% | 0% | 0% | 0%
HV HH Metered | 100% |  |  |  |  | 100% | 0% | 0% | 0% | 0% | 100% | 0% | 0% | 0% | 0% | 100% | 0% | 0% | 0% | 0% | 100% | 0% | 0% | 0% | 0%
HV Generation Intermittent |  | 100% |  |  |  | 0% | 100% | 0% | 0% | 0% | 0% | 100% | 0% | 0% | 0% | 0% | 100% | 0% | 0% | 0% | 0% | 100% | 0% | 0% | 0%
HV Generation Non-Intermittent |  | 100% |  |  |  | 0% | 100% | 0% | 0% | 0% | 0% | 100% | 0% | 0% | 0% | 0% | 100% | 0% | 0% | 0% | 0% | 100% | 0% | 0% | 0%

## CDCM Volume Forecasts
Growth Rates (%)
[6 empty] | VOLUME - RED BAND |  |  |  |  | VOLUME - AMBER BAND |  |  |  | VOLUME - GREEN BAND |  |  |  | CUSTOMER NUMBERS |  |  |  | IMPORT CAPACITY |  |  |  | REACTIVE POWER
[6 empty] | Y | Y + 1 | Y + 2 | Y + 3 | Y + 4 | Y + 1 | Y + 2 | Y + 3 | Y + 4 | Y + 1 | Y + 2 | Y + 3 | Y + 4 | Y + 1 | Y + 2 | Y + 3 | Y + 4 | Y + 1 | Y + 2 | Y + 3 | Y + 4 | Y + 1 | Y + 2 | Y + 3 | Y + 4
|  |  |  | Customer Category | Description | 2017/18 | 2018/19 | 2019/20 | 2020/21 | 2021/22 | 2018/19 | 2019/20 | 2020/21 | 2021/22 | 2018/19 | 2019/20 | 2020/21 | 2021/22 | 2018/19 | 2019/20 | 2020/21 | 2021/22 | 2018/19 | 2019/20 | 2020/21 | 2021/22 | 2018/19 | 2019/20 | 2020/21 | 2021/22 | Assumptions
|  |  |  | 1 | Aggregated demand
|  |  |  | 2 | Site-specific demand
|  |  |  | 3 | Not used
|  |  |  | 4 | Generation
|  |  |  | 5 | Not used
|  |  |  | 6 | Not used
|  |  |  | 7 | Not used
|  |  |  | 8 | Not used
|  |  |  | 9 | Not used
|  |  |  | 10 | Not used
|  |  |  | Summary Data | Year | 2017/18: 2017/18; 2018/19: 2018/19; 2019/20: 2019/20; 2020/21: 2020/21; 2021/22: 2021/22
[5 empty] | Total Volume | 2017/18: 13097413.1164; 2018/19: 13097413.1164; 2019/20: 13097413.1164; 2020/21: 13097413.1164; 2021/22: 13097413.1164
[5 empty] | No. of MPANs | 2017/18: 1616127.5063; 2018/19: 1616127.5063; 2019/20: 1616127.5063; 2020/21: 1616127.5063; 2021/22: 1616127.5063
[5 empty] | Total Import Capacity | 2017/18: 2031541.6652; 2018/19: 2031541.6652; 2019/20: 2031541.6652; 2020/21: 2031541.6652; 2021/22: 2031541.6652
[5 empty] | Total Reactive | 2017/18: 354851.6212; 2018/19: 354851.6212; 2019/20: 354851.6212; 2020/21: 354851.6212; 2021/22: 354851.6212
|  | 1053. Volume forecasts for the charging year: | 2017/18 - (Y) |  |  | 2020/21: 2018/19 - (Y + 1); 2018/19: 2019/20 - (Y + 2); 2020/21: 2020/21 - (Y + 3); 2018/19: 2021/22 - (Y + 4)
| Customer Category | Tariff | Rate 1 units (MWh) | Rate 2 units (MWh) | Rate 3 units (MWh) | MPANs | Import capacity (kVA) | Reactive power units (MVArh) | Rate 1 units (MWh) | Rate 2 units (MWh) | Rate 3 units (MWh) | MPANs | Import capacity (kVA) | Reactive power units (MVArh) | Rate 1 units (MWh) | Rate 2 units (MWh) | Rate 3 units (MWh) | MPANs | Import capacity (kVA) | Reactive power units (MVArh) | Rate 1 units (MWh) | Rate 2 units (MWh) | Rate 3 units (MWh) | MPANs | Import capacity (kVA) | Reactive power units (MVArh) | Rate 1 units (MWh) | Rate 2 units (MWh) | Rate 3 units (MWh) | MPANs | Import capacity (kVA) | Reactive power units (MVArh)
1 |  | > Domestic Unrestricted
2 | 1 | Domestic Unrestricted | 4097673.2275 | 0 | 0 | 1221354.1485 | 0 | 0 | 4097673.2275 | 0 | 0 | 1221354.1485 | 0 | 0 | 4097673.2275 | 0 | 0 | 1221354.1485 | 0 | 0 | 4097673.2275 | 0 | 0 | 1221354.1485 | 0 | 0 | 4097673.2275 | 0 | 0 | 1221354.1485 | 0 | 0
3 | 1 | LDNO LV: Domestic Unrestricted | 14411.1552 | 0 | 0 | 5490.8821 | 0 | 0 | 14411.1552 | 0 | 0 | 5490.8821 | 0 | 0 | 14411.1552 | 0 | 0 | 5490.8821 | 0 | 0 | 14411.1552 | 0 | 0 | 5490.8821 | 0 | 0 | 14411.1552 | 0 | 0 | 5490.8821 | 0 | 0
4 | 1 | LDNO HV: Domestic Unrestricted | 20881.9473 | 0 | 0 | 8645.6513 | 0 | 0 | 20881.9473 | 0 | 0 | 8645.6513 | 0 | 0 | 20881.9473 | 0 | 0 | 8645.6513 | 0 | 0 | 20881.9473 | 0 | 0 | 8645.6513 | 0 | 0 | 20881.9473 | 0 | 0 | 8645.6513 | 0 | 0
5 |  | > Domestic Two Rate
6 | 1 | Domestic Two Rate | 651901.4727 | 686761.8517 | 0 | 222959.2648 | 0 | 0 | 651901.4727 | 686761.8517 | 0 | 222959.2648 | 0 | 0 | 651901.4727 | 686761.8517 | 0 | 222959.2648 | 0 | 0 | 651901.4727 | 686761.8517 | 0 | 222959.2648 | 0 | 0 | 651901.4727 | 686761.8517 | 0 | 222959.2648 | 0 | 0
7 | 1 | LDNO LV: Domestic Two Rate | 997.5627 | 468.4956 | 0 | 421.6347 | 0 | 0 | 997.5627 | 468.4956 | 0 | 421.6347 | 0 | 0 | 997.5627 | 468.4956 | 0 | 421.6347 | 0 | 0 | 997.5627 | 468.4956 | 0 | 421.6347 | 0 | 0 | 997.5627 | 468.4956 | 0 | 421.6347 | 0 | 0
8 | 1 | LDNO HV: Domestic Two Rate | 951.2981 | 390.1027 | 0 | 351.0055 | 0 | 0 | 951.2981 | 390.1027 | 0 | 351.0055 | 0 | 0 | 951.2981 | 390.1027 | 0 | 351.0055 | 0 | 0 | 951.2981 | 390.1027 | 0 | 351.0055 | 0 | 0 | 951.2981 | 390.1027 | 0 | 351.0055 | 0 | 0
9 |  | > Domestic Off Peak (related MPAN)
10 | 1 | Domestic Off Peak (related MPAN) | 63105.7323 | 0 | 0 | 0 | 0 | 0 | 63105.7323 | 0 | 0 | 0 | 0 | 0 | 63105.7323 | 0 | 0 | 0 | 0 | 0 | 63105.7323 | 0 | 0 | 0 | 0 | 0 | 63105.7323 | 0 | 0 | 0 | 0 | 0
11 | 1 | LDNO LV: Domestic Off Peak (related MPAN) | 0 | 0 | 0 | 0 | 0 | 0 | 0 | 0 | 0 | 0 | 0 | 0 | 0 | 0 | 0 | 0 | 0 | 0 | 0 | 0 | 0 | 0 | 0 | 0 | 0 | 0 | 0 | 0 | 0 | 0
12 | 1 | LDNO HV: Domestic Off Peak (related MPAN) | 0 | 0 | 0 | 0 | 0 | 0 | 0 | 0 | 0 | 0 | 0 | 0 | 0 | 0 | 0 | 0 | 0 | 0 | 0 | 0 | 0 | 0 | 0 | 0 | 0 | 0 | 0 | 0 | 0 | 0
13 |  | > Small Non Domestic Unrestricted
14 | 1 | Small Non Domestic Unrestricted | 1153977.7297 | 0 | 0 | 109710.6919 | 0 | 0 | 1153977.7297 | 0 | 0 | 109710.6919 | 0 | 0 | 1153977.7297 | 0 | 0 | 109710.6919 | 0 | 0 | 1153977.7297 | 0 | 0 | 109710.6919 | 0 | 0 | 1153977.7297 | 0 | 0 | 109710.6919 | 0 | 0
15 | 1 | LDNO LV: Small Non Domestic Unrestricted | 845.5296 | 0 | 0 | 116.6451 | 0 | 0 | 845.5296 | 0 | 0 | 116.6451 | 0 | 0 | 845.5296 | 0 | 0 | 116.6451 | 0 | 0 | 845.5296 | 0 | 0 | 116.6451 | 0 | 0 | 845.5296 | 0 | 0 | 116.6451 | 0 | 0
16 | 1 | LDNO HV: Small Non Domestic Unrestricted | 7208.4319 | 0 | 0 | 374.5486 | 0 | 0 | 7208.4319 | 0 | 0 | 374.5486 | 0 | 0 | 7208.4319 | 0 | 0 | 374.5486 | 0 | 0 | 7208.4319 | 0 | 0 | 374.5486 | 0 | 0 | 7208.4319 | 0 | 0 | 374.5486 | 0 | 0
17 |  | > Small Non Domestic Two Rate
18 | 1 | Small Non Domestic Two Rate | 369843.5813 | 170885.7463 | 0 | 28055.4675 | 0 | 0 | 369843.5813 | 170885.7463 | 0 | 28055.4675 | 0 | 0 | 369843.5813 | 170885.7463 | 0 | 28055.4675 | 0 | 0 | 369843.5813 | 170885.7463 | 0 | 28055.4675 | 0 | 0 | 369843.5813 | 170885.7463 | 0 | 28055.4675 | 0 | 0
19 | 1 | LDNO LV: Small Non Domestic Two Rate | 42.165 | 11.5862 | 0 | 2.1403 | 0 | 0 | 42.165 | 11.5862 | 0 | 2.1403 | 0 | 0 | 42.165 | 11.5862 | 0 | 2.1403 | 0 | 0 | 42.165 | 11.5862 | 0 | 2.1403 | 0 | 0 | 42.165 | 11.5862 | 0 | 2.1403 | 0 | 0
20 | 1 | LDNO HV: Small Non Domestic Two Rate | 927.9064 | 295.3261 | 0 | 23.5431 | 0 | 0 | 927.9064 | 295.3261 | 0 | 23.5431 | 0 | 0 | 927.9064 | 295.3261 | 0 | 23.5431 | 0 | 0 | 927.9064 | 295.3261 | 0 | 23.5431 | 0 | 0 | 927.9064 | 295.3261 | 0 | 23.5431 | 0 | 0
21 |  | > Small Non Domestic Off Peak (related MPAN) | [6 empty] | 0 | 0 | 0 | 0 | 0 | 0 | 0 | 0 | 0 | 0 | 0 | 0 | 0 | 0 | 0 | 0 | 0 | 0 | 0 | 0 | 0 | 0 | 0 | 0
22 | 1 | Small Non Domestic Off Peak (related MPAN) | 22929.3206 | 0 | 0 | 0 | 0 | 0 | 22929.3206 | 0 | 0 | 0 | 0 | 0 | 22929.3206 | 0 | 0 | 0 | 0 | 0 | 22929.3206 | 0 | 0 | 0 | 0 | 0 | 22929.3206 | 0 | 0 | 0 | 0 | 0
23 | 1 | LDNO LV: Small Non Domestic Off Peak (related MPAN) | 0 | 0 | 0 | 0 | 0 | 0 | 0 | 0 | 0 | 0 | 0 | 0 | 0 | 0 | 0 | 0 | 0 | 0 | 0 | 0 | 0 | 0 | 0 | 0 | 0 | 0 | 0 | 0 | 0 | 0
24 | 1 | LDNO HV: Small Non Domestic Off Peak (related MPAN) | 0 | 0 | 0 | 0 | 0 | 0 | 0 | 0 | 0 | 0 | 0 | 0 | 0 | 0 | 0 | 0 | 0 | 0 | 0 | 0 | 0 | 0 | 0 | 0 | 0 | 0 | 0 | 0 | 0 | 0
25 |  | > LV Medium Non-Domestic | [6 empty] | 0 | 0 | 0 | 0 | 0 | 0 | 0 | 0 | 0 | 0 | 0 | 0 | 0 | 0 | 0 | 0 | 0 | 0 | 0 | 0 | 0 | 0 | 0 | 0
26 | 1 | LV Medium Non-Domestic | 0 | 0 | 0 | 0 | 0 | 0 | 0 | 0 | 0 | 0 | 0 | 0 | 0 | 0 | 0 | 0 | 0 | 0 | 0 | 0 | 0 | 0 | 0 | 0 | 0 | 0 | 0 | 0 | 0 | 0
27 | 1 | LDNO LV: LV Medium Non-Domestic | 0 | 0 | 0 | 0 | 0 | 0 | 0 | 0 | 0 | 0 | 0 | 0 | 0 | 0 | 0 | 0 | 0 | 0 | 0 | 0 | 0 | 0 | 0 | 0 | 0 | 0 | 0 | 0 | 0 | 0
28 | 1 | LDNO HV: LV Medium Non-Domestic | 0 | 0 | 0 | 0 | 0 | 0 | 0 | 0 | 0 | 0 | 0 | 0 | 0 | 0 | 0 | 0 | 0 | 0 | 0 | 0 | 0 | 0 | 0 | 0 | 0 | 0 | 0 | 0 | 0 | 0
29 |  | > LV Sub Medium Non-Domestic | [6 empty] | 0 | 0 | 0 | 0 | 0 | 0 | 0 | 0 | 0 | 0 | 0 | 0 | 0 | 0 | 0 | 0 | 0 | 0 | 0 | 0 | 0 | 0 | 0 | 0
30 | 1 | LV Sub Medium Non-Domestic | 0 | 0 | 0 | 0 | 0 | 0 | 0 | 0 | 0 | 0 | 0 | 0 | 0 | 0 | 0 | 0 | 0 | 0 | 0 | 0 | 0 | 0 | 0 | 0 | 0 | 0 | 0 | 0 | 0 | 0
31 |  | > HV Medium Non-Domestic | [6 empty] | 0 | 0 | 0 | 0 | 0 | 0 | 0 | 0 | 0 | 0 | 0 | 0 | 0 | 0 | 0 | 0 | 0 | 0 | 0 | 0 | 0 | 0 | 0 | 0
32 | 1 | HV Medium Non-Domestic | 0 | 0 | 0 | 0 | 0 | 0 | 0 | 0 | 0 | 0 | 0 | 0 | 0 | 0 | 0 | 0 | 0 | 0 | 0 | 0 | 0 | 0 | 0 | 0 | 0 | 0 | 0 | 0 | 0 | 0
33 |  | > LV Network Domestic | [6 empty] | 0 | 0 | 0 | 0 | 0 | 0 | 0 | 0 | 0 | 0 | 0 | 0 | 0 | 0 | 0 | 0 | 0 | 0 | 0 | 0 | 0 | 0 | 0 | 0
34 | 1 | LV Network Domestic | 0 | 0 | 0 | 0 | 0 | 0 | 0 | 0 | 0 | 0 | 0 | 0 | 0 | 0 | 0 | 0 | 0 | 0 | 0 | 0 | 0 | 0 | 0 | 0 | 0 | 0 | 0 | 0 | 0 | 0
35 | 1 | LDNO LV: LV Network Domestic | 0 | 0 | 0 | 0 | 0 | 0 | 0 | 0 | 0 | 0 | 0 | 0 | 0 | 0 | 0 | 0 | 0 | 0 | 0 | 0 | 0 | 0 | 0 | 0 | 0 | 0 | 0 | 0 | 0 | 0
36 | 1 | LDNO HV: LV Network Domestic | 0 | 0 | 0 | 0 | 0 | 0 | 0 | 0 | 0 | 0 | 0 | 0 | 0 | 0 | 0 | 0 | 0 | 0 | 0 | 0 | 0 | 0 | 0 | 0 | 0 | 0 | 0 | 0 | 0 | 0
37 |  | > LV Network Non-Domestic Non-CT | [6 empty] | 0 | 0 | 0 | 0 | 0 | 0 | 0 | 0 | 0 | 0 | 0 | 0 | 0 | 0 | 0 | 0 | 0 | 0 | 0 | 0 | 0 | 0 | 0 | 0
38 | 1 | LV Network Non-Domestic Non-CT | 26539.1105 | 198462.2675 | 189153.6687 | 6362.2186 | 0 | 0 | 26539.1105 | 198462.2675 | 189153.6687 | 6362.2186 | 0 | 0 | 26539.1105 | 198462.2675 | 189153.6687 | 6362.2186 | 0 | 0 | 26539.1105 | 198462.2675 | 189153.6687 | 6362.2186 | 0 | 0 | 26539.1105 | 198462.2675 | 189153.6687 | 6362.2186 | 0 | 0
39 | 1 | LDNO LV: LV Network Non-Domestic Non-CT | 6.834 | 51.1095 | 52.6591 | 1.4441 | 0 | 0 | 6.834 | 51.1095 | 52.6591 | 1.4441 | 0 | 0 | 6.834 | 51.1095 | 52.6591 | 1.4441 | 0 | 0 | 6.834 | 51.1095 | 52.6591 | 1.4441 | 0 | 0 | 6.834 | 51.1095 | 52.6591 | 1.4441 | 0 | 0
40 | 1 | LDNO HV: LV Network Non-Domestic Non-CT | 245.6741 | 1836.8825 | 1456.6766 | 41.1571 | 0 | 0 | 245.6741 | 1836.8825 | 1456.6766 | 41.1571 | 0 | 0 | 245.6741 | 1836.8825 | 1456.6766 | 41.1571 | 0 | 0 | 245.6741 | 1836.8825 | 1456.6766 | 41.1571 | 0 | 0 | 245.6741 | 1836.8825 | 1456.6766 | 41.1571 | 0 | 0
41 |  | > LV HH Metered | [6 empty] | 0 | 0 | 0 | 0 | 0 | 0 | 0 | 0 | 0 | 0 | 0 | 0 | 0 | 0 | 0 | 0 | 0 | 0 | 0 | 0 | 0 | 0 | 0 | 0
42 | 2 | LV HH Metered | 82373.3344 | 600032.5894 | 530697.4484 | 6394.7681 | 672799.4063 | 79513.9764 | 82373.3344 | 600032.5894 | 530697.4484 | 6394.7681 | 672799.4063 | 79513.9764 | 82373.3344 | 600032.5894 | 530697.4484 | 6394.7681 | 672799.4063 | 79513.9764 | 82373.3344 | 600032.5894 | 530697.4484 | 6394.7681 | 672799.4063 | 79513.9764 | 82373.3344 | 600032.5894 | 530697.4484 | 6394.7681 | 672799.4063 | 79513.9764
43 | 2 | LDNO LV: LV HH Metered | 21.9717 | 187.0681 | 127.2463 | 2.8364 | 54.9975 | 12.3034 | 21.9717 | 187.0681 | 127.2463 | 2.8364 | 54.9975 | 12.3034 | 21.9717 | 187.0681 | 127.2463 | 2.8364 | 54.9975 | 12.3034 | 21.9717 | 187.0681 | 127.2463 | 2.8364 | 54.9975 | 12.3034 | 21.9717 | 187.0681 | 127.2463 | 2.8364 | 54.9975 | 12.3034
44 | 2 | LDNO HV: LV HH Metered | 3069.6281 | 20135.5446 | 16976.7509 | 81.9089 | 19759.7874 | 1687.9952 | 3069.6281 | 20135.5446 | 16976.7509 | 81.9089 | 19759.7874 | 1687.9952 | 3069.6281 | 20135.5446 | 16976.7509 | 81.9089 | 19759.7874 | 1687.9952 | 3069.6281 | 20135.5446 | 16976.7509 | 81.9089 | 19759.7874 | 1687.9952 | 3069.6281 | 20135.5446 | 16976.7509 | 81.9089 | 19759.7874 | 1687.9952
45 |  | > LV Sub HH Metered | [6 empty] | 0 | 0 | 0 | 0 | 0 | 0 | 0 | 0 | 0 | 0 | 0 | 0 | 0 | 0 | 0 | 0 | 0 | 0 | 0 | 0 | 0 | 0 | 0 | 0
46 | 2 | LV Sub HH Metered | 51491.9741 | 384630.9004 | 351871.5933 | 2043.3006 | 388263.6698 | 74524.4878 | 51491.9741 | 384630.9004 | 351871.5933 | 2043.3006 | 388263.6698 | 74524.4878 | 51491.9741 | 384630.9004 | 351871.5933 | 2043.3006 | 388263.6698 | 74524.4878 | 51491.9741 | 384630.9004 | 351871.5933 | 2043.3006 | 388263.6698 | 74524.4878 | 51491.9741 | 384630.9004 | 351871.5933 | 2043.3006 | 388263.6698 | 74524.4878
47 | 2 | LDNO HV: LV Sub HH Metered | 0.57302 | 6.8294 | 18.0136 | 1.0701 | 1070.1388 | 0 | 0.57302 | 6.8294 | 18.0136 | 1.0701 | 1070.1388 | 0 | 0.57302 | 6.8294 | 18.0136 | 1.0701 | 1070.1388 | 0 | 0.57302 | 6.8294 | 18.0136 | 1.0701 | 1070.1388 | 0 | 0.57302 | 6.8294 | 18.0136 | 1.0701 | 1070.1388 | 0
48 |  | > HV HH Metered | [6 empty] | 0 | 0 | 0 | 0 | 0 | 0 | 0 | 0 | 0 | 0 | 0 | 0 | 0 | 0 | 0 | 0 | 0 | 0 | 0 | 0 | 0 | 0 | 0 | 0
49 | 2 | HV HH Metered | 156821.4699 | 1120448.232 | 1206015.3592 | 1068.1349 | 942102.6938 | 188851.345 | 156821.4699 | 1120448.232 | 1206015.3592 | 1068.1349 | 942102.6938 | 188851.345 | 156821.4699 | 1120448.232 | 1206015.3592 | 1068.1349 | 942102.6938 | 188851.345 | 156821.4699 | 1120448.232 | 1206015.3592 | 1068.1349 | 942102.6938 | 188851.345 | 156821.4699 | 1120448.232 | 1206015.3592 | 1068.1349 | 942102.6938 | 188851.345
50 | 2 | LDNO HV: HV HH Metered | 1021.0083 | 6466.506 | 8946.3901 | 7.491 | 7490.9715 | 268.3202 | 1021.0083 | 6466.506 | 8946.3901 | 7.491 | 7490.9715 | 268.3202 | 1021.0083 | 6466.506 | 8946.3901 | 7.491 | 7490.9715 | 268.3202 | 1021.0083 | 6466.506 | 8946.3901 | 7.491 | 7490.9715 | 268.3202 | 1021.0083 | 6466.506 | 8946.3901 | 7.491 | 7490.9715 | 268.3202
51 |  | > NHH UMS category A | [6 empty] | 0 | 0 | 0 | 0 | 0 | 0 | 0 | 0 | 0 | 0 | 0 | 0 | 0 | 0 | 0 | 0 | 0 | 0 | 0 | 0 | 0 | 0 | 0 | 0
52 | 1 | NHH UMS category A | 13495.8167 | 0 | 0 | 720.0347 | 0 | 0 | 13495.8167 | 0 | 0 | 720.0347 | 0 | 0 | 13495.8167 | 0 | 0 | 720.0347 | 0 | 0 | 13495.8167 | 0 | 0 | 720.0347 | 0 | 0 | 13495.8167 | 0 | 0 | 720.0347 | 0 | 0
53 | 1 | LDNO LV: NHH UMS category A | 182.3706 | 0 | 0 | 0 | 0 | 0 | 182.3706 | 0 | 0 | 0 | 0 | 0 | 182.3706 | 0 | 0 | 0 | 0 | 0 | 182.3706 | 0 | 0 | 0 | 0 | 0 | 182.3706 | 0 | 0 | 0 | 0 | 0
54 | 1 | LDNO HV: NHH UMS category A | 8.0484 | 0 | 0 | 0 | 0 | 0 | 8.0484 | 0 | 0 | 0 | 0 | 0 | 8.0484 | 0 | 0 | 0 | 0 | 0 | 8.0484 | 0 | 0 | 0 | 0 | 0 | 8.0484 | 0 | 0 | 0 | 0 | 0
55 |  | > NHH UMS category B | [6 empty] | 0 | 0 | 0 | 0 | 0 | 0 | 0 | 0 | 0 | 0 | 0 | 0 | 0 | 0 | 0 | 0 | 0 | 0 | 0 | 0 | 0 | 0 | 0 | 0
56 | 1 | NHH UMS category B | 4835.9293 | 0 | 0 | 673.0537 | 0 | 0 | 4835.9293 | 0 | 0 | 673.0537 | 0 | 0 | 4835.9293 | 0 | 0 | 673.0537 | 0 | 0 | 4835.9293 | 0 | 0 | 673.0537 | 0 | 0 | 4835.9293 | 0 | 0 | 673.0537 | 0 | 0
57 | 1 | LDNO LV: NHH UMS category B | 79.9719 | 0 | 0 | 0 | 0 | 0 | 79.9719 | 0 | 0 | 0 | 0 | 0 | 79.9719 | 0 | 0 | 0 | 0 | 0 | 79.9719 | 0 | 0 | 0 | 0 | 0 | 79.9719 | 0 | 0 | 0 | 0 | 0
58 | 1 | LDNO HV: NHH UMS category B | 171.6511 | 0 | 0 | 0 | 0 | 0 | 171.6511 | 0 | 0 | 0 | 0 | 0 | 171.6511 | 0 | 0 | 0 | 0 | 0 | 171.6511 | 0 | 0 | 0 | 0 | 0 | 171.6511 | 0 | 0 | 0 | 0 | 0
59 |  | > NHH UMS category C | [6 empty] | 0 | 0 | 0 | 0 | 0 | 0 | 0 | 0 | 0 | 0 | 0 | 0 | 0 | 0 | 0 | 0 | 0 | 0 | 0 | 0 | 0 | 0 | 0 | 0
60 | 1 | NHH UMS category C | 595.2121 | 0 | 0 | 171.5827 | 0 | 0 | 595.2121 | 0 | 0 | 171.5827 | 0 | 0 | 595.2121 | 0 | 0 | 171.5827 | 0 | 0 | 595.2121 | 0 | 0 | 171.5827 | 0 | 0 | 595.2121 | 0 | 0 | 171.5827 | 0 | 0
61 | 1 | LDNO LV: NHH UMS category C | 7.346 | 0 | 0 | 0 | 0 | 0 | 7.346 | 0 | 0 | 0 | 0 | 0 | 7.346 | 0 | 0 | 0 | 0 | 0 | 7.346 | 0 | 0 | 0 | 0 | 0 | 7.346 | 0 | 0 | 0 | 0 | 0
62 | 1 | LDNO HV: NHH UMS category C | 130.7544 | 0 | 0 | 0 | 0 | 0 | 130.7544 | 0 | 0 | 0 | 0 | 0 | 130.7544 | 0 | 0 | 0 | 0 | 0 | 130.7544 | 0 | 0 | 0 | 0 | 0 | 130.7544 | 0 | 0 | 0 | 0 | 0
63 |  | > NHH UMS category D | [6 empty] | 0 | 0 | 0 | 0 | 0 | 0 | 0 | 0 | 0 | 0 | 0 | 0 | 0 | 0 | 0 | 0 | 0 | 0 | 0 | 0 | 0 | 0 | 0 | 0
64 | 1 | NHH UMS category D | 0 | 0 | 0 | 1.0213 | 0 | 0 | 0 | 0 | 0 | 1.0213 | 0 | 0 | 0 | 0 | 0 | 1.0213 | 0 | 0 | 0 | 0 | 0 | 1.0213 | 0 | 0 | 0 | 0 | 0 | 1.0213 | 0 | 0
65 | 1 | LDNO LV: NHH UMS category D | 0 | 0 | 0 | 0 | 0 | 0 | 0 | 0 | 0 | 0 | 0 | 0 | 0 | 0 | 0 | 0 | 0 | 0 | 0 | 0 | 0 | 0 | 0 | 0 | 0 | 0 | 0 | 0 | 0 | 0
66 | 1 | LDNO HV: NHH UMS category D | 0 | 0 | 0 | 0 | 0 | 0 | 0 | 0 | 0 | 0 | 0 | 0 | 0 | 0 | 0 | 0 | 0 | 0 | 0 | 0 | 0 | 0 | 0 | 0 | 0 | 0 | 0 | 0 | 0 | 0
67 |  | > LV UMS (Pseudo HH Metered) | [6 empty] | 0 | 0 | 0 | 0 | 0 | 0 | 0 | 0 | 0 | 0 | 0 | 0 | 0 | 0 | 0 | 0 | 0 | 0 | 0 | 0 | 0 | 0 | 0 | 0
68 | 2 | LV UMS (Pseudo HH Metered) | 4113.3861 | 26283.4815 | 88563.2398 | 0 | 0 | 0 | 4113.3861 | 26283.4815 | 88563.2398 | 0 | 0 | 0 | 4113.3861 | 26283.4815 | 88563.2398 | 0 | 0 | 0 | 4113.3861 | 26283.4815 | 88563.2398 | 0 | 0 | 0 | 4113.3861 | 26283.4815 | 88563.2398 | 0 | 0 | 0
69 | 2 | LDNO LV: LV UMS (Pseudo HH Metered) | 0 | 0 | 0 | 0 | 0 | 0 | 0 | 0 | 0 | 0 | 0 | 0 | 0 | 0 | 0 | 0 | 0 | 0 | 0 | 0 | 0 | 0 | 0 | 0 | 0 | 0 | 0 | 0 | 0 | 0
70 | 2 | LDNO HV: LV UMS (Pseudo HH Metered) | 0 | 0 | 0 | 0 | 0 | 0 | 0 | 0 | 0 | 0 | 0 | 0 | 0 | 0 | 0 | 0 | 0 | 0 | 0 | 0 | 0 | 0 | 0 | 0 | 0 | 0 | 0 | 0 | 0 | 0
71 |  | > LV Generation NHH or Aggregate HH | [6 empty] | 0 | 0 | 0 | 0 | 0 | 0 | 0 | 0 | 0 | 0 | 0 | 0 | 0 | 0 | 0 | 0 | 0 | 0 | 0 | 0 | 0 | 0 | 0 | 0
72 | 4 | LV Generation NHH or Aggregate HH | 3287.7605 | 0 | 0 | 265.5447 | 0 | 0 | 3287.7605 | 0 | 0 | 265.5447 | 0 | 0 | 3287.7605 | 0 | 0 | 265.5447 | 0 | 0 | 3287.7605 | 0 | 0 | 265.5447 | 0 | 0 | 3287.7605 | 0 | 0 | 265.5447 | 0 | 0
73 | 4 | LDNO LV: LV Generation NHH or Aggregate HH | 140.5873 | 0 | 0 | 0 | 0 | 0 | 140.5873 | 0 | 0 | 0 | 0 | 0 | 140.5873 | 0 | 0 | 0 | 0 | 0 | 140.5873 | 0 | 0 | 0 | 0 | 0 | 140.5873 | 0 | 0 | 0 | 0 | 0
74 | 4 | LDNO HV: LV Generation NHH or Aggregate HH | 0 | 0 | 0 | 0 | 0 | 0 | 0 | 0 | 0 | 0 | 0 | 0 | 0 | 0 | 0 | 0 | 0 | 0 | 0 | 0 | 0 | 0 | 0 | 0 | 0 | 0 | 0 | 0 | 0 | 0
75 |  | > LV Sub Generation NHH | [6 empty] | 0 | 0 | 0 | 0 | 0 | 0 | 0 | 0 | 0 | 0 | 0 | 0 | 0 | 0 | 0 | 0 | 0 | 0 | 0 | 0 | 0 | 0 | 0 | 0
76 | 4 | LV Sub Generation NHH | 0 | 0 | 0 | 0 | 0 | 0 | 0 | 0 | 0 | 0 | 0 | 0 | 0 | 0 | 0 | 0 | 0 | 0 | 0 | 0 | 0 | 0 | 0 | 0 | 0 | 0 | 0 | 0 | 0 | 0
77 | 4 | LDNO HV: LV Sub Generation NHH | 0 | 0 | 0 | 0 | 0 | 0 | 0 | 0 | 0 | 0 | 0 | 0 | 0 | 0 | 0 | 0 | 0 | 0 | 0 | 0 | 0 | 0 | 0 | 0 | 0 | 0 | 0 | 0 | 0 | 0
78 |  | > LV Generation Intermittent | [6 empty] | 0 | 0 | 0 | 0 | 0 | 0 | 0 | 0 | 0 | 0 | 0 | 0 | 0 | 0 | 0 | 0 | 0 | 0 | 0 | 0 | 0 | 0 | 0 | 0
79 | 4 | LV Generation Intermittent | 81306.118 | 0 | 0 | 506.5776 | 0 | 3918.8727 | 81306.118 | 0 | 0 | 506.5776 | 0 | 3918.8727 | 81306.118 | 0 | 0 | 506.5776 | 0 | 3918.8727 | 81306.118 | 0 | 0 | 506.5776 | 0 | 3918.8727 | 81306.118 | 0 | 0 | 506.5776 | 0 | 3918.8727
80 | 4 | LDNO LV: LV Generation Intermittent | 0 | 0 | 0 | 0 | 0 | 0 | 0 | 0 | 0 | 0 | 0 | 0 | 0 | 0 | 0 | 0 | 0 | 0 | 0 | 0 | 0 | 0 | 0 | 0 | 0 | 0 | 0 | 0 | 0 | 0
81 | 4 | LDNO HV: LV Generation Intermittent | 558.0589 | 0 | 0 | 0 | 0 | 0 | 558.0589 | 0 | 0 | 0 | 0 | 0 | 558.0589 | 0 | 0 | 0 | 0 | 0 | 558.0589 | 0 | 0 | 0 | 0 | 0 | 558.0589 | 0 | 0 | 0 | 0 | 0
82 |  | > LV Generation Non-Intermittent | [6 empty] | 0 | 0 | 0 | 0 | 0 | 0 | 0 | 0 | 0 | 0 | 0 | 0 | 0 | 0 | 0 | 0 | 0 | 0 | 0 | 0 | 0 | 0 | 0 | 0
83 | 4 | LV Generation Non-Intermittent | 168.4848 | 1247.4928 | 1375.1406 | 8.1706 | 0 | 378.7497 | 168.4848 | 1247.4928 | 1375.1406 | 8.1706 | 0 | 378.7497 | 168.4848 | 1247.4928 | 1375.1406 | 8.1706 | 0 | 378.7497 | 168.4848 | 1247.4928 | 1375.1406 | 8.1706 | 0 | 378.7497 | 168.4848 | 1247.4928 | 1375.1406 | 8.1706 | 0 | 378.7497
84 | 4 | LDNO LV: LV Generation Non-Intermittent | 0 | 0 | 0 | 0 | 0 | 0 | 0 | 0 | 0 | 0 | 0 | 0 | 0 | 0 | 0 | 0 | 0 | 0 | 0 | 0 | 0 | 0 | 0 | 0 | 0 | 0 | 0 | 0 | 0 | 0
85 | 4 | LDNO HV: LV Generation Non-Intermittent | 0 | 0 | 0 | 0 | 0 | 0 | 0 | 0 | 0 | 0 | 0 | 0 | 0 | 0 | 0 | 0 | 0 | 0 | 0 | 0 | 0 | 0 | 0 | 0 | 0 | 0 | 0 | 0 | 0 | 0
86 |  | > LV Sub Generation Intermittent | [6 empty] | 0 | 0 | 0 | 0 | 0 | 0 | 0 | 0 | 0 | 0 | 0 | 0 | 0 | 0 | 0 | 0 | 0 | 0 | 0 | 0 | 0 | 0 | 0 | 0
87 | 4 | LV Sub Generation Intermittent | 12847.4636 | 0 | 0 | 61.2795 | 0 | 1316.7503 | 12847.4636 | 0 | 0 | 61.2795 | 0 | 1316.7503 | 12847.4636 | 0 | 0 | 61.2795 | 0 | 1316.7503 | 12847.4636 | 0 | 0 | 61.2795 | 0 | 1316.7503 | 12847.4636 | 0 | 0 | 61.2795 | 0 | 1316.7503
88 | 4 | LDNO HV: LV Sub Generation Intermittent | 0 | 0 | 0 | 0 | 0 | 0 | 0 | 0 | 0 | 0 | 0 | 0 | 0 | 0 | 0 | 0 | 0 | 0 | 0 | 0 | 0 | 0 | 0 | 0 | 0 | 0 | 0 | 0 | 0 | 0
89 |  | > LV Sub Generation Non-Intermittent | [6 empty] | 0 | 0 | 0 | 0 | 0 | 0 | 0 | 0 | 0 | 0 | 0 | 0 | 0 | 0 | 0 | 0 | 0 | 0 | 0 | 0 | 0 | 0 | 0 | 0
90 | 4 | LV Sub Generation Non-Intermittent | 254.8597 | 1425.5873 | 2309.0585 | 9.1919 | 0 | 233.2959 | 254.8597 | 1425.5873 | 2309.0585 | 9.1919 | 0 | 233.2959 | 254.8597 | 1425.5873 | 2309.0585 | 9.1919 | 0 | 233.2959 | 254.8597 | 1425.5873 | 2309.0585 | 9.1919 | 0 | 233.2959 | 254.8597 | 1425.5873 | 2309.0585 | 9.1919 | 0 | 233.2959
91 | 4 | LDNO HV: LV Sub Generation Non-Intermittent | 0 | 0 | 0 | 0 | 0 | 0 | 0 | 0 | 0 | 0 | 0 | 0 | 0 | 0 | 0 | 0 | 0 | 0 | 0 | 0 | 0 | 0 | 0 | 0 | 0 | 0 | 0 | 0 | 0 | 0
92 |  | > HV Generation Intermittent | [6 empty] | 0 | 0 | 0 | 0 | 0 | 0 | 0 | 0 | 0 | 0 | 0 | 0 | 0 | 0 | 0 | 0 | 0 | 0 | 0 | 0 | 0 | 0 | 0 | 0
93 | 4 | HV Generation Intermittent | 374463.18 | 0 | 0 | 148.5486 | 0 | 2389.3768 | 374463.18 | 0 | 0 | 148.5486 | 0 | 2389.3768 | 374463.18 | 0 | 0 | 148.5486 | 0 | 2389.3768 | 374463.18 | 0 | 0 | 148.5486 | 0 | 2389.3768 | 374463.18 | 0 | 0 | 148.5486 | 0 | 2389.3768
94 | 4 | LDNO HV: HV Generation Intermittent | 67.7257 | 0 | 0 | 0 | 0 | 119.923 | 67.7257 | 0 | 0 | 0 | 0 | 119.923 | 67.7257 | 0 | 0 | 0 | 0 | 119.923 | 67.7257 | 0 | 0 | 0 | 0 | 119.923 | 67.7257 | 0 | 0 | 0 | 0 | 119.923
95 |  | > HV Generation Non-Intermittent | [6 empty] | 0 | 0 | 0 | 0 | 0 | 0 | 0 | 0 | 0 | 0 | 0 | 0 | 0 | 0 | 0 | 0 | 0 | 0 | 0 | 0 | 0 | 0 | 0 | 0
96 | 4 | HV Generation Non-Intermittent | 15789.6217 | 99096.5339 | 140927.3187 | 52.5478 | 0 | 1635.1364 | 15789.6217 | 99096.5339 | 140927.3187 | 52.5478 | 0 | 1635.1364 | 15789.6217 | 99096.5339 | 140927.3187 | 52.5478 | 0 | 1635.1364 | 15789.6217 | 99096.5339 | 140927.3187 | 52.5478 | 0 | 1635.1364 | 15789.6217 | 99096.5339 | 140927.3187 | 52.5478 | 0 | 1635.1364
97 | 4 | LDNO HV: HV Generation Non-Intermittent | 5.4333 | 0 | 0 | 0 | 0 | 1.0883 | 5.4333 | 0 | 0 | 0 | 0 | 1.0883 | 5.4333 | 0 | 0 | 0 | 0 | 1.0883 | 5.4333 | 0 | 0 | 0 | 0 | 1.0883 | 5.4333 | 0 | 0 | 0 | 0 | 1.0883
Note on G7: ong001c: Left blank intentionally

## CDCM Timebands
CDCM Timebands
2017/18
| WD (incl. bank holidays) | WE | 2018/19 | 2019/20 | 2020/21 | 2021/22
Red | 17:00 to 19:00 |  | No Change | No Change | No Change | No Change
Amber | 07:30 to 17:00 | 16:30 to 19:30
19:00 to 21:30
Green | 00:00 to 07:30 | 00:00 to 16:30
| 21:30 to 24:00 | 19:30 to 24:00
2017/18
| Monday to Friday Nov to Feb (excluding 22nd Dec to 4th Jan inclusive) | Monday to Friday Mar to Oct (plus 22nd Dec to 4th Jan inclusive) | WE | 2018/19 | 2019/20 | 2020/21 | 2021/22
Black | 17:00 to 19:00 |  |  | No Change | No Change | No Change | No Change
Yellow | 07:30 to 17:00 | 07:30 to 21:30 | 16:30 to 19:30
19:00 to 21:30
Green | 00:00 to 07:30 | 00:00 to 07:30 | 00:00 to 16:30
| 21:30 to 24:00 | 21:30 to 24:00 | 19:30 to 24:00

## (Y)
Input data (Y)
1000. Company, charging year, data version
| Company | Year | Version
Company, charging year, data version | South West | 0 | Finals
1010. Financial and general assumptions
Sources: financial assumptions; calendar; network model.
These financial assumptions determine the annuity rate applied to convert the asset values of the network model into an annual charge.
| Rate of return | Annualisation period (years) | Annuity proportion for customer-contributed assets | Power factor | Days in the charging period
Financial and general assumptions | 4.31% | 40 |  | 0.95 | 365
1017. Diversity allowance between top and bottom of network level
Source: operational data analysis and/or network model.
The diversity figure against GSP is the diversity between GSP Group (the whole system) and individual GSPs.
The diversity figure against 132kV is the diversity between GSPs (the top of the 132kV network) and 132kV/EHV bulk supply points (the bottom of the 132kV network).
The diversity figure against EHV is the diversity between 132kV/EHV bulk supply points (the top of the EHV network) and EHV/HV primary substations (the bottom of the EHV network).
The diversity figure against HV is the diversity between EHV/HV primary substations (the top of the HV network) and HV/LV substations (the bottom of the HV network).
Diversity allowance between top and bottom of network level
GSPs | 2.2%
132kV | 3.1%
132kV/EHV
EHV | 7.5%
EHV/HV
HV | 37%
HV/LV
LV circuits
1018. Proportion of relevant load going through 132kV/HV direct transformation
132kV/HV
EHV/HV | 0%
1019. Network model GSP peak demand (MW)
Network model GSP peak demand (MW)
Network model GSP peak demand (MW) | 500
1020. Gross asset cost by network level (£)
Gross assets £
132kV | 114846093.0808
132kV/EHV | 16266714.4046
EHV | 41065271.299
EHV/HV | 41272494.8835
132kV/HV | 0
HV | 146988165.1747
HV/LV | 62637952.5283
LV circuits | 134529782.8412
1022. LV service model asset cost (£)
| LV service model 1 | LV service model 2 | LV service model 3 | LV service model 4 | LV service model 5 | LV service model 6 | LV service model 7 | LV service model 8
LV service model asset cost (£) | 5262.1609 | 591.9405 | 720.6833 | 534.4731 | 1214.9764 | 935.7907 | 0 | 489.424
1023. HV service model asset cost (£)
| HV service model 1 | HV service model 2 | HV service model 3 | HV service model 4 | HV service model 5
HV service model asset cost (£) | 9284.1299 | 4476.1927 | 0 | 0 | 0
1025. Matrix of applicability of LV service models to tariffs with fixed charges
| 2 | 3 | 4 | 5 | 6 | 7 | 8 | 9
| LV service model 1 | LV service model 2 | LV service model 3 | LV service model 4 | LV service model 5 | LV service model 6 | LV service model 7 | LV service model 8
Domestic Unrestricted | 5% | 0% | 0% | 0% | 0% | 0% | 0% | 0%
Domestic Two Rate | 5% | 0% | 0% | 0% | 0% | 0% | 0% | 0%
Small Non Domestic Unrestricted | 0% | 100% | 0% | 0% | 0% | 0% | 0% | 0%
Small Non Domestic Two Rate | 0% | 100% | 0% | 0% | 0% | 0% | 0% | 0%
LV Medium Non-Domestic | 0% | 0% | 100% | 0% | 0% | 0% | 0% | 0%
LV Sub Medium Non-Domestic | 0% | 0% | 0% | 100% | 0% | 0% | 0% | 0%
LV Network Domestic | 5% | 0% | 0% | 0% | 0% | 0% | 0% | 0%
LV Network Non-Domestic Non-CT | 0% | 100% | 0% | 0% | 0% | 0% | 0% | 0%
LV HH Metered | 0% | 0% | 0% | 0% | 100% | 0% | 0% | 0%
LV Sub HH Metered | 0% | 0% | 0% | 0% | 0% | 100% | 0% | 0%
LV Generation NHH or Aggregate HH | 0% | 0% | 0% | 0% | 0% | 0% | 100% | 0%
LV Sub Generation NHH | 0% | 0% | 0% | 0% | 0% | 0% | 100% | 0%
LV Generation Intermittent | 0% | 0% | 0% | 0% | 0% | 0% | 100% | 0%
LV Generation Non-Intermittent | 0% | 0% | 0% | 0% | 0% | 0% | 0% | 0%
LV Sub Generation Intermittent | 0% | 0% | 0% | 0% | 0% | 0% | 0% | 0%
LV Sub Generation Non-Intermittent | 0% | 0% | 0% | 0% | 0% | 0% | 0% | 0%
1026. Matrix of applicability of LV service models to unmetered tariffs
Source: service models
Proportion of service model involved in connecting load of 1 MWh/year
| LV service model 1 | LV service model 2 | LV service model 3 | LV service model 4 | LV service model 5 | LV service model 6 | LV service model 7 | LV service model 8
All LV unmetered tariffs | 0 | 0 | 0 | 0 | 0 | 0 | 0 | 0.488
1028. Matrix of applicability of HV service models to tariffs with fixed charges
| 2 | 3 | 4 | 5 | 6
| HV service model 1 | HV service model 2 | HV service model 3 | HV service model 4 | HV service model 5
HV Medium Non-Domestic | 100% | 0% | 0% | 0% | 0%
HV HH Metered | 100% | 0% | 0% | 0% | 0%
HV Generation Intermittent | 0% | 100% | 0% | 0% | 0%
HV Generation Non-Intermittent | 0% | 100% | 0% | 0% | 0%
1032. Loss adjustment factors to transmission
Source: losses model or loss adjustment factors at time of system peak.
| 132kV | 132kV/EHV | EHV | EHV/HV | HV | HV/LV | LV circuits
Loss adjustment factor | 1.008 | 1.011 | 1.024 | 1.034 | 1.057 | 1.07 | 1.085
1037. Embedded network (LDNO) discounts
Source: separate price control disaggregation model.
| No discount | LDNO LV: LV user | LDNO HV: LV user | LDNO HV: LV sub user | LDNO HV: HV user
LDNO discount |  | 37.13% | 62.67% | 38.74% | 27.31%
1041. Load profile data for demand users
Source: load data analysis.
| Coincidence factor | Load factor
Domestic Unrestricted | 0.89598 | 0.41537
Domestic Two Rate | 0.32458 | 0.25454
Domestic Off Peak (related MPAN) |  | 0.14543
Small Non Domestic Unrestricted | 0.6504 | 0.3936
Small Non Domestic Two Rate | 0.60748 | 0.44734
Small Non Domestic Off Peak (related MPAN) |  | 0.15298
LV Medium Non-Domestic | 0.86566 | 0.59523
LV Sub Medium Non-Domestic | 0.83934 | 0.60267
HV Medium Non-Domestic | 0.69708 | 0.48549
LV Network Domestic | 0.8062 | 0.38734
LV Network Non-Domestic Non-CT | 0.64178 | 0.39821
LV HH Metered | 0.81736 | 0.5907
LV Sub HH Metered | 0.77851 | 0.61451
HV HH Metered | 0.81144 | 0.72214
NHH UMS category A | 1 | 1
NHH UMS category B | 0.98388 | 0.47554
NHH UMS category C | 0.88074 | 0.24607
NHH UMS category D | 0 | 0.51524
LV UMS (Pseudo HH Metered) | 0.97616 | 0.46048
1053. Volume forecasts for the charging year
| 4 | 5 | 6 | 7 | 8 | 9
Source: forecast.
Please include MPAN counts for tariffs with no fixed charge (e.g. off-peak tariffs),
but exclude MPANs on tariffs with a fixed charge that are not subject to a fixed charge due to a site grouping arrangement.
| Rate 1 units (MWh) | Rate 2 units (MWh) | Rate 3 units (MWh) | MPANs | Import capacity (kVA) | Reactive power units (MVArh)
> Domestic Unrestricted | 0 | 0 | 0 | 0 | 0 | 0
Domestic Unrestricted | 4097673.2275 | 0 | 0 | 1221354.1485 | 0 | 0
LDNO LV: Domestic Unrestricted | 14411.1552 | 0 | 0 | 5490.8821 | 0 | 0
LDNO HV: Domestic Unrestricted | 20881.9473 | 0 | 0 | 8645.6513 | 0 | 0
> Domestic Two Rate | 0 | 0 | 0 | 0 | 0 | 0
Domestic Two Rate | 651901.4727 | 686761.8517 | 0 | 222959.2648 | 0 | 0
LDNO LV: Domestic Two Rate | 997.5627 | 468.4956 | 0 | 421.6347 | 0 | 0
LDNO HV: Domestic Two Rate | 951.2981 | 390.1027 | 0 | 351.0055 | 0 | 0
> Domestic Off Peak (related MPAN) | 0 | 0 | 0 | 0 | 0 | 0
Domestic Off Peak (related MPAN) | 63105.7323 | 0 | 0 | 0 | 0 | 0
LDNO LV: Domestic Off Peak (related MPAN) | 0 | 0 | 0 | 0 | 0 | 0
LDNO HV: Domestic Off Peak (related MPAN) | 0 | 0 | 0 | 0 | 0 | 0
> Small Non Domestic Unrestricted | 0 | 0 | 0 | 0 | 0 | 0
Small Non Domestic Unrestricted | 1153977.7297 | 0 | 0 | 109710.6919 | 0 | 0
LDNO LV: Small Non Domestic Unrestricted | 845.5296 | 0 | 0 | 116.6451 | 0 | 0
LDNO HV: Small Non Domestic Unrestricted | 7208.4319 | 0 | 0 | 374.5486 | 0 | 0
> Small Non Domestic Two Rate | 0 | 0 | 0 | 0 | 0 | 0
Small Non Domestic Two Rate | 369843.5813 | 170885.7463 | 0 | 28055.4675 | 0 | 0
LDNO LV: Small Non Domestic Two Rate | 42.165 | 11.5862 | 0 | 2.1403 | 0 | 0
LDNO HV: Small Non Domestic Two Rate | 927.9064 | 295.3261 | 0 | 23.5431 | 0 | 0
> Small Non Domestic Off Peak (related MPAN) | 0 | 0 | 0 | 0 | 0 | 0
Small Non Domestic Off Peak (related MPAN) | 22929.3206 | 0 | 0 | 0 | 0 | 0
LDNO LV: Small Non Domestic Off Peak (related MPAN) | 0 | 0 | 0 | 0 | 0 | 0
LDNO HV: Small Non Domestic Off Peak (related MPAN) | 0 | 0 | 0 | 0 | 0 | 0
> LV Medium Non-Domestic | 0 | 0 | 0 | 0 | 0 | 0
LV Medium Non-Domestic | 0 | 0 | 0 | 0 | 0 | 0
LDNO LV: LV Medium Non-Domestic | 0 | 0 | 0 | 0 | 0 | 0
LDNO HV: LV Medium Non-Domestic | 0 | 0 | 0 | 0 | 0 | 0
> LV Sub Medium Non-Domestic | 0 | 0 | 0 | 0 | 0 | 0
LV Sub Medium Non-Domestic | 0 | 0 | 0 | 0 | 0 | 0
> HV Medium Non-Domestic | 0 | 0 | 0 | 0 | 0 | 0
HV Medium Non-Domestic | 0 | 0 | 0 | 0 | 0 | 0
> LV Network Domestic | 0 | 0 | 0 | 0 | 0 | 0
LV Network Domestic | 0 | 0 | 0 | 0 | 0 | 0
LDNO LV: LV Network Domestic | 0 | 0 | 0 | 0 | 0 | 0
LDNO HV: LV Network Domestic | 0 | 0 | 0 | 0 | 0 | 0
> LV Network Non-Domestic Non-CT | 0 | 0 | 0 | 0 | 0 | 0
LV Network Non-Domestic Non-CT | 26539.1105 | 198462.2675 | 189153.6687 | 6362.2186 | 0 | 0
LDNO LV: LV Network Non-Domestic Non-CT | 6.834 | 51.1095 | 52.6591 | 1.4441 | 0 | 0
LDNO HV: LV Network Non-Domestic Non-CT | 245.6741 | 1836.8825 | 1456.6766 | 41.1571 | 0 | 0
> LV HH Metered | 0 | 0 | 0 | 0 | 0 | 0
LV HH Metered | 82373.3344 | 600032.5894 | 530697.4484 | 6394.7681 | 672799.4063 | 79513.9764
LDNO LV: LV HH Metered | 21.9717 | 187.0681 | 127.2463 | 2.8364 | 54.9975 | 12.3034
LDNO HV: LV HH Metered | 3069.6281 | 20135.5446 | 16976.7509 | 81.9089 | 19759.7874 | 1687.9952
> LV Sub HH Metered | 0 | 0 | 0 | 0 | 0 | 0
LV Sub HH Metered | 51491.9741 | 384630.9004 | 351871.5933 | 2043.3006 | 388263.6698 | 74524.4878
LDNO HV: LV Sub HH Metered | 0.57302 | 6.8294 | 18.0136 | 1.0701 | 1070.1388 | 0
> HV HH Metered | 0 | 0 | 0 | 0 | 0 | 0
HV HH Metered | 156821.4699 | 1120448.232 | 1206015.3592 | 1068.1349 | 942102.6938 | 188851.345
LDNO HV: HV HH Metered | 1021.0083 | 6466.506 | 8946.3901 | 7.491 | 7490.9715 | 268.3202
> NHH UMS category A | 0 | 0 | 0 | 0 | 0 | 0
NHH UMS category A | 13495.8167 | 0 | 0 | 720.0347 | 0 | 0
LDNO LV: NHH UMS category A | 182.3706 | 0 | 0 | 0 | 0 | 0
LDNO HV: NHH UMS category A | 8.0484 | 0 | 0 | 0 | 0 | 0
> NHH UMS category B | 0 | 0 | 0 | 0 | 0 | 0
NHH UMS category B | 4835.9293 | 0 | 0 | 673.0537 | 0 | 0
LDNO LV: NHH UMS category B | 79.9719 | 0 | 0 | 0 | 0 | 0
LDNO HV: NHH UMS category B | 171.6511 | 0 | 0 | 0 | 0 | 0
> NHH UMS category C | 0 | 0 | 0 | 0 | 0 | 0
NHH UMS category C | 595.2121 | 0 | 0 | 171.5827 | 0 | 0
LDNO LV: NHH UMS category C | 7.346 | 0 | 0 | 0 | 0 | 0
LDNO HV: NHH UMS category C | 130.7544 | 0 | 0 | 0 | 0 | 0
> NHH UMS category D | 0 | 0 | 0 | 0 | 0 | 0
NHH UMS category D | 0 | 0 | 0 | 1.0213 | 0 | 0
LDNO LV: NHH UMS category D | 0 | 0 | 0 | 0 | 0 | 0
LDNO HV: NHH UMS category D | 0 | 0 | 0 | 0 | 0 | 0
> LV UMS (Pseudo HH Metered) | 0 | 0 | 0 | 0 | 0 | 0
LV UMS (Pseudo HH Metered) | 4113.3861 | 26283.4815 | 88563.2398 | 0 | 0 | 0
LDNO LV: LV UMS (Pseudo HH Metered) | 0 | 0 | 0 | 0 | 0 | 0
LDNO HV: LV UMS (Pseudo HH Metered) | 0 | 0 | 0 | 0 | 0 | 0
> LV Generation NHH or Aggregate HH | 0 | 0 | 0 | 0 | 0 | 0
LV Generation NHH or Aggregate HH | 3287.7605 | 0 | 0 | 265.5447 | 0 | 0
LDNO LV: LV Generation NHH or Aggregate HH | 140.5873 | 0 | 0 | 0 | 0 | 0
LDNO HV: LV Generation NHH or Aggregate HH | 0 | 0 | 0 | 0 | 0 | 0
> LV Sub Generation NHH | 0 | 0 | 0 | 0 | 0 | 0
LV Sub Generation NHH | 0 | 0 | 0 | 0 | 0 | 0
LDNO HV: LV Sub Generation NHH | 0 | 0 | 0 | 0 | 0 | 0
> LV Generation Intermittent | 0 | 0 | 0 | 0 | 0 | 0
LV Generation Intermittent | 81306.118 | 0 | 0 | 506.5776 | 0 | 3918.8727
LDNO LV: LV Generation Intermittent | 0 | 0 | 0 | 0 | 0 | 0
LDNO HV: LV Generation Intermittent | 558.0589 | 0 | 0 | 0 | 0 | 0
> LV Generation Non-Intermittent | 0 | 0 | 0 | 0 | 0 | 0
LV Generation Non-Intermittent | 168.4848 | 1247.4928 | 1375.1406 | 8.1706 | 0 | 378.7497
LDNO LV: LV Generation Non-Intermittent | 0 | 0 | 0 | 0 | 0 | 0
LDNO HV: LV Generation Non-Intermittent | 0 | 0 | 0 | 0 | 0 | 0
> LV Sub Generation Intermittent | 0 | 0 | 0 | 0 | 0 | 0
LV Sub Generation Intermittent | 12847.4636 | 0 | 0 | 61.2795 | 0 | 1316.7503
LDNO HV: LV Sub Generation Intermittent | 0 | 0 | 0 | 0 | 0 | 0
> LV Sub Generation Non-Intermittent | 0 | 0 | 0 | 0 | 0 | 0
LV Sub Generation Non-Intermittent | 254.8597 | 1425.5873 | 2309.0585 | 9.1919 | 0 | 233.2959
LDNO HV: LV Sub Generation Non-Intermittent | 0 | 0 | 0 | 0 | 0 | 0
> HV Generation Intermittent | 0 | 0 | 0 | 0 | 0 | 0
HV Generation Intermittent | 374463.18 | 0 | 0 | 148.5486 | 0 | 2389.3768
LDNO HV: HV Generation Intermittent | 67.7257 | 0 | 0 | 0 | 0 | 119.923
> HV Generation Non-Intermittent | 0 | 0 | 0 | 0 | 0 | 0
HV Generation Non-Intermittent | 15789.6217 | 99096.5339 | 140927.3187 | 52.5478 | 0 | 1635.1364
LDNO HV: HV Generation Non-Intermittent | 5.4333 | 0 | 0 | 0 | 0 | 1.0883
1055. Transmission exit charges (£/year)
Source: forecast.
Transmission exit
Transmission exit charges (£/year) | 8918394.3851
1059. Other expenditure
| Direct cost (£/year) | Indirect cost (£/year) | Indirect cost proportion | Network rates (£/year)
Other expenditure | 27171630.8811 | 95114172.4029 | 60% | 18218261.232
1060. Customer contributions under current connection charging policy
Source: analysis of expenditure data and/or survey of capital expenditure schemes.
Customer contribution percentages by network level of supply and by asset network level.
These proportions should reflect the current connection charging method, not necessarily the method that was in place when the connection was built.
| Assets 132kV | Assets 132kV/EHV | Assets EHV | Assets EHV/HV | Assets 132kV/HV | Assets HV | Assets HV/LV | Assets LV circuits
LV network | 0% | 0% | 0% | 81% | 0% | 81% | 95% | 95%
LV substation | 0% | 0% | 0% | 81% | 0% | 81% | 95%
HV network | 0% | 67% | 67% | 100% | 0% | 100%
HV substation | 0% | 67% | 67% | 100%
1061. Average split of rate 1 units by distribution time band
| Red | Amber | Green
Domestic Unrestricted | 8.862% | 46.21% | 44.93%
Domestic Two Rate | 10.68% | 53.61% | 35.71%
Domestic Off Peak (related MPAN) | 0.1299% | 10.85% | 89.02%
Small Non Domestic Unrestricted | 6.211% | 56.84% | 36.95%
Small Non Domestic Two Rate | 8.003% | 63.17% | 28.83%
Small Non Domestic Off Peak (related MPAN) | 0.1974% | 11.57% | 88.24%
LV Medium Non-Domestic | 8.249% | 61.98% | 29.77%
LV Sub Medium Non-Domestic | 8.138% | 61.86% | 30.01%
HV Medium Non-Domestic | 8.292% | 63.32% | 28.39%
1062. Average split of rate 2 units by distribution time band
| Red | Amber | Green
Domestic Two Rate | 0% | 2.025% | 97.97%
Small Non Domestic Two Rate | 0% | 2.467% | 97.53%
LV Medium Non-Domestic | 0% | 0% | 100%
LV Sub Medium Non-Domestic | 0% | 0% | 100%
HV Medium Non-Domestic | 0% | 0% | 100%
1064. Average split of rate 1 units by special distribution time band
| Red | Amber | Green
NHH UMS category A | 1.75% | 43.48% | 54.77%
NHH UMS category B | 3.322% | 15.16% | 81.52%
NHH UMS category C | 6.032% | 24.88% | 69.09%
NHH UMS category D | 0.2463% | 69.86% | 29.89%
1066. Typical annual hours by special distribution time band
Source: definition of distribution time bands.
The figures in this table will be automatically adjusted to match the number of days in the charging period.
| Red | Amber | Green
Annual hours | 152 | 3803 | 4805
1068. Typical annual hours by distribution time band
Source: definition of distribution time bands.
The figures in this table will be automatically adjusted to match the number of days in the charging period.
| Red | Amber | Green
Annual hours | 520 | 3435 | 4805
1069. Peaking probabilities by network level
Source: analysis of network operation data.
| Red | Amber | Green | Black
GSPs | 98.85% | 1.147% | 0% | 91.01%
132kV | 84.61% | 7.728% | 7.665% | 76.57%
132kV/EHV | 84.61% | 7.728% | 7.665% | 76.57%
EHV | 56.44% | 33.71% | 9.845% | 49.04%
EHV/HV | 56.44% | 33.71% | 9.845% | 49.04%
132kV/HV | 84.61% | 7.728% | 7.665% | 76.57%
HV | 56.44% | 33.71% | 9.845% | 49.04%
HV/LV | 56.44% | 33.71% | 9.845% | 49.04%
LV circuits | 56.44% | 33.71% | 9.845% | 49.04%
1076. Target CDCM net revenue (£/year)
Source: mostly forecasts and price control formulae.
Target CDCM net revenue (£/year)
Target CDCM net revenue (£/year) | 324215104.3075
1092. Average kVAr by kVA, by network level
Source: analysis of operational data.
This is the average of MVAr/MVA or SQRT(1-PF^2) across relevant network elements.
| GSPs | 132kV | 132kV/EHV | EHV | EHV/HV | 132kV/HV | HV | HV/LV | LV circuits
Average kVAr by kVA, by network level | 0.20645 | 0.20645 | 0.20645 | 0.20645 | 0.20645 | 0.20645 | 0.20645 | 0.20645 | 0.20645

## (Y+1)
Input data (Y+1)
1000. Company, charging year, data version
| Company | Year | Version
Company, charging year, data version | South West | 0 | Forecast
1010. Financial and general assumptions
Sources: financial assumptions; calendar; network model.
These financial assumptions determine the annuity rate applied to convert the asset values of the network model into an annual charge.
| Rate of return | Annualisation period (years) | Annuity proportion for customer-contributed assets | Power factor | Days in the charging period
Financial and general assumptions | 4.31% | 40 |  | 0.95 | 365
1017. Diversity allowance between top and bottom of network level
Source: operational data analysis and/or network model.
The diversity figure against GSP is the diversity between GSP Group (the whole system) and individual GSPs.
The diversity figure against 132kV is the diversity between GSPs (the top of the 132kV network) and 132kV/EHV bulk supply points (the bottom of the 132kV network).
The diversity figure against EHV is the diversity between 132kV/EHV bulk supply points (the top of the EHV network) and EHV/HV primary substations (the bottom of the EHV network).
The diversity figure against HV is the diversity between EHV/HV primary substations (the top of the HV network) and HV/LV substations (the bottom of the HV network).
Diversity allowance between top and bottom of network level
GSPs | 2.2%
132kV | 3.1%
132kV/EHV
EHV | 7.5%
EHV/HV
HV | 37%
HV/LV
LV circuits
1018. Proportion of relevant load going through 132kV/HV direct transformation
132kV/HV
EHV/HV | 0%
1019. Network model GSP peak demand (MW)
Network model GSP peak demand (MW)
Network model GSP peak demand (MW) | 500
1020. Gross asset cost by network level (£)
Gross assets £
132kV | 118144798.6641
132kV/EHV | 16733940.587
EHV | 42244782.3827
EHV/HV | 42457958.0165
132kV/HV | 0
HV | 151210082.2476
HV/LV | 64437092.2133
LV circuits | 138393859.8322
1022. LV service model asset cost (£)
| LV service model 1 | LV service model 2 | LV service model 3 | LV service model 4 | LV service model 5 | LV service model 6 | LV service model 7 | LV service model 8
LV service model asset cost (£) | 5413.3051 | 608.9427 | 741.3834 | 549.8247 | 1249.874 | 962.6693 | 0 | 503.4817
1023. HV service model asset cost (£)
| HV service model 1 | HV service model 2 | HV service model 3 | HV service model 4 | HV service model 5
HV service model asset cost (£) | 9550.7965 | 4604.7616 | 0 | 0 | 0
1025. Matrix of applicability of LV service models to tariffs with fixed charges
| 10 | 11 | 12 | 13 | 14 | 15 | 16 | 17
| LV service model 1 | LV service model 2 | LV service model 3 | LV service model 4 | LV service model 5 | LV service model 6 | LV service model 7 | LV service model 8
Domestic Unrestricted | 5% | 0% | 0% | 0% | 0% | 0% | 0% | 0%
Domestic Two Rate | 5% | 0% | 0% | 0% | 0% | 0% | 0% | 0%
Small Non Domestic Unrestricted | 0% | 100% | 0% | 0% | 0% | 0% | 0% | 0%
Small Non Domestic Two Rate | 0% | 100% | 0% | 0% | 0% | 0% | 0% | 0%
LV Medium Non-Domestic | 0% | 0% | 100% | 0% | 0% | 0% | 0% | 0%
LV Sub Medium Non-Domestic | 0% | 0% | 0% | 100% | 0% | 0% | 0% | 0%
LV Network Domestic | 5% | 0% | 0% | 0% | 0% | 0% | 0% | 0%
LV Network Non-Domestic Non-CT | 0% | 100% | 0% | 0% | 0% | 0% | 0% | 0%
LV HH Metered | 0% | 0% | 0% | 0% | 100% | 0% | 0% | 0%
LV Sub HH Metered | 0% | 0% | 0% | 0% | 0% | 100% | 0% | 0%
LV Generation NHH or Aggregate HH | 0% | 0% | 0% | 0% | 0% | 0% | 100% | 0%
LV Sub Generation NHH | 0% | 0% | 0% | 0% | 0% | 0% | 100% | 0%
LV Generation Intermittent | 0% | 0% | 0% | 0% | 0% | 0% | 100% | 0%
LV Generation Non-Intermittent | 0% | 0% | 0% | 0% | 0% | 0% | 0% | 0%
LV Sub Generation Intermittent | 0% | 0% | 0% | 0% | 0% | 0% | 0% | 0%
LV Sub Generation Non-Intermittent | 0% | 0% | 0% | 0% | 0% | 0% | 0% | 0%
1026. Matrix of applicability of LV service models to unmetered tariffs
Source: service models
Proportion of service model involved in connecting load of 1 MWh/year
| LV service model 1 | LV service model 2 | LV service model 3 | LV service model 4 | LV service model 5 | LV service model 6 | LV service model 7 | LV service model 8
All LV unmetered tariffs | 0 | 0 | 0 | 0 | 0 | 0 | 0 | 0.488
1028. Matrix of applicability of HV service models to tariffs with fixed charges
| 7 | 8 | 9 | 10 | 11
| HV service model 1 | HV service model 2 | HV service model 3 | HV service model 4 | HV service model 5
HV Medium Non-Domestic | 100% | 0% | 0% | 0% | 0%
HV HH Metered | 100% | 0% | 0% | 0% | 0%
HV Generation Intermittent | 0% | 100% | 0% | 0% | 0%
HV Generation Non-Intermittent | 0% | 100% | 0% | 0% | 0%
1032. Loss adjustment factors to transmission
Source: losses model or loss adjustment factors at time of system peak.
| 132kV | 132kV/EHV | EHV | EHV/HV | HV | HV/LV | LV circuits
Loss adjustment factor | 1.008 | 1.011 | 1.024 | 1.034 | 1.057 | 1.07 | 1.085
1037. Embedded network (LDNO) discounts
Source: separate price control disaggregation model.
| No discount | LDNO LV: LV user | LDNO HV: LV user | LDNO HV: LV sub user | LDNO HV: HV user
LDNO discount |  | 37.13% | 62.67% | 38.74% | 27.31%
1041. Load profile data for demand users
Source: load data analysis.
| Coincidence factor | Load factor
Domestic Unrestricted | 0.89598 | 0.41537
Domestic Two Rate | 0.32458 | 0.25454
Domestic Off Peak (related MPAN) |  | 0.14543
Small Non Domestic Unrestricted | 0.6504 | 0.3936
Small Non Domestic Two Rate | 0.60748 | 0.44734
Small Non Domestic Off Peak (related MPAN) |  | 0.15298
LV Medium Non-Domestic | 0.86566 | 0.59523
LV Sub Medium Non-Domestic | 0.83934 | 0.60267
HV Medium Non-Domestic | 0.69708 | 0.48549
LV Network Domestic | 0.8062 | 0.38734
LV Network Non-Domestic Non-CT | 0.64178 | 0.39821
LV HH Metered | 0.81736 | 0.5907
LV Sub HH Metered | 0.77851 | 0.61451
HV HH Metered | 0.81144 | 0.72214
NHH UMS category A | 1 | 1
NHH UMS category B | 0.98388 | 0.47554
NHH UMS category C | 0.88074 | 0.24607
NHH UMS category D | 0 | 0.51524
LV UMS (Pseudo HH Metered) | 0.97616 | 0.46048
1053. Volume forecasts for the charging year
| 10 | 11 | 12 | 13 | 14 | 15
Source: forecast.
Please include MPAN counts for tariffs with no fixed charge (e.g. off-peak tariffs),
but exclude MPANs on tariffs with a fixed charge that are not subject to a fixed charge due to a site grouping arrangement.
| Rate 1 units (MWh) | Rate 2 units (MWh) | Rate 3 units (MWh) | MPANs | Import capacity (kVA) | Reactive power units (MVArh)
> Domestic Unrestricted | 0 | 0 | 0 | 0 | 0 | 0
Domestic Unrestricted | 4097673.2275 | 0 | 0 | 1221354.1485 | 0 | 0
LDNO LV: Domestic Unrestricted | 14411.1552 | 0 | 0 | 5490.8821 | 0 | 0
LDNO HV: Domestic Unrestricted | 20881.9473 | 0 | 0 | 8645.6513 | 0 | 0
> Domestic Two Rate | 0 | 0 | 0 | 0 | 0 | 0
Domestic Two Rate | 651901.4727 | 686761.8517 | 0 | 222959.2648 | 0 | 0
LDNO LV: Domestic Two Rate | 997.5627 | 468.4956 | 0 | 421.6347 | 0 | 0
LDNO HV: Domestic Two Rate | 951.2981 | 390.1027 | 0 | 351.0055 | 0 | 0
> Domestic Off Peak (related MPAN) | 0 | 0 | 0 | 0 | 0 | 0
Domestic Off Peak (related MPAN) | 63105.7323 | 0 | 0 | 0 | 0 | 0
LDNO LV: Domestic Off Peak (related MPAN) | 0 | 0 | 0 | 0 | 0 | 0
LDNO HV: Domestic Off Peak (related MPAN) | 0 | 0 | 0 | 0 | 0 | 0
> Small Non Domestic Unrestricted | 0 | 0 | 0 | 0 | 0 | 0
Small Non Domestic Unrestricted | 1153977.7297 | 0 | 0 | 109710.6919 | 0 | 0
LDNO LV: Small Non Domestic Unrestricted | 845.5296 | 0 | 0 | 116.6451 | 0 | 0
LDNO HV: Small Non Domestic Unrestricted | 7208.4319 | 0 | 0 | 374.5486 | 0 | 0
> Small Non Domestic Two Rate | 0 | 0 | 0 | 0 | 0 | 0
Small Non Domestic Two Rate | 369843.5813 | 170885.7463 | 0 | 28055.4675 | 0 | 0
LDNO LV: Small Non Domestic Two Rate | 42.165 | 11.5862 | 0 | 2.1403 | 0 | 0
LDNO HV: Small Non Domestic Two Rate | 927.9064 | 295.3261 | 0 | 23.5431 | 0 | 0
> Small Non Domestic Off Peak (related MPAN) | 0 | 0 | 0 | 0 | 0 | 0
Small Non Domestic Off Peak (related MPAN) | 22929.3206 | 0 | 0 | 0 | 0 | 0
LDNO LV: Small Non Domestic Off Peak (related MPAN) | 0 | 0 | 0 | 0 | 0 | 0
LDNO HV: Small Non Domestic Off Peak (related MPAN) | 0 | 0 | 0 | 0 | 0 | 0
> LV Medium Non-Domestic | 0 | 0 | 0 | 0 | 0 | 0
LV Medium Non-Domestic | 0 | 0 | 0 | 0 | 0 | 0
LDNO LV: LV Medium Non-Domestic | 0 | 0 | 0 | 0 | 0 | 0
LDNO HV: LV Medium Non-Domestic | 0 | 0 | 0 | 0 | 0 | 0
> LV Sub Medium Non-Domestic | 0 | 0 | 0 | 0 | 0 | 0
LV Sub Medium Non-Domestic | 0 | 0 | 0 | 0 | 0 | 0
> HV Medium Non-Domestic | 0 | 0 | 0 | 0 | 0 | 0
HV Medium Non-Domestic | 0 | 0 | 0 | 0 | 0 | 0
> LV Network Domestic | 0 | 0 | 0 | 0 | 0 | 0
LV Network Domestic | 0 | 0 | 0 | 0 | 0 | 0
LDNO LV: LV Network Domestic | 0 | 0 | 0 | 0 | 0 | 0
LDNO HV: LV Network Domestic | 0 | 0 | 0 | 0 | 0 | 0
> LV Network Non-Domestic Non-CT | 0 | 0 | 0 | 0 | 0 | 0
LV Network Non-Domestic Non-CT | 26539.1105 | 198462.2675 | 189153.6687 | 6362.2186 | 0 | 0
LDNO LV: LV Network Non-Domestic Non-CT | 6.834 | 51.1095 | 52.6591 | 1.4441 | 0 | 0
LDNO HV: LV Network Non-Domestic Non-CT | 245.6741 | 1836.8825 | 1456.6766 | 41.1571 | 0 | 0
> LV HH Metered | 0 | 0 | 0 | 0 | 0 | 0
LV HH Metered | 82373.3344 | 600032.5894 | 530697.4484 | 6394.7681 | 672799.4063 | 79513.9764
LDNO LV: LV HH Metered | 21.9717 | 187.0681 | 127.2463 | 2.8364 | 54.9975 | 12.3034
LDNO HV: LV HH Metered | 3069.6281 | 20135.5446 | 16976.7509 | 81.9089 | 19759.7874 | 1687.9952
> LV Sub HH Metered | 0 | 0 | 0 | 0 | 0 | 0
LV Sub HH Metered | 51491.9741 | 384630.9004 | 351871.5933 | 2043.3006 | 388263.6698 | 74524.4878
LDNO HV: LV Sub HH Metered | 0.57302 | 6.8294 | 18.0136 | 1.0701 | 1070.1388 | 0
> HV HH Metered | 0 | 0 | 0 | 0 | 0 | 0
HV HH Metered | 156821.4699 | 1120448.232 | 1206015.3592 | 1068.1349 | 942102.6938 | 188851.345
LDNO HV: HV HH Metered | 1021.0083 | 6466.506 | 8946.3901 | 7.491 | 7490.9715 | 268.3202
> NHH UMS category A | 0 | 0 | 0 | 0 | 0 | 0
NHH UMS category A | 13495.8167 | 0 | 0 | 720.0347 | 0 | 0
LDNO LV: NHH UMS category A | 182.3706 | 0 | 0 | 0 | 0 | 0
LDNO HV: NHH UMS category A | 8.0484 | 0 | 0 | 0 | 0 | 0
> NHH UMS category B | 0 | 0 | 0 | 0 | 0 | 0
NHH UMS category B | 4835.9293 | 0 | 0 | 673.0537 | 0 | 0
LDNO LV: NHH UMS category B | 79.9719 | 0 | 0 | 0 | 0 | 0
LDNO HV: NHH UMS category B | 171.6511 | 0 | 0 | 0 | 0 | 0
> NHH UMS category C | 0 | 0 | 0 | 0 | 0 | 0
NHH UMS category C | 595.2121 | 0 | 0 | 171.5827 | 0 | 0
LDNO LV: NHH UMS category C | 7.346 | 0 | 0 | 0 | 0 | 0
LDNO HV: NHH UMS category C | 130.7544 | 0 | 0 | 0 | 0 | 0
> NHH UMS category D | 0 | 0 | 0 | 0 | 0 | 0
NHH UMS category D | 0 | 0 | 0 | 1.0213 | 0 | 0
LDNO LV: NHH UMS category D | 0 | 0 | 0 | 0 | 0 | 0
LDNO HV: NHH UMS category D | 0 | 0 | 0 | 0 | 0 | 0
> LV UMS (Pseudo HH Metered) | 0 | 0 | 0 | 0 | 0 | 0
LV UMS (Pseudo HH Metered) | 4113.3861 | 26283.4815 | 88563.2398 | 0 | 0 | 0
LDNO LV: LV UMS (Pseudo HH Metered) | 0 | 0 | 0 | 0 | 0 | 0
LDNO HV: LV UMS (Pseudo HH Metered) | 0 | 0 | 0 | 0 | 0 | 0
> LV Generation NHH or Aggregate HH | 0 | 0 | 0 | 0 | 0 | 0
LV Generation NHH or Aggregate HH | 3287.7605 | 0 | 0 | 265.5447 | 0 | 0
LDNO LV: LV Generation NHH or Aggregate HH | 140.5873 | 0 | 0 | 0 | 0 | 0
LDNO HV: LV Generation NHH or Aggregate HH | 0 | 0 | 0 | 0 | 0 | 0
> LV Sub Generation NHH | 0 | 0 | 0 | 0 | 0 | 0
LV Sub Generation NHH | 0 | 0 | 0 | 0 | 0 | 0
LDNO HV: LV Sub Generation NHH | 0 | 0 | 0 | 0 | 0 | 0
> LV Generation Intermittent | 0 | 0 | 0 | 0 | 0 | 0
LV Generation Intermittent | 81306.118 | 0 | 0 | 506.5776 | 0 | 3918.8727
LDNO LV: LV Generation Intermittent | 0 | 0 | 0 | 0 | 0 | 0
LDNO HV: LV Generation Intermittent | 558.0589 | 0 | 0 | 0 | 0 | 0
> LV Generation Non-Intermittent | 0 | 0 | 0 | 0 | 0 | 0
LV Generation Non-Intermittent | 168.4848 | 1247.4928 | 1375.1406 | 8.1706 | 0 | 378.7497
LDNO LV: LV Generation Non-Intermittent | 0 | 0 | 0 | 0 | 0 | 0
LDNO HV: LV Generation Non-Intermittent | 0 | 0 | 0 | 0 | 0 | 0
> LV Sub Generation Intermittent | 0 | 0 | 0 | 0 | 0 | 0
LV Sub Generation Intermittent | 12847.4636 | 0 | 0 | 61.2795 | 0 | 1316.7503
LDNO HV: LV Sub Generation Intermittent | 0 | 0 | 0 | 0 | 0 | 0
> LV Sub Generation Non-Intermittent | 0 | 0 | 0 | 0 | 0 | 0
LV Sub Generation Non-Intermittent | 254.8597 | 1425.5873 | 2309.0585 | 9.1919 | 0 | 233.2959
LDNO HV: LV Sub Generation Non-Intermittent | 0 | 0 | 0 | 0 | 0 | 0
> HV Generation Intermittent | 0 | 0 | 0 | 0 | 0 | 0
HV Generation Intermittent | 374463.18 | 0 | 0 | 148.5486 | 0 | 2389.3768
LDNO HV: HV Generation Intermittent | 67.7257 | 0 | 0 | 0 | 0 | 119.923
> HV Generation Non-Intermittent | 0 | 0 | 0 | 0 | 0 | 0
HV Generation Non-Intermittent | 15789.6217 | 99096.5339 | 140927.3187 | 52.5478 | 0 | 1635.1364
LDNO HV: HV Generation Non-Intermittent | 5.4333 | 0 | 0 | 0 | 0 | 1.0883
1055. Transmission exit charges (£/year)
Source: forecast.
Transmission exit
Transmission exit charges (£/year) | 9185946.2167
1059. Other expenditure
| Direct cost (£/year) | Indirect cost (£/year) | Indirect cost proportion | Network rates (£/year)
Other expenditure | 27952077.1992 | 97846121.2497 | 60% | 22048650.656
1060. Customer contributions under current connection charging policy
Source: analysis of expenditure data and/or survey of capital expenditure schemes.
Customer contribution percentages by network level of supply and by asset network level.
These proportions should reflect the current connection charging method, not necessarily the method that was in place when the connection was built.
| Assets 132kV | Assets 132kV/EHV | Assets EHV | Assets EHV/HV | Assets 132kV/HV | Assets HV | Assets HV/LV | Assets LV circuits
LV network | 0% | 0% | 0% | 81% | 0% | 81% | 95% | 95%
LV substation | 0% | 0% | 0% | 81% | 0% | 81% | 95%
HV network | 0% | 67% | 67% | 100% | 0% | 100%
HV substation | 0% | 67% | 67% | 100%
1061. Average split of rate 1 units by distribution time band
| Red | Amber | Green
Domestic Unrestricted | 8.862% | 46.21% | 44.93%
Domestic Two Rate | 10.68% | 53.61% | 35.71%
Domestic Off Peak (related MPAN) | 0.1299% | 10.85% | 89.02%
Small Non Domestic Unrestricted | 6.211% | 56.84% | 36.95%
Small Non Domestic Two Rate | 8.003% | 63.17% | 28.83%
Small Non Domestic Off Peak (related MPAN) | 0.1974% | 11.57% | 88.24%
LV Medium Non-Domestic | 8.249% | 61.98% | 29.77%
LV Sub Medium Non-Domestic | 8.138% | 61.86% | 30.01%
HV Medium Non-Domestic | 8.292% | 63.32% | 28.39%
1062. Average split of rate 2 units by distribution time band
| Red | Amber | Green
Domestic Two Rate | 0% | 2.025% | 97.97%
Small Non Domestic Two Rate | 0% | 2.467% | 97.53%
LV Medium Non-Domestic | 0% | 0% | 100%
LV Sub Medium Non-Domestic | 0% | 0% | 100%
HV Medium Non-Domestic | 0% | 0% | 100%
1064. Average split of rate 1 units by special distribution time band
| Red | Amber | Green
NHH UMS category A | 1.75% | 43.48% | 54.77%
NHH UMS category B | 3.322% | 15.16% | 81.52%
NHH UMS category C | 6.032% | 24.88% | 69.09%
NHH UMS category D | 0.2463% | 69.86% | 29.89%
1066. Typical annual hours by special distribution time band
Source: definition of distribution time bands.
The figures in this table will be automatically adjusted to match the number of days in the charging period.
| Red | Amber | Green
Annual hours | 152 | 3814 | 4794
1068. Typical annual hours by distribution time band
Source: definition of distribution time bands.
The figures in this table will be automatically adjusted to match the number of days in the charging period.
| Red | Amber | Green
Annual hours | 522 | 3444 | 4794
1069. Peaking probabilities by network level
Source: analysis of network operation data.
| Red | Amber | Green | Black
GSPs | 98.85% | 1.147% | 0% | 91.01%
132kV | 84.61% | 7.728% | 7.665% | 76.57%
132kV/EHV | 84.61% | 7.728% | 7.665% | 76.57%
EHV | 56.44% | 33.71% | 9.845% | 49.04%
EHV/HV | 56.44% | 33.71% | 9.845% | 49.04%
132kV/HV | 84.61% | 7.728% | 7.665% | 76.57%
HV | 56.44% | 33.71% | 9.845% | 49.04%
HV/LV | 56.44% | 33.71% | 9.845% | 49.04%
LV circuits | 56.44% | 33.71% | 9.845% | 49.04%
1076. Target CDCM net revenue (£/year)
Source: mostly forecasts and price control formulae.
Target CDCM net revenue (£/year)
Target CDCM net revenue (£/year) | 338907566.3732
1092. Average kVAr by kVA, by network level
Source: analysis of operational data.
This is the average of MVAr/MVA or SQRT(1-PF^2) across relevant network elements.
| GSPs | 132kV | 132kV/EHV | EHV | EHV/HV | 132kV/HV | HV | HV/LV | LV circuits
Average kVAr by kVA, by network level | 0.20645 | 0.20645 | 0.20645 | 0.20645 | 0.20645 | 0.20645 | 0.20645 | 0.20645 | 0.20645

## (Y+2)
Input data (Y+2)
1000. Company, charging year, data version
| Company | Year | Version
Company, charging year, data version | South West | 0 | Forecast
1010. Financial and general assumptions
Sources: financial assumptions; calendar; network model.
These financial assumptions determine the annuity rate applied to convert the asset values of the network model into an annual charge.
| Rate of return | Annualisation period (years) | Annuity proportion for customer-contributed assets | Power factor | Days in the charging period
Financial and general assumptions | 4.31% | 40 |  | 0.95 | 366
1017. Diversity allowance between top and bottom of network level
Source: operational data analysis and/or network model.
The diversity figure against GSP is the diversity between GSP Group (the whole system) and individual GSPs.
The diversity figure against 132kV is the diversity between GSPs (the top of the 132kV network) and 132kV/EHV bulk supply points (the bottom of the 132kV network).
The diversity figure against EHV is the diversity between 132kV/EHV bulk supply points (the top of the EHV network) and EHV/HV primary substations (the bottom of the EHV network).
The diversity figure against HV is the diversity between EHV/HV primary substations (the top of the HV network) and HV/LV substations (the bottom of the HV network).
Diversity allowance between top and bottom of network level
GSPs | 2.2%
132kV | 3.1%
132kV/EHV
EHV | 7.5%
EHV/HV
HV | 37%
HV/LV
LV circuits
1018. Proportion of relevant load going through 132kV/HV direct transformation
132kV/HV
EHV/HV | 0%
1019. Network model GSP peak demand (MW)
Network model GSP peak demand (MW)
Network model GSP peak demand (MW) | 500
1020. Gross asset cost by network level (£)
Gross assets £
132kV | 121840220.1494
132kV/EHV | 17257357.3119
EHV | 43566146.3211
EHV/HV | 43785989.822
132kV/HV | 0
HV | 155939744.4338
HV/LV | 66452603.8373
LV circuits | 142722646.6162
1022. LV service model asset cost (£)
| LV service model 1 | LV service model 2 | LV service model 3 | LV service model 4 | LV service model 5 | LV service model 6 | LV service model 7 | LV service model 8
LV service model asset cost (£) | 5582.6265 | 627.9897 | 764.5729 | 567.0226 | 1288.9685 | 992.7804 | 0 | 519.2299
1023. HV service model asset cost (£)
| HV service model 1 | HV service model 2 | HV service model 3 | HV service model 4 | HV service model 5
HV service model asset cost (£) | 9849.5335 | 4748.7928 | 0 | 0 | 0
1025. Matrix of applicability of LV service models to tariffs with fixed charges
| 18 | 19 | 20 | 21 | 22 | 23 | 24 | 25
| LV service model 1 | LV service model 2 | LV service model 3 | LV service model 4 | LV service model 5 | LV service model 6 | LV service model 7 | LV service model 8
Domestic Unrestricted | 5% | 0% | 0% | 0% | 0% | 0% | 0% | 0%
Domestic Two Rate | 5% | 0% | 0% | 0% | 0% | 0% | 0% | 0%
Small Non Domestic Unrestricted | 0% | 100% | 0% | 0% | 0% | 0% | 0% | 0%
Small Non Domestic Two Rate | 0% | 100% | 0% | 0% | 0% | 0% | 0% | 0%
LV Medium Non-Domestic | 0% | 0% | 100% | 0% | 0% | 0% | 0% | 0%
LV Sub Medium Non-Domestic | 0% | 0% | 0% | 100% | 0% | 0% | 0% | 0%
LV Network Domestic | 5% | 0% | 0% | 0% | 0% | 0% | 0% | 0%
LV Network Non-Domestic Non-CT | 0% | 100% | 0% | 0% | 0% | 0% | 0% | 0%
LV HH Metered | 0% | 0% | 0% | 0% | 100% | 0% | 0% | 0%
LV Sub HH Metered | 0% | 0% | 0% | 0% | 0% | 100% | 0% | 0%
LV Generation NHH or Aggregate HH | 0% | 0% | 0% | 0% | 0% | 0% | 100% | 0%
LV Sub Generation NHH | 0% | 0% | 0% | 0% | 0% | 0% | 100% | 0%
LV Generation Intermittent | 0% | 0% | 0% | 0% | 0% | 0% | 100% | 0%
LV Generation Non-Intermittent | 0% | 0% | 0% | 0% | 0% | 0% | 0% | 0%
LV Sub Generation Intermittent | 0% | 0% | 0% | 0% | 0% | 0% | 0% | 0%
LV Sub Generation Non-Intermittent | 0% | 0% | 0% | 0% | 0% | 0% | 0% | 0%
1026. Matrix of applicability of LV service models to unmetered tariffs
Source: service models
Proportion of service model involved in connecting load of 1 MWh/year
| LV service model 1 | LV service model 2 | LV service model 3 | LV service model 4 | LV service model 5 | LV service model 6 | LV service model 7 | LV service model 8
All LV unmetered tariffs | 0 | 0 | 0 | 0 | 0 | 0 | 0 | 0.488
1028. Matrix of applicability of HV service models to tariffs with fixed charges
| 12 | 13 | 14 | 15 | 16
| HV service model 1 | HV service model 2 | HV service model 3 | HV service model 4 | HV service model 5
HV Medium Non-Domestic | 100% | 0% | 0% | 0% | 0%
HV HH Metered | 100% | 0% | 0% | 0% | 0%
HV Generation Intermittent | 0% | 100% | 0% | 0% | 0%
HV Generation Non-Intermittent | 0% | 100% | 0% | 0% | 0%
1032. Loss adjustment factors to transmission
Source: losses model or loss adjustment factors at time of system peak.
| 132kV | 132kV/EHV | EHV | EHV/HV | HV | HV/LV | LV circuits
Loss adjustment factor | 1.008 | 1.011 | 1.024 | 1.034 | 1.057 | 1.07 | 1.085
1037. Embedded network (LDNO) discounts
Source: separate price control disaggregation model.
| No discount | LDNO LV: LV user | LDNO HV: LV user | LDNO HV: LV sub user | LDNO HV: HV user
LDNO discount |  | 37.13% | 62.67% | 38.74% | 27.31%
1041. Load profile data for demand users
Source: load data analysis.
| Coincidence factor | Load factor
Domestic Unrestricted | 0.89598 | 0.41537
Domestic Two Rate | 0.32458 | 0.25454
Domestic Off Peak (related MPAN) |  | 0.14543
Small Non Domestic Unrestricted | 0.6504 | 0.3936
Small Non Domestic Two Rate | 0.60748 | 0.44734
Small Non Domestic Off Peak (related MPAN) |  | 0.15298
LV Medium Non-Domestic | 0.86566 | 0.59523
LV Sub Medium Non-Domestic | 0.83934 | 0.60267
HV Medium Non-Domestic | 0.69708 | 0.48549
LV Network Domestic | 0.8062 | 0.38734
LV Network Non-Domestic Non-CT | 0.64178 | 0.39821
LV HH Metered | 0.81736 | 0.5907
LV Sub HH Metered | 0.77851 | 0.61451
HV HH Metered | 0.81144 | 0.72214
NHH UMS category A | 1 | 1
NHH UMS category B | 0.98388 | 0.47554
NHH UMS category C | 0.88074 | 0.24607
NHH UMS category D | 0 | 0.51524
LV UMS (Pseudo HH Metered) | 0.97616 | 0.46048
1053. Volume forecasts for the charging year
| 16 | 17 | 18 | 19 | 20 | 21
Source: forecast.
Please include MPAN counts for tariffs with no fixed charge (e.g. off-peak tariffs),
but exclude MPANs on tariffs with a fixed charge that are not subject to a fixed charge due to a site grouping arrangement.
| Rate 1 units (MWh) | Rate 2 units (MWh) | Rate 3 units (MWh) | MPANs | Import capacity (kVA) | Reactive power units (MVArh)
> Domestic Unrestricted | 0 | 0 | 0 | 0 | 0 | 0
Domestic Unrestricted | 4097673.2275 | 0 | 0 | 1221354.1485 | 0 | 0
LDNO LV: Domestic Unrestricted | 14411.1552 | 0 | 0 | 5490.8821 | 0 | 0
LDNO HV: Domestic Unrestricted | 20881.9473 | 0 | 0 | 8645.6513 | 0 | 0
> Domestic Two Rate | 0 | 0 | 0 | 0 | 0 | 0
Domestic Two Rate | 651901.4727 | 686761.8517 | 0 | 222959.2648 | 0 | 0
LDNO LV: Domestic Two Rate | 997.5627 | 468.4956 | 0 | 421.6347 | 0 | 0
LDNO HV: Domestic Two Rate | 951.2981 | 390.1027 | 0 | 351.0055 | 0 | 0
> Domestic Off Peak (related MPAN) | 0 | 0 | 0 | 0 | 0 | 0
Domestic Off Peak (related MPAN) | 63105.7323 | 0 | 0 | 0 | 0 | 0
LDNO LV: Domestic Off Peak (related MPAN) | 0 | 0 | 0 | 0 | 0 | 0
LDNO HV: Domestic Off Peak (related MPAN) | 0 | 0 | 0 | 0 | 0 | 0
> Small Non Domestic Unrestricted | 0 | 0 | 0 | 0 | 0 | 0
Small Non Domestic Unrestricted | 1153977.7297 | 0 | 0 | 109710.6919 | 0 | 0
LDNO LV: Small Non Domestic Unrestricted | 845.5296 | 0 | 0 | 116.6451 | 0 | 0
LDNO HV: Small Non Domestic Unrestricted | 7208.4319 | 0 | 0 | 374.5486 | 0 | 0
> Small Non Domestic Two Rate | 0 | 0 | 0 | 0 | 0 | 0
Small Non Domestic Two Rate | 369843.5813 | 170885.7463 | 0 | 28055.4675 | 0 | 0
LDNO LV: Small Non Domestic Two Rate | 42.165 | 11.5862 | 0 | 2.1403 | 0 | 0
LDNO HV: Small Non Domestic Two Rate | 927.9064 | 295.3261 | 0 | 23.5431 | 0 | 0
> Small Non Domestic Off Peak (related MPAN) | 0 | 0 | 0 | 0 | 0 | 0
Small Non Domestic Off Peak (related MPAN) | 22929.3206 | 0 | 0 | 0 | 0 | 0
LDNO LV: Small Non Domestic Off Peak (related MPAN) | 0 | 0 | 0 | 0 | 0 | 0
LDNO HV: Small Non Domestic Off Peak (related MPAN) | 0 | 0 | 0 | 0 | 0 | 0
> LV Medium Non-Domestic | 0 | 0 | 0 | 0 | 0 | 0
LV Medium Non-Domestic | 0 | 0 | 0 | 0 | 0 | 0
LDNO LV: LV Medium Non-Domestic | 0 | 0 | 0 | 0 | 0 | 0
LDNO HV: LV Medium Non-Domestic | 0 | 0 | 0 | 0 | 0 | 0
> LV Sub Medium Non-Domestic | 0 | 0 | 0 | 0 | 0 | 0
LV Sub Medium Non-Domestic | 0 | 0 | 0 | 0 | 0 | 0
> HV Medium Non-Domestic | 0 | 0 | 0 | 0 | 0 | 0
HV Medium Non-Domestic | 0 | 0 | 0 | 0 | 0 | 0
> LV Network Domestic | 0 | 0 | 0 | 0 | 0 | 0
LV Network Domestic | 0 | 0 | 0 | 0 | 0 | 0
LDNO LV: LV Network Domestic | 0 | 0 | 0 | 0 | 0 | 0
LDNO HV: LV Network Domestic | 0 | 0 | 0 | 0 | 0 | 0
> LV Network Non-Domestic Non-CT | 0 | 0 | 0 | 0 | 0 | 0
LV Network Non-Domestic Non-CT | 26539.1105 | 198462.2675 | 189153.6687 | 6362.2186 | 0 | 0
LDNO LV: LV Network Non-Domestic Non-CT | 6.834 | 51.1095 | 52.6591 | 1.4441 | 0 | 0
LDNO HV: LV Network Non-Domestic Non-CT | 245.6741 | 1836.8825 | 1456.6766 | 41.1571 | 0 | 0
> LV HH Metered | 0 | 0 | 0 | 0 | 0 | 0
LV HH Metered | 82373.3344 | 600032.5894 | 530697.4484 | 6394.7681 | 672799.4063 | 79513.9764
LDNO LV: LV HH Metered | 21.9717 | 187.0681 | 127.2463 | 2.8364 | 54.9975 | 12.3034
LDNO HV: LV HH Metered | 3069.6281 | 20135.5446 | 16976.7509 | 81.9089 | 19759.7874 | 1687.9952
> LV Sub HH Metered | 0 | 0 | 0 | 0 | 0 | 0
LV Sub HH Metered | 51491.9741 | 384630.9004 | 351871.5933 | 2043.3006 | 388263.6698 | 74524.4878
LDNO HV: LV Sub HH Metered | 0.57302 | 6.8294 | 18.0136 | 1.0701 | 1070.1388 | 0
> HV HH Metered | 0 | 0 | 0 | 0 | 0 | 0
HV HH Metered | 156821.4699 | 1120448.232 | 1206015.3592 | 1068.1349 | 942102.6938 | 188851.345
LDNO HV: HV HH Metered | 1021.0083 | 6466.506 | 8946.3901 | 7.491 | 7490.9715 | 268.3202
> NHH UMS category A | 0 | 0 | 0 | 0 | 0 | 0
NHH UMS category A | 13495.8167 | 0 | 0 | 720.0347 | 0 | 0
LDNO LV: NHH UMS category A | 182.3706 | 0 | 0 | 0 | 0 | 0
LDNO HV: NHH UMS category A | 8.0484 | 0 | 0 | 0 | 0 | 0
> NHH UMS category B | 0 | 0 | 0 | 0 | 0 | 0
NHH UMS category B | 4835.9293 | 0 | 0 | 673.0537 | 0 | 0
LDNO LV: NHH UMS category B | 79.9719 | 0 | 0 | 0 | 0 | 0
LDNO HV: NHH UMS category B | 171.6511 | 0 | 0 | 0 | 0 | 0
> NHH UMS category C | 0 | 0 | 0 | 0 | 0 | 0
NHH UMS category C | 595.2121 | 0 | 0 | 171.5827 | 0 | 0
LDNO LV: NHH UMS category C | 7.346 | 0 | 0 | 0 | 0 | 0
LDNO HV: NHH UMS category C | 130.7544 | 0 | 0 | 0 | 0 | 0
> NHH UMS category D | 0 | 0 | 0 | 0 | 0 | 0
NHH UMS category D | 0 | 0 | 0 | 1.0213 | 0 | 0
LDNO LV: NHH UMS category D | 0 | 0 | 0 | 0 | 0 | 0
LDNO HV: NHH UMS category D | 0 | 0 | 0 | 0 | 0 | 0
> LV UMS (Pseudo HH Metered) | 0 | 0 | 0 | 0 | 0 | 0
LV UMS (Pseudo HH Metered) | 4113.3861 | 26283.4815 | 88563.2398 | 0 | 0 | 0
LDNO LV: LV UMS (Pseudo HH Metered) | 0 | 0 | 0 | 0 | 0 | 0
LDNO HV: LV UMS (Pseudo HH Metered) | 0 | 0 | 0 | 0 | 0 | 0
> LV Generation NHH or Aggregate HH | 0 | 0 | 0 | 0 | 0 | 0
LV Generation NHH or Aggregate HH | 3287.7605 | 0 | 0 | 265.5447 | 0 | 0
LDNO LV: LV Generation NHH or Aggregate HH | 140.5873 | 0 | 0 | 0 | 0 | 0
LDNO HV: LV Generation NHH or Aggregate HH | 0 | 0 | 0 | 0 | 0 | 0
> LV Sub Generation NHH | 0 | 0 | 0 | 0 | 0 | 0
LV Sub Generation NHH | 0 | 0 | 0 | 0 | 0 | 0
LDNO HV: LV Sub Generation NHH | 0 | 0 | 0 | 0 | 0 | 0
> LV Generation Intermittent | 0 | 0 | 0 | 0 | 0 | 0
LV Generation Intermittent | 81306.118 | 0 | 0 | 506.5776 | 0 | 3918.8727
LDNO LV: LV Generation Intermittent | 0 | 0 | 0 | 0 | 0 | 0
LDNO HV: LV Generation Intermittent | 558.0589 | 0 | 0 | 0 | 0 | 0
> LV Generation Non-Intermittent | 0 | 0 | 0 | 0 | 0 | 0
LV Generation Non-Intermittent | 168.4848 | 1247.4928 | 1375.1406 | 8.1706 | 0 | 378.7497
LDNO LV: LV Generation Non-Intermittent | 0 | 0 | 0 | 0 | 0 | 0
LDNO HV: LV Generation Non-Intermittent | 0 | 0 | 0 | 0 | 0 | 0
> LV Sub Generation Intermittent | 0 | 0 | 0 | 0 | 0 | 0
LV Sub Generation Intermittent | 12847.4636 | 0 | 0 | 61.2795 | 0 | 1316.7503
LDNO HV: LV Sub Generation Intermittent | 0 | 0 | 0 | 0 | 0 | 0
> LV Sub Generation Non-Intermittent | 0 | 0 | 0 | 0 | 0 | 0
LV Sub Generation Non-Intermittent | 254.8597 | 1425.5873 | 2309.0585 | 9.1919 | 0 | 233.2959
LDNO HV: LV Sub Generation Non-Intermittent | 0 | 0 | 0 | 0 | 0 | 0
> HV Generation Intermittent | 0 | 0 | 0 | 0 | 0 | 0
HV Generation Intermittent | 374463.18 | 0 | 0 | 148.5486 | 0 | 2389.3768
LDNO HV: HV Generation Intermittent | 67.7257 | 0 | 0 | 0 | 0 | 119.923
> HV Generation Non-Intermittent | 0 | 0 | 0 | 0 | 0 | 0
HV Generation Non-Intermittent | 15789.6217 | 99096.5339 | 140927.3187 | 52.5478 | 0 | 1635.1364
LDNO HV: HV Generation Non-Intermittent | 5.4333 | 0 | 0 | 0 | 0 | 1.0883
1055. Transmission exit charges (£/year)
Source: forecast.
Transmission exit
Transmission exit charges (£/year) | 10059556.4666
1059. Other expenditure
| Direct cost (£/year) | Indirect cost (£/year) | Indirect cost proportion | Network rates (£/year)
Other expenditure | 28826383.2017 | 100906625.5023 | 60% | 24513914
1060. Customer contributions under current connection charging policy
Source: analysis of expenditure data and/or survey of capital expenditure schemes.
Customer contribution percentages by network level of supply and by asset network level.
These proportions should reflect the current connection charging method, not necessarily the method that was in place when the connection was built.
| Assets 132kV | Assets 132kV/EHV | Assets EHV | Assets EHV/HV | Assets 132kV/HV | Assets HV | Assets HV/LV | Assets LV circuits
LV network | 0% | 0% | 0% | 81% | 0% | 81% | 95% | 95%
LV substation | 0% | 0% | 0% | 81% | 0% | 81% | 95%
HV network | 0% | 67% | 67% | 100% | 0% | 100%
HV substation | 0% | 67% | 67% | 100%
1061. Average split of rate 1 units by distribution time band
| Red | Amber | Green
Domestic Unrestricted | 8.862% | 46.21% | 44.93%
Domestic Two Rate | 10.68% | 53.61% | 35.71%
Domestic Off Peak (related MPAN) | 0.1299% | 10.85% | 89.02%
Small Non Domestic Unrestricted | 6.211% | 56.84% | 36.95%
Small Non Domestic Two Rate | 8.003% | 63.17% | 28.83%
Small Non Domestic Off Peak (related MPAN) | 0.1974% | 11.57% | 88.24%
LV Medium Non-Domestic | 8.249% | 61.98% | 29.77%
LV Sub Medium Non-Domestic | 8.138% | 61.86% | 30.01%
HV Medium Non-Domestic | 8.292% | 63.32% | 28.39%
1062. Average split of rate 2 units by distribution time band
| Red | Amber | Green
Domestic Two Rate | 0% | 2.025% | 97.97%
Small Non Domestic Two Rate | 0% | 2.467% | 97.53%
LV Medium Non-Domestic | 0% | 0% | 100%
LV Sub Medium Non-Domestic | 0% | 0% | 100%
HV Medium Non-Domestic | 0% | 0% | 100%
1064. Average split of rate 1 units by special distribution time band
| Red | Amber | Green
NHH UMS category A | 1.75% | 43.48% | 54.77%
NHH UMS category B | 3.322% | 15.16% | 81.52%
NHH UMS category C | 6.032% | 24.88% | 69.09%
NHH UMS category D | 0.2463% | 69.86% | 29.89%
1066. Typical annual hours by special distribution time band
Source: definition of distribution time bands.
The figures in this table will be automatically adjusted to match the number of days in the charging period.
| Red | Amber | Green
Annual hours | 152 | 3803 | 4805
1068. Typical annual hours by distribution time band
Source: definition of distribution time bands.
The figures in this table will be automatically adjusted to match the number of days in the charging period.
| Red | Amber | Green
Annual hours | 520 | 3435 | 4805
1069. Peaking probabilities by network level
Source: analysis of network operation data.
| Red | Amber | Green | Black
GSPs | 98.85% | 1.147% | 0% | 91.01%
132kV | 84.61% | 7.728% | 7.665% | 76.57%
132kV/EHV | 84.61% | 7.728% | 7.665% | 76.57%
EHV | 56.44% | 33.71% | 9.845% | 49.04%
EHV/HV | 56.44% | 33.71% | 9.845% | 49.04%
132kV/HV | 84.61% | 7.728% | 7.665% | 76.57%
HV | 56.44% | 33.71% | 9.845% | 49.04%
HV/LV | 56.44% | 33.71% | 9.845% | 49.04%
LV circuits | 56.44% | 33.71% | 9.845% | 49.04%
1076. Target CDCM net revenue (£/year)
Source: mostly forecasts and price control formulae.
Target CDCM net revenue (£/year)
Target CDCM net revenue (£/year) | 349609178.1063
1092. Average kVAr by kVA, by network level
Source: analysis of operational data.
This is the average of MVAr/MVA or SQRT(1-PF^2) across relevant network elements.
| GSPs | 132kV | 132kV/EHV | EHV | EHV/HV | 132kV/HV | HV | HV/LV | LV circuits
Average kVAr by kVA, by network level | 0.20645 | 0.20645 | 0.20645 | 0.20645 | 0.20645 | 0.20645 | 0.20645 | 0.20645 | 0.20645

## (Y+3)
Input data (Y+3)
1000. Company, charging year, data version
| Company | Year | Version
Company, charging year, data version | South West | 0 | Forecast
1010. Financial and general assumptions
Sources: financial assumptions; calendar; network model.
These financial assumptions determine the annuity rate applied to convert the asset values of the network model into an annual charge.
| Rate of return | Annualisation period (years) | Annuity proportion for customer-contributed assets | Power factor | Days in the charging period
Financial and general assumptions | 4.31% | 40 |  | 0.95 | 366
1017. Diversity allowance between top and bottom of network level
Source: operational data analysis and/or network model.
The diversity figure against GSP is the diversity between GSP Group (the whole system) and individual GSPs.
The diversity figure against 132kV is the diversity between GSPs (the top of the 132kV network) and 132kV/EHV bulk supply points (the bottom of the 132kV network).
The diversity figure against EHV is the diversity between 132kV/EHV bulk supply points (the top of the EHV network) and EHV/HV primary substations (the bottom of the EHV network).
The diversity figure against HV is the diversity between EHV/HV primary substations (the top of the HV network) and HV/LV substations (the bottom of the HV network).
Diversity allowance between top and bottom of network level
GSPs | 2.2%
132kV | 3.1%
132kV/EHV
EHV | 7.5%
EHV/HV
HV | 37%
HV/LV
LV circuits
1018. Proportion of relevant load going through 132kV/HV direct transformation
132kV/HV
EHV/HV | 0%
1019. Network model GSP peak demand (MW)
Network model GSP peak demand (MW)
Network model GSP peak demand (MW) | 500
1020. Gross asset cost by network level (£)
Gross assets £
132kV | 125339816.9027
132kV/EHV | 17753037.5687
EHV | 44817489.6298
EHV/HV | 45043647.6597
132kV/HV | 0
HV | 160418776.2565
HV/LV | 68361311.1291
LV circuits | 146822045.8959
1022. LV service model asset cost (£)
| LV service model 1 | LV service model 2 | LV service model 3 | LV service model 4 | LV service model 5 | LV service model 6 | LV service model 7 | LV service model 8
LV service model asset cost (£) | 5742.9754 | 646.0273 | 786.5336 | 583.3091 | 1325.9913 | 1021.2959 | 0 | 534.1437
1023. HV service model asset cost (£)
| HV service model 1 | HV service model 2 | HV service model 3 | HV service model 4 | HV service model 5
HV service model asset cost (£) | 10132.44 | 4885.1916 | 0 | 0 | 0
1025. Matrix of applicability of LV service models to tariffs with fixed charges
| 26 | 27 | 28 | 29 | 30 | 31 | 32 | 33
| LV service model 1 | LV service model 2 | LV service model 3 | LV service model 4 | LV service model 5 | LV service model 6 | LV service model 7 | LV service model 8
Domestic Unrestricted | 5% | 0% | 0% | 0% | 0% | 0% | 0% | 0%
Domestic Two Rate | 5% | 0% | 0% | 0% | 0% | 0% | 0% | 0%
Small Non Domestic Unrestricted | 0% | 100% | 0% | 0% | 0% | 0% | 0% | 0%
Small Non Domestic Two Rate | 0% | 100% | 0% | 0% | 0% | 0% | 0% | 0%
LV Medium Non-Domestic | 0% | 0% | 100% | 0% | 0% | 0% | 0% | 0%
LV Sub Medium Non-Domestic | 0% | 0% | 0% | 100% | 0% | 0% | 0% | 0%
LV Network Domestic | 5% | 0% | 0% | 0% | 0% | 0% | 0% | 0%
LV Network Non-Domestic Non-CT | 0% | 100% | 0% | 0% | 0% | 0% | 0% | 0%
LV HH Metered | 0% | 0% | 0% | 0% | 100% | 0% | 0% | 0%
LV Sub HH Metered | 0% | 0% | 0% | 0% | 0% | 100% | 0% | 0%
LV Generation NHH or Aggregate HH | 0% | 0% | 0% | 0% | 0% | 0% | 100% | 0%
LV Sub Generation NHH | 0% | 0% | 0% | 0% | 0% | 0% | 100% | 0%
LV Generation Intermittent | 0% | 0% | 0% | 0% | 0% | 0% | 100% | 0%
LV Generation Non-Intermittent | 0% | 0% | 0% | 0% | 0% | 0% | 0% | 0%
LV Sub Generation Intermittent | 0% | 0% | 0% | 0% | 0% | 0% | 0% | 0%
LV Sub Generation Non-Intermittent | 0% | 0% | 0% | 0% | 0% | 0% | 0% | 0%
1026. Matrix of applicability of LV service models to unmetered tariffs
Source: service models
Proportion of service model involved in connecting load of 1 MWh/year
| LV service model 1 | LV service model 2 | LV service model 3 | LV service model 4 | LV service model 5 | LV service model 6 | LV service model 7 | LV service model 8
All LV unmetered tariffs | 0 | 0 | 0 | 0 | 0 | 0 | 0 | 0.488
1028. Matrix of applicability of HV service models to tariffs with fixed charges
| 17 | 18 | 19 | 20 | 21
| HV service model 1 | HV service model 2 | HV service model 3 | HV service model 4 | HV service model 5
HV Medium Non-Domestic | 100% | 0% | 0% | 0% | 0%
HV HH Metered | 100% | 0% | 0% | 0% | 0%
HV Generation Intermittent | 0% | 100% | 0% | 0% | 0%
HV Generation Non-Intermittent | 0% | 100% | 0% | 0% | 0%
1032. Loss adjustment factors to transmission
Source: losses model or loss adjustment factors at time of system peak.
| 132kV | 132kV/EHV | EHV | EHV/HV | HV | HV/LV | LV circuits
Loss adjustment factor | 1.008 | 1.011 | 1.024 | 1.034 | 1.057 | 1.07 | 1.085
1037. Embedded network (LDNO) discounts
Source: separate price control disaggregation model.
| No discount | LDNO LV: LV user | LDNO HV: LV user | LDNO HV: LV sub user | LDNO HV: HV user
LDNO discount |  | 37.13% | 62.67% | 38.74% | 27.31%
1041. Load profile data for demand users
Source: load data analysis.
| Coincidence factor | Load factor
Domestic Unrestricted | 0.89598 | 0.41537
Domestic Two Rate | 0.32458 | 0.25454
Domestic Off Peak (related MPAN) |  | 0.14543
Small Non Domestic Unrestricted | 0.6504 | 0.3936
Small Non Domestic Two Rate | 0.60748 | 0.44734
Small Non Domestic Off Peak (related MPAN) |  | 0.15298
LV Medium Non-Domestic | 0.86566 | 0.59523
LV Sub Medium Non-Domestic | 0.83934 | 0.60267
HV Medium Non-Domestic | 0.69708 | 0.48549
LV Network Domestic | 0.8062 | 0.38734
LV Network Non-Domestic Non-CT | 0.64178 | 0.39821
LV HH Metered | 0.81736 | 0.5907
LV Sub HH Metered | 0.77851 | 0.61451
HV HH Metered | 0.81144 | 0.72214
NHH UMS category A | 1 | 1
NHH UMS category B | 0.98388 | 0.47554
NHH UMS category C | 0.88074 | 0.24607
NHH UMS category D | 0 | 0.51524
LV UMS (Pseudo HH Metered) | 0.97616 | 0.46048
1053. Volume forecasts for the charging year
| 22 | 23 | 24 | 25 | 26 | 27
Source: forecast.
Please include MPAN counts for tariffs with no fixed charge (e.g. off-peak tariffs),
but exclude MPANs on tariffs with a fixed charge that are not subject to a fixed charge due to a site grouping arrangement.
| Rate 1 units (MWh) | Rate 2 units (MWh) | Rate 3 units (MWh) | MPANs | Import capacity (kVA) | Reactive power units (MVArh)
> Domestic Unrestricted | 0 | 0 | 0 | 0 | 0 | 0
Domestic Unrestricted | 4097673.2275 | 0 | 0 | 1221354.1485 | 0 | 0
LDNO LV: Domestic Unrestricted | 14411.1552 | 0 | 0 | 5490.8821 | 0 | 0
LDNO HV: Domestic Unrestricted | 20881.9473 | 0 | 0 | 8645.6513 | 0 | 0
> Domestic Two Rate | 0 | 0 | 0 | 0 | 0 | 0
Domestic Two Rate | 651901.4727 | 686761.8517 | 0 | 222959.2648 | 0 | 0
LDNO LV: Domestic Two Rate | 997.5627 | 468.4956 | 0 | 421.6347 | 0 | 0
LDNO HV: Domestic Two Rate | 951.2981 | 390.1027 | 0 | 351.0055 | 0 | 0
> Domestic Off Peak (related MPAN) | 0 | 0 | 0 | 0 | 0 | 0
Domestic Off Peak (related MPAN) | 63105.7323 | 0 | 0 | 0 | 0 | 0
LDNO LV: Domestic Off Peak (related MPAN) | 0 | 0 | 0 | 0 | 0 | 0
LDNO HV: Domestic Off Peak (related MPAN) | 0 | 0 | 0 | 0 | 0 | 0
> Small Non Domestic Unrestricted | 0 | 0 | 0 | 0 | 0 | 0
Small Non Domestic Unrestricted | 1153977.7297 | 0 | 0 | 109710.6919 | 0 | 0
LDNO LV: Small Non Domestic Unrestricted | 845.5296 | 0 | 0 | 116.6451 | 0 | 0
LDNO HV: Small Non Domestic Unrestricted | 7208.4319 | 0 | 0 | 374.5486 | 0 | 0
> Small Non Domestic Two Rate | 0 | 0 | 0 | 0 | 0 | 0
Small Non Domestic Two Rate | 369843.5813 | 170885.7463 | 0 | 28055.4675 | 0 | 0
LDNO LV: Small Non Domestic Two Rate | 42.165 | 11.5862 | 0 | 2.1403 | 0 | 0
LDNO HV: Small Non Domestic Two Rate | 927.9064 | 295.3261 | 0 | 23.5431 | 0 | 0
> Small Non Domestic Off Peak (related MPAN) | 0 | 0 | 0 | 0 | 0 | 0
Small Non Domestic Off Peak (related MPAN) | 22929.3206 | 0 | 0 | 0 | 0 | 0
LDNO LV: Small Non Domestic Off Peak (related MPAN) | 0 | 0 | 0 | 0 | 0 | 0
LDNO HV: Small Non Domestic Off Peak (related MPAN) | 0 | 0 | 0 | 0 | 0 | 0
> LV Medium Non-Domestic | 0 | 0 | 0 | 0 | 0 | 0
LV Medium Non-Domestic | 0 | 0 | 0 | 0 | 0 | 0
LDNO LV: LV Medium Non-Domestic | 0 | 0 | 0 | 0 | 0 | 0
LDNO HV: LV Medium Non-Domestic | 0 | 0 | 0 | 0 | 0 | 0
> LV Sub Medium Non-Domestic | 0 | 0 | 0 | 0 | 0 | 0
LV Sub Medium Non-Domestic | 0 | 0 | 0 | 0 | 0 | 0
> HV Medium Non-Domestic | 0 | 0 | 0 | 0 | 0 | 0
HV Medium Non-Domestic | 0 | 0 | 0 | 0 | 0 | 0
> LV Network Domestic | 0 | 0 | 0 | 0 | 0 | 0
LV Network Domestic | 0 | 0 | 0 | 0 | 0 | 0
LDNO LV: LV Network Domestic | 0 | 0 | 0 | 0 | 0 | 0
LDNO HV: LV Network Domestic | 0 | 0 | 0 | 0 | 0 | 0
> LV Network Non-Domestic Non-CT | 0 | 0 | 0 | 0 | 0 | 0
LV Network Non-Domestic Non-CT | 26539.1105 | 198462.2675 | 189153.6687 | 6362.2186 | 0 | 0
LDNO LV: LV Network Non-Domestic Non-CT | 6.834 | 51.1095 | 52.6591 | 1.4441 | 0 | 0
LDNO HV: LV Network Non-Domestic Non-CT | 245.6741 | 1836.8825 | 1456.6766 | 41.1571 | 0 | 0
> LV HH Metered | 0 | 0 | 0 | 0 | 0 | 0
LV HH Metered | 82373.3344 | 600032.5894 | 530697.4484 | 6394.7681 | 672799.4063 | 79513.9764
LDNO LV: LV HH Metered | 21.9717 | 187.0681 | 127.2463 | 2.8364 | 54.9975 | 12.3034
LDNO HV: LV HH Metered | 3069.6281 | 20135.5446 | 16976.7509 | 81.9089 | 19759.7874 | 1687.9952
> LV Sub HH Metered | 0 | 0 | 0 | 0 | 0 | 0
LV Sub HH Metered | 51491.9741 | 384630.9004 | 351871.5933 | 2043.3006 | 388263.6698 | 74524.4878
LDNO HV: LV Sub HH Metered | 0.57302 | 6.8294 | 18.0136 | 1.0701 | 1070.1388 | 0
> HV HH Metered | 0 | 0 | 0 | 0 | 0 | 0
HV HH Metered | 156821.4699 | 1120448.232 | 1206015.3592 | 1068.1349 | 942102.6938 | 188851.345
LDNO HV: HV HH Metered | 1021.0083 | 6466.506 | 8946.3901 | 7.491 | 7490.9715 | 268.3202
> NHH UMS category A | 0 | 0 | 0 | 0 | 0 | 0
NHH UMS category A | 13495.8167 | 0 | 0 | 720.0347 | 0 | 0
LDNO LV: NHH UMS category A | 182.3706 | 0 | 0 | 0 | 0 | 0
LDNO HV: NHH UMS category A | 8.0484 | 0 | 0 | 0 | 0 | 0
> NHH UMS category B | 0 | 0 | 0 | 0 | 0 | 0
NHH UMS category B | 4835.9293 | 0 | 0 | 673.0537 | 0 | 0
LDNO LV: NHH UMS category B | 79.9719 | 0 | 0 | 0 | 0 | 0
LDNO HV: NHH UMS category B | 171.6511 | 0 | 0 | 0 | 0 | 0
> NHH UMS category C | 0 | 0 | 0 | 0 | 0 | 0
NHH UMS category C | 595.2121 | 0 | 0 | 171.5827 | 0 | 0
LDNO LV: NHH UMS category C | 7.346 | 0 | 0 | 0 | 0 | 0
LDNO HV: NHH UMS category C | 130.7544 | 0 | 0 | 0 | 0 | 0
> NHH UMS category D | 0 | 0 | 0 | 0 | 0 | 0
NHH UMS category D | 0 | 0 | 0 | 1.0213 | 0 | 0
LDNO LV: NHH UMS category D | 0 | 0 | 0 | 0 | 0 | 0
LDNO HV: NHH UMS category D | 0 | 0 | 0 | 0 | 0 | 0
> LV UMS (Pseudo HH Metered) | 0 | 0 | 0 | 0 | 0 | 0
LV UMS (Pseudo HH Metered) | 4113.3861 | 26283.4815 | 88563.2398 | 0 | 0 | 0
LDNO LV: LV UMS (Pseudo HH Metered) | 0 | 0 | 0 | 0 | 0 | 0
LDNO HV: LV UMS (Pseudo HH Metered) | 0 | 0 | 0 | 0 | 0 | 0
> LV Generation NHH or Aggregate HH | 0 | 0 | 0 | 0 | 0 | 0
LV Generation NHH or Aggregate HH | 3287.7605 | 0 | 0 | 265.5447 | 0 | 0
LDNO LV: LV Generation NHH or Aggregate HH | 140.5873 | 0 | 0 | 0 | 0 | 0
LDNO HV: LV Generation NHH or Aggregate HH | 0 | 0 | 0 | 0 | 0 | 0
> LV Sub Generation NHH | 0 | 0 | 0 | 0 | 0 | 0
LV Sub Generation NHH | 0 | 0 | 0 | 0 | 0 | 0
LDNO HV: LV Sub Generation NHH | 0 | 0 | 0 | 0 | 0 | 0
> LV Generation Intermittent | 0 | 0 | 0 | 0 | 0 | 0
LV Generation Intermittent | 81306.118 | 0 | 0 | 506.5776 | 0 | 3918.8727
LDNO LV: LV Generation Intermittent | 0 | 0 | 0 | 0 | 0 | 0
LDNO HV: LV Generation Intermittent | 558.0589 | 0 | 0 | 0 | 0 | 0
> LV Generation Non-Intermittent | 0 | 0 | 0 | 0 | 0 | 0
LV Generation Non-Intermittent | 168.4848 | 1247.4928 | 1375.1406 | 8.1706 | 0 | 378.7497
LDNO LV: LV Generation Non-Intermittent | 0 | 0 | 0 | 0 | 0 | 0
LDNO HV: LV Generation Non-Intermittent | 0 | 0 | 0 | 0 | 0 | 0
> LV Sub Generation Intermittent | 0 | 0 | 0 | 0 | 0 | 0
LV Sub Generation Intermittent | 12847.4636 | 0 | 0 | 61.2795 | 0 | 1316.7503
LDNO HV: LV Sub Generation Intermittent | 0 | 0 | 0 | 0 | 0 | 0
> LV Sub Generation Non-Intermittent | 0 | 0 | 0 | 0 | 0 | 0
LV Sub Generation Non-Intermittent | 254.8597 | 1425.5873 | 2309.0585 | 9.1919 | 0 | 233.2959
LDNO HV: LV Sub Generation Non-Intermittent | 0 | 0 | 0 | 0 | 0 | 0
> HV Generation Intermittent | 0 | 0 | 0 | 0 | 0 | 0
HV Generation Intermittent | 374463.18 | 0 | 0 | 148.5486 | 0 | 2389.3768
LDNO HV: HV Generation Intermittent | 67.7257 | 0 | 0 | 0 | 0 | 119.923
> HV Generation Non-Intermittent | 0 | 0 | 0 | 0 | 0 | 0
HV Generation Non-Intermittent | 15789.6217 | 99096.5339 | 140927.3187 | 52.5478 | 0 | 1635.1364
LDNO HV: HV Generation Non-Intermittent | 5.4333 | 0 | 0 | 0 | 0 | 1.0883
1055. Transmission exit charges (£/year)
Source: forecast.
Transmission exit
Transmission exit charges (£/year) | 10361343.1606
1059. Other expenditure
| Direct cost (£/year) | Indirect cost (£/year) | Indirect cost proportion | Network rates (£/year)
Other expenditure | 29654358.7006 | 103804950.0339 | 60% | 25249331
1060. Customer contributions under current connection charging policy
Source: analysis of expenditure data and/or survey of capital expenditure schemes.
Customer contribution percentages by network level of supply and by asset network level.
These proportions should reflect the current connection charging method, not necessarily the method that was in place when the connection was built.
| Assets 132kV | Assets 132kV/EHV | Assets EHV | Assets EHV/HV | Assets 132kV/HV | Assets HV | Assets HV/LV | Assets LV circuits
LV network | 0% | 0% | 0% | 81% | 0% | 81% | 95% | 95%
LV substation | 0% | 0% | 0% | 81% | 0% | 81% | 95%
HV network | 0% | 67% | 67% | 100% | 0% | 100%
HV substation | 0% | 67% | 67% | 100%
1061. Average split of rate 1 units by distribution time band
| Red | Amber | Green
Domestic Unrestricted | 8.862% | 46.21% | 44.93%
Domestic Two Rate | 10.68% | 53.61% | 35.71%
Domestic Off Peak (related MPAN) | 0.1299% | 10.85% | 89.02%
Small Non Domestic Unrestricted | 6.211% | 56.84% | 36.95%
Small Non Domestic Two Rate | 8.003% | 63.17% | 28.83%
Small Non Domestic Off Peak (related MPAN) | 0.1974% | 11.57% | 88.24%
LV Medium Non-Domestic | 8.249% | 61.98% | 29.77%
LV Sub Medium Non-Domestic | 8.138% | 61.86% | 30.01%
HV Medium Non-Domestic | 8.292% | 63.32% | 28.39%
1062. Average split of rate 2 units by distribution time band
| Red | Amber | Green
Domestic Two Rate | 0% | 2.025% | 97.97%
Small Non Domestic Two Rate | 0% | 2.467% | 97.53%
LV Medium Non-Domestic | 0% | 0% | 100%
LV Sub Medium Non-Domestic | 0% | 0% | 100%
HV Medium Non-Domestic | 0% | 0% | 100%
1064. Average split of rate 1 units by special distribution time band
| Red | Amber | Green
NHH UMS category A | 1.75% | 43.48% | 54.77%
NHH UMS category B | 3.322% | 15.16% | 81.52%
NHH UMS category C | 6.032% | 24.88% | 69.09%
NHH UMS category D | 0.2463% | 69.86% | 29.89%
1066. Typical annual hours by special distribution time band
Source: definition of distribution time bands.
The figures in this table will be automatically adjusted to match the number of days in the charging period.
| Red | Amber | Green
Annual hours | 152 | 3828 | 4804
1068. Typical annual hours by distribution time band
Source: definition of distribution time bands.
The figures in this table will be automatically adjusted to match the number of days in the charging period.
| Red | Amber | Green
Annual hours | 524 | 3456 | 4804
1069. Peaking probabilities by network level
Source: analysis of network operation data.
| Red | Amber | Green | Black
GSPs | 98.85% | 1.147% | 0% | 91.01%
132kV | 84.61% | 7.728% | 7.665% | 76.57%
132kV/EHV | 84.61% | 7.728% | 7.665% | 76.57%
EHV | 56.44% | 33.71% | 9.845% | 49.04%
EHV/HV | 56.44% | 33.71% | 9.845% | 49.04%
132kV/HV | 84.61% | 7.728% | 7.665% | 76.57%
HV | 56.44% | 33.71% | 9.845% | 49.04%
HV/LV | 56.44% | 33.71% | 9.845% | 49.04%
LV circuits | 56.44% | 33.71% | 9.845% | 49.04%
1076. Target CDCM net revenue (£/year)
Source: mostly forecasts and price control formulae.
Target CDCM net revenue (£/year)
Target CDCM net revenue (£/year) | 358359733.8793
1092. Average kVAr by kVA, by network level
Source: analysis of operational data.
This is the average of MVAr/MVA or SQRT(1-PF^2) across relevant network elements.
| GSPs | 132kV | 132kV/EHV | EHV | EHV/HV | 132kV/HV | HV | HV/LV | LV circuits
Average kVAr by kVA, by network level | 0.20645 | 0.20645 | 0.20645 | 0.20645 | 0.20645 | 0.20645 | 0.20645 | 0.20645 | 0.20645

## (Y+4)
Input data (Y+4)
1000. Company, charging year, data version
| Company | Year | Version
Company, charging year, data version | South West | 0 | Forecast
1010. Financial and general assumptions
Sources: financial assumptions; calendar; network model.
These financial assumptions determine the annuity rate applied to convert the asset values of the network model into an annual charge.
| Rate of return | Annualisation period (years) | Annuity proportion for customer-contributed assets | Power factor | Days in the charging period
Financial and general assumptions | 4.31% | 40 |  | 0.95 | 366
1017. Diversity allowance between top and bottom of network level
Source: operational data analysis and/or network model.
The diversity figure against GSP is the diversity between GSP Group (the whole system) and individual GSPs.
The diversity figure against 132kV is the diversity between GSPs (the top of the 132kV network) and 132kV/EHV bulk supply points (the bottom of the 132kV network).
The diversity figure against EHV is the diversity between 132kV/EHV bulk supply points (the top of the EHV network) and EHV/HV primary substations (the bottom of the EHV network).
The diversity figure against HV is the diversity between EHV/HV primary substations (the top of the HV network) and HV/LV substations (the bottom of the HV network).
Diversity allowance between top and bottom of network level
GSPs | 2.2%
132kV | 3.1%
132kV/EHV
EHV | 7.5%
EHV/HV
HV | 37%
HV/LV
LV circuits
1018. Proportion of relevant load going through 132kV/HV direct transformation
132kV/HV
EHV/HV | 0%
1019. Network model GSP peak demand (MW)
Network model GSP peak demand (MW)
Network model GSP peak demand (MW) | 500
1020. Gross asset cost by network level (£)
Gross assets £
132kV | 129260289.5565
132kV/EHV | 18308330.3722
EHV | 46219324.632
EHV/HV | 46452556.6021
132kV/HV | 0
HV | 165436474.8698
HV/LV | 70499567.411
LV circuits | 151414455.7952
1022. LV service model asset cost (£)
| LV service model 1 | LV service model 2 | LV service model 3 | LV service model 4 | LV service model 5 | LV service model 6 | LV service model 7 | LV service model 8
LV service model asset cost (£) | 5922.6085 | 666.2342 | 811.1354 | 601.5542 | 1367.4667 | 1053.2407 | 0 | 550.851
1023. HV service model asset cost (£)
| HV service model 1 | HV service model 2 | HV service model 3 | HV service model 4 | HV service model 5
HV service model asset cost (£) | 10449.37 | 5037.9943 | 0 | 0 | 0
1025. Matrix of applicability of LV service models to tariffs with fixed charges
| 34 | 35 | 36 | 37 | 38 | 39 | 40 | 41
| LV service model 1 | LV service model 2 | LV service model 3 | LV service model 4 | LV service model 5 | LV service model 6 | LV service model 7 | LV service model 8
Domestic Unrestricted | 5% | 0% | 0% | 0% | 0% | 0% | 0% | 0%
Domestic Two Rate | 5% | 0% | 0% | 0% | 0% | 0% | 0% | 0%
Small Non Domestic Unrestricted | 0% | 100% | 0% | 0% | 0% | 0% | 0% | 0%
Small Non Domestic Two Rate | 0% | 100% | 0% | 0% | 0% | 0% | 0% | 0%
LV Medium Non-Domestic | 0% | 0% | 100% | 0% | 0% | 0% | 0% | 0%
LV Sub Medium Non-Domestic | 0% | 0% | 0% | 100% | 0% | 0% | 0% | 0%
LV Network Domestic | 5% | 0% | 0% | 0% | 0% | 0% | 0% | 0%
LV Network Non-Domestic Non-CT | 0% | 100% | 0% | 0% | 0% | 0% | 0% | 0%
LV HH Metered | 0% | 0% | 0% | 0% | 100% | 0% | 0% | 0%
LV Sub HH Metered | 0% | 0% | 0% | 0% | 0% | 100% | 0% | 0%
LV Generation NHH or Aggregate HH | 0% | 0% | 0% | 0% | 0% | 0% | 100% | 0%
LV Sub Generation NHH | 0% | 0% | 0% | 0% | 0% | 0% | 100% | 0%
LV Generation Intermittent | 0% | 0% | 0% | 0% | 0% | 0% | 100% | 0%
LV Generation Non-Intermittent | 0% | 0% | 0% | 0% | 0% | 0% | 0% | 0%
LV Sub Generation Intermittent | 0% | 0% | 0% | 0% | 0% | 0% | 0% | 0%
LV Sub Generation Non-Intermittent | 0% | 0% | 0% | 0% | 0% | 0% | 0% | 0%
1026. Matrix of applicability of LV service models to unmetered tariffs
Source: service models
Proportion of service model involved in connecting load of 1 MWh/year
| LV service model 1 | LV service model 2 | LV service model 3 | LV service model 4 | LV service model 5 | LV service model 6 | LV service model 7 | LV service model 8
All LV unmetered tariffs | 0 | 0 | 0 | 0 | 0 | 0 | 0 | 0.488
1028. Matrix of applicability of HV service models to tariffs with fixed charges
| 22 | 23 | 24 | 25 | 26
| HV service model 1 | HV service model 2 | HV service model 3 | HV service model 4 | HV service model 5
HV Medium Non-Domestic | 100% | 0% | 0% | 0% | 0%
HV HH Metered | 100% | 0% | 0% | 0% | 0%
HV Generation Intermittent | 0% | 100% | 0% | 0% | 0%
HV Generation Non-Intermittent | 0% | 100% | 0% | 0% | 0%
1032. Loss adjustment factors to transmission
Source: losses model or loss adjustment factors at time of system peak.
| 132kV | 132kV/EHV | EHV | EHV/HV | HV | HV/LV | LV circuits
Loss adjustment factor | 1.008 | 1.011 | 1.024 | 1.034 | 1.057 | 1.07 | 1.085
1037. Embedded network (LDNO) discounts
Source: separate price control disaggregation model.
| No discount | LDNO LV: LV user | LDNO HV: LV user | LDNO HV: LV sub user | LDNO HV: HV user
LDNO discount |  | 37.13% | 62.67% | 38.74% | 27.31%
1041. Load profile data for demand users
Source: load data analysis.
| Coincidence factor | Load factor
Domestic Unrestricted | 0.89598 | 0.41537
Domestic Two Rate | 0.32458 | 0.25454
Domestic Off Peak (related MPAN) |  | 0.14543
Small Non Domestic Unrestricted | 0.6504 | 0.3936
Small Non Domestic Two Rate | 0.60748 | 0.44734
Small Non Domestic Off Peak (related MPAN) |  | 0.15298
LV Medium Non-Domestic | 0.86566 | 0.59523
LV Sub Medium Non-Domestic | 0.83934 | 0.60267
HV Medium Non-Domestic | 0.69708 | 0.48549
LV Network Domestic | 0.8062 | 0.38734
LV Network Non-Domestic Non-CT | 0.64178 | 0.39821
LV HH Metered | 0.81736 | 0.5907
LV Sub HH Metered | 0.77851 | 0.61451
HV HH Metered | 0.81144 | 0.72214
NHH UMS category A | 1 | 1
NHH UMS category B | 0.98388 | 0.47554
NHH UMS category C | 0.88074 | 0.24607
NHH UMS category D | 0 | 0.51524
LV UMS (Pseudo HH Metered) | 0.97616 | 0.46048
1053. Volume forecasts for the charging year
| 28 | 29 | 30 | 31 | 32 | 33
Source: forecast.
Please include MPAN counts for tariffs with no fixed charge (e.g. off-peak tariffs),
but exclude MPANs on tariffs with a fixed charge that are not subject to a fixed charge due to a site grouping arrangement.
| Rate 1 units (MWh) | Rate 2 units (MWh) | Rate 3 units (MWh) | MPANs | Import capacity (kVA) | Reactive power units (MVArh)
> Domestic Unrestricted | 0 | 0 | 0 | 0 | 0 | 0
Domestic Unrestricted | 4097673.2275 | 0 | 0 | 1221354.1485 | 0 | 0
LDNO LV: Domestic Unrestricted | 14411.1552 | 0 | 0 | 5490.8821 | 0 | 0
LDNO HV: Domestic Unrestricted | 20881.9473 | 0 | 0 | 8645.6513 | 0 | 0
> Domestic Two Rate | 0 | 0 | 0 | 0 | 0 | 0
Domestic Two Rate | 651901.4727 | 686761.8517 | 0 | 222959.2648 | 0 | 0
LDNO LV: Domestic Two Rate | 997.5627 | 468.4956 | 0 | 421.6347 | 0 | 0
LDNO HV: Domestic Two Rate | 951.2981 | 390.1027 | 0 | 351.0055 | 0 | 0
> Domestic Off Peak (related MPAN) | 0 | 0 | 0 | 0 | 0 | 0
Domestic Off Peak (related MPAN) | 63105.7323 | 0 | 0 | 0 | 0 | 0
LDNO LV: Domestic Off Peak (related MPAN) | 0 | 0 | 0 | 0 | 0 | 0
LDNO HV: Domestic Off Peak (related MPAN) | 0 | 0 | 0 | 0 | 0 | 0
> Small Non Domestic Unrestricted | 0 | 0 | 0 | 0 | 0 | 0
Small Non Domestic Unrestricted | 1153977.7297 | 0 | 0 | 109710.6919 | 0 | 0
LDNO LV: Small Non Domestic Unrestricted | 845.5296 | 0 | 0 | 116.6451 | 0 | 0
LDNO HV: Small Non Domestic Unrestricted | 7208.4319 | 0 | 0 | 374.5486 | 0 | 0
> Small Non Domestic Two Rate | 0 | 0 | 0 | 0 | 0 | 0
Small Non Domestic Two Rate | 369843.5813 | 170885.7463 | 0 | 28055.4675 | 0 | 0
LDNO LV: Small Non Domestic Two Rate | 42.165 | 11.5862 | 0 | 2.1403 | 0 | 0
LDNO HV: Small Non Domestic Two Rate | 927.9064 | 295.3261 | 0 | 23.5431 | 0 | 0
> Small Non Domestic Off Peak (related MPAN) | 0 | 0 | 0 | 0 | 0 | 0
Small Non Domestic Off Peak (related MPAN) | 22929.3206 | 0 | 0 | 0 | 0 | 0
LDNO LV: Small Non Domestic Off Peak (related MPAN) | 0 | 0 | 0 | 0 | 0 | 0
LDNO HV: Small Non Domestic Off Peak (related MPAN) | 0 | 0 | 0 | 0 | 0 | 0
> LV Medium Non-Domestic | 0 | 0 | 0 | 0 | 0 | 0
LV Medium Non-Domestic | 0 | 0 | 0 | 0 | 0 | 0
LDNO LV: LV Medium Non-Domestic | 0 | 0 | 0 | 0 | 0 | 0
LDNO HV: LV Medium Non-Domestic | 0 | 0 | 0 | 0 | 0 | 0
> LV Sub Medium Non-Domestic | 0 | 0 | 0 | 0 | 0 | 0
LV Sub Medium Non-Domestic | 0 | 0 | 0 | 0 | 0 | 0
> HV Medium Non-Domestic | 0 | 0 | 0 | 0 | 0 | 0
HV Medium Non-Domestic | 0 | 0 | 0 | 0 | 0 | 0
> LV Network Domestic | 0 | 0 | 0 | 0 | 0 | 0
LV Network Domestic | 0 | 0 | 0 | 0 | 0 | 0
LDNO LV: LV Network Domestic | 0 | 0 | 0 | 0 | 0 | 0
LDNO HV: LV Network Domestic | 0 | 0 | 0 | 0 | 0 | 0
> LV Network Non-Domestic Non-CT | 0 | 0 | 0 | 0 | 0 | 0
LV Network Non-Domestic Non-CT | 26539.1105 | 198462.2675 | 189153.6687 | 6362.2186 | 0 | 0
LDNO LV: LV Network Non-Domestic Non-CT | 6.834 | 51.1095 | 52.6591 | 1.4441 | 0 | 0
LDNO HV: LV Network Non-Domestic Non-CT | 245.6741 | 1836.8825 | 1456.6766 | 41.1571 | 0 | 0
> LV HH Metered | 0 | 0 | 0 | 0 | 0 | 0
LV HH Metered | 82373.3344 | 600032.5894 | 530697.4484 | 6394.7681 | 672799.4063 | 79513.9764
LDNO LV: LV HH Metered | 21.9717 | 187.0681 | 127.2463 | 2.8364 | 54.9975 | 12.3034
LDNO HV: LV HH Metered | 3069.6281 | 20135.5446 | 16976.7509 | 81.9089 | 19759.7874 | 1687.9952
> LV Sub HH Metered | 0 | 0 | 0 | 0 | 0 | 0
LV Sub HH Metered | 51491.9741 | 384630.9004 | 351871.5933 | 2043.3006 | 388263.6698 | 74524.4878
LDNO HV: LV Sub HH Metered | 0.57302 | 6.8294 | 18.0136 | 1.0701 | 1070.1388 | 0
> HV HH Metered | 0 | 0 | 0 | 0 | 0 | 0
HV HH Metered | 156821.4699 | 1120448.232 | 1206015.3592 | 1068.1349 | 942102.6938 | 188851.345
LDNO HV: HV HH Metered | 1021.0083 | 6466.506 | 8946.3901 | 7.491 | 7490.9715 | 268.3202
> NHH UMS category A | 0 | 0 | 0 | 0 | 0 | 0
NHH UMS category A | 13495.8167 | 0 | 0 | 720.0347 | 0 | 0
LDNO LV: NHH UMS category A | 182.3706 | 0 | 0 | 0 | 0 | 0
LDNO HV: NHH UMS category A | 8.0484 | 0 | 0 | 0 | 0 | 0
> NHH UMS category B | 0 | 0 | 0 | 0 | 0 | 0
NHH UMS category B | 4835.9293 | 0 | 0 | 673.0537 | 0 | 0
LDNO LV: NHH UMS category B | 79.9719 | 0 | 0 | 0 | 0 | 0
LDNO HV: NHH UMS category B | 171.6511 | 0 | 0 | 0 | 0 | 0
> NHH UMS category C | 0 | 0 | 0 | 0 | 0 | 0
NHH UMS category C | 595.2121 | 0 | 0 | 171.5827 | 0 | 0
LDNO LV: NHH UMS category C | 7.346 | 0 | 0 | 0 | 0 | 0
LDNO HV: NHH UMS category C | 130.7544 | 0 | 0 | 0 | 0 | 0
> NHH UMS category D | 0 | 0 | 0 | 0 | 0 | 0
NHH UMS category D | 0 | 0 | 0 | 1.0213 | 0 | 0
LDNO LV: NHH UMS category D | 0 | 0 | 0 | 0 | 0 | 0
LDNO HV: NHH UMS category D | 0 | 0 | 0 | 0 | 0 | 0
> LV UMS (Pseudo HH Metered) | 0 | 0 | 0 | 0 | 0 | 0
LV UMS (Pseudo HH Metered) | 4113.3861 | 26283.4815 | 88563.2398 | 0 | 0 | 0
LDNO LV: LV UMS (Pseudo HH Metered) | 0 | 0 | 0 | 0 | 0 | 0
LDNO HV: LV UMS (Pseudo HH Metered) | 0 | 0 | 0 | 0 | 0 | 0
> LV Generation NHH or Aggregate HH | 0 | 0 | 0 | 0 | 0 | 0
LV Generation NHH or Aggregate HH | 3287.7605 | 0 | 0 | 265.5447 | 0 | 0
LDNO LV: LV Generation NHH or Aggregate HH | 140.5873 | 0 | 0 | 0 | 0 | 0
LDNO HV: LV Generation NHH or Aggregate HH | 0 | 0 | 0 | 0 | 0 | 0
> LV Sub Generation NHH | 0 | 0 | 0 | 0 | 0 | 0
LV Sub Generation NHH | 0 | 0 | 0 | 0 | 0 | 0
LDNO HV: LV Sub Generation NHH | 0 | 0 | 0 | 0 | 0 | 0
> LV Generation Intermittent | 0 | 0 | 0 | 0 | 0 | 0
LV Generation Intermittent | 81306.118 | 0 | 0 | 506.5776 | 0 | 3918.8727
LDNO LV: LV Generation Intermittent | 0 | 0 | 0 | 0 | 0 | 0
LDNO HV: LV Generation Intermittent | 558.0589 | 0 | 0 | 0 | 0 | 0
> LV Generation Non-Intermittent | 0 | 0 | 0 | 0 | 0 | 0
LV Generation Non-Intermittent | 168.4848 | 1247.4928 | 1375.1406 | 8.1706 | 0 | 378.7497
LDNO LV: LV Generation Non-Intermittent | 0 | 0 | 0 | 0 | 0 | 0
LDNO HV: LV Generation Non-Intermittent | 0 | 0 | 0 | 0 | 0 | 0
> LV Sub Generation Intermittent | 0 | 0 | 0 | 0 | 0 | 0
LV Sub Generation Intermittent | 12847.4636 | 0 | 0 | 61.2795 | 0 | 1316.7503
LDNO HV: LV Sub Generation Intermittent | 0 | 0 | 0 | 0 | 0 | 0
> LV Sub Generation Non-Intermittent | 0 | 0 | 0 | 0 | 0 | 0
LV Sub Generation Non-Intermittent | 254.8597 | 1425.5873 | 2309.0585 | 9.1919 | 0 | 233.2959
LDNO HV: LV Sub Generation Non-Intermittent | 0 | 0 | 0 | 0 | 0 | 0
> HV Generation Intermittent | 0 | 0 | 0 | 0 | 0 | 0
HV Generation Intermittent | 374463.18 | 0 | 0 | 148.5486 | 0 | 2389.3768
LDNO HV: HV Generation Intermittent | 67.7257 | 0 | 0 | 0 | 0 | 119.923
> HV Generation Non-Intermittent | 0 | 0 | 0 | 0 | 0 | 0
HV Generation Non-Intermittent | 15789.6217 | 99096.5339 | 140927.3187 | 52.5478 | 0 | 1635.1364
LDNO HV: HV Generation Non-Intermittent | 5.4333 | 0 | 0 | 0 | 0 | 1.0883
1055. Transmission exit charges (£/year)
Source: forecast.
Transmission exit
Transmission exit charges (£/year) | 10672183.4554
1059. Other expenditure
| Direct cost (£/year) | Indirect cost (£/year) | Indirect cost proportion | Network rates (£/year)
Other expenditure | 30581909.9387 | 107051838.9954 | 60% | 26006811
1060. Customer contributions under current connection charging policy
Source: analysis of expenditure data and/or survey of capital expenditure schemes.
Customer contribution percentages by network level of supply and by asset network level.
These proportions should reflect the current connection charging method, not necessarily the method that was in place when the connection was built.
| Assets 132kV | Assets 132kV/EHV | Assets EHV | Assets EHV/HV | Assets 132kV/HV | Assets HV | Assets HV/LV | Assets LV circuits
LV network | 0% | 0% | 0% | 81% | 0% | 81% | 95% | 95%
LV substation | 0% | 0% | 0% | 81% | 0% | 81% | 95%
HV network | 0% | 67% | 67% | 100% | 0% | 100%
HV substation | 0% | 67% | 67% | 100%
1061. Average split of rate 1 units by distribution time band
| Red | Amber | Green
Domestic Unrestricted | 8.862% | 46.21% | 44.93%
Domestic Two Rate | 10.68% | 53.61% | 35.71%
Domestic Off Peak (related MPAN) | 0.1299% | 10.85% | 89.02%
Small Non Domestic Unrestricted | 6.211% | 56.84% | 36.95%
Small Non Domestic Two Rate | 8.003% | 63.17% | 28.83%
Small Non Domestic Off Peak (related MPAN) | 0.1974% | 11.57% | 88.24%
LV Medium Non-Domestic | 8.249% | 61.98% | 29.77%
LV Sub Medium Non-Domestic | 8.138% | 61.86% | 30.01%
HV Medium Non-Domestic | 8.292% | 63.32% | 28.39%
1062. Average split of rate 2 units by distribution time band
| Red | Amber | Green
Domestic Two Rate | 0% | 2.025% | 97.97%
Small Non Domestic Two Rate | 0% | 2.467% | 97.53%
LV Medium Non-Domestic | 0% | 0% | 100%
LV Sub Medium Non-Domestic | 0% | 0% | 100%
HV Medium Non-Domestic | 0% | 0% | 100%
1064. Average split of rate 1 units by special distribution time band
| Red | Amber | Green
NHH UMS category A | 1.75% | 43.48% | 54.77%
NHH UMS category B | 3.322% | 15.16% | 81.52%
NHH UMS category C | 6.032% | 24.88% | 69.09%
NHH UMS category D | 0.2463% | 69.86% | 29.89%
1066. Typical annual hours by special distribution time band
Source: definition of distribution time bands.
The figures in this table will be automatically adjusted to match the number of days in the charging period.
| Red | Amber | Green
Annual hours | 150 | 3816 | 4794
1068. Typical annual hours by distribution time band
Source: definition of distribution time bands.
The figures in this table will be automatically adjusted to match the number of days in the charging period.
| Red | Amber | Green
Annual hours | 522 | 3444 | 4794
1069. Peaking probabilities by network level
Source: analysis of network operation data.
| Red | Amber | Green | Black
GSPs | 98.85% | 1.147% | 0% | 91.01%
132kV | 84.61% | 7.728% | 7.665% | 76.57%
132kV/EHV | 84.61% | 7.728% | 7.665% | 76.57%
EHV | 56.44% | 33.71% | 9.845% | 49.04%
EHV/HV | 56.44% | 33.71% | 9.845% | 49.04%
132kV/HV | 84.61% | 7.728% | 7.665% | 76.57%
HV | 56.44% | 33.71% | 9.845% | 49.04%
HV/LV | 56.44% | 33.71% | 9.845% | 49.04%
LV circuits | 56.44% | 33.71% | 9.845% | 49.04%
1076. Target CDCM net revenue (£/year)
Source: mostly forecasts and price control formulae.
Target CDCM net revenue (£/year)
Target CDCM net revenue (£/year) | 372914241.3274
1092. Average kVAr by kVA, by network level
Source: analysis of operational data.
This is the average of MVAr/MVA or SQRT(1-PF^2) across relevant network elements.
| GSPs | 132kV | 132kV/EHV | EHV | EHV/HV | 132kV/HV | HV | HV/LV | LV circuits
Average kVAr by kVA, by network level | 0.20645 | 0.20645 | 0.20645 | 0.20645 | 0.20645 | 0.20645 | 0.20645 | 0.20645 | 0.20645

## Tariffs ARP
WPD South West - 5 Year Tariff Summary
|  | Shortcut |  | Note: These tariffs are based on the assumptions set out in the CDCM forecast Data and CDCM Volume Forecast sheets. If the assumptions in these sheets have been changed, the tariffs can be updated by pressing the button below.
| Year 0: | 2017/18
| Year 1: | 2018/19
| Year 2: | 2019/20
| Year 3: | 2020/21
| Year 4: | 2021/22
Tariffs for Charging Year: 2017/18
|  | Open LLFCs | PCs | Unit rate 1 p/kWh | Unit rate 2 p/kWh | Unit rate 3 p/kWh | Fixed charge p/MPAN/day | Capacity charge p/kVA/day | Reactive power charge p/kVArh | Closed LLFCs
| Domestic Unrestricted | 10, 20 | 1 | 3.098 | 0 | 0 | 4.66 | 0 | 0
| Domestic Two Rate | 30, 40 | 2 | 3.72 | 0.155 | 0 | 4.66 | 0 | 0
| Domestic Off Peak (related MPAN) | 430 | 2 | 0.159 | 0 | 0 | 0 | 0 | 0
| Small Non Domestic Unrestricted | 110 | 3 | 2.509 | 0 | 0 | 7.55 | 0 | 0
| Small Non Domestic Two Rate | 210 | 4 | 2.931 | 0.158 | 0 | 7.55 | 0 | 0
| Small Non Domestic Off Peak (related MPAN) | 251 | 4 | 0.174 | 0 | 0 | 0 | 0 | 0
| LV Medium Non-Domestic | 570 | 5-8 | 2.055 | 0.101 | 0 | 6.33 | 0 | 0
| LV Sub Medium Non-Domestic | 540 | 5-8 | 1.929 | 0.09 | 0 | 4.69 | 0 | 0
| HV Medium Non-Domestic | 510 | 5-8 | 1.587 | 0.044 | 0 | 81.52 | 0 | 0
| LV Network Domestic | 202 |  | 31.407 | 0.544 | 0.146 | 4.66 | 0 | 0
| LV Network Non-Domestic Non-CT | 203 |  | 33.36 | 0.578 | 0.155 | 7.55 | 0 | 0
| LV HH Metered | 570 |  | 25.237 | 0.365 | 0.103 | 10.67 | 2.8 | 0.382
| LV Sub HH Metered | 540 |  | 22.362 | 0.221 | 0.072 | 8.22 | 3.07 | 0.314
| HV HH Metered | 510 |  | 19.17 | 0.117 | 0.046 | 81.52 | 2.57 | 0.252
| NHH UMS category A | 977 | 8 | 2.485 | 0 | 0 | 0 | 0 | 0
| NHH UMS category B | 980 | 1 | 3.485 | 0 | 0 | 0 | 0 | 0
| NHH UMS category C | 978 | 1 | 5.582 | 0 | 0 | 0 | 0 | 0
| NHH UMS category D | 979 | 1 | 1.522 | 0 | 0 | 0 | 0 | 0
| LV UMS (Pseudo HH Metered) | 970 |  | 75.986 | 1.528 | 0.895 | 0 | 0 | 0
| LV Generation NHH or Aggregate HH | 581 | 8&0 | -0.673 | 0 | 0 | 0 | 0 | 0
| LV Sub Generation NHH | 551 | 8 | -0.61 | 0 | 0 | 0 | 0 | 0
| LV Generation Intermittent | 581 |  | -0.673 | 0 | 0 | 0 | 0 | 0.155
| LV Generation Non-Intermittent | 527 |  | -8.077 | -0.353 | -0.101 | 0 | 0 | 0.155
| LV Sub Generation Intermittent | 551 |  | -0.61 | 0 | 0 | 0 | 0 | 0.13
| LV Sub Generation Non-Intermittent | 526 |  | -7.449 | -0.301 | -0.09 | 0 | 0 | 0.13
| HV Generation Intermittent | 521 |  | -0.389 | 0 | 0 | 39.31 | 0 | 0.099
| HV Generation Non-Intermittent | 524 |  | -5.267 | -0.124 | -0.051 | 39.31 | 0 | 0.099
| LDNO LV: Domestic Unrestricted |  | 1 | 1.948 | 0 | 0 | 2.93 | 0 | 0
| LDNO LV: Domestic Two Rate |  | 2 | 2.339 | 0.097 | 0 | 2.93 | 0 | 0
| LDNO LV: Domestic Off Peak (related MPAN) |  | 2 | 0.1 | 0 | 0 | 0 | 0 | 0
| LDNO LV: Small Non Domestic Unrestricted |  | 3 | 1.578 | 0 | 0 | 4.75 | 0 | 0
| LDNO LV: Small Non Domestic Two Rate |  | 4 | 1.843 | 0.099 | 0 | 4.75 | 0 | 0
| LDNO LV: Small Non Domestic Off Peak (related MPAN) |  | 4 | 0.109 | 0 | 0 | 0 | 0 | 0
| LDNO LV: LV Medium Non-Domestic |  | 5-8 | 1.292 | 0.064 | 0 | 3.98 | 0 | 0
| LDNO LV: LV Network Domestic |  |  | 19.747 | 0.342 | 0.092 | 2.93 | 0 | 0
| LDNO LV: LV Network Non-Domestic Non-CT |  |  | 20.975 | 0.363 | 0.097 | 4.75 | 0 | 0
| LDNO LV: LV HH Metered |  |  | 15.867 | 0.229 | 0.065 | 6.71 | 1.76 | 0.24
| LDNO LV: NHH UMS category A |  | 8 | 1.562 | 0 | 0 | 0 | 0 | 0
| LDNO LV: NHH UMS category B |  | 1 | 2.191 | 0 | 0 | 0 | 0 | 0
| LDNO LV: NHH UMS category C |  | 1 | 3.51 | 0 | 0 | 0 | 0 | 0
| LDNO LV: NHH UMS category D |  | 1 | 0.957 | 0 | 0 | 0 | 0 | 0
| LDNO LV: LV UMS (Pseudo HH Metered) |  |  | 47.775 | 0.961 | 0.563 | 0 | 0 | 0
| LDNO LV: LV Generation NHH or Aggregate HH |  | 8&0 | -0.673 | 0 | 0 | 0 | 0 | 0
| LDNO LV: LV Generation Intermittent |  |  | -0.673 | 0 | 0 | 0 | 0 | 0.155
| LDNO LV: LV Generation Non-Intermittent |  |  | -8.077 | -0.353 | -0.101 | 0 | 0 | 0.155
| LDNO HV: Domestic Unrestricted |  | 1 | 1.156 | 0 | 0 | 1.74 | 0 | 0
| LDNO HV: Domestic Two Rate |  | 2 | 1.389 | 0.058 | 0 | 1.74 | 0 | 0
| LDNO HV: Domestic Off Peak (related MPAN) |  | 2 | 0.059 | 0 | 0 | 0 | 0 | 0
| LDNO HV: Small Non Domestic Unrestricted |  | 3 | 0.937 | 0 | 0 | 2.82 | 0 | 0
| LDNO HV: Small Non Domestic Two Rate |  | 4 | 1.094 | 0.059 | 0 | 2.82 | 0 | 0
| LDNO HV: Small Non Domestic Off Peak (related MPAN) |  | 4 | 0.065 | 0 | 0 | 0 | 0 | 0
| LDNO HV: LV Medium Non-Domestic |  | 5-8 | 0.767 | 0.038 | 0 | 2.36 | 0 | 0
| LDNO HV: LV Network Domestic |  |  | 11.723 | 0.203 | 0.054 | 1.74 | 0 | 0
| LDNO HV: LV Network Non-Domestic Non-CT |  |  | 12.452 | 0.216 | 0.058 | 2.82 | 0 | 0
| LDNO HV: LV HH Metered |  |  | 9.42 | 0.136 | 0.038 | 3.98 | 1.05 | 0.143
| LDNO HV: LV Sub HH Metered |  |  | 13.699 | 0.135 | 0.044 | 5.04 | 1.88 | 0.192
| LDNO HV: HV HH Metered |  |  | 13.935 | 0.085 | 0.033 | 59.26 | 1.87 | 0.183
| LDNO HV: NHH UMS category A |  | 8 | 0.928 | 0 | 0 | 0 | 0 | 0
| LDNO HV: NHH UMS category B |  | 1 | 1.301 | 0 | 0 | 0 | 0 | 0
| LDNO HV: NHH UMS category C |  | 1 | 2.084 | 0 | 0 | 0 | 0 | 0
| LDNO HV: NHH UMS category D |  | 1 | 0.568 | 0 | 0 | 0 | 0 | 0
| LDNO HV: LV UMS (Pseudo HH Metered) |  |  | 28.363 | 0.57 | 0.334 | 0 | 0 | 0
| LDNO HV: LV Generation NHH or Aggregate HH |  | 8&0 | -0.673 | 0 | 0 | 0 | 0 | 0
| LDNO HV: LV Sub Generation NHH |  | 8 | -0.61 | 0 | 0 | 0 | 0 | 0
| LDNO HV: LV Generation Intermittent |  |  | -0.673 | 0 | 0 | 0 | 0 | 0.155
| LDNO HV: LV Generation Non-Intermittent |  |  | -8.077 | -0.353 | -0.101 | 0 | 0 | 0.155
| LDNO HV: LV Sub Generation Intermittent |  |  | -0.61 | 0 | 0 | 0 | 0 | 0.13
| LDNO HV: LV Sub Generation Non-Intermittent |  |  | -7.449 | -0.301 | -0.09 | 0 | 0 | 0.13
| LDNO HV: HV Generation Intermittent |  |  | -0.389 | 0 | 0 | 0 | 0 | 0.099
| LDNO HV: HV Generation Non-Intermittent |  |  | -5.267 | -0.124 | -0.051 | 0 | 0 | 0.099
Tariffs for Charging Year: 2018/19
|  | Open LLFCs | PCs | Unit rate 1 p/kWh | Unit rate 2 p/kWh | Unit rate 3 p/kWh | Fixed charge p/MPAN/day | Capacity charge p/kVA/day | Reactive power charge p/kVArh | Closed LLFCs
| Domestic Unrestricted | 10, 20 | 1 | 3.231 | 0 | 0 | 4.94 | 0 | 0
| Domestic Two Rate | 30, 40 | 2 | 3.88 | 0.163 | 0 | 4.94 | 0 | 0
| Domestic Off Peak (related MPAN) | 430 | 2 | 0.166 | 0 | 0 | 0 | 0 | 0
| Small Non Domestic Unrestricted | 110 | 3 | 2.618 | 0 | 0 | 8 | 0 | 0
| Small Non Domestic Two Rate | 210 | 4 | 3.058 | 0.166 | 0 | 8 | 0 | 0
| Small Non Domestic Off Peak (related MPAN) | 251 | 4 | 0.182 | 0 | 0 | 0 | 0 | 0
| LV Medium Non-Domestic | 570 | 5-8 | 2.136 | 0.106 | 0 | 6.71 | 0 | 0
| LV Sub Medium Non-Domestic | 540 | 5-8 | 2.003 | 0.094 | 0 | 4.98 | 0 | 0
| HV Medium Non-Domestic | 510 | 5-8 | 1.646 | 0.046 | 0 | 86.45 | 0 | 0
| LV Network Domestic | 202 |  | 32.731 | 0.572 | 0.154 | 4.94 | 0 | 0
| LV Network Non-Domestic Non-CT | 203 |  | 34.766 | 0.607 | 0.164 | 8 | 0 | 0
| LV HH Metered | 570 |  | 26.288 | 0.383 | 0.109 | 11.31 | 2.96 | 0.398
| LV Sub HH Metered | 540 |  | 23.278 | 0.231 | 0.075 | 8.71 | 3.23 | 0.327
| HV HH Metered | 510 |  | 19.956 | 0.122 | 0.048 | 86.45 | 2.72 | 0.263
| NHH UMS category A | 977 | 8 | 2.606 | 0 | 0 | 0 | 0 | 0
| NHH UMS category B | 980 | 1 | 3.649 | 0 | 0 | 0 | 0 | 0
| NHH UMS category C | 978 | 1 | 5.836 | 0 | 0 | 0 | 0 | 0
| NHH UMS category D | 979 | 1 | 1.603 | 0 | 0 | 0 | 0 | 0
| LV UMS (Pseudo HH Metered) | 970 |  | 79.255 | 1.609 | 0.948 | 0 | 0 | 0
| LV Generation NHH or Aggregate HH | 581 | 8&0 | -0.703 | 0 | 0 | 0 | 0 | 0
| LV Sub Generation NHH | 551 | 8 | -0.636 | 0 | 0 | 0 | 0 | 0
| LV Generation Intermittent | 581 |  | -0.703 | 0 | 0 | 0 | 0 | 0.162
| LV Generation Non-Intermittent | 527 |  | -8.397 | -0.369 | -0.106 | 0 | 0 | 0.162
| LV Sub Generation Intermittent | 551 |  | -0.636 | 0 | 0 | 0 | 0 | 0.136
| LV Sub Generation Non-Intermittent | 526 |  | -7.737 | -0.315 | -0.094 | 0 | 0 | 0.136
| HV Generation Intermittent | 521 |  | -0.406 | 0 | 0 | 41.68 | 0 | 0.104
| HV Generation Non-Intermittent | 524 |  | -5.464 | -0.129 | -0.054 | 41.68 | 0 | 0.104
| LDNO LV: Domestic Unrestricted |  | 1 | 2.031 | 0 | 0 | 3.11 | 0 | 0
| LDNO LV: Domestic Two Rate |  | 2 | 2.44 | 0.102 | 0 | 3.11 | 0 | 0
| LDNO LV: Domestic Off Peak (related MPAN) |  | 2 | 0.104 | 0 | 0 | 0 | 0 | 0
| LDNO LV: Small Non Domestic Unrestricted |  | 3 | 1.646 | 0 | 0 | 5.03 | 0 | 0
| LDNO LV: Small Non Domestic Two Rate |  | 4 | 1.923 | 0.104 | 0 | 5.03 | 0 | 0
| LDNO LV: Small Non Domestic Off Peak (related MPAN) |  | 4 | 0.114 | 0 | 0 | 0 | 0 | 0
| LDNO LV: LV Medium Non-Domestic |  | 5-8 | 1.343 | 0.067 | 0 | 4.22 | 0 | 0
| LDNO LV: LV Network Domestic |  |  | 20.579 | 0.36 | 0.097 | 3.11 | 0 | 0
| LDNO LV: LV Network Non-Domestic Non-CT |  |  | 21.859 | 0.382 | 0.103 | 5.03 | 0 | 0
| LDNO LV: LV HH Metered |  |  | 16.528 | 0.241 | 0.069 | 7.11 | 1.86 | 0.25
| LDNO LV: NHH UMS category A |  | 8 | 1.638 | 0 | 0 | 0 | 0 | 0
| LDNO LV: NHH UMS category B |  | 1 | 2.294 | 0 | 0 | 0 | 0 | 0
| LDNO LV: NHH UMS category C |  | 1 | 3.669 | 0 | 0 | 0 | 0 | 0
| LDNO LV: NHH UMS category D |  | 1 | 1.008 | 0 | 0 | 0 | 0 | 0
| LDNO LV: LV UMS (Pseudo HH Metered) |  |  | 49.831 | 1.012 | 0.596 | 0 | 0 | 0
| LDNO LV: LV Generation NHH or Aggregate HH |  | 8&0 | -0.703 | 0 | 0 | 0 | 0 | 0
| LDNO LV: LV Generation Intermittent |  |  | -0.703 | 0 | 0 | 0 | 0 | 0.162
| LDNO LV: LV Generation Non-Intermittent |  |  | -8.397 | -0.369 | -0.106 | 0 | 0 | 0.162
| LDNO HV: Domestic Unrestricted |  | 1 | 1.206 | 0 | 0 | 1.84 | 0 | 0
| LDNO HV: Domestic Two Rate |  | 2 | 1.448 | 0.061 | 0 | 1.84 | 0 | 0
| LDNO HV: Domestic Off Peak (related MPAN) |  | 2 | 0.062 | 0 | 0 | 0 | 0 | 0
| LDNO HV: Small Non Domestic Unrestricted |  | 3 | 0.977 | 0 | 0 | 2.99 | 0 | 0
| LDNO HV: Small Non Domestic Two Rate |  | 4 | 1.141 | 0.062 | 0 | 2.99 | 0 | 0
| LDNO HV: Small Non Domestic Off Peak (related MPAN) |  | 4 | 0.068 | 0 | 0 | 0 | 0 | 0
| LDNO HV: LV Medium Non-Domestic |  | 5-8 | 0.797 | 0.04 | 0 | 2.5 | 0 | 0
| LDNO HV: LV Network Domestic |  |  | 12.217 | 0.214 | 0.057 | 1.84 | 0 | 0
| LDNO HV: LV Network Non-Domestic Non-CT |  |  | 12.977 | 0.227 | 0.061 | 2.99 | 0 | 0
| LDNO HV: LV HH Metered |  |  | 9.813 | 0.143 | 0.041 | 4.22 | 1.1 | 0.149
| LDNO HV: LV Sub HH Metered |  |  | 14.26 | 0.142 | 0.046 | 5.34 | 1.98 | 0.2
| LDNO HV: HV HH Metered |  |  | 14.507 | 0.089 | 0.035 | 62.84 | 1.98 | 0.191
| LDNO HV: NHH UMS category A |  | 8 | 0.973 | 0 | 0 | 0 | 0 | 0
| LDNO HV: NHH UMS category B |  | 1 | 1.362 | 0 | 0 | 0 | 0 | 0
| LDNO HV: NHH UMS category C |  | 1 | 2.178 | 0 | 0 | 0 | 0 | 0
| LDNO HV: NHH UMS category D |  | 1 | 0.598 | 0 | 0 | 0 | 0 | 0
| LDNO HV: LV UMS (Pseudo HH Metered) |  |  | 29.583 | 0.601 | 0.354 | 0 | 0 | 0
| LDNO HV: LV Generation NHH or Aggregate HH |  | 8&0 | -0.703 | 0 | 0 | 0 | 0 | 0
| LDNO HV: LV Sub Generation NHH |  | 8 | -0.636 | 0 | 0 | 0 | 0 | 0
| LDNO HV: LV Generation Intermittent |  |  | -0.703 | 0 | 0 | 0 | 0 | 0.162
| LDNO HV: LV Generation Non-Intermittent |  |  | -8.397 | -0.369 | -0.106 | 0 | 0 | 0.162
| LDNO HV: LV Sub Generation Intermittent |  |  | -0.636 | 0 | 0 | 0 | 0 | 0.136
| LDNO HV: LV Sub Generation Non-Intermittent |  |  | -7.737 | -0.315 | -0.094 | 0 | 0 | 0.136
| LDNO HV: HV Generation Intermittent |  |  | -0.406 | 0 | 0 | 0 | 0 | 0.104
| LDNO HV: HV Generation Non-Intermittent |  |  | -5.464 | -0.129 | -0.054 | 0 | 0 | 0.104
Tariffs for Charging Year: 2019/20
|  | Open LLFCs | PCs | Unit rate 1 p/kWh | Unit rate 2 p/kWh | Unit rate 3 p/kWh | Fixed charge p/MPAN/day | Capacity charge p/kVA/day | Reactive power charge p/kVArh | Closed LLFCs
| Domestic Unrestricted | 10, 20 | 1 | 3.325 | 0 | 0 | 5.16 | 0 | 0
| Domestic Two Rate | 30, 40 | 2 | 3.993 | 0.169 | 0 | 5.16 | 0 | 0
| Domestic Off Peak (related MPAN) | 430 | 2 | 0.173 | 0 | 0 | 0 | 0 | 0
| Small Non Domestic Unrestricted | 110 | 3 | 2.695 | 0 | 0 | 8.36 | 0 | 0
| Small Non Domestic Two Rate | 210 | 4 | 3.148 | 0.172 | 0 | 8.36 | 0 | 0
| Small Non Domestic Off Peak (related MPAN) | 251 | 4 | 0.189 | 0 | 0 | 0 | 0 | 0
| LV Medium Non-Domestic | 570 | 5-8 | 2.207 | 0.11 | 0 | 7.03 | 0 | 0
| LV Sub Medium Non-Domestic | 540 | 5-8 | 2.069 | 0.098 | 0 | 5.21 | 0 | 0
| HV Medium Non-Domestic | 510 | 5-8 | 1.696 | 0.047 | 0 | 90.54 | 0 | 0
| LV Network Domestic | 202 |  | 33.652 | 0.593 | 0.159 | 5.16 | 0 | 0
| LV Network Non-Domestic Non-CT | 203 |  | 35.745 | 0.63 | 0.169 | 8.36 | 0 | 0
| LV HH Metered | 570 |  | 27.01 | 0.397 | 0.112 | 11.85 | 3.09 | 0.409
| LV Sub HH Metered | 540 |  | 23.895 | 0.239 | 0.077 | 9.13 | 3.37 | 0.336
| HV HH Metered | 510 |  | 20.475 | 0.126 | 0.05 | 90.54 | 2.85 | 0.27
| NHH UMS category A | 977 | 8 | 2.703 | 0 | 0 | 0 | 0 | 0
| NHH UMS category B | 980 | 1 | 3.774 | 0 | 0 | 0 | 0 | 0
| NHH UMS category C | 978 | 1 | 6.025 | 0 | 0 | 0 | 0 | 0
| NHH UMS category D | 979 | 1 | 1.673 | 0 | 0 | 0 | 0 | 0
| LV UMS (Pseudo HH Metered) | 970 |  | 81.559 | 1.681 | 0.994 | 0 | 0 | 0
| LV Generation NHH or Aggregate HH | 581 | 8&0 | -0.734 | 0 | 0 | 0 | 0 | 0
| LV Sub Generation NHH | 551 | 8 | -0.663 | 0 | 0 | 0 | 0 | 0
| LV Generation Intermittent | 581 |  | -0.734 | 0 | 0 | 0 | 0 | 0.17
| LV Generation Non-Intermittent | 527 |  | -8.799 | -0.385 | -0.11 | 0 | 0 | 0.17
| LV Sub Generation Intermittent | 551 |  | -0.663 | 0 | 0 | 0 | 0 | 0.142
| LV Sub Generation Non-Intermittent | 526 |  | -8.106 | -0.328 | -0.098 | 0 | 0 | 0.142
| HV Generation Intermittent | 521 |  | -0.424 | 0 | 0 | 43.65 | 0 | 0.108
| HV Generation Non-Intermittent | 524 |  | -5.736 | -0.135 | -0.056 | 43.65 | 0 | 0.108
| LDNO LV: Domestic Unrestricted |  | 1 | 2.091 | 0 | 0 | 3.24 | 0 | 0
| LDNO LV: Domestic Two Rate |  | 2 | 2.511 | 0.106 | 0 | 3.24 | 0 | 0
| LDNO LV: Domestic Off Peak (related MPAN) |  | 2 | 0.109 | 0 | 0 | 0 | 0 | 0
| LDNO LV: Small Non Domestic Unrestricted |  | 3 | 1.694 | 0 | 0 | 5.26 | 0 | 0
| LDNO LV: Small Non Domestic Two Rate |  | 4 | 1.979 | 0.108 | 0 | 5.26 | 0 | 0
| LDNO LV: Small Non Domestic Off Peak (related MPAN) |  | 4 | 0.119 | 0 | 0 | 0 | 0 | 0
| LDNO LV: LV Medium Non-Domestic |  | 5-8 | 1.388 | 0.069 | 0 | 4.42 | 0 | 0
| LDNO LV: LV Network Domestic |  |  | 21.158 | 0.373 | 0.1 | 3.24 | 0 | 0
| LDNO LV: LV Network Non-Domestic Non-CT |  |  | 22.474 | 0.396 | 0.106 | 5.26 | 0 | 0
| LDNO LV: LV HH Metered |  |  | 16.982 | 0.25 | 0.07 | 7.45 | 1.94 | 0.257
| LDNO LV: NHH UMS category A |  | 8 | 1.699 | 0 | 0 | 0 | 0 | 0
| LDNO LV: NHH UMS category B |  | 1 | 2.373 | 0 | 0 | 0 | 0 | 0
| LDNO LV: NHH UMS category C |  | 1 | 3.788 | 0 | 0 | 0 | 0 | 0
| LDNO LV: NHH UMS category D |  | 1 | 1.052 | 0 | 0 | 0 | 0 | 0
| LDNO LV: LV UMS (Pseudo HH Metered) |  |  | 51.279 | 1.057 | 0.625 | 0 | 0 | 0
| LDNO LV: LV Generation NHH or Aggregate HH |  | 8&0 | -0.734 | 0 | 0 | 0 | 0 | 0
| LDNO LV: LV Generation Intermittent |  |  | -0.734 | 0 | 0 | 0 | 0 | 0.17
| LDNO LV: LV Generation Non-Intermittent |  |  | -8.799 | -0.385 | -0.11 | 0 | 0 | 0.17
| LDNO HV: Domestic Unrestricted |  | 1 | 1.241 | 0 | 0 | 1.93 | 0 | 0
| LDNO HV: Domestic Two Rate |  | 2 | 1.49 | 0.063 | 0 | 1.93 | 0 | 0
| LDNO HV: Domestic Off Peak (related MPAN) |  | 2 | 0.065 | 0 | 0 | 0 | 0 | 0
| LDNO HV: Small Non Domestic Unrestricted |  | 3 | 1.006 | 0 | 0 | 3.12 | 0 | 0
| LDNO HV: Small Non Domestic Two Rate |  | 4 | 1.175 | 0.064 | 0 | 3.12 | 0 | 0
| LDNO HV: Small Non Domestic Off Peak (related MPAN) |  | 4 | 0.071 | 0 | 0 | 0 | 0 | 0
| LDNO HV: LV Medium Non-Domestic |  | 5-8 | 0.824 | 0.041 | 0 | 2.62 | 0 | 0
| LDNO HV: LV Network Domestic |  |  | 12.561 | 0.221 | 0.059 | 1.93 | 0 | 0
| LDNO HV: LV Network Non-Domestic Non-CT |  |  | 13.343 | 0.235 | 0.063 | 3.12 | 0 | 0
| LDNO HV: LV HH Metered |  |  | 10.082 | 0.148 | 0.042 | 4.42 | 1.15 | 0.153
| LDNO HV: LV Sub HH Metered |  |  | 14.638 | 0.146 | 0.047 | 5.59 | 2.06 | 0.206
| LDNO HV: HV HH Metered |  |  | 14.884 | 0.092 | 0.036 | 65.82 | 2.07 | 0.196
| LDNO HV: NHH UMS category A |  | 8 | 1.009 | 0 | 0 | 0 | 0 | 0
| LDNO HV: NHH UMS category B |  | 1 | 1.409 | 0 | 0 | 0 | 0 | 0
| LDNO HV: NHH UMS category C |  | 1 | 2.249 | 0 | 0 | 0 | 0 | 0
| LDNO HV: NHH UMS category D |  | 1 | 0.624 | 0 | 0 | 0 | 0 | 0
| LDNO HV: LV UMS (Pseudo HH Metered) |  |  | 30.443 | 0.627 | 0.371 | 0 | 0 | 0
| LDNO HV: LV Generation NHH or Aggregate HH |  | 8&0 | -0.734 | 0 | 0 | 0 | 0 | 0
| LDNO HV: LV Sub Generation NHH |  | 8 | -0.663 | 0 | 0 | 0 | 0 | 0
| LDNO HV: LV Generation Intermittent |  |  | -0.734 | 0 | 0 | 0 | 0 | 0.17
| LDNO HV: LV Generation Non-Intermittent |  |  | -8.799 | -0.385 | -0.11 | 0 | 0 | 0.17
| LDNO HV: LV Sub Generation Intermittent |  |  | -0.663 | 0 | 0 | 0 | 0 | 0.142
| LDNO HV: LV Sub Generation Non-Intermittent |  |  | -8.106 | -0.328 | -0.098 | 0 | 0 | 0.142
| LDNO HV: HV Generation Intermittent |  |  | -0.424 | 0 | 0 | 0 | 0 | 0.108
| LDNO HV: HV Generation Non-Intermittent |  |  | -5.736 | -0.135 | -0.056 | 0 | 0 | 0.108
Tariffs for Charging Year: 2020/21
|  | Open LLFCs | PCs | Unit rate 1 p/kWh | Unit rate 2 p/kWh | Unit rate 3 p/kWh | Fixed charge p/MPAN/day | Capacity charge p/kVA/day | Reactive power charge p/kVArh | Closed LLFCs
| Domestic Unrestricted | 10, 20 | 1 | 3.406 | 0 | 0 | 5.31 | 0 | 0
| Domestic Two Rate | 30, 40 | 2 | 4.09 | 0.175 | 0 | 5.31 | 0 | 0
| Domestic Off Peak (related MPAN) | 430 | 2 | 0.177 | 0 | 0 | 0 | 0 | 0
| Small Non Domestic Unrestricted | 110 | 3 | 2.762 | 0 | 0 | 8.6 | 0 | 0
| Small Non Domestic Two Rate | 210 | 4 | 3.225 | 0.178 | 0 | 8.6 | 0 | 0
| Small Non Domestic Off Peak (related MPAN) | 251 | 4 | 0.194 | 0 | 0 | 0 | 0 | 0
| LV Medium Non-Domestic | 570 | 5-8 | 2.25 | 0.113 | 0 | 7.23 | 0 | 0
| LV Sub Medium Non-Domestic | 540 | 5-8 | 2.109 | 0.101 | 0 | 5.36 | 0 | 0
| HV Medium Non-Domestic | 510 | 5-8 | 1.727 | 0.049 | 0 | 93.1 | 0 | 0
| LV Network Domestic | 202 |  | 34.448 | 0.611 | 0.165 | 5.31 | 0 | 0
| LV Network Non-Domestic Non-CT | 203 |  | 36.59 | 0.649 | 0.175 | 8.6 | 0 | 0
| LV HH Metered | 570 |  | 27.644 | 0.408 | 0.116 | 12.18 | 3.18 | 0.419
| LV Sub HH Metered | 540 |  | 24.449 | 0.246 | 0.08 | 9.38 | 3.47 | 0.344
| HV HH Metered | 510 |  | 20.943 | 0.13 | 0.052 | 93.1 | 2.93 | 0.276
| NHH UMS category A | 977 | 8 | 2.77 | 0 | 0 | 0 | 0 | 0
| NHH UMS category B | 980 | 1 | 3.868 | 0 | 0 | 0 | 0 | 0
| NHH UMS category C | 978 | 1 | 6.172 | 0 | 0 | 0 | 0 | 0
| NHH UMS category D | 979 | 1 | 1.714 | 0 | 0 | 0 | 0 | 0
| LV UMS (Pseudo HH Metered) | 970 |  | 83.507 | 1.722 | 1.022 | 0 | 0 | 0
| LV Generation NHH or Aggregate HH | 581 | 8&0 | -0.755 | 0 | 0 | 0 | 0 | 0
| LV Sub Generation NHH | 551 | 8 | -0.682 | 0 | 0 | 0 | 0 | 0
| LV Generation Intermittent | 581 |  | -0.755 | 0 | 0 | 0 | 0 | 0.174
| LV Generation Non-Intermittent | 527 |  | -9.006 | -0.395 | -0.113 | 0 | 0 | 0.174
| LV Sub Generation Intermittent | 551 |  | -0.682 | 0 | 0 | 0 | 0 | 0.146
| LV Sub Generation Non-Intermittent | 526 |  | -8.297 | -0.336 | -0.101 | 0 | 0 | 0.146
| HV Generation Intermittent | 521 |  | -0.436 | 0 | 0 | 44.89 | 0 | 0.112
| HV Generation Non-Intermittent | 524 |  | -5.872 | -0.138 | -0.057 | 44.89 | 0 | 0.112
| LDNO LV: Domestic Unrestricted |  | 1 | 2.141 | 0 | 0 | 3.34 | 0 | 0
| LDNO LV: Domestic Two Rate |  | 2 | 2.572 | 0.11 | 0 | 3.34 | 0 | 0
| LDNO LV: Domestic Off Peak (related MPAN) |  | 2 | 0.111 | 0 | 0 | 0 | 0 | 0
| LDNO LV: Small Non Domestic Unrestricted |  | 3 | 1.737 | 0 | 0 | 5.41 | 0 | 0
| LDNO LV: Small Non Domestic Two Rate |  | 4 | 2.028 | 0.112 | 0 | 5.41 | 0 | 0
| LDNO LV: Small Non Domestic Off Peak (related MPAN) |  | 4 | 0.122 | 0 | 0 | 0 | 0 | 0
| LDNO LV: LV Medium Non-Domestic |  | 5-8 | 1.415 | 0.071 | 0 | 4.55 | 0 | 0
| LDNO LV: LV Network Domestic |  |  | 21.659 | 0.384 | 0.104 | 3.34 | 0 | 0
| LDNO LV: LV Network Non-Domestic Non-CT |  |  | 23.006 | 0.408 | 0.11 | 5.41 | 0 | 0
| LDNO LV: LV HH Metered |  |  | 17.381 | 0.257 | 0.073 | 7.66 | 2 | 0.263
| LDNO LV: NHH UMS category A |  | 8 | 1.742 | 0 | 0 | 0 | 0 | 0
| LDNO LV: NHH UMS category B |  | 1 | 2.432 | 0 | 0 | 0 | 0 | 0
| LDNO LV: NHH UMS category C |  | 1 | 3.881 | 0 | 0 | 0 | 0 | 0
| LDNO LV: NHH UMS category D |  | 1 | 1.078 | 0 | 0 | 0 | 0 | 0
| LDNO LV: LV UMS (Pseudo HH Metered) |  |  | 52.504 | 1.083 | 0.643 | 0 | 0 | 0
| LDNO LV: LV Generation NHH or Aggregate HH |  | 8&0 | -0.755 | 0 | 0 | 0 | 0 | 0
| LDNO LV: LV Generation Intermittent |  |  | -0.755 | 0 | 0 | 0 | 0 | 0.174
| LDNO LV: LV Generation Non-Intermittent |  |  | -9.006 | -0.395 | -0.113 | 0 | 0 | 0.174
| LDNO HV: Domestic Unrestricted |  | 1 | 1.271 | 0 | 0 | 1.98 | 0 | 0
| LDNO HV: Domestic Two Rate |  | 2 | 1.527 | 0.065 | 0 | 1.98 | 0 | 0
| LDNO HV: Domestic Off Peak (related MPAN) |  | 2 | 0.066 | 0 | 0 | 0 | 0 | 0
| LDNO HV: Small Non Domestic Unrestricted |  | 3 | 1.031 | 0 | 0 | 3.21 | 0 | 0
| LDNO HV: Small Non Domestic Two Rate |  | 4 | 1.204 | 0.066 | 0 | 3.21 | 0 | 0
| LDNO HV: Small Non Domestic Off Peak (related MPAN) |  | 4 | 0.072 | 0 | 0 | 0 | 0 | 0
| LDNO HV: LV Medium Non-Domestic |  | 5-8 | 0.84 | 0.042 | 0 | 2.7 | 0 | 0
| LDNO HV: LV Network Domestic |  |  | 12.858 | 0.228 | 0.062 | 1.98 | 0 | 0
| LDNO HV: LV Network Non-Domestic Non-CT |  |  | 13.658 | 0.242 | 0.065 | 3.21 | 0 | 0
| LDNO HV: LV HH Metered |  |  | 10.319 | 0.152 | 0.043 | 4.55 | 1.19 | 0.156
| LDNO HV: LV Sub HH Metered |  |  | 14.978 | 0.151 | 0.049 | 5.75 | 2.13 | 0.211
| LDNO HV: HV HH Metered |  |  | 15.224 | 0.095 | 0.038 | 67.68 | 2.13 | 0.201
| LDNO HV: NHH UMS category A |  | 8 | 1.034 | 0 | 0 | 0 | 0 | 0
| LDNO HV: NHH UMS category B |  | 1 | 1.444 | 0 | 0 | 0 | 0 | 0
| LDNO HV: NHH UMS category C |  | 1 | 2.304 | 0 | 0 | 0 | 0 | 0
| LDNO HV: NHH UMS category D |  | 1 | 0.64 | 0 | 0 | 0 | 0 | 0
| LDNO HV: LV UMS (Pseudo HH Metered) |  |  | 31.171 | 0.643 | 0.381 | 0 | 0 | 0
| LDNO HV: LV Generation NHH or Aggregate HH |  | 8&0 | -0.755 | 0 | 0 | 0 | 0 | 0
| LDNO HV: LV Sub Generation NHH |  | 8 | -0.682 | 0 | 0 | 0 | 0 | 0
| LDNO HV: LV Generation Intermittent |  |  | -0.755 | 0 | 0 | 0 | 0 | 0.174
| LDNO HV: LV Generation Non-Intermittent |  |  | -9.006 | -0.395 | -0.113 | 0 | 0 | 0.174
| LDNO HV: LV Sub Generation Intermittent |  |  | -0.682 | 0 | 0 | 0 | 0 | 0.146
| LDNO HV: LV Sub Generation Non-Intermittent |  |  | -8.297 | -0.336 | -0.101 | 0 | 0 | 0.146
| LDNO HV: HV Generation Intermittent |  |  | -0.436 | 0 | 0 | 0 | 0 | 0.112
| LDNO HV: HV Generation Non-Intermittent |  |  | -5.872 | -0.138 | -0.057 | 0 | 0 | 0.112
Tariffs for Charging Year: 2021/22
|  | Open LLFCs | PCs | Unit rate 1 p/kWh | Unit rate 2 p/kWh | Unit rate 3 p/kWh | Fixed charge p/MPAN/day | Capacity charge p/kVA/day | Reactive power charge p/kVArh | Closed LLFCs
| Domestic Unrestricted | 10, 20 | 1 | 3.549 | 0 | 0 | 5.47 | 0 | 0
| Domestic Two Rate | 30, 40 | 2 | 4.262 | 0.18 | 0 | 5.47 | 0 | 0
| Domestic Off Peak (related MPAN) | 430 | 2 | 0.183 | 0 | 0 | 0 | 0 | 0
| Small Non Domestic Unrestricted | 110 | 3 | 2.877 | 0 | 0 | 8.87 | 0 | 0
| Small Non Domestic Two Rate | 210 | 4 | 3.36 | 0.183 | 0 | 8.87 | 0 | 0
| Small Non Domestic Off Peak (related MPAN) | 251 | 4 | 0.201 | 0 | 0 | 0 | 0 | 0
| LV Medium Non-Domestic | 570 | 5-8 | 2.346 | 0.117 | 0 | 7.45 | 0 | 0
| LV Sub Medium Non-Domestic | 540 | 5-8 | 2.2 | 0.104 | 0 | 5.53 | 0 | 0
| HV Medium Non-Domestic | 510 | 5-8 | 1.806 | 0.05 | 0 | 96.01 | 0 | 0
| LV Network Domestic | 202 |  | 35.94 | 0.63 | 0.17 | 5.47 | 0 | 0
| LV Network Non-Domestic Non-CT | 203 |  | 38.175 | 0.67 | 0.18 | 8.87 | 0 | 0
| LV HH Metered | 570 |  | 28.855 | 0.422 | 0.12 | 12.56 | 3.28 | 0.437
| LV Sub HH Metered | 540 |  | 25.539 | 0.254 | 0.083 | 9.68 | 3.58 | 0.358
| HV HH Metered | 510 |  | 21.894 | 0.134 | 0.053 | 96.01 | 3.02 | 0.288
| NHH UMS category A | 977 | 8 | 2.87 | 0 | 0 | 0 | 0 | 0
| NHH UMS category B | 980 | 1 | 4.019 | 0 | 0 | 0 | 0 | 0
| NHH UMS category C | 978 | 1 | 6.42 | 0 | 0 | 0 | 0 | 0
| NHH UMS category D | 979 | 1 | 1.766 | 0 | 0 | 0 | 0 | 0
| LV UMS (Pseudo HH Metered) | 970 |  | 87.077 | 1.771 | 1.052 | 0 | 0 | 0
| LV Generation NHH or Aggregate HH | 581 | 8&0 | -0.778 | 0 | 0 | 0 | 0 | 0
| LV Sub Generation NHH | 551 | 8 | -0.704 | 0 | 0 | 0 | 0 | 0
| LV Generation Intermittent | 581 |  | -0.778 | 0 | 0 | 0 | 0 | 0.18
| LV Generation Non-Intermittent | 527 |  | -9.296 | -0.407 | -0.117 | 0 | 0 | 0.18
| LV Sub Generation Intermittent | 551 |  | -0.704 | 0 | 0 | 0 | 0 | 0.15
| LV Sub Generation Non-Intermittent | 526 |  | -8.565 | -0.347 | -0.104 | 0 | 0 | 0.15
| HV Generation Intermittent | 521 |  | -0.45 | 0 | 0 | 46.29 | 0 | 0.115
| HV Generation Non-Intermittent | 524 |  | -6.061 | -0.143 | -0.059 | 46.29 | 0 | 0.115
| LDNO LV: Domestic Unrestricted |  | 1 | 2.231 | 0 | 0 | 3.44 | 0 | 0
| LDNO LV: Domestic Two Rate |  | 2 | 2.68 | 0.113 | 0 | 3.44 | 0 | 0
| LDNO LV: Domestic Off Peak (related MPAN) |  | 2 | 0.115 | 0 | 0 | 0 | 0 | 0
| LDNO LV: Small Non Domestic Unrestricted |  | 3 | 1.809 | 0 | 0 | 5.58 | 0 | 0
| LDNO LV: Small Non Domestic Two Rate |  | 4 | 2.113 | 0.115 | 0 | 5.58 | 0 | 0
| LDNO LV: Small Non Domestic Off Peak (related MPAN) |  | 4 | 0.126 | 0 | 0 | 0 | 0 | 0
| LDNO LV: LV Medium Non-Domestic |  | 5-8 | 1.475 | 0.074 | 0 | 4.68 | 0 | 0
| LDNO LV: LV Network Domestic |  |  | 22.597 | 0.396 | 0.107 | 3.44 | 0 | 0
| LDNO LV: LV Network Non-Domestic Non-CT |  |  | 24.002 | 0.421 | 0.113 | 5.58 | 0 | 0
| LDNO LV: LV HH Metered |  |  | 18.142 | 0.265 | 0.075 | 7.9 | 2.06 | 0.275
| LDNO LV: NHH UMS category A |  | 8 | 1.804 | 0 | 0 | 0 | 0 | 0
| LDNO LV: NHH UMS category B |  | 1 | 2.527 | 0 | 0 | 0 | 0 | 0
| LDNO LV: NHH UMS category C |  | 1 | 4.037 | 0 | 0 | 0 | 0 | 0
| LDNO LV: NHH UMS category D |  | 1 | 1.11 | 0 | 0 | 0 | 0 | 0
| LDNO LV: LV UMS (Pseudo HH Metered) |  |  | 54.749 | 1.113 | 0.661 | 0 | 0 | 0
| LDNO LV: LV Generation NHH or Aggregate HH |  | 8&0 | -0.778 | 0 | 0 | 0 | 0 | 0
| LDNO LV: LV Generation Intermittent |  |  | -0.778 | 0 | 0 | 0 | 0 | 0.18
| LDNO LV: LV Generation Non-Intermittent |  |  | -9.296 | -0.407 | -0.117 | 0 | 0 | 0.18
| LDNO HV: Domestic Unrestricted |  | 1 | 1.325 | 0 | 0 | 2.04 | 0 | 0
| LDNO HV: Domestic Two Rate |  | 2 | 1.591 | 0.067 | 0 | 2.04 | 0 | 0
| LDNO HV: Domestic Off Peak (related MPAN) |  | 2 | 0.068 | 0 | 0 | 0 | 0 | 0
| LDNO HV: Small Non Domestic Unrestricted |  | 3 | 1.074 | 0 | 0 | 3.31 | 0 | 0
| LDNO HV: Small Non Domestic Two Rate |  | 4 | 1.254 | 0.068 | 0 | 3.31 | 0 | 0
| LDNO HV: Small Non Domestic Off Peak (related MPAN) |  | 4 | 0.075 | 0 | 0 | 0 | 0 | 0
| LDNO HV: LV Medium Non-Domestic |  | 5-8 | 0.876 | 0.044 | 0 | 2.78 | 0 | 0
| LDNO HV: LV Network Domestic |  |  | 13.415 | 0.235 | 0.063 | 2.04 | 0 | 0
| LDNO HV: LV Network Non-Domestic Non-CT |  |  | 14.25 | 0.25 | 0.067 | 3.31 | 0 | 0
| LDNO HV: LV HH Metered |  |  | 10.771 | 0.158 | 0.045 | 4.69 | 1.22 | 0.163
| LDNO HV: LV Sub HH Metered |  |  | 15.646 | 0.156 | 0.051 | 5.93 | 2.19 | 0.219
| LDNO HV: HV HH Metered |  |  | 15.916 | 0.097 | 0.039 | 69.79 | 2.2 | 0.209
| LDNO HV: NHH UMS category A |  | 8 | 1.071 | 0 | 0 | 0 | 0 | 0
| LDNO HV: NHH UMS category B |  | 1 | 1.5 | 0 | 0 | 0 | 0 | 0
| LDNO HV: NHH UMS category C |  | 1 | 2.396 | 0 | 0 | 0 | 0 | 0
| LDNO HV: NHH UMS category D |  | 1 | 0.659 | 0 | 0 | 0 | 0 | 0
| LDNO HV: LV UMS (Pseudo HH Metered) |  |  | 32.503 | 0.661 | 0.393 | 0 | 0 | 0
| LDNO HV: LV Generation NHH or Aggregate HH |  | 8&0 | -0.778 | 0 | 0 | 0 | 0 | 0
| LDNO HV: LV Sub Generation NHH |  | 8 | -0.704 | 0 | 0 | 0 | 0 | 0
| LDNO HV: LV Generation Intermittent |  |  | -0.778 | 0 | 0 | 0 | 0 | 0.18
| LDNO HV: LV Generation Non-Intermittent |  |  | -9.296 | -0.407 | -0.117 | 0 | 0 | 0.18
| LDNO HV: LV Sub Generation Intermittent |  |  | -0.704 | 0 | 0 | 0 | 0 | 0.15
| LDNO HV: LV Sub Generation Non-Intermittent |  |  | -8.565 | -0.347 | -0.104 | 0 | 0 | 0.15
| LDNO HV: HV Generation Intermittent |  |  | -0.45 | 0 | 0 | 0 | 0 | 0.115
| LDNO HV: HV Generation Non-Intermittent |  |  | -6.061 | -0.143 | -0.059 | 0 | 0 | 0.115
Press to update
Tariffs and "Typical Bills"

## Typical Bill
Note: These tariffs are based on the assumptions set out in the CDCM forecast Data and CDCM Volume Forecast sheets. If the assumptions in these sheets have been changed, the typical bills can be updated by pressing the button on the Tariffs ARP sheet.
WPD South West - 5 Year Typical Bill
Typical Bills by Customer Category
| Y | Y+1 | Y+2 | Y+3 | Y+4
TARIFF | 2017/18 | 2018/19 | 2019/20 | 2020/21 | 2021/22
> Domestic Unrestricted
Domestic Unrestricted | 120.9477 | 126.4318 | 130.4402 | 133.7067 | 139.09
LDNO LV: Domestic Unrestricted | 61.8209 | 64.6563 | 66.738 | 68.4163 | 71.1444
LDNO HV: Domestic Unrestricted | 34.272 | 35.8447 | 37.0378 | 37.9454 | 39.4693
> Domestic Two Rate
Domestic Two Rate | 130.5509 | 136.4975 | 140.8409 | 144.4108 | 150.1795
LDNO LV: Domestic Two Rate | 67.1117 | 70.2138 | 72.445 | 74.2987 | 77.2532
LDNO HV: Domestic Two Rate | 44.6404 | 46.6378 | 48.1461 | 49.3541 | 51.3304
> Domestic Off Peak (related MPAN)
Domestic Off Peak (related MPAN)
LDNO LV: Domestic Off Peak (related MPAN)
LDNO HV: Domestic Off Peak (related MPAN)
> Small Non Domestic Unrestricted
Small Non Domestic Unrestricted | 291.4634 | 304.5709 | 314.0677 | 321.9934 | 335.0777
LDNO LV: Small Non Domestic Unrestricted | 131.7225 | 137.6737 | 142.0452 | 145.7111 | 151.5524
LDNO HV: Small Non Domestic Unrestricted | 190.6248 | 198.9435 | 205.0305 | 210.1713 | 218.8129
> Small Non Domestic Two Rate
Small Non Domestic Two Rate | 423.5628 | 442.4345 | 456.0619 | 467.4563 | 486.5456
LDNO LV: Small Non Domestic Two Rate | 385.7809 | 402.8341 | 414.9752 | 425.394 | 442.9242
LDNO HV: Small Non Domestic Two Rate | 448.8741 | 468.3951 | 482.5522 | 494.5623 | 514.8857
> Small Non Domestic Off Peak (related MPAN)
Small Non Domestic Off Peak (related MPAN)
LDNO LV: Small Non Domestic Off Peak (related MPAN)
LDNO HV: Small Non Domestic Off Peak (related MPAN)
> LV Medium Non-Domestic
LV Medium Non-Domestic
LDNO LV: LV Medium Non-Domestic
LDNO HV: LV Medium Non-Domestic
> LV Sub Medium Non-Domestic
LV Sub Medium Non-Domestic
> HV Medium Non-Domestic
HV Medium Non-Domestic
> LV Network Domestic
LV Network Domestic
LDNO LV: LV Network Domestic
LDNO HV: LV Network Domestic
> LV Network Non-Domestic Non-CT
LV Network Non-Domestic Non-CT | 1645.5068 | 1717.5207 | 1768.417 | 1812.2541 | 1887.3956
LDNO LV: LV Network Non-Domestic Non-CT | 1173.7907 | 1225.559 | 1261.6039 | 1293.0346 | 1346.4859
LDNO HV: LV Network Non-Domestic Non-CT | 870.5073 | 908.4372 | 935.0685 | 958.0329 | 998.0148
> LV HH Metered
LV HH Metered | 4840.5346 | 5063.5555 | 5228.8159 | 5361.2326 | 5575.8181
LDNO LV: LV HH Metered | 1568.74 | 1638.622 | 1687.8311 | 1729.9877 | 1800.7665
LDNO HV: LV HH Metered | 4911.8903 | 5128.7364 | 5292.3105 | 5429.4464 | 5646.1766
> LV Sub HH Metered
LV Sub HH Metered | 8449.0835 | 8821.4097 | 9103.8091 | 9335.1416 | 9712.7566
LDNO HV: LV Sub HH Metered | 6969.7706 | 7339.6529 | 7655.669 | 7914.9309 | 8139.4223
> HV HH Metered
HV HH Metered | 38908.4642 | 40657.8265 | 41956.2127 | 42986.0915 | 44757.9813
LDNO HV: HV HH Metered | 27228.4151 | 28483.8905 | 29398.1021 | 30139.4986 | 31378.6801
> NHH UMS category A
NHH UMS category A | 465.7707 | 488.4501 | 506.6311 | 519.1891 | 537.9323
LDNO LV: NHH UMS category A
LDNO HV: NHH UMS category A
> NHH UMS category B
NHH UMS category B | 250.3992 | 262.1827 | 271.1641 | 277.918 | 288.7675
LDNO LV: NHH UMS category B
LDNO HV: NHH UMS category B
> NHH UMS category C
NHH UMS category C | 193.6368 | 202.448 | 209.0043 | 214.1037 | 222.7067
LDNO LV: NHH UMS category C
LDNO HV: NHH UMS category C
> NHH UMS category D
NHH UMS category D | 0 | 0 | 0 | 0 | 0
LDNO LV: NHH UMS category D
LDNO HV: NHH UMS category D
> LV UMS (Pseudo HH Metered)
LV UMS (Pseudo HH Metered)
LDNO LV: LV UMS (Pseudo HH Metered)
LDNO HV: LV UMS (Pseudo HH Metered)
> LV Generation NHH or Aggregate HH
LV Generation NHH or Aggregate HH | -83.3254 | -87.0398 | -90.878 | -93.478 | -96.3257
LDNO LV: LV Generation NHH or Aggregate HH
LDNO HV: LV Generation NHH or Aggregate HH
> LV Sub Generation NHH
LV Sub Generation NHH
LDNO HV: LV Sub Generation NHH
> LV Generation Intermittent
LV Generation Intermittent | -1068.1798 | -1115.7885 | -1164.9249 | -1198.3206 | -1234.7716
LDNO LV: LV Generation Intermittent
LDNO HV: LV Generation Intermittent
> LV Generation Non-Intermittent
LV Generation Non-Intermittent | -2302.644 | -2398.23 | -2508.5784 | -2569.7265 | -2651.7994
LDNO LV: LV Generation Non-Intermittent
LDNO HV: LV Generation Non-Intermittent
> LV Sub Generation Intermittent
LV Sub Generation Intermittent | -1250.9517 | -1304.1723 | -1359.4895 | -1398.4641 | -1443.7283
LDNO HV: LV Sub Generation Intermittent
> LV Sub Generation Non-Intermittent
LV Sub Generation Non-Intermittent | -2725.258 | -2835.3484 | -2966.3462 | -3038.232 | -3136.1198
LDNO HV: LV Sub Generation Non-Intermittent
> HV Generation Intermittent
HV Generation Intermittent | -9646.558 | -10065.6415 | -10511.1175 | -10808.4333 | -11155.7406
LDNO HV: HV Generation Intermittent
> HV Generation Non-Intermittent
HV Generation Non-Intermittent | -19358.2561 | -20114.7461 | -21089.9712 | -21576.2365 | -22286.018
LDNO HV: HV Generation Non-Intermittent

## Vlookup
This is an ancillary sheet used in calculations
1000. Company, charging year, data version
| Company | Year | Version
Company, charging year, data version | 2 | 3 | 4
1010. Financial and general assumptions
Sources: financial assumptions; calendar; network model.
These financial assumptions determine the annuity rate applied to convert the asset values of the network model into an annual charge.
| Rate of return | Annualisation period (years) | Annuity proportion for customer-contributed assets | Power factor | Days in the charging period
Financial and general assumptions | 6 | 7 |  | 8 | 9
1017. Diversity allowance between top and bottom of network level
Source: operational data analysis and/or network model.
The diversity figure against GSP is the diversity between GSP Group (the whole system) and individual GSPs.
The diversity figure against 132kV is the diversity between GSPs (the top of the 132kV network) and 132kV/EHV bulk supply points (the bottom of the 132kV network).
The diversity figure against EHV is the diversity between 132kV/EHV bulk supply points (the top of the EHV network) and EHV/HV primary substations (the bottom of the EHV network).
The diversity figure against HV is the diversity between EHV/HV primary substations (the top of the HV network) and HV/LV substations (the bottom of the HV network).
Diversity allowance between top and bottom of network level
GSPs | 11
132kV | 12
132kV/EHV
EHV | 13
EHV/HV
HV | 14
HV/LV
LV circuits
1018. Proportion of relevant load going through 132kV/HV direct transformation
132kV/HV
EHV/HV | 15
1019. Network model GSP peak demand (MW)
Network model GSP peak demand (MW)
Network model GSP peak demand (MW) | 16
1020. Gross asset cost by network level (£)
Gross assets £
132kV | 18
132kV/EHV | 19
EHV | 20
EHV/HV | 21
132kV/HV | 22
HV | 23
HV/LV | 24
LV circuits | 25
1022. LV service model asset cost (£)
| LV service model 1 | LV service model 2 | LV service model 3 | LV service model 4 | LV service model 5 | LV service model 6 | LV service model 7 | LV service model 8
LV service model asset cost (£) | 27 | 28 | 29 | 30 | 31 | 32 | 33 | 34
1023. HV service model asset cost (£)
| HV service model 1 | HV service model 2 | HV service model 3 | HV service model 4 | HV service model 5
HV service model asset cost (£) | 36 | 37 | 38 | 39 | 40
1032. Loss adjustment factors to transmission
Source: losses model or loss adjustment factors at time of system peak.
| 132kV | 132kV/EHV | EHV | EHV/HV | HV | HV/LV | LV circuits
Loss adjustment factor | 45 | 46 | 47 | 48 | 49 | 50 | 51
1037. Embedded network (LDNO) discounts
Source: separate price control disaggregation model.
| No discount | LDNO LV: LV user | LDNO HV: LV user | LDNO HV: LV sub user | LDNO HV: HV user
LDNO discount |  | 53 | 54 | 55 | 56
1041. Load profile data for demand users
Source: load data analysis.
| Coincidence factor | Load factor
Domestic Unrestricted | 58 | 78
Domestic Two Rate | 59 | 79
Domestic Off Peak (related MPAN) | 60 | 80
Small Non Domestic Unrestricted | 61 | 81
Small Non Domestic Two Rate | 62 | 82
Small Non Domestic Off Peak (related MPAN) | 63 | 83
LV Medium Non-Domestic | 64 | 84
LV Sub Medium Non-Domestic | 65 | 85
HV Medium Non-Domestic | 66 | 86
LV Network Domestic | 67 | 87
LV Network Non-Domestic Non-CT | 68 | 88
LV HH Metered | 69 | 89
LV Sub HH Metered | 70 | 90
HV HH Metered | 71 | 91
NHH UMS category A | 72 | 92
NHH UMS category B | 73 | 93
NHH UMS category C | 74 | 94
NHH UMS category D | 75 | 95
LV UMS (Pseudo HH Metered) | 76 | 96
1053. Volume forecasts for the charging year
Source: forecast.
Please include MPAN counts for tariffs with no fixed charge (e.g. off-peak tariffs),
but exclude MPANs on tariffs with a fixed charge that are not subject to a fixed charge due to a site grouping arrangement.
Rate 1 units (MWh)
> Domestic Unrestricted | 1
Domestic Unrestricted | 2
LDNO LV: Domestic Unrestricted | 3
LDNO HV: Domestic Unrestricted | 4
> Domestic Two Rate | 5
Domestic Two Rate | 6
LDNO LV: Domestic Two Rate | 7
LDNO HV: Domestic Two Rate | 8
> Domestic Off Peak (related MPAN) | 9
Domestic Off Peak (related MPAN) | 10
LDNO LV: Domestic Off Peak (related MPAN) | 11
LDNO HV: Domestic Off Peak (related MPAN) | 12
> Small Non Domestic Unrestricted | 13
Small Non Domestic Unrestricted | 14
LDNO LV: Small Non Domestic Unrestricted | 15
LDNO HV: Small Non Domestic Unrestricted | 16
> Small Non Domestic Two Rate | 17
Small Non Domestic Two Rate | 18
LDNO LV: Small Non Domestic Two Rate | 19
LDNO HV: Small Non Domestic Two Rate | 20
> Small Non Domestic Off Peak (related MPAN) | 21
Small Non Domestic Off Peak (related MPAN) | 22
LDNO LV: Small Non Domestic Off Peak (related MPAN) | 23
LDNO HV: Small Non Domestic Off Peak (related MPAN) | 24
> LV Medium Non-Domestic | 25
LV Medium Non-Domestic | 26
LDNO LV: LV Medium Non-Domestic | 27
LDNO HV: LV Medium Non-Domestic | 28
> LV Sub Medium Non-Domestic | 29
LV Sub Medium Non-Domestic | 30
> HV Medium Non-Domestic | 31
HV Medium Non-Domestic | 32
> LV Network Domestic | 33
LV Network Domestic | 34
LDNO LV: LV Network Domestic | 35
LDNO HV: LV Network Domestic | 36
> LV Network Non-Domestic Non-CT | 37
LV Network Non-Domestic Non-CT | 38
LDNO LV: LV Network Non-Domestic Non-CT | 39
LDNO HV: LV Network Non-Domestic Non-CT | 40
> LV HH Metered | 41
LV HH Metered | 42
LDNO LV: LV HH Metered | 43
LDNO HV: LV HH Metered | 44
> LV Sub HH Metered | 45
LV Sub HH Metered | 46
LDNO HV: LV Sub HH Metered | 47
> HV HH Metered | 48
HV HH Metered | 49
LDNO HV: HV HH Metered | 50
> NHH UMS category A | 51
NHH UMS category A | 52
LDNO LV: NHH UMS category A | 53
LDNO HV: NHH UMS category A | 54
> NHH UMS category B | 55
NHH UMS category B | 56
LDNO LV: NHH UMS category B | 57
LDNO HV: NHH UMS category B | 58
> NHH UMS category C | 59
NHH UMS category C | 60
LDNO LV: NHH UMS category C | 61
LDNO HV: NHH UMS category C | 62
> NHH UMS category D | 63
NHH UMS category D | 64
LDNO LV: NHH UMS category D | 65
LDNO HV: NHH UMS category D | 66
> LV UMS (Pseudo HH Metered) | 67
LV UMS (Pseudo HH Metered) | 68
LDNO LV: LV UMS (Pseudo HH Metered) | 69
LDNO HV: LV UMS (Pseudo HH Metered) | 70
> LV Generation NHH or Aggregate HH | 71
LV Generation NHH or Aggregate HH | 72
LDNO LV: LV Generation NHH or Aggregate HH | 73
LDNO HV: LV Generation NHH or Aggregate HH | 74
> LV Sub Generation NHH | 75
LV Sub Generation NHH | 76
LDNO HV: LV Sub Generation NHH | 77
> LV Generation Intermittent | 78
LV Generation Intermittent | 79
LDNO LV: LV Generation Intermittent | 80
LDNO HV: LV Generation Intermittent | 81
> LV Generation Non-Intermittent | 82
LV Generation Non-Intermittent | 83
LDNO LV: LV Generation Non-Intermittent | 84
LDNO HV: LV Generation Non-Intermittent | 85
> LV Sub Generation Intermittent | 86
LV Sub Generation Intermittent | 87
LDNO HV: LV Sub Generation Intermittent | 88
> LV Sub Generation Non-Intermittent | 89
LV Sub Generation Non-Intermittent | 90
LDNO HV: LV Sub Generation Non-Intermittent | 91
> HV Generation Intermittent | 92
HV Generation Intermittent | 93
LDNO HV: HV Generation Intermittent | 94
> HV Generation Non-Intermittent | 95
HV Generation Non-Intermittent | 96
LDNO HV: HV Generation Non-Intermittent | 97
1055. Transmission exit charges (£/year)
Source: forecast.
Transmission exit
Transmission exit charges (£/year) | 98
1059. Other expenditure
| Direct cost (£/year) | Indirect cost (£/year) | Indirect cost proportion | Network rates (£/year)
Other expenditure | 100 | 101 | 102 | 103
1060. Customer contributions under current connection charging policy
Source: analysis of expenditure data and/or survey of capital expenditure schemes.
Customer contribution percentages by network level of supply and by asset network level.
These proportions should reflect the current connection charging method, not necessarily the method that was in place when the connection was built.
| Assets 132kV | Assets 132kV/EHV | Assets EHV | Assets EHV/HV | Assets 132kV/HV | Assets HV | Assets HV/LV | Assets LV circuits
LV network | 106 | 107 | 108 | 109 | 110 | 111 | 112 | 113
LV substation | 115 | 116 | 117 | 118 | 119 | 120 | 121
HV network | 123 | 124 | 125 | 126 | 127 | 128
HV substation | 130 | 131 | 132 | 133
1061. Average split of rate 1 units by distribution time band
Source: load data analysis.
This table relates to the first TPR or charging period for each tariff.
Each line relates to a different user type and tariff structure.
For each user type and tariff structure, the figure entered against each of the time bands used for network analysis is
the proportion of the units recorded on the relevant TPR or within the relevant charging period that would fall with each time band.
| Red | Amber | Green
Domestic Unrestricted | 136 | 146 | 156
Domestic Two Rate | 137 | 147 | 157
Domestic Off Peak (related MPAN) | 138 | 148 | 158
Small Non Domestic Unrestricted | 139 | 149 | 159
Small Non Domestic Two Rate | 140 | 150 | 160
Small Non Domestic Off Peak (related MPAN) | 141 | 151 | 161
LV Medium Non-Domestic | 142 | 152 | 162
LV Sub Medium Non-Domestic | 143 | 153 | 163
HV Medium Non-Domestic | 144 | 154 | 164
1062. Average split of rate 2 units by distribution time band
Source: load data analysis.
This table relates to the second TPR or charging period for each tariff.
See notes on table 1061.
| Red | Amber | Green
Domestic Two Rate | 167 | 173 | 179
Small Non Domestic Two Rate | 168 | 174 | 180
LV Medium Non-Domestic | 169 | 175 | 181
LV Sub Medium Non-Domestic | 170 | 176 | 182
HV Medium Non-Domestic | 171 | 177 | 183
1064. Average split of rate 1 units by special distribution time band
| Black | Yellow | Green
NHH UMS category A | 186 | 191 | 196
NHH UMS category B | 187 | 192 | 197
NHH UMS category C | 188 | 193 | 198
NHH UMS category D | 189 | 194 | 199
1066. Typical annual hours by special distribution time band
Source: definition of distribution time bands.
The figures in this table will be automatically adjusted to match the number of days in the charging period.
| Black | Yellow | Green
Annual hours | 201 | 202 | 203
1068. Typical annual hours by distribution time band
Source: definition of distribution time bands.
The figures in this table will be automatically adjusted to match the number of days in the charging period.
| Red | Amber | Green
Annual hours | 205 | 206 | 207
1069. Peaking probabilities by network level
Source: operational data analysis.
| Red | Amber | Green | Black
GSPs | 210 | 220 | 230 | 240
132kV | 211 | 221 | 231 | 241
132kV/EHV | 212 | 222 | 232 | 242
EHV | 213 | 223 | 233 | 243
EHV/HV | 214 | 224 | 234 | 244
132kV/HV | 215 | 225 | 235 | 245
HV | 216 | 226 | 236 | 246
HV/LV | 217 | 227 | 237 | 247
LV circuits | 218 | 228 | 238 | 248
1092. Average kVAr by kVA, by network level
Source: analysis of operational data.
This is the average of MVAr/MVA or SQRT(1-PF^2) across relevant network elements.
| GSPs | 132kV | 132kV/EHV | EHV | EHV/HV | 132kV/HV | HV | HV/LV | LV circuits
Average kVAr by kVA, by network level | 250 | 251 | 252 | 253 | 254 | 255 | 256 | 257 | 258

## Tariffs
Tariffs for South West in 0 (Forecast)
3701. Tariffs
Data sources:
x1 = 3607. Unit rate 1 p/kWh (in Tariffs)
x2 = 3607. Unit rate 2 p/kWh (in Tariffs)
x3 = 3607. Unit rate 3 p/kWh (in Tariffs)
x4 = 3607. Fixed charge p/MPAN/day (in Tariffs)
x5 = 3607. Capacity charge p/kVA/day (in Tariffs)
x6 = 3607. Reactive power charge p/kVArh (in Tariffs)
Kind: | Input data | Fixed data | Copy cells | Copy cells | Copy cells | Copy cells | Copy cells | Copy cells | Input data
Formula: |  |  | = x1 | = x2 | = x3 | = x4 | = x5 | = x6
| Open LLFCs | PCs | Unit rate 1 p/kWh | Unit rate 2 p/kWh | Unit rate 3 p/kWh | Fixed charge p/MPAN/day | Capacity charge p/kVA/day | Reactive power charge p/kVArh | Closed LLFCs
Domestic Unrestricted | 10, 20 | 1 | 3.549 | 0 | 0 | 5.47 | 0 | 0
Domestic Two Rate | 30, 40 | 2 | 4.262 | 0.18 | 0 | 5.47 | 0 | 0
Domestic Off Peak (related MPAN) | 430 | 2 | 0.183 | 0 | 0 | 0 | 0 | 0
Small Non Domestic Unrestricted | 110 | 3 | 2.877 | 0 | 0 | 8.87 | 0 | 0
Small Non Domestic Two Rate | 210 | 4 | 3.36 | 0.183 | 0 | 8.87 | 0 | 0
Small Non Domestic Off Peak (related MPAN) | 251 | 4 | 0.201 | 0 | 0 | 0 | 0 | 0
LV Medium Non-Domestic | 570 | 5-8 | 2.346 | 0.117 | 0 | 7.45 | 0 | 0
LV Sub Medium Non-Domestic | 540 | 5-8 | 2.2 | 0.104 | 0 | 5.53 | 0 | 0
HV Medium Non-Domestic | 510 | 5-8 | 1.806 | 0.05 | 0 | 96.01 | 0 | 0
LV Network Domestic | 202 |  | 35.94 | 0.63 | 0.17 | 5.47 | 0 | 0
LV Network Non-Domestic Non-CT | 203 |  | 38.175 | 0.67 | 0.18 | 8.87 | 0 | 0
LV HH Metered | 570 |  | 28.855 | 0.422 | 0.12 | 12.56 | 3.28 | 0.437
LV Sub HH Metered | 540 |  | 25.539 | 0.254 | 0.083 | 9.68 | 3.58 | 0.358
HV HH Metered | 510 |  | 21.894 | 0.134 | 0.053 | 96.01 | 3.02 | 0.288
NHH UMS category A | 977 | 8 | 2.87 | 0 | 0 | 0 | 0 | 0
NHH UMS category B | 980 | 1 | 4.019 | 0 | 0 | 0 | 0 | 0
NHH UMS category C | 978 | 1 | 6.42 | 0 | 0 | 0 | 0 | 0
NHH UMS category D | 979 | 1 | 1.766 | 0 | 0 | 0 | 0 | 0
LV UMS (Pseudo HH Metered) | 970 |  | 87.077 | 1.771 | 1.052 | 0 | 0 | 0
LV Generation NHH or Aggregate HH | 581 | 8&0 | -0.778 | 0 | 0 | 0 | 0 | 0
LV Sub Generation NHH | 551 | 8 | -0.704 | 0 | 0 | 0 | 0 | 0
LV Generation Intermittent | 581 |  | -0.778 | 0 | 0 | 0 | 0 | 0.18
LV Generation Non-Intermittent | 527 |  | -9.296 | -0.407 | -0.117 | 0 | 0 | 0.18
LV Sub Generation Intermittent | 551 |  | -0.704 | 0 | 0 | 0 | 0 | 0.15
LV Sub Generation Non-Intermittent | 526 |  | -8.565 | -0.347 | -0.104 | 0 | 0 | 0.15
HV Generation Intermittent | 521 |  | -0.45 | 0 | 0 | 46.29 | 0 | 0.115
HV Generation Non-Intermittent | 524 |  | -6.061 | -0.143 | -0.059 | 46.29 | 0 | 0.115
LDNO LV: Domestic Unrestricted |  | 1 | 2.231 | 0 | 0 | 3.44 | 0 | 0
LDNO LV: Domestic Two Rate |  | 2 | 2.68 | 0.113 | 0 | 3.44 | 0 | 0
LDNO LV: Domestic Off Peak (related MPAN) |  | 2 | 0.115 | 0 | 0 | 0 | 0 | 0
LDNO LV: Small Non Domestic Unrestricted |  | 3 | 1.809 | 0 | 0 | 5.58 | 0 | 0
LDNO LV: Small Non Domestic Two Rate |  | 4 | 2.113 | 0.115 | 0 | 5.58 | 0 | 0
LDNO LV: Small Non Domestic Off Peak (related MPAN) |  | 4 | 0.126 | 0 | 0 | 0 | 0 | 0
LDNO LV: LV Medium Non-Domestic |  | 5-8 | 1.475 | 0.074 | 0 | 4.68 | 0 | 0
LDNO LV: LV Network Domestic |  |  | 22.597 | 0.396 | 0.107 | 3.44 | 0 | 0
LDNO LV: LV Network Non-Domestic Non-CT |  |  | 24.002 | 0.421 | 0.113 | 5.58 | 0 | 0
LDNO LV: LV HH Metered |  |  | 18.142 | 0.265 | 0.075 | 7.9 | 2.06 | 0.275
LDNO LV: NHH UMS category A |  | 8 | 1.804 | 0 | 0 | 0 | 0 | 0
LDNO LV: NHH UMS category B |  | 1 | 2.527 | 0 | 0 | 0 | 0 | 0
LDNO LV: NHH UMS category C |  | 1 | 4.037 | 0 | 0 | 0 | 0 | 0
LDNO LV: NHH UMS category D |  | 1 | 1.11 | 0 | 0 | 0 | 0 | 0
LDNO LV: LV UMS (Pseudo HH Metered) |  |  | 54.749 | 1.113 | 0.661 | 0 | 0 | 0
LDNO LV: LV Generation NHH or Aggregate HH |  | 8&0 | -0.778 | 0 | 0 | 0 | 0 | 0
LDNO LV: LV Generation Intermittent |  |  | -0.778 | 0 | 0 | 0 | 0 | 0.18
LDNO LV: LV Generation Non-Intermittent |  |  | -9.296 | -0.407 | -0.117 | 0 | 0 | 0.18
LDNO HV: Domestic Unrestricted |  | 1 | 1.325 | 0 | 0 | 2.04 | 0 | 0
LDNO HV: Domestic Two Rate |  | 2 | 1.591 | 0.067 | 0 | 2.04 | 0 | 0
LDNO HV: Domestic Off Peak (related MPAN) |  | 2 | 0.068 | 0 | 0 | 0 | 0 | 0
LDNO HV: Small Non Domestic Unrestricted |  | 3 | 1.074 | 0 | 0 | 3.31 | 0 | 0
LDNO HV: Small Non Domestic Two Rate |  | 4 | 1.254 | 0.068 | 0 | 3.31 | 0 | 0
LDNO HV: Small Non Domestic Off Peak (related MPAN) |  | 4 | 0.075 | 0 | 0 | 0 | 0 | 0
LDNO HV: LV Medium Non-Domestic |  | 5-8 | 0.876 | 0.044 | 0 | 2.78 | 0 | 0
LDNO HV: LV Network Domestic |  |  | 13.415 | 0.235 | 0.063 | 2.04 | 0 | 0
LDNO HV: LV Network Non-Domestic Non-CT |  |  | 14.25 | 0.25 | 0.067 | 3.31 | 0 | 0
LDNO HV: LV HH Metered |  |  | 10.771 | 0.158 | 0.045 | 4.69 | 1.22 | 0.163
LDNO HV: LV Sub HH Metered |  |  | 15.646 | 0.156 | 0.051 | 5.93 | 2.19 | 0.219
LDNO HV: HV HH Metered |  |  | 15.916 | 0.097 | 0.039 | 69.79 | 2.2 | 0.209
LDNO HV: NHH UMS category A |  | 8 | 1.071 | 0 | 0 | 0 | 0 | 0
LDNO HV: NHH UMS category B |  | 1 | 1.5 | 0 | 0 | 0 | 0 | 0
LDNO HV: NHH UMS category C |  | 1 | 2.396 | 0 | 0 | 0 | 0 | 0
LDNO HV: NHH UMS category D |  | 1 | 0.659 | 0 | 0 | 0 | 0 | 0
LDNO HV: LV UMS (Pseudo HH Metered) |  |  | 32.503 | 0.661 | 0.393 | 0 | 0 | 0
LDNO HV: LV Generation NHH or Aggregate HH |  | 8&0 | -0.778 | 0 | 0 | 0 | 0 | 0
LDNO HV: LV Sub Generation NHH |  | 8 | -0.704 | 0 | 0 | 0 | 0 | 0
LDNO HV: LV Generation Intermittent |  |  | -0.778 | 0 | 0 | 0 | 0 | 0.18
LDNO HV: LV Generation Non-Intermittent |  |  | -9.296 | -0.407 | -0.117 | 0 | 0 | 0.18
LDNO HV: LV Sub Generation Intermittent |  |  | -0.704 | 0 | 0 | 0 | 0 | 0.15
LDNO HV: LV Sub Generation Non-Intermittent |  |  | -8.565 | -0.347 | -0.104 | 0 | 0 | 0.15
LDNO HV: HV Generation Intermittent |  |  | -0.45 | 0 | 0 | 0 | 0 | 0.115
LDNO HV: HV Generation Non-Intermittent |  |  | -6.061 | -0.143 | -0.059 | 0 | 0 | 0.115

## Summary
Summary for South West in 0 (Forecast)
This sheet is for information only. It can be deleted without affecting any calculations elsewhere in the model.
3801. Revenue summary
Data sources:
x1 = 1053. Rate 1 units (MWh) by tariff (in Volume forecasts for the charging year)
x2 = 1053. Rate 2 units (MWh) by tariff (in Volume forecasts for the charging year)
x3 = 1053. Rate 3 units (MWh) by tariff (in Volume forecasts for the charging year)
x4 = 1053. MPANs by tariff (in Volume forecasts for the charging year)
x5 = 1010. Days in the charging year (in Financial and general assumptions)
x6 = 3607. Fixed charge p/MPAN/day (in Tariffs)
x7 = 3607. Capacity charge p/kVA/day (in Tariffs)
x8 = 1053. Import capacity (kVA) by tariff (in Volume forecasts for the charging year)
x9 = 3607. Unit rate 1 p/kWh (in Tariffs)
x10 = 3607. Unit rate 2 p/kWh (in Tariffs)
x11 = 3607. Unit rate 3 p/kWh (in Tariffs)
x12 = 3607. Reactive power charge p/kVArh (in Tariffs)
x13 = 1053. Reactive power units (MVArh) by tariff (in Volume forecasts for the charging year)
x14 = All units (MWh) (in Revenue summary)
x15 = Net revenues (£) (in Revenue summary)
x16 = MPANs (in Revenue summary)
x17 = Revenues from unit rates (£) (in Revenue summary)
x18 = Net revenues from unit rate 1 (£) (in Revenue summary)
x19 = Net revenues from unit rate 2 (£) (in Revenue summary)
x20 = Net revenues from unit rate 3 (£) (in Revenue summary)
x21 = Revenues from fixed charges (£) (in Revenue summary)
x22 = Revenues from capacity charges (£) (in Revenue summary)
x23 = Revenues from reactive power charges (£) (in Revenue summary)
Kind: | Calculation | Copy cells | Calculation | Calculation | Calculation | Calculation | Calculation | Calculation | Calculation | Calculation | Calculation | Calculation | Calculation | Calculation | Calculation | Calculation | Calculation | Calculation | Calculation
Formula: | =x1+x2+x3 | = x4 | =0.01*x5*(x6*x4+x7*x8)+10*(x9*x1+x10*x2+x11*x3+x12*x13) | =10*(x9*x1+x10*x2+x11*x3) | =x6*x5*x4/100 | =x7*x5*x8/100 | =x12*x13*10 | =IF(x14<>0,0.1*x15/x14,"") | =IF(x16<>0,x15/x16,"") | =IF(x14<>0,0.1*x17/x14,0) | =x9*x1*10 | =x10*x2*10 | =x11*x3*10 | =IF(x17<>0,x18/x17,"") | =IF(x17<>0,x19/x17,"") | =IF(x17<>0,x20/x17,"") | =IF(x15<>0,x21/x15,"") | =IF(x15<>0,x22/x15,"") | =IF(x15<>0,x23/x15,"")
| All units (MWh) | MPANs | Net revenues (£) | Revenues from unit rates (£) | Revenues from fixed charges (£) | Revenues from capacity charges (£) | Revenues from reactive power charges (£) | Average p/kWh | Average £/MPAN | Average unit rate p/kWh | Net revenues from unit rate 1 (£) | Net revenues from unit rate 2 (£) | Net revenues from unit rate 3 (£) | Rate 1 revenue proportion | Rate 2 revenue proportion | Rate 3 revenue proportion | Fixed charge proportion | Capacity charge proportion | Reactive power charge proportion
> Domestic Unrestricted
Domestic Unrestricted | 4097673.2275 | 1221354.1485 | 169878177.1689 | 145426422.8455 | 24451754.3234 | 0 | 0 | 4.1457 | 139.09 | 3.549 | 145426422.8455 | 0 | 0 | 100% | 0% | 0% | 14.39% | 0% | 0%
LDNO LV: Domestic Unrestricted | 14411.1552 | 5490.8821 | 390645.2741 | 321512.8716 | 69132.4024 | 0 | 0 | 2.7107 | 71.1444 | 2.231 | 321512.8716 | 0 | 0 | 100% | 0% | 0% | 17.7% | 0% | 0%
LDNO HV: Domestic Unrestricted | 20881.9473 | 8645.6513 | 341237.692 | 276685.8012 | 64551.8908 | 0 | 0 | 1.6341 | 39.4693 | 1.325 | 276685.8012 | 0 | 0 | 100% | 0% | 0% | 18.92% | 0% | 0%
> Domestic Two Rate
Domestic Two Rate | 1338663.3244 | 222959.2648 | 33483901.1719 | 29020212.0986 | 4463689.0733 | 0 | 0 | 2.5013 | 150.1795 | 2.1678 | 27784040.7655 | 1236171.333 | 0 | 95.74% | 4.26% | 0% | 13.33% | 0% | 0%
LDNO LV: Domestic Two Rate | 1466.0583 | 421.6347 | 32572.6309 | 27264.0816 | 5308.5493 | 0 | 0 | 2.2218 | 77.2532 | 1.8597 | 26734.6816 | 529.4 | 0 | 98.06% | 1.942% | 0% | 16.3% | 0% | 0%
LDNO HV: Domestic Two Rate | 1341.4008 | 351.0055 | 18017.2685 | 15396.5209 | 2620.7476 | 0 | 0 | 1.3432 | 51.3304 | 1.1478 | 15135.1521 | 261.3688 | 0 | 98.3% | 1.698% | 0% | 14.55% | 0% | 0%
> Domestic Off Peak (related MPAN)
Domestic Off Peak (related MPAN) | 63105.7323 | 0 | 115483.4902 | 115483.4902 | 0 | 0 | 0 | 0.183 |  | 0.183 | 115483.4902 | 0 | 0 | 100% | 0% | 0% | 0% | 0% | 0%
LDNO LV: Domestic Off Peak (related MPAN) | 0 | 0 | 0 | 0 | 0 | 0 | 0 |  |  | 0 | 0 | 0 | 0
LDNO HV: Domestic Off Peak (related MPAN) | 0 | 0 | 0 | 0 | 0 | 0 | 0 |  |  | 0 | 0 | 0 | 0
> Small Non Domestic Unrestricted
Small Non Domestic Unrestricted | 1153977.7297 | 109710.6919 | 36761609.1264 | 33199939.2832 | 3561669.8432 | 0 | 0 | 3.1856 | 335.0777 | 2.877 | 33199939.2832 | 0 | 0 | 100% | 0% | 0% | 9.689% | 0% | 0%
LDNO LV: Small Non Domestic Unrestricted | 845.5296 | 116.6451 | 17677.8506 | 15295.6304 | 2382.2201 | 0 | 0 | 2.0907 | 151.5524 | 1.809 | 15295.6304 | 0 | 0 | 100% | 0% | 0% | 13.48% | 0% | 0%
LDNO HV: Small Non Domestic Unrestricted | 7208.4319 | 374.5486 | 81956.065 | 77418.5589 | 4537.5062 | 0 | 0 | 1.1369 | 218.8129 | 1.074 | 77418.5589 | 0 | 0 | 100% | 0% | 0% | 5.537% | 0% | 0%
> Small Non Domestic Two Rate
Small Non Domestic Two Rate | 540729.3276 | 28055.4675 | 13650263.5543 | 12739465.2467 | 910798.3076 | 0 | 0 | 2.5244 | 486.5456 | 2.356 | 12426744.331 | 312720.9157 | 0 | 97.55% | 2.455% | 0% | 6.672% | 0% | 0%
LDNO LV: Small Non Domestic Two Rate | 53.7512 | 2.1403 | 947.9808 | 904.2704 | 43.7105 | 0 | 0 | 1.7636 | 442.9242 | 1.6823 | 890.9462 | 13.3242 | 0 | 98.53% | 1.473% | 0% | 4.611% | 0% | 0%
LDNO HV: Small Non Domestic Two Rate | 1223.2325 | 23.5431 | 12121.9827 | 11836.768 | 285.2147 | 0 | 0 | 0.99098 | 514.8857 | 0.96766 | 11635.9463 | 200.8217 | 0 | 98.3% | 1.697% | 0% | 2.353% | 0% | 0%
> Small Non Domestic Off Peak (related MPAN)
Small Non Domestic Off Peak (related MPAN) | 22929.3206 | 0 | 46087.9345 | 46087.9345 | 0 | 0 | 0 | 0.201 |  | 0.201 | 46087.9345 | 0 | 0 | 100% | 0% | 0% | 0% | 0% | 0%
LDNO LV: Small Non Domestic Off Peak (related MPAN) | 0 | 0 | 0 | 0 | 0 | 0 | 0 |  |  | 0 | 0 | 0 | 0
LDNO HV: Small Non Domestic Off Peak (related MPAN) | 0 | 0 | 0 | 0 | 0 | 0 | 0 |  |  | 0 | 0 | 0 | 0
> LV Medium Non-Domestic
LV Medium Non-Domestic | 0 | 0 | 0 | 0 | 0 | 0 | 0 |  |  | 0 | 0 | 0 | 0
LDNO LV: LV Medium Non-Domestic | 0 | 0 | 0 | 0 | 0 | 0 | 0 |  |  | 0 | 0 | 0 | 0
LDNO HV: LV Medium Non-Domestic | 0 | 0 | 0 | 0 | 0 | 0 | 0 |  |  | 0 | 0 | 0 | 0
> LV Sub Medium Non-Domestic
LV Sub Medium Non-Domestic | 0 | 0 | 0 | 0 | 0 | 0 | 0 |  |  | 0 | 0 | 0 | 0
> HV Medium Non-Domestic
HV Medium Non-Domestic | 0 | 0 | 0 | 0 | 0 | 0 | 0 |  |  | 0 | 0 | 0 | 0
> LV Network Domestic
LV Network Domestic | 0 | 0 | 0 | 0 | 0 | 0 | 0 |  |  | 0 | 0 | 0 | 0
LDNO LV: LV Network Domestic | 0 | 0 | 0 | 0 | 0 | 0 | 0 |  |  | 0 | 0 | 0 | 0
LDNO HV: LV Network Domestic | 0 | 0 | 0 | 0 | 0 | 0 | 0 |  |  | 0 | 0 | 0 | 0
> LV Network Non-Domestic Non-CT
LV Network Non-Domestic Non-CT | 414155.0467 | 6362.2186 | 12008023.5835 | 11801479.2467 | 206544.3368 | 0 | 0 | 2.8994 | 1887.3956 | 2.8495 | 10131305.4509 | 1329697.1922 | 340476.6036 | 85.85% | 11.27% | 2.885% | 1.72% | 0% | 0%
LDNO LV: LV Network Non-Domestic Non-CT | 110.6026 | 1.4441 | 1944.4697 | 1914.977 | 29.4927 | 0 | 0 | 1.7581 | 1346.4859 | 1.7314 | 1640.3013 | 215.1709 | 59.5048 | 85.66% | 11.24% | 3.107% | 1.517% | 0% | 0%
LDNO HV: LV Network Non-Domestic Non-CT | 3539.2332 | 41.1571 | 41075.3459 | 40576.7447 | 498.6012 | 0 | 0 | 1.1606 | 998.0148 | 1.1465 | 35008.5652 | 4592.2063 | 975.9733 | 86.28% | 11.32% | 2.405% | 1.214% | 0% | 0%
> LV HH Metered
LV HH Metered | 1213103.3722 | 6394.7681 | 35656063.4321 | 26937800.1107 | 293964.9317 | 8076822.3127 | 347476.077 | 2.9392 | 5575.8181 | 2.2206 | 23768825.6453 | 2532137.5272 | 636836.9381 | 88.24% | 9.4% | 2.364% | 0.8244% | 22.65% | 0.9745%
LDNO LV: LV HH Metered | 336.2861 | 2.8364 | 5107.7809 | 4577.2746 | 82.0131 | 414.659 | 33.8343 | 1.5189 | 1800.7665 | 1.3611 | 3986.1094 | 495.7304 | 95.4348 | 87.08% | 10.83% | 2.085% | 1.606% | 8.118% | 0.6624%
LDNO HV: LV HH Metered | 40181.9237 | 81.9089 | 462472.178 | 370083.3438 | 1405.9992 | 88231.4029 | 2751.4322 | 1.1509 | 5646.1766 | 0.92102 | 330629.6453 | 31814.1605 | 7639.5379 | 89.34% | 8.596% | 2.064% | 0.304% | 19.08% | 0.5949%
> LV Sub HH Metered
LV Sub HH Metered | 787994.4678 | 2043.3006 | 19846081.7341 | 14419551.1654 | 72391.6892 | 5087341.2131 | 266797.6665 | 2.5186 | 9712.7566 | 1.8299 | 13150535.2558 | 976962.4871 | 292053.4225 | 91.2% | 6.775% | 2.025% | 0.3648% | 25.63% | 1.344%
LDNO HV: LV Sub HH Metered | 25.4161 | 1.0701 | 8710.3115 | 109.495 | 23.2261 | 8577.5905 | 0 | 34.2709 | 8139.4223 | 0.43081 | 89.6542 | 10.6539 | 9.1869 | 81.88% | 9.73% | 8.39% | 0.2667% | 98.48% | 0%
> HV HH Metered
HV HH Metered | 2483285.0612 | 1068.1349 | 47807561.7386 | 36475081.3988 | 375338.971 | 10413249.4953 | 543891.8735 | 1.9252 | 44757.9813 | 1.4688 | 34334492.6275 | 1501400.6309 | 639188.1404 | 94.13% | 4.116% | 1.752% | 0.7851% | 21.78% | 1.138%
LDNO HV: HV HH Metered | 16433.9044 | 7.491 | 235056.7995 | 172265.2782 | 1913.4293 | 60317.3028 | 560.7892 | 1.4303 | 31378.6801 | 1.0482 | 162503.6753 | 6272.5108 | 3489.0921 | 94.33% | 3.641% | 2.025% | 0.814% | 25.66% | 0.2386%
> NHH UMS category A
NHH UMS category A | 13495.8167 | 720.0347 | 387329.9397 | 387329.9397 | 0 | 0 | 0 | 2.87 | 537.9323 | 2.87 | 387329.9397 | 0 | 0 | 100% | 0% | 0% | 0% | 0% | 0%
LDNO LV: NHH UMS category A | 182.3706 | 0 | 3289.966 | 3289.966 | 0 | 0 | 0 | 1.804 |  | 1.804 | 3289.966 | 0 | 0 | 100% | 0% | 0% | 0% | 0% | 0%
LDNO HV: NHH UMS category A | 8.0484 | 0 | 86.1985 | 86.1985 | 0 | 0 | 0 | 1.071 |  | 1.071 | 86.1985 | 0 | 0 | 100% | 0% | 0% | 0% | 0% | 0%
> NHH UMS category B
NHH UMS category B | 4835.9293 | 673.0537 | 194355.9996 | 194355.9996 | 0 | 0 | 0 | 4.019 | 288.7675 | 4.019 | 194355.9996 | 0 | 0 | 100% | 0% | 0% | 0% | 0% | 0%
LDNO LV: NHH UMS category B | 79.9719 | 0 | 2020.8897 | 2020.8897 | 0 | 0 | 0 | 2.527 |  | 2.527 | 2020.8897 | 0 | 0 | 100% | 0% | 0% | 0% | 0% | 0%
LDNO HV: NHH UMS category B | 171.6511 | 0 | 2574.7671 | 2574.7671 | 0 | 0 | 0 | 1.5 |  | 1.5 | 2574.7671 | 0 | 0 | 100% | 0% | 0% | 0% | 0% | 0%
> NHH UMS category C
NHH UMS category C | 595.2121 | 171.5827 | 38212.6166 | 38212.6166 | 0 | 0 | 0 | 6.42 | 222.7067 | 6.42 | 38212.6166 | 0 | 0 | 100% | 0% | 0% | 0% | 0% | 0%
LDNO LV: NHH UMS category C | 7.346 | 0 | 296.5586 | 296.5586 | 0 | 0 | 0 | 4.037 |  | 4.037 | 296.5586 | 0 | 0 | 100% | 0% | 0% | 0% | 0% | 0%
LDNO HV: NHH UMS category C | 130.7544 | 0 | 3132.8765 | 3132.8765 | 0 | 0 | 0 | 2.396 |  | 2.396 | 3132.8765 | 0 | 0 | 100% | 0% | 0% | 0% | 0% | 0%
> NHH UMS category D
NHH UMS category D | 0 | 1.0213 | 0 | 0 | 0 | 0 | 0 |  | 0 | 0 | 0 | 0 | 0
LDNO LV: NHH UMS category D | 0 | 0 | 0 | 0 | 0 | 0 | 0 |  |  | 0 | 0 | 0 | 0
LDNO HV: NHH UMS category D | 0 | 0 | 0 | 0 | 0 | 0 | 0 |  |  | 0 | 0 | 0 | 0
> LV UMS (Pseudo HH Metered)
LV UMS (Pseudo HH Metered) | 118960.1073 | 0 | 4978978.9241 | 4978978.9241 | 0 | 0 | 0 | 4.1854 |  | 4.1854 | 3581813.1847 | 465480.4566 | 931685.2828 | 71.94% | 9.349% | 18.71% | 0% | 0% | 0%
LDNO LV: LV UMS (Pseudo HH Metered) | 0 | 0 | 0 | 0 | 0 | 0 | 0 |  |  | 0 | 0 | 0 | 0
LDNO HV: LV UMS (Pseudo HH Metered) | 0 | 0 | 0 | 0 | 0 | 0 | 0 |  |  | 0 | 0 | 0 | 0
> LV Generation NHH or Aggregate HH
LV Generation NHH or Aggregate HH | 3287.7605 | 265.5447 | -25578.7766 | -25578.7766 | 0 | 0 | 0 | -0.778 | -96.3257 | -0.778 | -25578.7766 | 0 | 0 | 100% | 0% | 0% | 0% | 0% | 0%
LDNO LV: LV Generation NHH or Aggregate HH | 140.5873 | 0 | -1093.7688 | -1093.7688 | 0 | 0 | 0 | -0.778 |  | -0.778 | -1093.7688 | 0 | 0 | 100% | 0% | 0% | 0% | 0% | 0%
LDNO HV: LV Generation NHH or Aggregate HH | 0 | 0 | 0 | 0 | 0 | 0 | 0 |  |  | 0 | 0 | 0 | 0
> LV Sub Generation NHH
LV Sub Generation NHH | 0 | 0 | 0 | 0 | 0 | 0 | 0 |  |  | 0 | 0 | 0 | 0
LDNO HV: LV Sub Generation NHH | 0 | 0 | 0 | 0 | 0 | 0 | 0 |  |  | 0 | 0 | 0 | 0
> LV Generation Intermittent
LV Generation Intermittent | 81306.118 | 506.5776 | -625507.6274 | -632561.5984 | 0 | 0 | 7053.9709 | -0.76932 | -1234.7716 | -0.778 | -632561.5984 | 0 | 0 | 100% | 0% | 0% | 0% | 0% | -1.128%
LDNO LV: LV Generation Intermittent | 0 | 0 | 0 | 0 | 0 | 0 | 0 |  |  | 0 | 0 | 0 | 0
LDNO HV: LV Generation Intermittent | 558.0589 | 0 | -4341.6984 | -4341.6984 | 0 | 0 | 0 | -0.778 |  | -0.778 | -4341.6984 | 0 | 0 | 100% | 0% | 0% | 0% | 0% | 0%
> LV Generation Non-Intermittent
LV Generation Non-Intermittent | 2791.1183 | 8.1706 | -21666.8089 | -22348.5583 | 0 | 0 | 681.7494 | -0.77628 | -2651.7994 | -0.8007 | -15662.348 | -5077.2958 | -1608.9145 | 70.08% | 22.72% | 7.199% | 0% | 0% | -3.147%
LDNO LV: LV Generation Non-Intermittent | 0 | 0 | 0 | 0 | 0 | 0 | 0 |  |  | 0 | 0 | 0 | 0
LDNO HV: LV Generation Non-Intermittent | 0 | 0 | 0 | 0 | 0 | 0 | 0 |  |  | 0 | 0 | 0 | 0
> LV Sub Generation Intermittent
LV Sub Generation Intermittent | 12847.4636 | 61.2795 | -88471.0182 | -90446.1437 | 0 | 0 | 1975.1255 | -0.68863 | -1443.7283 | -0.704 | -90446.1437 | 0 | 0 | 100% | 0% | 0% | 0% | 0% | -2.233%
LDNO HV: LV Sub Generation Intermittent | 0 | 0 | 0 | 0 | 0 | 0 | 0 |  |  | 0 | 0 | 0 | 0
> LV Sub Generation Non-Intermittent
LV Sub Generation Non-Intermittent | 3989.5056 | 9.1919 | -28827.0003 | -29176.9442 | 0 | 0 | 349.9439 | -0.72257 | -3136.1198 | -0.73134 | -21828.7353 | -4946.7879 | -2401.4209 | 74.82% | 16.95% | 8.231% | 0% | 0% | -1.214%
LDNO HV: LV Sub Generation Non-Intermittent | 0 | 0 | 0 | 0 | 0 | 0 | 0 |  |  | 0 | 0 | 0 | 0
> HV Generation Intermittent
HV Generation Intermittent | 374463.18 | 148.5486 | -1657169.2214 | -1685084.3101 | 25167.3053 | 0 | 2747.7834 | -0.44255 | -11155.7406 | -0.45 | -1685084.3101 | 0 | 0 | 100% | 0% | 0% | -1.519% | 0% | -0.1658%
LDNO HV: HV Generation Intermittent | 67.7257 | 0 | -166.8544 | -304.7658 | 0 | 0 | 137.9114 | -0.24637 |  | -0.45 | -304.7658 | 0 | 0 | 100% | 0% | 0% | 0% | 0% | -82.65%
> HV Generation Non-Intermittent
HV Generation Non-Intermittent | 255813.4744 | 52.5478 | -1171081.0046 | -1181864.1317 | 8902.7202 | 0 | 1880.4069 | -0.45779 | -22286.018 | -0.462 | -957008.9701 | -141708.0435 | -83147.118 | 80.97% | 11.99% | 7.035% | -0.7602% | 0% | -0.1606%
LDNO HV: HV Generation Non-Intermittent | 5.4333 | 0 | -328.0603 | -329.3119 | 0 | 0 | 1.2516 | -6.038 |  | -6.061 | -329.3119 | 0 | 0 | 100% | 0% | 0% | 0% | 0% | -0.3815%
3802. Revenue summary by tariff component
Data sources:
x1 = 3801. All units (MWh) (in Revenue summary)
x2 = 3801. MPANs (in Revenue summary)
x3 = 3801. Net revenues (£) (in Revenue summary)
x4 = 3801. Revenues from unit rates (£) (in Revenue summary)
x5 = 3801. Revenues from fixed charges (£) (in Revenue summary)
x6 = 3801. Revenues from capacity charges (£) (in Revenue summary)
x7 = 3801. Revenues from reactive power charges (£) (in Revenue summary)
Kind: | Cell summation | Cell summation | Cell summation | Cell summation | Cell summation | Cell summation | Cell summation
Formula: | =SUM(x1) | =SUM(x2) | =SUM(x3) | =SUM(x4) | =SUM(x5) | =SUM(x6) | =SUM(x7)
| Total units (MWh) | Total MPANs | Total net revenues (£) | Total net revenues from unit rates (£) | Total revenues from fixed charges (£) | Total revenues from capacity charges (£) | Total revenues from reactive power charges (£)
Revenue summary by tariff component | 13097413.1164 | 1616127.5063 | 372888843.4619 | 313454513.1651 | 34523036.505 | 23734953.9762 | 1176339.8156

## CDCM
Input data for South West in 0 (Forecast)
This sheet contains all the input data (except LLFCs which might be entered directly into the Tariff sheet).
1000. Company, charging year, data version
| Company | Year | Version
Company, charging year, data version | South West | 0 | Forecast
1010. Financial and general assumptions
Sources: financial assumptions; calendar; network model.
These financial assumptions determine the annuity rate applied to convert the asset values of the network model into an annual charge.
| Rate of return | Annualisation period (years) | Annuity proportion for customer-contributed assets | Power factor | Days in the charging period
Financial and general assumptions | 4.31% | 40 |  | 0.95 | 366
1017. Diversity allowance between top and bottom of network level
Source: operational data analysis and/or network model.
The diversity figure against GSP is the diversity between GSP Group (the whole system) and individual GSPs.
The diversity figure against 132kV is the diversity between GSPs (the top of the 132kV network) and 132kV/EHV bulk supply points (the bottom of the 132kV network).
The diversity figure against EHV is the diversity between 132kV/EHV bulk supply points (the top of the EHV network) and EHV/HV primary substations (the bottom of the EHV network).
The diversity figure against HV is the diversity between EHV/HV primary substations (the top of the HV network) and HV/LV substations (the bottom of the HV network).
Diversity allowance between top and bottom of network level
GSPs | 2.2%
132kV | 3.1%
132kV/EHV
EHV | 7.5%
EHV/HV
HV | 37%
HV/LV
LV circuits
1018. Proportion of relevant load going through 132kV/HV direct transformation
132kV/HV
EHV/HV | 0%
1019. Network model GSP peak demand (MW)
Network model GSP peak demand (MW)
Network model GSP peak demand (MW) | 500
1020. Gross asset cost by network level (£)
Gross assets £
132kV | 129260289.5565
132kV/EHV | 18308330.3722
EHV | 46219324.632
EHV/HV | 46452556.6021
132kV/HV | 0
HV | 165436474.8698
HV/LV | 70499567.411
LV circuits | 151414455.7952
1022. LV service model asset cost (£)
| LV service model 1 | LV service model 2 | LV service model 3 | LV service model 4 | LV service model 5 | LV service model 6 | LV service model 7 | LV service model 8
LV service model asset cost (£) | 5922.6085 | 666.2342 | 811.1354 | 601.5542 | 1367.4667 | 1053.2407 | 0 | 550.851
1023. HV service model asset cost (£)
| HV service model 1 | HV service model 2 | HV service model 3 | HV service model 4 | HV service model 5
HV service model asset cost (£) | 10449.37 | 5037.9943 | 0 | 0 | 0
1025. Matrix of applicability of LV service models to tariffs with fixed charges
| 34 | 35 | 36 | 37 | 38 | 39 | 40 | 41
| LV service model 1 | LV service model 2 | LV service model 3 | LV service model 4 | LV service model 5 | LV service model 6 | LV service model 7 | LV service model 8
Domestic Unrestricted | 5% | 0% | 0% | 0% | 0% | 0% | 0% | 0%
Domestic Two Rate | 5% | 0% | 0% | 0% | 0% | 0% | 0% | 0%
Small Non Domestic Unrestricted | 0% | 100% | 0% | 0% | 0% | 0% | 0% | 0%
Small Non Domestic Two Rate | 0% | 100% | 0% | 0% | 0% | 0% | 0% | 0%
LV Medium Non-Domestic | 0% | 0% | 100% | 0% | 0% | 0% | 0% | 0%
LV Sub Medium Non-Domestic | 0% | 0% | 0% | 100% | 0% | 0% | 0% | 0%
LV Network Domestic | 5% | 0% | 0% | 0% | 0% | 0% | 0% | 0%
LV Network Non-Domestic Non-CT | 0% | 100% | 0% | 0% | 0% | 0% | 0% | 0%
LV HH Metered | 0% | 0% | 0% | 0% | 100% | 0% | 0% | 0%
LV Sub HH Metered | 0% | 0% | 0% | 0% | 0% | 100% | 0% | 0%
LV Generation NHH or Aggregate HH | 0% | 0% | 0% | 0% | 0% | 0% | 100% | 0%
LV Sub Generation NHH | 0% | 0% | 0% | 0% | 0% | 0% | 100% | 0%
LV Generation Intermittent | 0% | 0% | 0% | 0% | 0% | 0% | 100% | 0%
LV Generation Non-Intermittent | 0% | 0% | 0% | 0% | 0% | 0% | 0% | 0%
LV Sub Generation Intermittent | 0% | 0% | 0% | 0% | 0% | 0% | 0% | 0%
LV Sub Generation Non-Intermittent | 0% | 0% | 0% | 0% | 0% | 0% | 0% | 0%
1026. Matrix of applicability of LV service models to unmetered tariffs
Source: service models
Proportion of service model involved in connecting load of 1 MWh/year
| LV service model 1 | LV service model 2 | LV service model 3 | LV service model 4 | LV service model 5 | LV service model 6 | LV service model 7 | LV service model 8
All LV unmetered tariffs | 0 | 0 | 0 | 0 | 0 | 0 | 0 | 0.488
1028. Matrix of applicability of HV service models to tariffs with fixed charges
| 22 | 23 | 24 | 25 | 26
| HV service model 1 | HV service model 2 | HV service model 3 | HV service model 4 | HV service model 5
HV Medium Non-Domestic | 100% | 0% | 0% | 0% | 0%
HV HH Metered | 100% | 0% | 0% | 0% | 0%
HV Generation Intermittent | 0% | 100% | 0% | 0% | 0%
HV Generation Non-Intermittent | 0% | 100% | 0% | 0% | 0%
1032. Loss adjustment factors to transmission
Source: losses model or loss adjustment factors at time of system peak.
| 132kV | 132kV/EHV | EHV | EHV/HV | HV | HV/LV | LV circuits
Loss adjustment factor | 1.008 | 1.011 | 1.024 | 1.034 | 1.057 | 1.07 | 1.085
1037. Embedded network (LDNO) discounts
Source: separate price control disaggregation model.
| No discount | LDNO LV: LV user | LDNO HV: LV user | LDNO HV: LV sub user | LDNO HV: HV user
LDNO discount |  | 37.13% | 62.67% | 38.74% | 27.31%
1041. Load profile data for demand users
Source: load data analysis.
| Coincidence factor | Load factor
Domestic Unrestricted | 0.89598 | 0.41537
Domestic Two Rate | 0.32458 | 0.25454
Domestic Off Peak (related MPAN) |  | 0.14543
Small Non Domestic Unrestricted | 0.6504 | 0.3936
Small Non Domestic Two Rate | 0.60748 | 0.44734
Small Non Domestic Off Peak (related MPAN) |  | 0.15298
LV Medium Non-Domestic | 0.86566 | 0.59523
LV Sub Medium Non-Domestic | 0.83934 | 0.60267
HV Medium Non-Domestic | 0.69708 | 0.48549
LV Network Domestic | 0.8062 | 0.38734
LV Network Non-Domestic Non-CT | 0.64178 | 0.39821
LV HH Metered | 0.81736 | 0.5907
LV Sub HH Metered | 0.77851 | 0.61451
HV HH Metered | 0.81144 | 0.72214
NHH UMS category A | 1 | 1
NHH UMS category B | 0.98388 | 0.47554
NHH UMS category C | 0.88074 | 0.24607
NHH UMS category D | 0 | 0.51524
LV UMS (Pseudo HH Metered) | 0.97616 | 0.46048
1053. Volume forecasts for the charging year
| 28 | 29 | 30 | 31 | 32 | 33
Source: forecast.
Please include MPAN counts for tariffs with no fixed charge (e.g. off-peak tariffs),
but exclude MPANs on tariffs with a fixed charge that are not subject to a fixed charge due to a site grouping arrangement.
| Rate 1 units (MWh) | Rate 2 units (MWh) | Rate 3 units (MWh) | MPANs | Import capacity (kVA) | Reactive power units (MVArh)
> Domestic Unrestricted | 0 | 0 | 0 | 0 | 0 | 0
Domestic Unrestricted | 4097673.2275 | 0 | 0 | 1221354.1485 | 0 | 0
LDNO LV: Domestic Unrestricted | 14411.1552 | 0 | 0 | 5490.8821 | 0 | 0
LDNO HV: Domestic Unrestricted | 20881.9473 | 0 | 0 | 8645.6513 | 0 | 0
> Domestic Two Rate | 0 | 0 | 0 | 0 | 0 | 0
Domestic Two Rate | 651901.4727 | 686761.8517 | 0 | 222959.2648 | 0 | 0
LDNO LV: Domestic Two Rate | 997.5627 | 468.4956 | 0 | 421.6347 | 0 | 0
LDNO HV: Domestic Two Rate | 951.2981 | 390.1027 | 0 | 351.0055 | 0 | 0
> Domestic Off Peak (related MPAN) | 0 | 0 | 0 | 0 | 0 | 0
Domestic Off Peak (related MPAN) | 63105.7323 | 0 | 0 | 0 | 0 | 0
LDNO LV: Domestic Off Peak (related MPAN) | 0 | 0 | 0 | 0 | 0 | 0
LDNO HV: Domestic Off Peak (related MPAN) | 0 | 0 | 0 | 0 | 0 | 0
> Small Non Domestic Unrestricted | 0 | 0 | 0 | 0 | 0 | 0
Small Non Domestic Unrestricted | 1153977.7297 | 0 | 0 | 109710.6919 | 0 | 0
LDNO LV: Small Non Domestic Unrestricted | 845.5296 | 0 | 0 | 116.6451 | 0 | 0
LDNO HV: Small Non Domestic Unrestricted | 7208.4319 | 0 | 0 | 374.5486 | 0 | 0
> Small Non Domestic Two Rate | 0 | 0 | 0 | 0 | 0 | 0
Small Non Domestic Two Rate | 369843.5813 | 170885.7463 | 0 | 28055.4675 | 0 | 0
LDNO LV: Small Non Domestic Two Rate | 42.165 | 11.5862 | 0 | 2.1403 | 0 | 0
LDNO HV: Small Non Domestic Two Rate | 927.9064 | 295.3261 | 0 | 23.5431 | 0 | 0
> Small Non Domestic Off Peak (related MPAN) | 0 | 0 | 0 | 0 | 0 | 0
Small Non Domestic Off Peak (related MPAN) | 22929.3206 | 0 | 0 | 0 | 0 | 0
LDNO LV: Small Non Domestic Off Peak (related MPAN) | 0 | 0 | 0 | 0 | 0 | 0
LDNO HV: Small Non Domestic Off Peak (related MPAN) | 0 | 0 | 0 | 0 | 0 | 0
> LV Medium Non-Domestic | 0 | 0 | 0 | 0 | 0 | 0
LV Medium Non-Domestic | 0 | 0 | 0 | 0 | 0 | 0
LDNO LV: LV Medium Non-Domestic | 0 | 0 | 0 | 0 | 0 | 0
LDNO HV: LV Medium Non-Domestic | 0 | 0 | 0 | 0 | 0 | 0
> LV Sub Medium Non-Domestic | 0 | 0 | 0 | 0 | 0 | 0
LV Sub Medium Non-Domestic | 0 | 0 | 0 | 0 | 0 | 0
> HV Medium Non-Domestic | 0 | 0 | 0 | 0 | 0 | 0
HV Medium Non-Domestic | 0 | 0 | 0 | 0 | 0 | 0
> LV Network Domestic | 0 | 0 | 0 | 0 | 0 | 0
LV Network Domestic | 0 | 0 | 0 | 0 | 0 | 0
LDNO LV: LV Network Domestic | 0 | 0 | 0 | 0 | 0 | 0
LDNO HV: LV Network Domestic | 0 | 0 | 0 | 0 | 0 | 0
> LV Network Non-Domestic Non-CT | 0 | 0 | 0 | 0 | 0 | 0
LV Network Non-Domestic Non-CT | 26539.1105 | 198462.2675 | 189153.6687 | 6362.2186 | 0 | 0
LDNO LV: LV Network Non-Domestic Non-CT | 6.834 | 51.1095 | 52.6591 | 1.4441 | 0 | 0
LDNO HV: LV Network Non-Domestic Non-CT | 245.6741 | 1836.8825 | 1456.6766 | 41.1571 | 0 | 0
> LV HH Metered | 0 | 0 | 0 | 0 | 0 | 0
LV HH Metered | 82373.3344 | 600032.5894 | 530697.4484 | 6394.7681 | 672799.4063 | 79513.9764
LDNO LV: LV HH Metered | 21.9717 | 187.0681 | 127.2463 | 2.8364 | 54.9975 | 12.3034
LDNO HV: LV HH Metered | 3069.6281 | 20135.5446 | 16976.7509 | 81.9089 | 19759.7874 | 1687.9952
> LV Sub HH Metered | 0 | 0 | 0 | 0 | 0 | 0
LV Sub HH Metered | 51491.9741 | 384630.9004 | 351871.5933 | 2043.3006 | 388263.6698 | 74524.4878
LDNO HV: LV Sub HH Metered | 0.57302 | 6.8294 | 18.0136 | 1.0701 | 1070.1388 | 0
> HV HH Metered | 0 | 0 | 0 | 0 | 0 | 0
HV HH Metered | 156821.4699 | 1120448.232 | 1206015.3592 | 1068.1349 | 942102.6938 | 188851.345
LDNO HV: HV HH Metered | 1021.0083 | 6466.506 | 8946.3901 | 7.491 | 7490.9715 | 268.3202
> NHH UMS category A | 0 | 0 | 0 | 0 | 0 | 0
NHH UMS category A | 13495.8167 | 0 | 0 | 720.0347 | 0 | 0
LDNO LV: NHH UMS category A | 182.3706 | 0 | 0 | 0 | 0 | 0
LDNO HV: NHH UMS category A | 8.0484 | 0 | 0 | 0 | 0 | 0
> NHH UMS category B | 0 | 0 | 0 | 0 | 0 | 0
NHH UMS category B | 4835.9293 | 0 | 0 | 673.0537 | 0 | 0
LDNO LV: NHH UMS category B | 79.9719 | 0 | 0 | 0 | 0 | 0
LDNO HV: NHH UMS category B | 171.6511 | 0 | 0 | 0 | 0 | 0
> NHH UMS category C | 0 | 0 | 0 | 0 | 0 | 0
NHH UMS category C | 595.2121 | 0 | 0 | 171.5827 | 0 | 0
LDNO LV: NHH UMS category C | 7.346 | 0 | 0 | 0 | 0 | 0
LDNO HV: NHH UMS category C | 130.7544 | 0 | 0 | 0 | 0 | 0
> NHH UMS category D | 0 | 0 | 0 | 0 | 0 | 0
NHH UMS category D | 0 | 0 | 0 | 1.0213 | 0 | 0
LDNO LV: NHH UMS category D | 0 | 0 | 0 | 0 | 0 | 0
LDNO HV: NHH UMS category D | 0 | 0 | 0 | 0 | 0 | 0
> LV UMS (Pseudo HH Metered) | 0 | 0 | 0 | 0 | 0 | 0
LV UMS (Pseudo HH Metered) | 4113.3861 | 26283.4815 | 88563.2398 | 0 | 0 | 0
LDNO LV: LV UMS (Pseudo HH Metered) | 0 | 0 | 0 | 0 | 0 | 0
LDNO HV: LV UMS (Pseudo HH Metered) | 0 | 0 | 0 | 0 | 0 | 0
> LV Generation NHH or Aggregate HH | 0 | 0 | 0 | 0 | 0 | 0
LV Generation NHH or Aggregate HH | 3287.7605 | 0 | 0 | 265.5447 | 0 | 0
LDNO LV: LV Generation NHH or Aggregate HH | 140.5873 | 0 | 0 | 0 | 0 | 0
LDNO HV: LV Generation NHH or Aggregate HH | 0 | 0 | 0 | 0 | 0 | 0
> LV Sub Generation NHH | 0 | 0 | 0 | 0 | 0 | 0
LV Sub Generation NHH | 0 | 0 | 0 | 0 | 0 | 0
LDNO HV: LV Sub Generation NHH | 0 | 0 | 0 | 0 | 0 | 0
> LV Generation Intermittent | 0 | 0 | 0 | 0 | 0 | 0
LV Generation Intermittent | 81306.118 | 0 | 0 | 506.5776 | 0 | 3918.8727
LDNO LV: LV Generation Intermittent | 0 | 0 | 0 | 0 | 0 | 0
LDNO HV: LV Generation Intermittent | 558.0589 | 0 | 0 | 0 | 0 | 0
> LV Generation Non-Intermittent | 0 | 0 | 0 | 0 | 0 | 0
LV Generation Non-Intermittent | 168.4848 | 1247.4928 | 1375.1406 | 8.1706 | 0 | 378.7497
LDNO LV: LV Generation Non-Intermittent | 0 | 0 | 0 | 0 | 0 | 0
LDNO HV: LV Generation Non-Intermittent | 0 | 0 | 0 | 0 | 0 | 0
> LV Sub Generation Intermittent | 0 | 0 | 0 | 0 | 0 | 0
LV Sub Generation Intermittent | 12847.4636 | 0 | 0 | 61.2795 | 0 | 1316.7503
LDNO HV: LV Sub Generation Intermittent | 0 | 0 | 0 | 0 | 0 | 0
> LV Sub Generation Non-Intermittent | 0 | 0 | 0 | 0 | 0 | 0
LV Sub Generation Non-Intermittent | 254.8597 | 1425.5873 | 2309.0585 | 9.1919 | 0 | 233.2959
LDNO HV: LV Sub Generation Non-Intermittent | 0 | 0 | 0 | 0 | 0 | 0
> HV Generation Intermittent | 0 | 0 | 0 | 0 | 0 | 0
HV Generation Intermittent | 374463.18 | 0 | 0 | 148.5486 | 0 | 2389.3768
LDNO HV: HV Generation Intermittent | 67.7257 | 0 | 0 | 0 | 0 | 119.923
> HV Generation Non-Intermittent | 0 | 0 | 0 | 0 | 0 | 0
HV Generation Non-Intermittent | 15789.6217 | 99096.5339 | 140927.3187 | 52.5478 | 0 | 1635.1364
LDNO HV: HV Generation Non-Intermittent | 5.4333 | 0 | 0 | 0 | 0 | 1.0883
1055. Transmission exit charges (£/year)
Source: forecast.
Transmission exit
Transmission exit charges (£/year) | 10672183.4554
1059. Other expenditure
| Direct cost (£/year) | Indirect cost (£/year) | Indirect cost proportion | Network rates (£/year)
Other expenditure | 30581909.9387 | 107051838.9954 | 60% | 26006811
1060. Customer contributions under current connection charging policy
Source: analysis of expenditure data and/or survey of capital expenditure schemes.
Customer contribution percentages by network level of supply and by asset network level.
These proportions should reflect the current connection charging method, not necessarily the method that was in place when the connection was built.
| Assets 132kV | Assets 132kV/EHV | Assets EHV | Assets EHV/HV | Assets 132kV/HV | Assets HV | Assets HV/LV | Assets LV circuits
LV network | 0% | 0% | 0% | 81% | 0% | 81% | 95% | 95%
LV substation | 0% | 0% | 0% | 81% | 0% | 81% | 95%
HV network | 0% | 67% | 67% | 100% | 0% | 100%
HV substation | 0% | 67% | 67% | 100%
1061. Average split of rate 1 units by distribution time band
| Red | Amber | Green
Domestic Unrestricted | 8.862% | 46.21% | 44.93%
Domestic Two Rate | 10.68% | 53.61% | 35.71%
Domestic Off Peak (related MPAN) | 0.1299% | 10.85% | 89.02%
Small Non Domestic Unrestricted | 6.211% | 56.84% | 36.95%
Small Non Domestic Two Rate | 8.003% | 63.17% | 28.83%
Small Non Domestic Off Peak (related MPAN) | 0.1974% | 11.57% | 88.24%
LV Medium Non-Domestic | 8.249% | 61.98% | 29.77%
LV Sub Medium Non-Domestic | 8.138% | 61.86% | 30.01%
HV Medium Non-Domestic | 8.292% | 63.32% | 28.39%
1062. Average split of rate 2 units by distribution time band
| Red | Amber | Green
Domestic Two Rate | 0% | 2.025% | 97.97%
Small Non Domestic Two Rate | 0% | 2.467% | 97.53%
LV Medium Non-Domestic | 0% | 0% | 100%
LV Sub Medium Non-Domestic | 0% | 0% | 100%
HV Medium Non-Domestic | 0% | 0% | 100%
1064. Average split of rate 1 units by special distribution time band
| Red | Amber | Green
NHH UMS category A | 1.75% | 43.48% | 54.77%
NHH UMS category B | 3.322% | 15.16% | 81.52%
NHH UMS category C | 6.032% | 24.88% | 69.09%
NHH UMS category D | 0.2463% | 69.86% | 29.89%
1066. Typical annual hours by special distribution time band
Source: definition of distribution time bands.
The figures in this table will be automatically adjusted to match the number of days in the charging period.
| Red | Amber | Green
Annual hours | 150 | 3816 | 4794
1068. Typical annual hours by distribution time band
Source: definition of distribution time bands.
The figures in this table will be automatically adjusted to match the number of days in the charging period.
| Red | Amber | Green
Annual hours | 522 | 3444 | 4794
1069. Peaking probabilities by network level
Source: analysis of network operation data.
| Red | Amber | Green | Black
GSPs | 98.85% | 1.147% | 0% | 91.01%
132kV | 84.61% | 7.728% | 7.665% | 76.57%
132kV/EHV | 84.61% | 7.728% | 7.665% | 76.57%
EHV | 56.44% | 33.71% | 9.845% | 49.04%
EHV/HV | 56.44% | 33.71% | 9.845% | 49.04%
132kV/HV | 84.61% | 7.728% | 7.665% | 76.57%
HV | 56.44% | 33.71% | 9.845% | 49.04%
HV/LV | 56.44% | 33.71% | 9.845% | 49.04%
LV circuits | 56.44% | 33.71% | 9.845% | 49.04%
1076. Target CDCM net revenue (£/year)
Source: mostly forecasts and price control formulae.
Target CDCM net revenue (£/year)
Target CDCM net revenue (£/year) | 372914241.3274
1092. Average kVAr by kVA, by network level
Source: analysis of operational data.
This is the average of MVAr/MVA or SQRT(1-PF^2) across relevant network elements.
| GSPs | 132kV | 132kV/EHV | EHV | EHV/HV | 132kV/HV | HV | HV/LV | LV circuits
Average kVAr by kVA, by network level | 0.20645 | 0.20645 | 0.20645 | 0.20645 | 0.20645 | 0.20645 | 0.20645 | 0.20645 | 0.20645
Loss adjustment factors and network use matrices for South West in 0 (Forecast)
This sheet calculates matrices of loss adjustment factors and of network use factors.
These matrices map out the extent to which each type of user uses each level of the network, and are used throughout the workbook.
2001. Loss adjustment factors to transmission
Data sources:
x1 = Network level for each tariff (to get loss factors applicable to capacity) (in Loss adjustment factors to transmission)
x2 = 1032. Loss adjustment factors to transmission
Kind: | Fixed data | [6 empty] | Sum-product calculation
Formula: | [7 empty] | =SUMPRODUCT(x1, x2)
Network level for each tariff (to get loss factors applicable to capacity)
| 132kV | 132kV/EHV | EHV | EHV/HV | HV | HV/LV | LV circuits | Loss adjustment factor
Domestic Unrestricted | 0 | 0 | 0 | 0 | 0 | 0 | 1 | 1.085
Domestic Two Rate | 0 | 0 | 0 | 0 | 0 | 0 | 1 | 1.085
Domestic Off Peak (related MPAN) | 0 | 0 | 0 | 0 | 0 | 0 | 1 | 1.085
Small Non Domestic Unrestricted | 0 | 0 | 0 | 0 | 0 | 0 | 1 | 1.085
Small Non Domestic Two Rate | 0 | 0 | 0 | 0 | 0 | 0 | 1 | 1.085
Small Non Domestic Off Peak (related MPAN) | 0 | 0 | 0 | 0 | 0 | 0 | 1 | 1.085
LV Medium Non-Domestic | 0 | 0 | 0 | 0 | 0 | 0 | 1 | 1.085
LV Sub Medium Non-Domestic | 0 | 0 | 0 | 0 | 0 | 1 | 0 | 1.07
HV Medium Non-Domestic | 0 | 0 | 0 | 0 | 1 | 0 | 0 | 1.057
LV Network Domestic | 0 | 0 | 0 | 0 | 0 | 0 | 1 | 1.085
LV Network Non-Domestic Non-CT | 0 | 0 | 0 | 0 | 0 | 0 | 1 | 1.085
LV HH Metered | 0 | 0 | 0 | 0 | 0 | 0 | 1 | 1.085
LV Sub HH Metered | 0 | 0 | 0 | 0 | 0 | 1 | 0 | 1.07
HV HH Metered | 0 | 0 | 0 | 0 | 1 | 0 | 0 | 1.057
NHH UMS category A | 0 | 0 | 0 | 0 | 0 | 0 | 1 | 1.085
NHH UMS category B | 0 | 0 | 0 | 0 | 0 | 0 | 1 | 1.085
NHH UMS category C | 0 | 0 | 0 | 0 | 0 | 0 | 1 | 1.085
NHH UMS category D | 0 | 0 | 0 | 0 | 0 | 0 | 1 | 1.085
LV UMS (Pseudo HH Metered) | 0 | 0 | 0 | 0 | 0 | 0 | 1 | 1.085
LV Generation NHH or Aggregate HH | 0 | 0 | 0 | 0 | 0 | 0 | 1 | 1.085
LV Sub Generation NHH | 0 | 0 | 0 | 0 | 0 | 1 | 0 | 1.07
LV Generation Intermittent | 0 | 0 | 0 | 0 | 0 | 0 | 1 | 1.085
LV Generation Non-Intermittent | 0 | 0 | 0 | 0 | 0 | 0 | 1 | 1.085
LV Sub Generation Intermittent | 0 | 0 | 0 | 0 | 0 | 1 | 0 | 1.07
LV Sub Generation Non-Intermittent | 0 | 0 | 0 | 0 | 0 | 1 | 0 | 1.07
HV Generation Intermittent | 0 | 0 | 0 | 0 | 1 | 0 | 0 | 1.057
HV Generation Non-Intermittent | 0 | 0 | 0 | 0 | 1 | 0 | 0 | 1.057
2002. Mapping of DRM network levels to core network levels
| 132kV | 132kV/EHV | EHV | EHV/HV | HV | HV/LV | LV circuits
132kV | 1 | 0 | 0 | 0 | 0 | 0 | 0
132kV/EHV | 0 | 1 | 0 | 0 | 0 | 0 | 0
EHV | 0 | 0 | 1 | 0 | 0 | 0 | 0
EHV/HV | 0 | 0 | 0 | 1 | 0 | 0 | 0
132kV/HV | 0 | 0 | 0 | 1 | 0 | 0 | 0
HV | 0 | 0 | 0 | 0 | 1 | 0 | 0
HV/LV | 0 | 0 | 0 | 0 | 0 | 1 | 0
LV circuits | 0 | 0 | 0 | 0 | 0 | 0 | 1
2003. Loss adjustment factor to transmission for each DRM network level
Data sources:
x1 = 2002. Mapping of DRM network levels to core network levels
x2 = 1032. Loss adjustment factors to transmission
Sum-product calculation =SUMPRODUCT(x1, x2)
Loss adjustment factor to transmission for each DRM network level
132kV | 1.008
132kV/EHV | 1.011
EHV | 1.024
EHV/HV | 1.034
132kV/HV | 1.034
HV | 1.057
HV/LV | 1.07
LV circuits | 1.085
2004. Loss adjustment factor to transmission for each network level
Data sources:
x1 = 2003. Loss adjustment factor to transmission for each DRM network level
x2 = 1 for GSP level
Combine tables = x1 or x2
| GSPs | 132kV | 132kV/EHV | EHV | EHV/HV | 132kV/HV | HV | HV/LV | LV circuits
Loss adjustment factor to transmission for each network level | 1 | 1.008 | 1.011 | 1.024 | 1.034 | 1.034 | 1.057 | 1.07 | 1.085
2005. Network use factors
These network use factors indicate to what extent each network level is used by each tariff. This table reflects the policy that
generators receive credits only in respect of network levels above the voltage of connection. Generators do not receive credits at the
voltage of connection. The factors in this table are before any adjustment for a 132kV/HV network level or for generation-dominated areas.
| GSPs | 132kV | 132kV/EHV | EHV | EHV/HV | HV | HV/LV | LV circuits
Domestic Unrestricted | 1 | 1 | 1 | 1 | 1 | 1 | 1 | 1
Domestic Two Rate | 1 | 1 | 1 | 1 | 1 | 1 | 1 | 1
Domestic Off Peak (related MPAN) | 1 | 1 | 1 | 1 | 1 | 1 | 1 | 1
Small Non Domestic Unrestricted | 1 | 1 | 1 | 1 | 1 | 1 | 1 | 1
Small Non Domestic Two Rate | 1 | 1 | 1 | 1 | 1 | 1 | 1 | 1
Small Non Domestic Off Peak (related MPAN) | 1 | 1 | 1 | 1 | 1 | 1 | 1 | 1
LV Medium Non-Domestic | 1 | 1 | 1 | 1 | 1 | 1 | 1 | 1
LV Sub Medium Non-Domestic | 1 | 1 | 1 | 1 | 1 | 1 | 1 | 0
HV Medium Non-Domestic | 1 | 1 | 1 | 1 | 1 | 1 | 0 | 0
LV Network Domestic | 1 | 1 | 1 | 1 | 1 | 1 | 1 | 1
LV Network Non-Domestic Non-CT | 1 | 1 | 1 | 1 | 1 | 1 | 1 | 1
LV HH Metered | 1 | 1 | 1 | 1 | 1 | 1 | 1 | 1
LV Sub HH Metered | 1 | 1 | 1 | 1 | 1 | 1 | 1 | 0
HV HH Metered | 1 | 1 | 1 | 1 | 1 | 1 | 0 | 0
NHH UMS category A | 1 | 1 | 1 | 1 | 1 | 1 | 1 | 1
NHH UMS category B | 1 | 1 | 1 | 1 | 1 | 1 | 1 | 1
NHH UMS category C | 1 | 1 | 1 | 1 | 1 | 1 | 1 | 1
NHH UMS category D | 1 | 1 | 1 | 1 | 1 | 1 | 1 | 1
LV UMS (Pseudo HH Metered) | 1 | 1 | 1 | 1 | 1 | 1 | 1 | 1
LV Generation NHH or Aggregate HH | 1 | 1 | 1 | 1 | 1 | 1 | 1 | 0
LV Sub Generation NHH | 1 | 1 | 1 | 1 | 1 | 1 | 0 | 0
LV Generation Intermittent | 1 | 1 | 1 | 1 | 1 | 1 | 1 | 0
LV Generation Non-Intermittent | 1 | 1 | 1 | 1 | 1 | 1 | 1 | 0
LV Sub Generation Intermittent | 1 | 1 | 1 | 1 | 1 | 1 | 0 | 0
LV Sub Generation Non-Intermittent | 1 | 1 | 1 | 1 | 1 | 1 | 0 | 0
HV Generation Intermittent | 1 | 1 | 1 | 1 | 1 | 0 | 0 | 0
HV Generation Non-Intermittent | 1 | 1 | 1 | 1 | 1 | 0 | 0 | 0
2006. Proportion going through 132kV/EHV
Data sources:
x1 = 1018. Proportion of relevant load going through 132kV/HV direct transformation
Calculation =1-x1
132kV/EHV
132kV/EHV | 100%
2007. Proportion going through EHV
Data sources:
x1 = 1018. Proportion of relevant load going through 132kV/HV direct transformation
Calculation =1-x1
EHV
EHV | 100%
2008. Proportion going through EHV/HV
Data sources:
x1 = 1018. Proportion of relevant load going through 132kV/HV direct transformation
Calculation =1-x1
EHV/HV
EHV/HV | 100%
2009. Rerouteing matrix for all network levels
Data sources:
x1 = 1018. Proportion of relevant load going through 132kV/HV direct transformation
x2 = 2006. Proportion going through 132kV/EHV
x3 = 2007. Proportion going through EHV
x4 = 2008. Proportion going through EHV/HV
x5 = Rerouteing matrix: default elements
x6 = Map GSP to GSP
Combine tables = x1 or x2 or x3 or x4 or x5 or x6
| GSPs | 132kV | 132kV/EHV | EHV | EHV/HV | HV | HV/LV | LV circuits
GSPs | 1
132kV |  | 100% | 0% | 0% | 0% | 0% | 0% | 0%
132kV/EHV |  | 0% | 100% | 0% | 0% | 0% | 0% | 0%
EHV |  | 0% | 0% | 100% | 0% | 0% | 0% | 0%
EHV/HV |  | 0% | 0% | 0% | 100% | 0% | 0% | 0%
132kV/HV |  | 0% | 0% | 0% | 0% | 0% | 0% | 0%
HV |  | 0% | 0% | 0% | 0% | 100% | 0% | 0%
HV/LV |  | 0% | 0% | 0% | 0% | 0% | 100% | 0%
LV circuits |  | 0% | 0% | 0% | 0% | 0% | 0% | 100%
2010. Network use factors: interim step in calculations before adjustments
Data sources:
x1 = 2005. Network use factors
x2 = 2009. Rerouteing matrix for all network levels
Sum-product calculation =SUMPRODUCT(x1, x2)
| GSPs | 132kV | 132kV/EHV | EHV | EHV/HV | 132kV/HV | HV | HV/LV | LV circuits
Domestic Unrestricted | 1 | 1 | 1 | 1 | 1 | 0 | 1 | 1 | 1
Domestic Two Rate | 1 | 1 | 1 | 1 | 1 | 0 | 1 | 1 | 1
Domestic Off Peak (related MPAN) | 1 | 1 | 1 | 1 | 1 | 0 | 1 | 1 | 1
Small Non Domestic Unrestricted | 1 | 1 | 1 | 1 | 1 | 0 | 1 | 1 | 1
Small Non Domestic Two Rate | 1 | 1 | 1 | 1 | 1 | 0 | 1 | 1 | 1
Small Non Domestic Off Peak (related MPAN) | 1 | 1 | 1 | 1 | 1 | 0 | 1 | 1 | 1
LV Medium Non-Domestic | 1 | 1 | 1 | 1 | 1 | 0 | 1 | 1 | 1
LV Sub Medium Non-Domestic | 1 | 1 | 1 | 1 | 1 | 0 | 1 | 1 | 0
HV Medium Non-Domestic | 1 | 1 | 1 | 1 | 1 | 0 | 1 | 0 | 0
LV Network Domestic | 1 | 1 | 1 | 1 | 1 | 0 | 1 | 1 | 1
LV Network Non-Domestic Non-CT | 1 | 1 | 1 | 1 | 1 | 0 | 1 | 1 | 1
LV HH Metered | 1 | 1 | 1 | 1 | 1 | 0 | 1 | 1 | 1
LV Sub HH Metered | 1 | 1 | 1 | 1 | 1 | 0 | 1 | 1 | 0
HV HH Metered | 1 | 1 | 1 | 1 | 1 | 0 | 1 | 0 | 0
NHH UMS category A | 1 | 1 | 1 | 1 | 1 | 0 | 1 | 1 | 1
NHH UMS category B | 1 | 1 | 1 | 1 | 1 | 0 | 1 | 1 | 1
NHH UMS category C | 1 | 1 | 1 | 1 | 1 | 0 | 1 | 1 | 1
NHH UMS category D | 1 | 1 | 1 | 1 | 1 | 0 | 1 | 1 | 1
LV UMS (Pseudo HH Metered) | 1 | 1 | 1 | 1 | 1 | 0 | 1 | 1 | 1
LV Generation NHH or Aggregate HH | 1 | 1 | 1 | 1 | 1 | 0 | 1 | 1 | 0
LV Sub Generation NHH | 1 | 1 | 1 | 1 | 1 | 0 | 1 | 0 | 0
LV Generation Intermittent | 1 | 1 | 1 | 1 | 1 | 0 | 1 | 1 | 0
LV Generation Non-Intermittent | 1 | 1 | 1 | 1 | 1 | 0 | 1 | 1 | 0
LV Sub Generation Intermittent | 1 | 1 | 1 | 1 | 1 | 0 | 1 | 0 | 0
LV Sub Generation Non-Intermittent | 1 | 1 | 1 | 1 | 1 | 0 | 1 | 0 | 0
HV Generation Intermittent | 1 | 1 | 1 | 1 | 1 | 0 | 0 | 0 | 0
HV Generation Non-Intermittent | 1 | 1 | 1 | 1 | 1 | 0 | 0 | 0 | 0
2011. Network use factors for all tariffs
Data sources:
x1 = Network use factors including 132kV/HV for generation dominated tariffs
x2 = Network use factors including 132kV/HV for HV Sub tariffs
x3 = 2010. Network use factors: interim step in calculations before adjustments
Combine tables = x1 or x2 or x3
| GSPs | 132kV | 132kV/EHV | EHV | EHV/HV | 132kV/HV | HV | HV/LV | LV circuits
Domestic Unrestricted | 1 | 1 | 1 | 1 | 1 | 0 | 1 | 1 | 1
Domestic Two Rate | 1 | 1 | 1 | 1 | 1 | 0 | 1 | 1 | 1
Domestic Off Peak (related MPAN) | 1 | 1 | 1 | 1 | 1 | 0 | 1 | 1 | 1
Small Non Domestic Unrestricted | 1 | 1 | 1 | 1 | 1 | 0 | 1 | 1 | 1
Small Non Domestic Two Rate | 1 | 1 | 1 | 1 | 1 | 0 | 1 | 1 | 1
Small Non Domestic Off Peak (related MPAN) | 1 | 1 | 1 | 1 | 1 | 0 | 1 | 1 | 1
LV Medium Non-Domestic | 1 | 1 | 1 | 1 | 1 | 0 | 1 | 1 | 1
LV Sub Medium Non-Domestic | 1 | 1 | 1 | 1 | 1 | 0 | 1 | 1 | 0
HV Medium Non-Domestic | 1 | 1 | 1 | 1 | 1 | 0 | 1 | 0 | 0
LV Network Domestic | 1 | 1 | 1 | 1 | 1 | 0 | 1 | 1 | 1
LV Network Non-Domestic Non-CT | 1 | 1 | 1 | 1 | 1 | 0 | 1 | 1 | 1
LV HH Metered | 1 | 1 | 1 | 1 | 1 | 0 | 1 | 1 | 1
LV Sub HH Metered | 1 | 1 | 1 | 1 | 1 | 0 | 1 | 1 | 0
HV HH Metered | 1 | 1 | 1 | 1 | 1 | 0 | 1 | 0 | 0
NHH UMS category A | 1 | 1 | 1 | 1 | 1 | 0 | 1 | 1 | 1
NHH UMS category B | 1 | 1 | 1 | 1 | 1 | 0 | 1 | 1 | 1
NHH UMS category C | 1 | 1 | 1 | 1 | 1 | 0 | 1 | 1 | 1
NHH UMS category D | 1 | 1 | 1 | 1 | 1 | 0 | 1 | 1 | 1
LV UMS (Pseudo HH Metered) | 1 | 1 | 1 | 1 | 1 | 0 | 1 | 1 | 1
LV Generation NHH or Aggregate HH | 1 | 1 | 1 | 1 | 1 | 0 | 1 | 1 | 0
LV Sub Generation NHH | 1 | 1 | 1 | 1 | 1 | 0 | 1 | 0 | 0
LV Generation Intermittent | 1 | 1 | 1 | 1 | 1 | 0 | 1 | 1 | 0
LV Generation Non-Intermittent | 1 | 1 | 1 | 1 | 1 | 0 | 1 | 1 | 0
LV Sub Generation Intermittent | 1 | 1 | 1 | 1 | 1 | 0 | 1 | 0 | 0
LV Sub Generation Non-Intermittent | 1 | 1 | 1 | 1 | 1 | 0 | 1 | 0 | 0
HV Generation Intermittent | 1 | 1 | 1 | 1 | 1 | 0 | 0 | 0 | 0
HV Generation Non-Intermittent | 1 | 1 | 1 | 1 | 1 | 0 | 0 | 0 | 0
2012. Loss adjustment factors between end user meter reading and each network level, scaled by network use
Data sources:
x1 = 2004. Loss adjustment factor to transmission for each network level
x2 = 2011. Network use factors for all tariffs
x3 = 2001. Loss adjustment factor to transmission (in Loss adjustment factors to transmission)
Calculation =IF(x1="",x2,x2*x3/x1)
| GSPs | 132kV | 132kV/EHV | EHV | EHV/HV | 132kV/HV | HV | HV/LV | LV circuits
Domestic Unrestricted | 1.085 | 1.0764 | 1.0732 | 1.0596 | 1.0493 | 0 | 1.0265 | 1.014 | 1
Domestic Two Rate | 1.085 | 1.0764 | 1.0732 | 1.0596 | 1.0493 | 0 | 1.0265 | 1.014 | 1
Domestic Off Peak (related MPAN) | 1.085 | 1.0764 | 1.0732 | 1.0596 | 1.0493 | 0 | 1.0265 | 1.014 | 1
Small Non Domestic Unrestricted | 1.085 | 1.0764 | 1.0732 | 1.0596 | 1.0493 | 0 | 1.0265 | 1.014 | 1
Small Non Domestic Two Rate | 1.085 | 1.0764 | 1.0732 | 1.0596 | 1.0493 | 0 | 1.0265 | 1.014 | 1
Small Non Domestic Off Peak (related MPAN) | 1.085 | 1.0764 | 1.0732 | 1.0596 | 1.0493 | 0 | 1.0265 | 1.014 | 1
LV Medium Non-Domestic | 1.085 | 1.0764 | 1.0732 | 1.0596 | 1.0493 | 0 | 1.0265 | 1.014 | 1
LV Sub Medium Non-Domestic | 1.07 | 1.0615 | 1.0584 | 1.0449 | 1.0348 | 0 | 1.0123 | 1 | 0
HV Medium Non-Domestic | 1.057 | 1.0486 | 1.0455 | 1.0322 | 1.0222 | 0 | 1 | 0 | 0
LV Network Domestic | 1.085 | 1.0764 | 1.0732 | 1.0596 | 1.0493 | 0 | 1.0265 | 1.014 | 1
LV Network Non-Domestic Non-CT | 1.085 | 1.0764 | 1.0732 | 1.0596 | 1.0493 | 0 | 1.0265 | 1.014 | 1
LV HH Metered | 1.085 | 1.0764 | 1.0732 | 1.0596 | 1.0493 | 0 | 1.0265 | 1.014 | 1
LV Sub HH Metered | 1.07 | 1.0615 | 1.0584 | 1.0449 | 1.0348 | 0 | 1.0123 | 1 | 0
HV HH Metered | 1.057 | 1.0486 | 1.0455 | 1.0322 | 1.0222 | 0 | 1 | 0 | 0
NHH UMS category A | 1.085 | 1.0764 | 1.0732 | 1.0596 | 1.0493 | 0 | 1.0265 | 1.014 | 1
NHH UMS category B | 1.085 | 1.0764 | 1.0732 | 1.0596 | 1.0493 | 0 | 1.0265 | 1.014 | 1
NHH UMS category C | 1.085 | 1.0764 | 1.0732 | 1.0596 | 1.0493 | 0 | 1.0265 | 1.014 | 1
NHH UMS category D | 1.085 | 1.0764 | 1.0732 | 1.0596 | 1.0493 | 0 | 1.0265 | 1.014 | 1
LV UMS (Pseudo HH Metered) | 1.085 | 1.0764 | 1.0732 | 1.0596 | 1.0493 | 0 | 1.0265 | 1.014 | 1
LV Generation NHH or Aggregate HH | 1.085 | 1.0764 | 1.0732 | 1.0596 | 1.0493 | 0 | 1.0265 | 1.014 | 0
LV Sub Generation NHH | 1.07 | 1.0615 | 1.0584 | 1.0449 | 1.0348 | 0 | 1.0123 | 0 | 0
LV Generation Intermittent | 1.085 | 1.0764 | 1.0732 | 1.0596 | 1.0493 | 0 | 1.0265 | 1.014 | 0
LV Generation Non-Intermittent | 1.085 | 1.0764 | 1.0732 | 1.0596 | 1.0493 | 0 | 1.0265 | 1.014 | 0
LV Sub Generation Intermittent | 1.07 | 1.0615 | 1.0584 | 1.0449 | 1.0348 | 0 | 1.0123 | 0 | 0
LV Sub Generation Non-Intermittent | 1.07 | 1.0615 | 1.0584 | 1.0449 | 1.0348 | 0 | 1.0123 | 0 | 0
HV Generation Intermittent | 1.057 | 1.0486 | 1.0455 | 1.0322 | 1.0222 | 0 | 0 | 0 | 0
HV Generation Non-Intermittent | 1.057 | 1.0486 | 1.0455 | 1.0322 | 1.0222 | 0 | 0 | 0 | 0
Network model for South West in 0 (Forecast)
This sheet collects data from a network model and calculates aggregated annuitised unit costs from these data.
2101. Annuity rate
Data sources:
x1 = 1010. Rate of return (in Financial and general assumptions)
x2 = 1010. Annualisation period (years) (in Financial and general assumptions)
x3 = 1010. Days in the charging year (in Financial and general assumptions)
Calculation =PMT(x1,x2,-1)*IF(OR(x3>366,x3<365),x3/365.25,1)
Annuity rate
Annuity rate | 5.288%
2102. Loss adjustment factor to transmission for each core level
Data sources:
x1 = 1032. Loss adjustment factors to transmission
x2 = 1 for GSP level
Combine tables = x1 or x2
| GSPs | 132kV | 132kV/EHV | EHV | EHV/HV | HV | HV/LV | LV circuits
Loss adjustment factor to transmission for each core level | 1 | 1.008 | 1.011 | 1.024 | 1.034 | 1.057 | 1.07 | 1.085
2103. Loss adjustment factors
Data sources:
x1 = 2102. Loss adjustment factor to transmission for each core level
x2 = Loss adjustment factor to transmission for network level exit (in Loss adjustment factors)
Kind: | Copy cells | Special copy
Formula: | =x1 | = x2
| Loss adjustment factor to transmission for network level exit | Loss adjustment factor to transmission for network level entry
GSPs | 1
132kV | 1.008 | 1
132kV/EHV | 1.011 | 1.008
EHV | 1.024 | 1.011
EHV/HV | 1.034 | 1.024
HV | 1.057 | 1.034
HV/LV | 1.07 | 1.057
LV circuits | 1.085 | 1.07
2104. Diversity calculations
Data sources:
x1 = 1017. Diversity allowance between top and bottom of network level
x2 = Coincidence to system peak at level exit (in Diversity calculations)
Kind: | Special calculation | Special calculation | Special calculation
Formula: | =previous/(1+x1) | =previous/(1+x1) | =1/x2-1
| Coincidence to GSP peak at level exit | Coincidence to system peak at level exit | Diversity allowance between level exit and GSP Group
GSPs |  | 97.85% | 2.2%
132kV | 96.99% | 94.91% | 5.368%
132kV/EHV | 96.99% | 94.91% | 5.368%
EHV | 90.23% | 88.28% | 13.27%
EHV/HV | 90.23% | 88.28% | 13.27%
HV | 65.86% | 64.44% | 55.18%
HV/LV | 65.86% | 64.44% | 55.18%
LV circuits | 65.86% | 64.44%
2105. Network model total maximum demand at substation (MW)
Data sources:
x1 = 1019. Network model GSP peak demand (MW)
x2 = 2104. Coincidence to GSP peak at level exit (in Diversity calculations)
Calculation =x1/x2
Network model total maximum demand at substation (MW)
132kV | 515.5
132kV/EHV | 515.5
EHV | 554.1625
EHV/HV | 554.1625
HV | 759.2026
HV/LV | 759.2026
LV circuits | 759.2026
2106. Network model contribution to system maximum load measured at network level exit (MW)
Data sources:
x1 = 2105. Network model total maximum demand at substation (MW)
x2 = 2104. Coincidence to system peak at level exit (in Diversity calculations)
x3 = 2103. Loss adjustment factor to transmission for network level exit (in Loss adjustment factors)
Calculation =x1*x2/x3
Network model contribution to system maximum load measured at network level exit (MW)
132kV | 485.354
132kV/EHV | 483.9137
EHV | 477.7703
EHV/HV | 473.1497
HV | 462.8541
HV/LV | 457.2306
LV circuits | 450.9095
2107. Rerouteing matrix for DRM network levels
Data sources:
x1 = 1018. Proportion of relevant load going through 132kV/HV direct transformation
x2 = 2006. Proportion going through 132kV/EHV
x3 = 2007. Proportion going through EHV
x4 = 2008. Proportion going through EHV/HV
x5 = Rerouteing matrix: default elements
Combine tables = x1 or x2 or x3 or x4 or x5
| 132kV | 132kV/EHV | EHV | EHV/HV | 132kV/HV | HV | HV/LV | LV circuits
132kV | 100% | 0% | 0% | 0% | 0% | 0% | 0% | 0%
132kV/EHV | 0% | 100% | 0% | 0% | 0% | 0% | 0% | 0%
EHV | 0% | 0% | 100% | 0% | 0% | 0% | 0% | 0%
EHV/HV | 0% | 0% | 0% | 100% | 0% | 0% | 0% | 0%
HV | 0% | 0% | 0% | 0% | 0% | 100% | 0% | 0%
HV/LV | 0% | 0% | 0% | 0% | 0% | 0% | 100% | 0%
LV circuits | 0% | 0% | 0% | 0% | 0% | 0% | 0% | 100%
2108. GSP simultaneous maximum load assumed through each network level (MW)
Data sources:
x1 = 2106. Network model contribution to system maximum load measured at network level exit (MW)
x2 = 2107. Rerouteing matrix for DRM network levels
Sum-product calculation =SUMPRODUCT(x1, x2)
GSP simultaneous maximum load assumed through each network level (MW)
132kV | 485.354
132kV/EHV | 483.9137
EHV | 477.7703
EHV/HV | 473.1497
132kV/HV | 0
HV | 462.8541
HV/LV | 457.2306
LV circuits | 450.9095
2109. Network model annuity by simultaneous maximum load for each network level (£/kW/year)
Data sources:
x1 = 2108. GSP simultaneous maximum load assumed through each network level (MW)
x2 = 1020. Gross asset cost by network level (£)
x3 = 2101. Annuity rate
Calculation =IF(x1,0.001*x2*x3/x1,0)
Model £/kW SML
Assets 132kV | 14.0825
Assets 132kV/EHV | 2.0006
Assets EHV | 5.1154
Assets EHV/HV | 5.1914
Assets 132kV/HV | 0
Assets HV | 18.8999
Assets HV/LV | 8.1531
Assets LV circuits | 17.7562
Service models for South West in 0 (Forecast)
This sheet collects and processes data from the service models.
2201. Asset £/customer from LV service models
Data sources:
x1 = 1025. Matrix of applicability of LV service models to tariffs with fixed charges
x2 = 1022. LV service model asset cost (£)
Sum-product calculation =SUMPRODUCT(x1, x2)
Assets LV customer
Domestic Unrestricted | 296.1304
Domestic Two Rate | 296.1304
Small Non Domestic Unrestricted | 666.2342
Small Non Domestic Two Rate | 666.2342
LV Medium Non-Domestic | 811.1354
LV Sub Medium Non-Domestic | 601.5542
LV Network Domestic | 296.1304
LV Network Non-Domestic Non-CT | 666.2342
LV HH Metered | 1367.4667
LV Sub HH Metered | 1053.2407
LV Generation NHH or Aggregate HH | 0
LV Sub Generation NHH | 0
LV Generation Intermittent | 0
LV Generation Non-Intermittent | 0
LV Sub Generation Intermittent | 0
LV Sub Generation Non-Intermittent | 0
2202. LV unmetered service model assets £/(MWh/year)
Data sources:
x1 = 1026. Matrix of applicability of LV service models to unmetered tariffs
x2 = 1022. LV service model asset cost (£)
Sum-product calculation =SUMPRODUCT(x1, x2)
Assets LV customer
LV unmetered service model assets £/(MWh/year) | 268.8153
2203. LV unmetered service model asset charge (p/kWh)
Data sources:
x1 = 1010. Annuity proportion for customer-contributed assets (in Financial and general assumptions)
x2 = 2202. LV unmetered service model assets £/(MWh/year)
x3 = 2101. Annuity rate
Calculation =0.1*x1*x2*x3
Assets LV customer
LV unmetered service model asset charge (p/kWh) | 0
2204. Asset £/customer from HV service models
Data sources:
x1 = 1028. Matrix of applicability of HV service models to tariffs with fixed charges
x2 = 1023. HV service model asset cost (£)
Sum-product calculation =SUMPRODUCT(x1, x2)
Assets HV customer
HV Medium Non-Domestic | 10449.37
HV HH Metered | 10449.37
HV Generation Intermittent | 5037.9943
HV Generation Non-Intermittent | 5037.9943
2205. Service model assets by tariff (£)
Data sources:
x1 = 2201. Asset £/customer from LV service models
x2 = 2204. Asset £/customer from HV service models
Combine tables = x1 or x2
| Assets LV customer | Assets HV customer
Domestic Unrestricted | 296.1304
Domestic Two Rate | 296.1304
Domestic Off Peak (related MPAN)
Small Non Domestic Unrestricted | 666.2342
Small Non Domestic Two Rate | 666.2342
Small Non Domestic Off Peak (related MPAN)
LV Medium Non-Domestic | 811.1354
LV Sub Medium Non-Domestic | 601.5542
HV Medium Non-Domestic |  | 10449.37
LV Network Domestic | 296.1304
LV Network Non-Domestic Non-CT | 666.2342
LV HH Metered | 1367.4667
LV Sub HH Metered | 1053.2407
HV HH Metered |  | 10449.37
NHH UMS category A
NHH UMS category B
NHH UMS category C
NHH UMS category D
LV UMS (Pseudo HH Metered)
LV Generation NHH or Aggregate HH | 0
LV Sub Generation NHH | 0
LV Generation Intermittent | 0
LV Generation Non-Intermittent | 0
LV Sub Generation Intermittent | 0
LV Sub Generation Non-Intermittent | 0
HV Generation Intermittent |  | 5037.9943
HV Generation Non-Intermittent |  | 5037.9943
2206. Replacement annuities for service models
Data sources:
x1 = 1010. Days in the charging year (in Financial and general assumptions)
x2 = 2205. Service model assets by tariff (£)
x3 = 2101. Annuity rate
x4 = 1010. Annuity proportion for customer-contributed assets (in Financial and general assumptions)
x5 = Service model p/MPAN/day charge (in Replacement annuities for service models)
Kind: | Calculation |  | Cell summation
Formula: | =100/x1*x2*x3*x4 |  | =SUM(x5)
Service model p/MPAN/day charge
| Assets LV customer | Assets HV customer | Service model p/MPAN/day
Domestic Unrestricted | 0 | 0 | 0
Domestic Two Rate | 0 | 0 | 0
Domestic Off Peak (related MPAN) | 0 | 0 | 0
Small Non Domestic Unrestricted | 0 | 0 | 0
Small Non Domestic Two Rate | 0 | 0 | 0
Small Non Domestic Off Peak (related MPAN) | 0 | 0 | 0
LV Medium Non-Domestic | 0 | 0 | 0
LV Sub Medium Non-Domestic | 0 | 0 | 0
HV Medium Non-Domestic | 0 | 0 | 0
LV Network Domestic | 0 | 0 | 0
LV Network Non-Domestic Non-CT | 0 | 0 | 0
LV HH Metered | 0 | 0 | 0
LV Sub HH Metered | 0 | 0 | 0
HV HH Metered | 0 | 0 | 0
NHH UMS category A | 0 | 0 | 0
NHH UMS category B | 0 | 0 | 0
NHH UMS category C | 0 | 0 | 0
NHH UMS category D | 0 | 0 | 0
LV UMS (Pseudo HH Metered) | 0 | 0 | 0
LV Generation NHH or Aggregate HH | 0 | 0 | 0
LV Sub Generation NHH | 0 | 0 | 0
LV Generation Intermittent | 0 | 0 | 0
LV Generation Non-Intermittent | 0 | 0 | 0
LV Sub Generation Intermittent | 0 | 0 | 0
LV Sub Generation Non-Intermittent | 0 | 0 | 0
HV Generation Intermittent | 0 | 0 | 0
HV Generation Non-Intermittent | 0 | 0 | 0
Load characteristics for South West in 0 (Forecast)
This sheet compiles information about the assumed characteristics of network users.
A load factor represents the average load of a user or user group, relative to the maximum load level of that user or
user group. Load factors are numbers between 0 and 1.
A coincidence factor represents the expectation value of the load of a user or user group at the time of system maximum load,
relative to the maximum load level of that user or user group. Coincidence factors are numbers between 0 and 1.
A load coefficient is the expectation value of the load of a user or user group at the time of system maximum load, relative to the average load level of that user or user group.
For demand users, the load coefficient is a demand coefficient and can be calculated as the ratio of the coincidence factor to the load factor.
2301. Demand coefficient (load at time of system maximum load divided by average load)
Data sources:
x1 = 1041. Coincidence factor to system maximum load for each type of demand user (in Load profile data for demand users)
x2 = 1041. Load factor for each type of demand user (in Load profile data for demand users)
Calculation =x1/x2
Demand coefficient
Domestic Unrestricted | 2.1571
Domestic Two Rate | 1.2752
Domestic Off Peak (related MPAN) | 0
Small Non Domestic Unrestricted | 1.6524
Small Non Domestic Two Rate | 1.358
Small Non Domestic Off Peak (related MPAN) | 0
LV Medium Non-Domestic | 1.4543
LV Sub Medium Non-Domestic | 1.3927
HV Medium Non-Domestic | 1.4358
LV Network Domestic | 2.0814
LV Network Non-Domestic Non-CT | 1.6117
LV HH Metered | 1.3837
LV Sub HH Metered | 1.2669
HV HH Metered | 1.1237
NHH UMS category A | 1
NHH UMS category B | 2.069
NHH UMS category C | 3.5793
NHH UMS category D | 0
LV UMS (Pseudo HH Metered) | 2.1199
2302. Load coefficient
Data sources:
x1 = 2301. Demand coefficient (load at time of system maximum load divided by average load)
x2 = Negative of generation coefficient; set to -1
Combine tables = x1 or x2
Load coefficient
Domestic Unrestricted | 2.1571
Domestic Two Rate | 1.2752
Domestic Off Peak (related MPAN) | 0
Small Non Domestic Unrestricted | 1.6524
Small Non Domestic Two Rate | 1.358
Small Non Domestic Off Peak (related MPAN) | 0
LV Medium Non-Domestic | 1.4543
LV Sub Medium Non-Domestic | 1.3927
HV Medium Non-Domestic | 1.4358
LV Network Domestic | 2.0814
LV Network Non-Domestic Non-CT | 1.6117
LV HH Metered | 1.3837
LV Sub HH Metered | 1.2669
HV HH Metered | 1.1237
NHH UMS category A | 1
NHH UMS category B | 2.069
NHH UMS category C | 3.5793
NHH UMS category D | 0
LV UMS (Pseudo HH Metered) | 2.1199
LV Generation NHH or Aggregate HH | -1
LV Sub Generation NHH | -1
LV Generation Intermittent | -1
LV Generation Non-Intermittent | -1
LV Sub Generation Intermittent | -1
LV Sub Generation Non-Intermittent | -1
HV Generation Intermittent | -1
HV Generation Non-Intermittent | -1
2303. Discount map
| No discount | LDNO LV: LV user | LDNO HV: LV user | LDNO HV: LV sub user | LDNO HV: HV user
> Domestic Unrestricted
Domestic Unrestricted | 1 | 0 | 0 | 0 | 0
LDNO LV: Domestic Unrestricted | 0 | 1 | 0 | 0 | 0
LDNO HV: Domestic Unrestricted | 0 | 0 | 1 | 0 | 0
> Domestic Two Rate
Domestic Two Rate | 1 | 0 | 0 | 0 | 0
LDNO LV: Domestic Two Rate | 0 | 1 | 0 | 0 | 0
LDNO HV: Domestic Two Rate | 0 | 0 | 1 | 0 | 0
> Domestic Off Peak (related MPAN)
Domestic Off Peak (related MPAN) | 1 | 0 | 0 | 0 | 0
LDNO LV: Domestic Off Peak (related MPAN) | 0 | 1 | 0 | 0 | 0
LDNO HV: Domestic Off Peak (related MPAN) | 0 | 0 | 1 | 0 | 0
> Small Non Domestic Unrestricted
Small Non Domestic Unrestricted | 1 | 0 | 0 | 0 | 0
LDNO LV: Small Non Domestic Unrestricted | 0 | 1 | 0 | 0 | 0
LDNO HV: Small Non Domestic Unrestricted | 0 | 0 | 1 | 0 | 0
> Small Non Domestic Two Rate
Small Non Domestic Two Rate | 1 | 0 | 0 | 0 | 0
LDNO LV: Small Non Domestic Two Rate | 0 | 1 | 0 | 0 | 0
LDNO HV: Small Non Domestic Two Rate | 0 | 0 | 1 | 0 | 0
> Small Non Domestic Off Peak (related MPAN)
Small Non Domestic Off Peak (related MPAN) | 1 | 0 | 0 | 0 | 0
LDNO LV: Small Non Domestic Off Peak (related MPAN) | 0 | 1 | 0 | 0 | 0
LDNO HV: Small Non Domestic Off Peak (related MPAN) | 0 | 0 | 1 | 0 | 0
> LV Medium Non-Domestic
LV Medium Non-Domestic | 1 | 0 | 0 | 0 | 0
LDNO LV: LV Medium Non-Domestic | 0 | 1 | 0 | 0 | 0
LDNO HV: LV Medium Non-Domestic | 0 | 0 | 1 | 0 | 0
> LV Sub Medium Non-Domestic
LV Sub Medium Non-Domestic | 1 | 0 | 0 | 0 | 0
> HV Medium Non-Domestic
HV Medium Non-Domestic | 1 | 0 | 0 | 0 | 0
> LV Network Domestic
LV Network Domestic | 1 | 0 | 0 | 0 | 0
LDNO LV: LV Network Domestic | 0 | 1 | 0 | 0 | 0
LDNO HV: LV Network Domestic | 0 | 0 | 1 | 0 | 0
> LV Network Non-Domestic Non-CT
LV Network Non-Domestic Non-CT | 1 | 0 | 0 | 0 | 0
LDNO LV: LV Network Non-Domestic Non-CT | 0 | 1 | 0 | 0 | 0
LDNO HV: LV Network Non-Domestic Non-CT | 0 | 0 | 1 | 0 | 0
> LV HH Metered
LV HH Metered | 1 | 0 | 0 | 0 | 0
LDNO LV: LV HH Metered | 0 | 1 | 0 | 0 | 0
LDNO HV: LV HH Metered | 0 | 0 | 1 | 0 | 0
> LV Sub HH Metered
LV Sub HH Metered | 1 | 0 | 0 | 0 | 0
LDNO HV: LV Sub HH Metered | 0 | 0 | 0 | 1 | 0
> HV HH Metered
HV HH Metered | 1 | 0 | 0 | 0 | 0
LDNO HV: HV HH Metered | 0 | 0 | 0 | 0 | 1
> NHH UMS category A
NHH UMS category A | 1 | 0 | 0 | 0 | 0
LDNO LV: NHH UMS category A | 0 | 1 | 0 | 0 | 0
LDNO HV: NHH UMS category A | 0 | 0 | 1 | 0 | 0
> NHH UMS category B
NHH UMS category B | 1 | 0 | 0 | 0 | 0
LDNO LV: NHH UMS category B | 0 | 1 | 0 | 0 | 0
LDNO HV: NHH UMS category B | 0 | 0 | 1 | 0 | 0
> NHH UMS category C
NHH UMS category C | 1 | 0 | 0 | 0 | 0
LDNO LV: NHH UMS category C | 0 | 1 | 0 | 0 | 0
LDNO HV: NHH UMS category C | 0 | 0 | 1 | 0 | 0
> NHH UMS category D
NHH UMS category D | 1 | 0 | 0 | 0 | 0
LDNO LV: NHH UMS category D | 0 | 1 | 0 | 0 | 0
LDNO HV: NHH UMS category D | 0 | 0 | 1 | 0 | 0
> LV UMS (Pseudo HH Metered)
LV UMS (Pseudo HH Metered) | 1 | 0 | 0 | 0 | 0
LDNO LV: LV UMS (Pseudo HH Metered) | 0 | 1 | 0 | 0 | 0
LDNO HV: LV UMS (Pseudo HH Metered) | 0 | 0 | 1 | 0 | 0
> LV Generation NHH or Aggregate HH
LV Generation NHH or Aggregate HH | 1 | 0 | 0 | 0 | 0
LDNO LV: LV Generation NHH or Aggregate HH | 1 | 0 | 0 | 0 | 0
LDNO HV: LV Generation NHH or Aggregate HH | 1 | 0 | 0 | 0 | 0
> LV Sub Generation NHH
LV Sub Generation NHH | 1 | 0 | 0 | 0 | 0
LDNO HV: LV Sub Generation NHH | 1 | 0 | 0 | 0 | 0
> LV Generation Intermittent
LV Generation Intermittent | 1 | 0 | 0 | 0 | 0
LDNO LV: LV Generation Intermittent | 1 | 0 | 0 | 0 | 0
LDNO HV: LV Generation Intermittent | 1 | 0 | 0 | 0 | 0
> LV Generation Non-Intermittent
LV Generation Non-Intermittent | 1 | 0 | 0 | 0 | 0
LDNO LV: LV Generation Non-Intermittent | 1 | 0 | 0 | 0 | 0
LDNO HV: LV Generation Non-Intermittent | 1 | 0 | 0 | 0 | 0
> LV Sub Generation Intermittent
LV Sub Generation Intermittent | 1 | 0 | 0 | 0 | 0
LDNO HV: LV Sub Generation Intermittent | 1 | 0 | 0 | 0 | 0
> LV Sub Generation Non-Intermittent
LV Sub Generation Non-Intermittent | 1 | 0 | 0 | 0 | 0
LDNO HV: LV Sub Generation Non-Intermittent | 1 | 0 | 0 | 0 | 0
> HV Generation Intermittent
HV Generation Intermittent | 1 | 0 | 0 | 0 | 0
LDNO HV: HV Generation Intermittent | 1 | 0 | 0 | 0 | 0
> HV Generation Non-Intermittent
HV Generation Non-Intermittent | 1 | 0 | 0 | 0 | 0
LDNO HV: HV Generation Non-Intermittent | 1 | 0 | 0 | 0 | 0
2304. LDNO discounts and volumes adjusted for discount
Data sources:
x1 = 2303. Discount map
x2 = 1037. Embedded network (LDNO) discounts
x3 = 100 per cent discount for generators on LDNO networks
x4 = Discount for each tariff (except for fixed charges) (in LDNO discounts and volumes adjusted for discount)
x5 = 1053. Rate 1 units (MWh) by tariff (in Volume forecasts for the charging year)
x6 = 1053. Rate 2 units (MWh) by tariff (in Volume forecasts for the charging year)
x7 = 1053. Rate 3 units (MWh) by tariff (in Volume forecasts for the charging year)
x8 = 1053. MPANs by tariff (in Volume forecasts for the charging year)
x9 = Discount for each tariff for fixed charges only (in LDNO discounts and volumes adjusted for discount)
x10 = 1053. Import capacity (kVA) by tariff (in Volume forecasts for the charging year)
x11 = 1053. Reactive power units (MVArh) by tariff (in Volume forecasts for the charging year)
Kind: | Sum-product calculation | Combine tables | Calculation | Calculation | Calculation | Calculation | Calculation | Calculation
Formula: | =SUMPRODUCT(x1, x2) | = x3 or x4 | =x5*(1-x4) | =x6*(1-x4) | =x7*(1-x4) | =x8*(1-x9) | =x10*(1-x4) | =x11*(1-x4)
| Discount for each tariff (except for fixed charges) | Discount for each tariff for fixed charges only | Rate 1 units (MWh) | Rate 2 units (MWh) | Rate 3 units (MWh) | MPANs | Import capacity (kVA) | Reactive power units (MVArh)
> Domestic Unrestricted
Domestic Unrestricted | 0% | 0% | 4097673.2275 | 0 | 0 | 1221354.1485 | 0 | 0
LDNO LV: Domestic Unrestricted | 37.13% | 37.13% | 9060.853 | 0 | 0 | 3452.3309 | 0 | 0
LDNO HV: Domestic Unrestricted | 62.67% | 62.67% | 7794.5909 | 0 | 0 | 3227.1566 | 0 | 0
> Domestic Two Rate
Domestic Two Rate | 0% | 0% | 651901.4727 | 686761.8517 | 0 | 222959.2648 | 0 | 0
LDNO LV: Domestic Two Rate | 37.13% | 37.13% | 627.2064 | 294.5614 | 0 | 265.0981 | 0 | 0
LDNO HV: Domestic Two Rate | 62.67% | 62.67% | 355.0904 | 145.6134 | 0 | 131.0196 | 0 | 0
> Domestic Off Peak (related MPAN)
Domestic Off Peak (related MPAN) | 0% | 0% | 63105.7323 | 0 | 0 | 0 | 0 | 0
LDNO LV: Domestic Off Peak (related MPAN) | 37.13% | 37.13% | 0 | 0 | 0 | 0 | 0 | 0
LDNO HV: Domestic Off Peak (related MPAN) | 62.67% | 62.67% | 0 | 0 | 0 | 0 | 0 | 0
> Small Non Domestic Unrestricted
Small Non Domestic Unrestricted | 0% | 0% | 1153977.7297 | 0 | 0 | 109710.6919 | 0 | 0
LDNO LV: Small Non Domestic Unrestricted | 37.13% | 37.13% | 531.6173 | 0 | 0 | 73.3393 | 0 | 0
LDNO HV: Small Non Domestic Unrestricted | 62.67% | 62.67% | 2690.6867 | 0 | 0 | 139.8075 | 0 | 0
> Small Non Domestic Two Rate
Small Non Domestic Two Rate | 0% | 0% | 369843.5813 | 170885.7463 | 0 | 28055.4675 | 0 | 0
LDNO LV: Small Non Domestic Two Rate | 37.13% | 37.13% | 26.5108 | 7.2847 | 0 | 1.3457 | 0 | 0
LDNO HV: Small Non Domestic Two Rate | 62.67% | 62.67% | 346.359 | 110.2362 | 0 | 8.7879 | 0 | 0
> Small Non Domestic Off Peak (related MPAN)
Small Non Domestic Off Peak (related MPAN) | 0% | 0% | 22929.3206 | 0 | 0 | 0 | 0 | 0
LDNO LV: Small Non Domestic Off Peak (related MPAN) | 37.13% | 37.13% | 0 | 0 | 0 | 0 | 0 | 0
LDNO HV: Small Non Domestic Off Peak (related MPAN) | 62.67% | 62.67% | 0 | 0 | 0 | 0 | 0 | 0
> LV Medium Non-Domestic
LV Medium Non-Domestic | 0% | 0% | 0 | 0 | 0 | 0 | 0 | 0
LDNO LV: LV Medium Non-Domestic | 37.13% | 37.13% | 0 | 0 | 0 | 0 | 0 | 0
LDNO HV: LV Medium Non-Domestic | 62.67% | 62.67% | 0 | 0 | 0 | 0 | 0 | 0
> LV Sub Medium Non-Domestic
LV Sub Medium Non-Domestic | 0% | 0% | 0 | 0 | 0 | 0 | 0 | 0
> HV Medium Non-Domestic
HV Medium Non-Domestic | 0% | 0% | 0 | 0 | 0 | 0 | 0 | 0
> LV Network Domestic
LV Network Domestic | 0% | 0% | 0 | 0 | 0 | 0 | 0 | 0
LDNO LV: LV Network Domestic | 37.13% | 37.13% | 0 | 0 | 0 | 0 | 0 | 0
LDNO HV: LV Network Domestic | 62.67% | 62.67% | 0 | 0 | 0 | 0 | 0 | 0
> LV Network Non-Domestic Non-CT
LV Network Non-Domestic Non-CT | 0% | 0% | 26539.1105 | 198462.2675 | 189153.6687 | 6362.2186 | 0 | 0
LDNO LV: LV Network Non-Domestic Non-CT | 37.13% | 37.13% | 4.2968 | 32.1345 | 33.1088 | 0.90797 | 0 | 0
LDNO HV: LV Network Non-Domestic Non-CT | 62.67% | 62.67% | 91.7026 | 685.6519 | 543.7327 | 15.3627 | 0 | 0
> LV HH Metered
LV HH Metered | 0% | 0% | 82373.3344 | 600032.5894 | 530697.4484 | 6394.7681 | 672799.4063 | 79513.9764
LDNO LV: LV HH Metered | 37.13% | 37.13% | 13.8145 | 117.617 | 80.0047 | 1.7834 | 34.579 | 7.7356
LDNO HV: LV HH Metered | 62.67% | 62.67% | 1145.7981 | 7515.9817 | 6336.9008 | 30.5741 | 7375.723 | 630.0769
> LV Sub HH Metered
LV Sub HH Metered | 0% | 0% | 51491.9741 | 384630.9004 | 351871.5933 | 2043.3006 | 388263.6698 | 74524.4878
LDNO HV: LV Sub HH Metered | 38.74% | 38.74% | 0.35104 | 4.1838 | 11.0354 | 0.65558 | 655.5814 | 0
> HV HH Metered
HV HH Metered | 0% | 0% | 156821.4699 | 1120448.232 | 1206015.3592 | 1068.1349 | 942102.6938 | 188851.345
LDNO HV: HV HH Metered | 27.31% | 27.31% | 742.2116 | 4700.7611 | 6503.4878 | 5.4455 | 5445.4859 | 195.0526
> NHH UMS category A
NHH UMS category A | 0% | 0% | 13495.8167 | 0 | 0 | 720.0347 | 0 | 0
LDNO LV: NHH UMS category A | 37.13% | 37.13% | 114.6635 | 0 | 0 | 0 | 0 | 0
LDNO HV: NHH UMS category A | 62.67% | 62.67% | 3.0042 | 0 | 0 | 0 | 0 | 0
> NHH UMS category B
NHH UMS category B | 0% | 0% | 4835.9293 | 0 | 0 | 673.0537 | 0 | 0
LDNO LV: NHH UMS category B | 37.13% | 37.13% | 50.2814 | 0 | 0 | 0 | 0 | 0
LDNO HV: NHH UMS category B | 62.67% | 62.67% | 64.0721 | 0 | 0 | 0 | 0 | 0
> NHH UMS category C
NHH UMS category C | 0% | 0% | 595.2121 | 0 | 0 | 171.5827 | 0 | 0
LDNO LV: NHH UMS category C | 37.13% | 37.13% | 4.6187 | 0 | 0 | 0 | 0 | 0
LDNO HV: NHH UMS category C | 62.67% | 62.67% | 48.8066 | 0 | 0 | 0 | 0 | 0
> NHH UMS category D
NHH UMS category D | 0% | 0% | 0 | 0 | 0 | 1.0213 | 0 | 0
LDNO LV: NHH UMS category D | 37.13% | 37.13% | 0 | 0 | 0 | 0 | 0 | 0
LDNO HV: NHH UMS category D | 62.67% | 62.67% | 0 | 0 | 0 | 0 | 0 | 0
> LV UMS (Pseudo HH Metered)
LV UMS (Pseudo HH Metered) | 0% | 0% | 4113.3861 | 26283.4815 | 88563.2398 | 0 | 0 | 0
LDNO LV: LV UMS (Pseudo HH Metered) | 37.13% | 37.13% | 0 | 0 | 0 | 0 | 0 | 0
LDNO HV: LV UMS (Pseudo HH Metered) | 62.67% | 62.67% | 0 | 0 | 0 | 0 | 0 | 0
> LV Generation NHH or Aggregate HH
LV Generation NHH or Aggregate HH | 0% | 0% | 3287.7605 | 0 | 0 | 265.5447 | 0 | 0
LDNO LV: LV Generation NHH or Aggregate HH | 0% | 100% | 140.5873 | 0 | 0 | 0 | 0 | 0
LDNO HV: LV Generation NHH or Aggregate HH | 0% | 100% | 0 | 0 | 0 | 0 | 0 | 0
> LV Sub Generation NHH
LV Sub Generation NHH | 0% | 0% | 0 | 0 | 0 | 0 | 0 | 0
LDNO HV: LV Sub Generation NHH | 0% | 100% | 0 | 0 | 0 | 0 | 0 | 0
> LV Generation Intermittent
LV Generation Intermittent | 0% | 0% | 81306.118 | 0 | 0 | 506.5776 | 0 | 3918.8727
LDNO LV: LV Generation Intermittent | 0% | 100% | 0 | 0 | 0 | 0 | 0 | 0
LDNO HV: LV Generation Intermittent | 0% | 100% | 558.0589 | 0 | 0 | 0 | 0 | 0
> LV Generation Non-Intermittent
LV Generation Non-Intermittent | 0% | 0% | 168.4848 | 1247.4928 | 1375.1406 | 8.1706 | 0 | 378.7497
LDNO LV: LV Generation Non-Intermittent | 0% | 100% | 0 | 0 | 0 | 0 | 0 | 0
LDNO HV: LV Generation Non-Intermittent | 0% | 100% | 0 | 0 | 0 | 0 | 0 | 0
> LV Sub Generation Intermittent
LV Sub Generation Intermittent | 0% | 0% | 12847.4636 | 0 | 0 | 61.2795 | 0 | 1316.7503
LDNO HV: LV Sub Generation Intermittent | 0% | 100% | 0 | 0 | 0 | 0 | 0 | 0
> LV Sub Generation Non-Intermittent
LV Sub Generation Non-Intermittent | 0% | 0% | 254.8597 | 1425.5873 | 2309.0585 | 9.1919 | 0 | 233.2959
LDNO HV: LV Sub Generation Non-Intermittent | 0% | 100% | 0 | 0 | 0 | 0 | 0 | 0
> HV Generation Intermittent
HV Generation Intermittent | 0% | 0% | 374463.18 | 0 | 0 | 148.5486 | 0 | 2389.3768
LDNO HV: HV Generation Intermittent | 0% | 100% | 67.7257 | 0 | 0 | 0 | 0 | 119.923
> HV Generation Non-Intermittent
HV Generation Non-Intermittent | 0% | 0% | 15789.6217 | 99096.5339 | 140927.3187 | 52.5478 | 0 | 1635.1364
LDNO HV: HV Generation Non-Intermittent | 0% | 100% | 5.4333 | 0 | 0 | 0 | 0 | 1.0883
2305. Equivalent volume for each end user
Data sources:
x1 = 2304. Rate 1 units (MWh) (in LDNO discounts and volumes adjusted for discount)
x2 = 2304. Rate 2 units (MWh) (in LDNO discounts and volumes adjusted for discount)
x3 = 2304. Rate 3 units (MWh) (in LDNO discounts and volumes adjusted for discount)
x4 = 2304. MPANs (in LDNO discounts and volumes adjusted for discount)
x5 = 2304. Import capacity (kVA) (in LDNO discounts and volumes adjusted for discount)
x6 = 2304. Reactive power units (MVArh) (in LDNO discounts and volumes adjusted for discount)
Kind: | Cell summation | Cell summation | Cell summation | Cell summation | Cell summation | Cell summation
Formula: | =SUM(x1) | =SUM(x2) | =SUM(x3) | =SUM(x4) | =SUM(x5) | =SUM(x6)
| Rate 1 units (MWh) | Rate 2 units (MWh) | Rate 3 units (MWh) | MPANs | Import capacity (kVA) | Reactive power units (MVArh)
Domestic Unrestricted | 4114528.6715 | 0 | 0 | 1228033.636 | 0 | 0
Domestic Two Rate | 652883.7695 | 687202.0265 | 0 | 223355.3825 | 0 | 0
Domestic Off Peak (related MPAN) | 63105.7323 | 0 | 0 | 0 | 0 | 0
Small Non Domestic Unrestricted | 1157200.0337 | 0 | 0 | 109923.8387 | 0 | 0
Small Non Domestic Two Rate | 370216.4511 | 171003.2672 | 0 | 28065.6011 | 0 | 0
Small Non Domestic Off Peak (related MPAN) | 22929.3206 | 0 | 0 | 0 | 0 | 0
LV Medium Non-Domestic | 0 | 0 | 0 | 0 | 0 | 0
LV Sub Medium Non-Domestic | 0 | 0 | 0 | 0 | 0 | 0
HV Medium Non-Domestic | 0 | 0 | 0 | 0 | 0 | 0
LV Network Domestic | 0 | 0 | 0 | 0 | 0 | 0
LV Network Non-Domestic Non-CT | 26635.11 | 199180.0539 | 189730.5102 | 6378.4892 | 0 | 0
LV HH Metered | 83532.947 | 607666.188 | 537114.354 | 6427.1256 | 680209.7084 | 80151.7889
LV Sub HH Metered | 51492.3251 | 384635.0842 | 351882.6287 | 2043.9562 | 388919.2513 | 74524.4878
HV HH Metered | 157563.6816 | 1125148.9931 | 1212518.847 | 1073.5804 | 947548.1798 | 189046.3976
NHH UMS category A | 13613.4844 | 0 | 0 | 720.0347 | 0 | 0
NHH UMS category B | 4950.2829 | 0 | 0 | 673.0537 | 0 | 0
NHH UMS category C | 648.6374 | 0 | 0 | 171.5827 | 0 | 0
NHH UMS category D | 0 | 0 | 0 | 1.0213 | 0 | 0
LV UMS (Pseudo HH Metered) | 4113.3861 | 26283.4815 | 88563.2398 | 0 | 0 | 0
LV Generation NHH or Aggregate HH | 3428.3477 | 0 | 0 | 265.5447 | 0 | 0
LV Sub Generation NHH | 0 | 0 | 0 | 0 | 0 | 0
LV Generation Intermittent | 81864.177 | 0 | 0 | 506.5776 | 0 | 3918.8727
LV Generation Non-Intermittent | 168.4848 | 1247.4928 | 1375.1406 | 8.1706 | 0 | 378.7497
LV Sub Generation Intermittent | 12847.4636 | 0 | 0 | 61.2795 | 0 | 1316.7503
LV Sub Generation Non-Intermittent | 254.8597 | 1425.5873 | 2309.0585 | 9.1919 | 0 | 233.2959
HV Generation Intermittent | 374530.9057 | 0 | 0 | 148.5486 | 0 | 2509.2998
HV Generation Non-Intermittent | 15795.055 | 99096.5339 | 140927.3187 | 52.5478 | 0 | 1636.2248
Load characteristics for multiple unit rates for South West in 0 (Forecast)
2401. Adjust annual hours by distribution time band to match days in year
Data sources:
x1 = 1068. Typical annual hours by distribution time band
x2 = 1010. Days in the charging year (in Financial and general assumptions)
x3 = Total hours in the year according to time band hours input data (in Adjust annual hours by distribution time band to match days in year)
Kind: | Cell summation | Calculation
Formula: | =SUM(x1) | =x1*24*x2/x3
Annual hours by distribution time band (reconciled to days in year)
| Hours aggregate | Red | Amber | Green
Adjust annual hours by distribution time band to match days in year | 8760 | 523.4301 | 3453.4356 | 4807.1342
2402. Normalisation of split of rate 1 units by time band
Data sources:
x1 = 1061. Average split of rate 1 units by distribution time band
x2 = Total split (in Normalisation of split of rate 1 units by time band)
x3 = 2401. Annual hours by distribution time band (reconciled to days in year) (in Adjust annual hours by distribution time band to match days in year)
x4 = 1010. Days in the charging year (in Financial and general assumptions)
Kind: | Cell summation | Calculation
Formula: | =SUM(x1) | =IF(x2,x1/x2,x3/x4/24)
Normalised split of rate 1 units by distribution time band
| Total split | Red | Amber | Green
Domestic Unrestricted | 100% | 8.862% | 46.21% | 44.93%
Domestic Two Rate | 100% | 10.68% | 53.61% | 35.71%
Domestic Off Peak (related MPAN) | 100% | 0.1299% | 10.85% | 89.02%
Small Non Domestic Unrestricted | 100% | 6.211% | 56.84% | 36.95%
Small Non Domestic Two Rate | 100% | 8.003% | 63.17% | 28.83%
Small Non Domestic Off Peak (related MPAN) | 100% | 0.1974% | 11.57% | 88.24%
LV Medium Non-Domestic | 100% | 8.249% | 61.98% | 29.77%
LV Sub Medium Non-Domestic | 100% | 8.138% | 61.86% | 30.01%
HV Medium Non-Domestic | 100% | 8.292% | 63.32% | 28.39%
2403. Split of rate 1 units between distribution time bands
Data sources:
x1 = 2402. Normalised split of rate 1 units by distribution time band (in Normalisation of split of rate 1 units by time band)
x2 = Split of rate 1 units between distribution time bands (default)
Combine tables = x1 or x2
| Red | Amber | Green
Domestic Unrestricted | 8.862% | 46.21% | 44.93%
Domestic Two Rate | 10.68% | 53.61% | 35.71%
Domestic Off Peak (related MPAN) | 0.1299% | 10.85% | 89.02%
Small Non Domestic Unrestricted | 6.211% | 56.84% | 36.95%
Small Non Domestic Two Rate | 8.003% | 63.17% | 28.83%
Small Non Domestic Off Peak (related MPAN) | 0.1974% | 11.57% | 88.24%
LV Medium Non-Domestic | 8.249% | 61.98% | 29.77%
LV Sub Medium Non-Domestic | 8.138% | 61.86% | 30.01%
HV Medium Non-Domestic | 8.292% | 63.32% | 28.39%
LV Network Domestic | 100% | 0% | 0%
LV Network Non-Domestic Non-CT | 100% | 0% | 0%
LV HH Metered | 100% | 0% | 0%
LV Sub HH Metered | 100% | 0% | 0%
HV HH Metered | 100% | 0% | 0%
LV Generation Non-Intermittent | 100% | 0% | 0%
LV Sub Generation Non-Intermittent | 100% | 0% | 0%
HV Generation Non-Intermittent | 100% | 0% | 0%
2404. Normalisation of split of rate 2 units by time band
Data sources:
x1 = 1062. Average split of rate 2 units by distribution time band
x2 = Total split (in Normalisation of split of rate 2 units by time band)
x3 = 2401. Annual hours by distribution time band (reconciled to days in year) (in Adjust annual hours by distribution time band to match days in year)
x4 = 1010. Days in the charging year (in Financial and general assumptions)
Kind: | Cell summation | Calculation
Formula: | =SUM(x1) | =IF(x2,x1/x2,x3/x4/24)
Normalised split of rate 2 units by distribution time band
| Total split | Red | Amber | Green
Domestic Two Rate | 100% | 0% | 2.025% | 97.97%
Small Non Domestic Two Rate | 100% | 0% | 2.467% | 97.53%
LV Medium Non-Domestic | 100% | 0% | 0% | 100%
LV Sub Medium Non-Domestic | 100% | 0% | 0% | 100%
HV Medium Non-Domestic | 100% | 0% | 0% | 100%
2405. Split of rate 2 units between distribution time bands
Data sources:
x1 = 2404. Normalised split of rate 2 units by distribution time band (in Normalisation of split of rate 2 units by time band)
x2 = Split of rate 2 units between distribution time bands (default)
Combine tables = x1 or x2
| Red | Amber | Green
Domestic Two Rate | 0% | 2.025% | 97.97%
Small Non Domestic Two Rate | 0% | 2.467% | 97.53%
LV Medium Non-Domestic | 0% | 0% | 100%
LV Sub Medium Non-Domestic | 0% | 0% | 100%
HV Medium Non-Domestic | 0% | 0% | 100%
LV Network Domestic | 0% | 100% | 0%
LV Network Non-Domestic Non-CT | 0% | 100% | 0%
LV HH Metered | 0% | 100% | 0%
LV Sub HH Metered | 0% | 100% | 0%
HV HH Metered | 0% | 100% | 0%
LV Generation Non-Intermittent | 0% | 100% | 0%
LV Sub Generation Non-Intermittent | 0% | 100% | 0%
HV Generation Non-Intermittent | 0% | 100% | 0%
2406. Split of rate 3 units between distribution time bands (default)
| Red | Amber | Green
LV Network Domestic | 0% | 0% | 100%
LV Network Non-Domestic Non-CT | 0% | 0% | 100%
LV HH Metered | 0% | 0% | 100%
LV Sub HH Metered | 0% | 0% | 100%
HV HH Metered | 0% | 0% | 100%
LV Generation Non-Intermittent | 0% | 0% | 100%
LV Sub Generation Non-Intermittent | 0% | 0% | 100%
HV Generation Non-Intermittent | 0% | 0% | 100%
2407. All units (MWh)
Data sources:
x1 = 2305. Rate 1 units (MWh) (in Equivalent volume for each end user)
x2 = 2305. Rate 2 units (MWh) (in Equivalent volume for each end user)
x3 = 2305. Rate 3 units (MWh) (in Equivalent volume for each end user)
Calculation =x1+x2+x3
All units (MWh)
Domestic Unrestricted | 4114528.6715
Domestic Two Rate | 1340085.796
Domestic Off Peak (related MPAN) | 63105.7323
Small Non Domestic Unrestricted | 1157200.0337
Small Non Domestic Two Rate | 541219.7182
Small Non Domestic Off Peak (related MPAN) | 22929.3206
LV Medium Non-Domestic | 0
LV Sub Medium Non-Domestic | 0
HV Medium Non-Domestic | 0
LV Network Domestic | 0
LV Network Non-Domestic Non-CT | 415545.6741
LV HH Metered | 1228313.489
LV Sub HH Metered | 788010.038
HV HH Metered | 2495231.5216
NHH UMS category A | 13613.4844
NHH UMS category B | 4950.2829
NHH UMS category C | 648.6374
NHH UMS category D | 0
LV UMS (Pseudo HH Metered) | 118960.1073
LV Generation NHH or Aggregate HH | 3428.3477
LV Sub Generation NHH | 0
LV Generation Intermittent | 81864.177
LV Generation Non-Intermittent | 2791.1183
LV Sub Generation Intermittent | 12847.4636
LV Sub Generation Non-Intermittent | 3989.5056
HV Generation Intermittent | 374530.9057
HV Generation Non-Intermittent | 255818.9076
2408. Calculation of implied load coefficients for one-rate users
Data sources:
x1 = 2407. All units (MWh)
x2 = 2305. Rate 1 units (MWh) (in Equivalent volume for each end user)
x3 = 2403. Split of rate 1 units between distribution time bands
x4 = 2401. Annual hours by distribution time band (reconciled to days in year) (in Adjust annual hours by distribution time band to match days in year)
x5 = Use of distribution time bands by units in demand forecast for one-rate tariffs (in Calculation of implied load coefficients for one-rate users)
x6 = 1010. Days in the charging year (in Financial and general assumptions)
Kind: | Calculation |  |  | Calculation
Formula: | =IF(x1>0,(x2*x3)/x1,0) |  |  | =IF(x4>0,x5*x6*24/x4,0)
Use of distribution time bands by units in demand forecast for one-rate tariffs
| Red | Amber | Green | Peak band load coefficient for one-rate tariffs
Domestic Unrestricted | 8.862% | 46.21% | 44.93% | 1.4872
Small Non Domestic Unrestricted | 6.211% | 56.84% | 36.95% | 1.0423
2409. Calculation of implied load coefficients for two-rate users
Data sources:
x1 = 2407. All units (MWh)
x2 = 2305. Rate 1 units (MWh) (in Equivalent volume for each end user)
x3 = 2403. Split of rate 1 units between distribution time bands
x4 = 2305. Rate 2 units (MWh) (in Equivalent volume for each end user)
x5 = 2405. Split of rate 2 units between distribution time bands
x6 = 2401. Annual hours by distribution time band (reconciled to days in year) (in Adjust annual hours by distribution time band to match days in year)
x7 = Use of distribution time bands by units in demand forecast for two-rate tariffs (in Calculation of implied load coefficients for two-rate users)
x8 = 1010. Days in the charging year (in Financial and general assumptions)
Kind: | Calculation |  |  | Calculation
Formula: | =IF(x1>0,(x2*x3+x4*x5)/x1,0) |  |  | =IF(x6>0,x7*x8*24/x6,0)
Use of distribution time bands by units in demand forecast for two-rate tariffs
| Red | Amber | Green | Peak band load coefficient for two-rate tariffs
Domestic Two Rate | 5.202% | 27.16% | 67.64% | 0.87293
Small Non Domestic Two Rate | 5.474% | 43.99% | 50.54% | 0.91867
LV Medium Non-Domestic | 0% | 0% | 0% | 0
LV Sub Medium Non-Domestic | 0% | 0% | 0% | 0
HV Medium Non-Domestic | 0% | 0% | 0% | 0
2410. Calculation of implied load coefficients for three-rate users
Data sources:
x1 = 2407. All units (MWh)
x2 = 2305. Rate 1 units (MWh) (in Equivalent volume for each end user)
x3 = 2403. Split of rate 1 units between distribution time bands
x4 = 2305. Rate 2 units (MWh) (in Equivalent volume for each end user)
x5 = 2405. Split of rate 2 units between distribution time bands
x6 = 2305. Rate 3 units (MWh) (in Equivalent volume for each end user)
x7 = 2406. Split of rate 3 units between distribution time bands (default)
x8 = 2401. Annual hours by distribution time band (reconciled to days in year) (in Adjust annual hours by distribution time band to match days in year)
x9 = Use of distribution time bands by units in demand forecast for three-rate tariffs (in Calculation of implied load coefficients for three-rate users)
x10 = 1010. Days in the charging year (in Financial and general assumptions)
Kind: | Calculation |  |  | Calculation
Formula: | =IF(x1>0,(x2*x3+x4*x5+x6*x7)/x1,0) |  |  | =IF(x8>0,x9*x10*24/x8,0)
Use of distribution time bands by units in demand forecast for three-rate tariffs
| Red | Amber | Green | Peak band load coefficient for three-rate tariffs
LV Network Domestic | 0% | 0% | 0% | 0
LV Network Non-Domestic Non-CT | 6.41% | 47.93% | 45.66% | 1.0756
LV HH Metered | 6.801% | 49.47% | 43.73% | 1.1413
LV Sub HH Metered | 6.534% | 48.81% | 44.65% | 1.0966
HV HH Metered | 6.315% | 45.09% | 48.59% | 1.0597
2411. Calculation of adjusted time band load coefficients
Data sources:
x1 = 2408. Peak band load coefficient for one-rate tariffs (in Calculation of implied load coefficients for one-rate users)
x2 = 2409. Peak band load coefficient for two-rate tariffs (in Calculation of implied load coefficients for two-rate users)
x3 = 2410. Peak band load coefficient for three-rate tariffs (in Calculation of implied load coefficients for three-rate users)
x4 = Peak band load coefficient (in Calculation of adjusted time band load coefficients)
x5 = 2302. Load coefficient
Kind: | Combine tables | Calculation
Formula: | = x1 or x2 or x3 | =IF(x4<>0,x5/x4,IF(x5<0,-1,1))
| Peak band load coefficient | Load coefficient correction factor (kW at peak in band / band average kW)
Domestic Unrestricted | 1.4872 | 1.4504
Domestic Two Rate | 0.87293 | 1.4608
Domestic Off Peak (related MPAN) |  | 1
Small Non Domestic Unrestricted | 1.0423 | 1.5853
Small Non Domestic Two Rate | 0.91867 | 1.4782
Small Non Domestic Off Peak (related MPAN) |  | 1
LV Medium Non-Domestic | 0 | 1
LV Sub Medium Non-Domestic | 0 | 1
HV Medium Non-Domestic | 0 | 1
LV Network Domestic | 0 | 1
LV Network Non-Domestic Non-CT | 1.0756 | 1.4983
LV HH Metered | 1.1413 | 1.2125
LV Sub HH Metered | 1.0966 | 1.1553
HV HH Metered | 1.0597 | 1.0604
LV Generation Non-Intermittent |  | -1
LV Sub Generation Non-Intermittent |  | -1
HV Generation Non-Intermittent |  | -1
2412. Normalisation of peaking probabilities
Data sources:
x1 = 1069. Red, amber and green peaking probabilities (in Peaking probabilities by network level)
x2 = Total probability (should be 100%) (in Normalisation of peaking probabilities)
x3 = 1068. Typical annual hours by distribution time band
x4 = 2401. Total hours in the year according to time band hours input data (in Adjust annual hours by distribution time band to match days in year)
Kind: | Cell summation | Calculation
Formula: | =SUM(x1) | =IF(x2,x1/x2,x3/x4)
Normalised peaking probabilities
| Total probability (should be 100%) | Red | Amber | Green
GSPs | 100% | 98.85% | 1.147% | 0%
132kV | 100% | 84.61% | 7.728% | 7.665%
132kV/EHV | 100% | 84.61% | 7.728% | 7.665%
EHV | 100% | 56.44% | 33.71% | 9.845%
EHV/HV | 100% | 56.44% | 33.71% | 9.845%
132kV/HV | 100% | 84.61% | 7.728% | 7.665%
HV | 100% | 56.44% | 33.71% | 9.845%
HV/LV | 100% | 56.44% | 33.71% | 9.845%
LV circuits | 100% | 56.44% | 33.71% | 9.845%
2413. Peaking probabilities by network level (reshaped)
Data sources:
x1 = 2412. Normalised peaking probabilities (in Normalisation of peaking probabilities)
Reshape table = x1
| GSPs | Red | Amber | Green | 132kV | Red | Amber | Green | 132kV/EHV | Red | Amber | Green | EHV | Red | Amber | Green | EHV/HV | Red | Amber | Green | 132kV/HV | Red | Amber | Green | HV | Red | Amber | Green | HV/LV | Red | Amber | Green | LV circuits | Red | Amber | Green
Probability of peak within timeband |  | 98.85% | 1.147% | 0% |  | 84.61% | 7.728% | 7.665% |  | 84.61% | 7.728% | 7.665% |  | 56.44% | 33.71% | 9.845% |  | 56.44% | 33.71% | 9.845% |  | 84.61% | 7.728% | 7.665% |  | 56.44% | 33.71% | 9.845% |  | 56.44% | 33.71% | 9.845% |  | 56.44% | 33.71% | 9.845%
2414. Pseudo load coefficient by time band and network level
Data sources:
x1 = 2401. Annual hours by distribution time band (reconciled to days in year) (in Adjust annual hours by distribution time band to match days in year)
x2 = 2411. Load coefficient correction factor (kW at peak in band / band average kW) (in Calculation of adjusted time band load coefficients)
x3 = 2413. Peaking probabilities by network level (reshaped)
x4 = 1010. Days in the charging year (in Financial and general assumptions)
Calculation =IF(x1>0,x2*x3*24*x4/x1,0)
| GSPs | Red | Amber | Green | 132kV | Red | Amber | Green | 132kV/EHV | Red | Amber | Green | EHV | Red | Amber | Green | EHV/HV | Red | Amber | Green | 132kV/HV | Red | Amber | Green | HV | Red | Amber | Green | HV/LV | Red | Amber | Green | LV circuits | Red | Amber | Green
Domestic Unrestricted |  | 24.0615 | 0.042323 | 0 |  | 20.594 | 0.28511 | 0.20314 |  | 20.594 | 0.28511 | 0.20314 |  | 13.7388 | 1.2437 | 0.26092 |  | 13.7388 | 1.2437 | 0.26092 |  | 20.594 | 0.28511 | 0.20314 |  | 13.7388 | 1.2437 | 0.26092 |  | 13.7388 | 1.2437 | 0.26092 |  | 13.7388 | 1.2437 | 0.26092
Domestic Two Rate |  | 24.2335 | 0.042625 | 0 |  | 20.7412 | 0.28715 | 0.20459 |  | 20.7412 | 0.28715 | 0.20459 |  | 13.837 | 1.2526 | 0.26278 |  | 13.837 | 1.2526 | 0.26278 |  | 20.7412 | 0.28715 | 0.20459 |  | 13.837 | 1.2526 | 0.26278 |  | 13.837 | 1.2526 | 0.26278 |  | 13.837 | 1.2526 | 0.26278
Domestic Off Peak (related MPAN) |  | 16.5891 | 0.029179 | 0 |  | 14.1985 | 0.19657 | 0.14005 |  | 14.1985 | 0.19657 | 0.14005 |  | 9.4722 | 0.85747 | 0.17989 |  | 9.4722 | 0.85747 | 0.17989 |  | 14.1985 | 0.19657 | 0.14005 |  | 9.4722 | 0.85747 | 0.17989 |  | 9.4722 | 0.85747 | 0.17989 |  | 9.4722 | 0.85747 | 0.17989
Small Non Domestic Unrestricted |  | 26.2986 | 0.046257 | 0 |  | 22.5087 | 0.31162 | 0.22203 |  | 22.5087 | 0.31162 | 0.22203 |  | 15.0162 | 1.3593 | 0.28518 |  | 15.0162 | 1.3593 | 0.28518 |  | 22.5087 | 0.31162 | 0.22203 |  | 15.0162 | 1.3593 | 0.28518 |  | 15.0162 | 1.3593 | 0.28518 |  | 15.0162 | 1.3593 | 0.28518
Small Non Domestic Two Rate |  | 24.5225 | 0.043133 | 0 |  | 20.9886 | 0.29058 | 0.20703 |  | 20.9886 | 0.29058 | 0.20703 |  | 14.002 | 1.2675 | 0.26592 |  | 14.002 | 1.2675 | 0.26592 |  | 20.9886 | 0.29058 | 0.20703 |  | 14.002 | 1.2675 | 0.26592 |  | 14.002 | 1.2675 | 0.26592 |  | 14.002 | 1.2675 | 0.26592
Small Non Domestic Off Peak (related MPAN) |  | 16.5891 | 0.029179 | 0 |  | 14.1985 | 0.19657 | 0.14005 |  | 14.1985 | 0.19657 | 0.14005 |  | 9.4722 | 0.85747 | 0.17989 |  | 9.4722 | 0.85747 | 0.17989 |  | 14.1985 | 0.19657 | 0.14005 |  | 9.4722 | 0.85747 | 0.17989 |  | 9.4722 | 0.85747 | 0.17989 |  | 9.4722 | 0.85747 | 0.17989
LV Medium Non-Domestic |  | 16.5891 | 0.029179 | 0 |  | 14.1985 | 0.19657 | 0.14005 |  | 14.1985 | 0.19657 | 0.14005 |  | 9.4722 | 0.85747 | 0.17989 |  | 9.4722 | 0.85747 | 0.17989 |  | 14.1985 | 0.19657 | 0.14005 |  | 9.4722 | 0.85747 | 0.17989 |  | 9.4722 | 0.85747 | 0.17989 |  | 9.4722 | 0.85747 | 0.17989
LV Sub Medium Non-Domestic |  | 16.5891 | 0.029179 | 0 |  | 14.1985 | 0.19657 | 0.14005 |  | 14.1985 | 0.19657 | 0.14005 |  | 9.4722 | 0.85747 | 0.17989 |  | 9.4722 | 0.85747 | 0.17989 |  | 14.1985 | 0.19657 | 0.14005 |  | 9.4722 | 0.85747 | 0.17989 |  | 9.4722 | 0.85747 | 0.17989 |  | 9.4722 | 0.85747 | 0.17989
HV Medium Non-Domestic |  | 16.5891 | 0.029179 | 0 |  | 14.1985 | 0.19657 | 0.14005 |  | 14.1985 | 0.19657 | 0.14005 |  | 9.4722 | 0.85747 | 0.17989 |  | 9.4722 | 0.85747 | 0.17989 |  | 14.1985 | 0.19657 | 0.14005 |  | 9.4722 | 0.85747 | 0.17989 |  | 9.4722 | 0.85747 | 0.17989 |  | 9.4722 | 0.85747 | 0.17989
LV Network Domestic |  | 16.5891 | 0.029179 | 0 |  | 14.1985 | 0.19657 | 0.14005 |  | 14.1985 | 0.19657 | 0.14005 |  | 9.4722 | 0.85747 | 0.17989 |  | 9.4722 | 0.85747 | 0.17989 |  | 14.1985 | 0.19657 | 0.14005 |  | 9.4722 | 0.85747 | 0.17989 |  | 9.4722 | 0.85747 | 0.17989 |  | 9.4722 | 0.85747 | 0.17989
LV Network Non-Domestic Non-CT |  | 24.8557 | 0.04372 | 0 |  | 21.2738 | 0.29453 | 0.20984 |  | 21.2738 | 0.29453 | 0.20984 |  | 14.1923 | 1.2848 | 0.26953 |  | 14.1923 | 1.2848 | 0.26953 |  | 21.2738 | 0.29453 | 0.20984 |  | 14.1923 | 1.2848 | 0.26953 |  | 14.1923 | 1.2848 | 0.26953 |  | 14.1923 | 1.2848 | 0.26953
LV HH Metered |  | 20.1136 | 0.035378 | 0 |  | 17.215 | 0.23833 | 0.16981 |  | 17.215 | 0.23833 | 0.16981 |  | 11.4846 | 1.0396 | 0.21811 |  | 11.4846 | 1.0396 | 0.21811 |  | 17.215 | 0.23833 | 0.16981 |  | 11.4846 | 1.0396 | 0.21811 |  | 11.4846 | 1.0396 | 0.21811 |  | 11.4846 | 1.0396 | 0.21811
LV Sub HH Metered |  | 19.1651 | 0.03371 | 0 |  | 16.4032 | 0.22709 | 0.1618 |  | 16.4032 | 0.22709 | 0.1618 |  | 10.943 | 0.99062 | 0.20782 |  | 10.943 | 0.99062 | 0.20782 |  | 16.4032 | 0.22709 | 0.1618 |  | 10.943 | 0.99062 | 0.20782 |  | 10.943 | 0.99062 | 0.20782 |  | 10.943 | 0.99062 | 0.20782
HV HH Metered |  | 17.5904 | 0.03094 | 0 |  | 15.0554 | 0.20844 | 0.14851 |  | 15.0554 | 0.20844 | 0.14851 |  | 10.0439 | 0.90923 | 0.19075 |  | 10.0439 | 0.90923 | 0.19075 |  | 15.0554 | 0.20844 | 0.14851 |  | 10.0439 | 0.90923 | 0.19075 |  | 10.0439 | 0.90923 | 0.19075 |  | 10.0439 | 0.90923 | 0.19075
LV Generation Non-Intermittent |  | -16.5891 | -0.029179 | 0 |  | -14.1985 | -0.19657 | -0.14005 |  | -14.1985 | -0.19657 | -0.14005 |  | -9.4722 | -0.85747 | -0.17989 |  | -9.4722 | -0.85747 | -0.17989 |  | -14.1985 | -0.19657 | -0.14005 |  | -9.4722 | -0.85747 | -0.17989 |  | -9.4722 | -0.85747 | -0.17989 |  | -9.4722 | -0.85747 | -0.17989
LV Sub Generation Non-Intermittent |  | -16.5891 | -0.029179 | 0 |  | -14.1985 | -0.19657 | -0.14005 |  | -14.1985 | -0.19657 | -0.14005 |  | -9.4722 | -0.85747 | -0.17989 |  | -9.4722 | -0.85747 | -0.17989 |  | -14.1985 | -0.19657 | -0.14005 |  | -9.4722 | -0.85747 | -0.17989 |  | -9.4722 | -0.85747 | -0.17989 |  | -9.4722 | -0.85747 | -0.17989
HV Generation Non-Intermittent |  | -16.5891 | -0.029179 | 0 |  | -14.1985 | -0.19657 | -0.14005 |  | -14.1985 | -0.19657 | -0.14005 |  | -9.4722 | -0.85747 | -0.17989 |  | -9.4722 | -0.85747 | -0.17989 |  | -14.1985 | -0.19657 | -0.14005 |  | -9.4722 | -0.85747 | -0.17989 |  | -9.4722 | -0.85747 | -0.17989 |  | -9.4722 | -0.85747 | -0.17989
2415. Single rate non half hourly pseudo timeband load coefficients
Data sources:
x1 = 2414. Pseudo load coefficient by time band and network level
Copy cells = x1
| GSPs | Red | Amber | Green | 132kV | Red | Amber | Green | 132kV/EHV | Red | Amber | Green | EHV | Red | Amber | Green | EHV/HV | Red | Amber | Green | 132kV/HV | Red | Amber | Green | HV | Red | Amber | Green | HV/LV | Red | Amber | Green | LV circuits | Red | Amber | Green
Domestic Unrestricted |  | 24.0615 | 0.042323 | 0 |  | 20.594 | 0.28511 | 0.20314 |  | 20.594 | 0.28511 | 0.20314 |  | 13.7388 | 1.2437 | 0.26092 |  | 13.7388 | 1.2437 | 0.26092 |  | 20.594 | 0.28511 | 0.20314 |  | 13.7388 | 1.2437 | 0.26092 |  | 13.7388 | 1.2437 | 0.26092 |  | 13.7388 | 1.2437 | 0.26092
Small Non Domestic Unrestricted |  | 26.2986 | 0.046257 | 0 |  | 22.5087 | 0.31162 | 0.22203 |  | 22.5087 | 0.31162 | 0.22203 |  | 15.0162 | 1.3593 | 0.28518 |  | 15.0162 | 1.3593 | 0.28518 |  | 22.5087 | 0.31162 | 0.22203 |  | 15.0162 | 1.3593 | 0.28518 |  | 15.0162 | 1.3593 | 0.28518 |  | 15.0162 | 1.3593 | 0.28518
2416. Single rate non half hourly units (MWh)
Data sources:
x1 = 2407. All units (MWh)
Copy cells = x1
Single rate non half hourly units (MWh)
Domestic Unrestricted | 4114528.6715
Small Non Domestic Unrestricted | 1157200.0337
2417. Single rate non half hourly timeband use
Data sources:
x1 = 2403. Split of rate 1 units between distribution time bands
Copy cells = x1
| Red | Amber | Green
Domestic Unrestricted | 8.862% | 46.21% | 44.93%
Small Non Domestic Unrestricted | 6.211% | 56.84% | 36.95%
2418. Single rate non half hourly tariff pseudo load coefficient
Data sources:
x1 = 2415. Single rate non half hourly pseudo timeband load coefficients
x2 = 2417. Single rate non half hourly timeband use
Sum-product calculation =SUMPRODUCT(x1, x2)
| GSPs | 132kV | 132kV/EHV | EHV | EHV/HV | 132kV/HV | HV | HV/LV | LV circuits
Domestic Unrestricted | 2.1519 | 2.0481 | 2.0481 | 1.9095 | 1.9095 | 2.0481 | 1.9095 | 1.9095 | 1.9095
Small Non Domestic Unrestricted | 1.6598 | 1.6572 | 1.6572 | 1.8107 | 1.8107 | 1.6572 | 1.8107 | 1.8107 | 1.8107
2419. Multi rate non half hourly units (MWh)
Data sources:
x1 = 2407. All units (MWh)
Copy cells = x1
Multi rate non half hourly units (MWh)
Domestic Two Rate | 1340085.796
Small Non Domestic Two Rate | 541219.7182
2420. Multi rate non half hourly pseudo timeband load coefficients
Data sources:
x1 = 2414. Pseudo load coefficient by time band and network level
Copy cells = x1
| GSPs | Red | Amber | Green | 132kV | Red | Amber | Green | 132kV/EHV | Red | Amber | Green | EHV | Red | Amber | Green | EHV/HV | Red | Amber | Green | 132kV/HV | Red | Amber | Green | HV | Red | Amber | Green | HV/LV | Red | Amber | Green | LV circuits | Red | Amber | Green
Domestic Two Rate |  | 24.2335 | 0.042625 | 0 |  | 20.7412 | 0.28715 | 0.20459 |  | 20.7412 | 0.28715 | 0.20459 |  | 13.837 | 1.2526 | 0.26278 |  | 13.837 | 1.2526 | 0.26278 |  | 20.7412 | 0.28715 | 0.20459 |  | 13.837 | 1.2526 | 0.26278 |  | 13.837 | 1.2526 | 0.26278 |  | 13.837 | 1.2526 | 0.26278
Small Non Domestic Two Rate |  | 24.5225 | 0.043133 | 0 |  | 20.9886 | 0.29058 | 0.20703 |  | 20.9886 | 0.29058 | 0.20703 |  | 14.002 | 1.2675 | 0.26592 |  | 14.002 | 1.2675 | 0.26592 |  | 20.9886 | 0.29058 | 0.20703 |  | 14.002 | 1.2675 | 0.26592 |  | 14.002 | 1.2675 | 0.26592 |  | 14.002 | 1.2675 | 0.26592
2421. Multi rate non half hourly timeband use
Data sources:
x1 = 2409. Use of distribution time bands by units in demand forecast for two-rate tariffs (in Calculation of implied load coefficients for two-rate users)
Copy cells = x1
| Red | Amber | Green
Domestic Two Rate | 5.202% | 27.16% | 67.64%
Small Non Domestic Two Rate | 5.474% | 43.99% | 50.54%
2422. Multi rate non half hourly tariff pseudo load coefficient
Data sources:
x1 = 2420. Multi rate non half hourly pseudo timeband load coefficients
x2 = 2421. Multi rate non half hourly timeband use
Sum-product calculation =SUMPRODUCT(x1, x2)
| GSPs | 132kV | 132kV/EHV | EHV | EHV/HV | 132kV/HV | HV | HV/LV | LV circuits
Domestic Two Rate | 1.2721 | 1.2953 | 1.2953 | 1.2377 | 1.2377 | 1.2953 | 1.2377 | 1.2377 | 1.2377
Small Non Domestic Two Rate | 1.3614 | 1.3814 | 1.3814 | 1.4585 | 1.4585 | 1.3814 | 1.4585 | 1.4585 | 1.4585
2423. Off-peak non half hourly units (MWh)
Data sources:
x1 = 2407. All units (MWh)
Copy cells = x1
Off-peak non half hourly units (MWh)
Domestic Off Peak (related MPAN) | 63105.7323
Small Non Domestic Off Peak (related MPAN) | 22929.3206
2424. Off-peak non half hourly pseudo timeband load coefficients
Data sources:
x1 = 2414. Pseudo load coefficient by time band and network level
Copy cells = x1
| GSPs | Red | Amber | Green | 132kV | Red | Amber | Green | 132kV/EHV | Red | Amber | Green | EHV | Red | Amber | Green | EHV/HV | Red | Amber | Green | 132kV/HV | Red | Amber | Green | HV | Red | Amber | Green | HV/LV | Red | Amber | Green | LV circuits | Red | Amber | Green
Domestic Off Peak (related MPAN) |  | 16.5891 | 0.029179 | 0 |  | 14.1985 | 0.19657 | 0.14005 |  | 14.1985 | 0.19657 | 0.14005 |  | 9.4722 | 0.85747 | 0.17989 |  | 9.4722 | 0.85747 | 0.17989 |  | 14.1985 | 0.19657 | 0.14005 |  | 9.4722 | 0.85747 | 0.17989 |  | 9.4722 | 0.85747 | 0.17989 |  | 9.4722 | 0.85747 | 0.17989
Small Non Domestic Off Peak (related MPAN) |  | 16.5891 | 0.029179 | 0 |  | 14.1985 | 0.19657 | 0.14005 |  | 14.1985 | 0.19657 | 0.14005 |  | 9.4722 | 0.85747 | 0.17989 |  | 9.4722 | 0.85747 | 0.17989 |  | 14.1985 | 0.19657 | 0.14005 |  | 9.4722 | 0.85747 | 0.17989 |  | 9.4722 | 0.85747 | 0.17989 |  | 9.4722 | 0.85747 | 0.17989
2425. Off-peak non half hourly timeband use
Data sources:
x1 = 2403. Split of rate 1 units between distribution time bands
Copy cells = x1
| Red | Amber | Green
Domestic Off Peak (related MPAN) | 0.1299% | 10.85% | 89.02%
Small Non Domestic Off Peak (related MPAN) | 0.1974% | 11.57% | 88.24%
2426. Off-peak non half hourly tariff pseudo load coefficient
Data sources:
x1 = 2424. Off-peak non half hourly pseudo timeband load coefficients
x2 = 2425. Off-peak non half hourly timeband use
Sum-product calculation =SUMPRODUCT(x1, x2)
| GSPs | 132kV | 132kV/EHV | EHV | EHV/HV | 132kV/HV | HV | HV/LV | LV circuits
Domestic Off Peak (related MPAN) | 0.024718 | 0.16445 | 0.16445 | 0.26545 | 0.26545 | 0.16445 | 0.26545 | 0.26545 | 0.26545
Small Non Domestic Off Peak (related MPAN) | 0.036125 | 0.17434 | 0.17434 | 0.2766 | 0.2766 | 0.17434 | 0.2766 | 0.2766 | 0.2766
2427. Aggregated half hourly units (MWh)
Data sources:
x1 = 2407. All units (MWh)
Copy cells = x1
Aggregated half hourly units (MWh)
LV Network Domestic | 0
LV Network Non-Domestic Non-CT | 415545.6741
2428. Aggregated half hourly pseudo timeband load coefficients
Data sources:
x1 = 2414. Pseudo load coefficient by time band and network level
Copy cells = x1
| GSPs | Red | Amber | Green | 132kV | Red | Amber | Green | 132kV/EHV | Red | Amber | Green | EHV | Red | Amber | Green | EHV/HV | Red | Amber | Green | 132kV/HV | Red | Amber | Green | HV | Red | Amber | Green | HV/LV | Red | Amber | Green | LV circuits | Red | Amber | Green
LV Network Domestic |  | 16.5891 | 0.029179 | 0 |  | 14.1985 | 0.19657 | 0.14005 |  | 14.1985 | 0.19657 | 0.14005 |  | 9.4722 | 0.85747 | 0.17989 |  | 9.4722 | 0.85747 | 0.17989 |  | 14.1985 | 0.19657 | 0.14005 |  | 9.4722 | 0.85747 | 0.17989 |  | 9.4722 | 0.85747 | 0.17989 |  | 9.4722 | 0.85747 | 0.17989
LV Network Non-Domestic Non-CT |  | 24.8557 | 0.04372 | 0 |  | 21.2738 | 0.29453 | 0.20984 |  | 21.2738 | 0.29453 | 0.20984 |  | 14.1923 | 1.2848 | 0.26953 |  | 14.1923 | 1.2848 | 0.26953 |  | 21.2738 | 0.29453 | 0.20984 |  | 14.1923 | 1.2848 | 0.26953 |  | 14.1923 | 1.2848 | 0.26953 |  | 14.1923 | 1.2848 | 0.26953
2429. Aggregated half hourly timeband use
Data sources:
x1 = 2410. Use of distribution time bands by units in demand forecast for three-rate tariffs (in Calculation of implied load coefficients for three-rate users)
Copy cells = x1
| Red | Amber | Green
LV Network Domestic | 0% | 0% | 0%
LV Network Non-Domestic Non-CT | 6.41% | 47.93% | 45.66%
2430. Aggregated half hourly tariff pseudo load coefficient
Data sources:
x1 = 2428. Aggregated half hourly pseudo timeband load coefficients
x2 = 2429. Aggregated half hourly timeband use
Sum-product calculation =SUMPRODUCT(x1, x2)
| GSPs | 132kV | 132kV/EHV | EHV | EHV/HV | 132kV/HV | HV | HV/LV | LV circuits
LV Network Domestic | 0 | 0 | 0 | 0 | 0 | 0 | 0 | 0 | 0
LV Network Non-Domestic Non-CT | 1.6141 | 1.6006 | 1.6006 | 1.6486 | 1.6486 | 1.6006 | 1.6486 | 1.6486 | 1.6486
2431. Average non half hourly tariff pseudo load coefficient
Data sources:
x1 = 2416. Single rate non half hourly units (MWh)
x2 = 2418. Single rate non half hourly tariff pseudo load coefficient
x3 = 2419. Multi rate non half hourly units (MWh)
x4 = 2422. Multi rate non half hourly tariff pseudo load coefficient
x5 = 2423. Off-peak non half hourly units (MWh)
x6 = 2426. Off-peak non half hourly tariff pseudo load coefficient
Calculation =(x1*x2+x3*x4+x5*x6)/(x1+x3+x5)
| GSPs | 132kV | 132kV/EHV | EHV | EHV/HV | 132kV/HV | HV | HV/LV | LV circuits
Domestic equalisation group | 1.9139 | 1.8437 | 1.8437 | 1.7275 | 1.7275 | 1.8437 | 1.7275 | 1.7275 | 1.7275
Non-domestic equalisation group | 1.5443 | 1.5508 | 1.5508 | 1.6796 | 1.6796 | 1.5508 | 1.6796 | 1.6796 | 1.6796
2432. Average non half hourly timeband use
Data sources:
x1 = 2416. Single rate non half hourly units (MWh)
x2 = 2417. Single rate non half hourly timeband use
x3 = 2419. Multi rate non half hourly units (MWh)
x4 = 2421. Multi rate non half hourly timeband use
x5 = 2423. Off-peak non half hourly units (MWh)
x6 = 2425. Off-peak non half hourly timeband use
Calculation =(x1*x2+x3*x4+x5*x6)/(x1+x3+x5)
| Red | Amber | Green
LV Network Domestic | 7.873% | 41.18% | 50.95%
LV Network Non-Domestic Non-CT | 5.899% | 52.2% | 41.9%
2433. Aggregated half hourly tariff pseudo load coefficient using average non half hourly unit mix
Data sources:
x1 = 2428. Aggregated half hourly pseudo timeband load coefficients
x2 = 2432. Average non half hourly timeband use
Sum-product calculation =SUMPRODUCT(x1, x2)
| GSPs | 132kV | 132kV/EHV | EHV | EHV/HV | 132kV/HV | HV | HV/LV | LV circuits
LV Network Domestic | 1.3181 | 1.2702 | 1.2702 | 1.1905 | 1.1905 | 1.2702 | 1.1905 | 1.1905 | 1.1905
LV Network Non-Domestic Non-CT | 1.4892 | 1.4967 | 1.4967 | 1.6208 | 1.6208 | 1.4967 | 1.6208 | 1.6208 | 1.6208
2434. Relative correction factor for aggregated half hourly tariff
Data sources:
x1 = 2431. Average non half hourly tariff pseudo load coefficient
x2 = 2433. Aggregated half hourly tariff pseudo load coefficient using average non half hourly unit mix
Calculation =x1/x2
| GSPs | 132kV | 132kV/EHV | EHV | EHV/HV | 132kV/HV | HV | HV/LV | LV circuits
Domestic equalisation group | 1.452 | 1.4515 | 1.4515 | 1.4511 | 1.4511 | 1.4515 | 1.4511 | 1.4511 | 1.4511
Non-domestic equalisation group | 1.037 | 1.0361 | 1.0361 | 1.0362 | 1.0362 | 1.0361 | 1.0362 | 1.0362 | 1.0362
2435. Correction factor for non half hourly tariffs
Data sources:
x1 = 2416. Single rate non half hourly units (MWh)
x2 = 2418. Single rate non half hourly tariff pseudo load coefficient
x3 = 2419. Multi rate non half hourly units (MWh)
x4 = 2422. Multi rate non half hourly tariff pseudo load coefficient
x5 = 2423. Off-peak non half hourly units (MWh)
x6 = 2426. Off-peak non half hourly tariff pseudo load coefficient
x7 = 2427. Aggregated half hourly units (MWh)
x8 = 2430. Aggregated half hourly tariff pseudo load coefficient
x9 = 2434. Relative correction factor for aggregated half hourly tariff
Calculation =(x1*x2+x3*x4+x5*x6+x7*x8)/(x1*x2+x3*x4+x5*x6+x7*x8*x9)
| GSPs | 132kV | 132kV/EHV | EHV | EHV/HV | 132kV/HV | HV | HV/LV | LV circuits
Domestic equalisation group | 1 | 1 | 1 | 1 | 1 | 1 | 1 | 1 | 1
Non-domestic equalisation group | 0.99259 | 0.99285 | 0.99285 | 0.99311 | 0.99311 | 0.99285 | 0.99311 | 0.99311 | 0.99311
2436. Single rate non half hourly corrected pseudo timeband load coefficient
Data sources:
x1 = 2415. Single rate non half hourly pseudo timeband load coefficients
x2 = 2435. Correction factor for non half hourly tariffs
Calculation =x1*x2
| GSPs | Red | Amber | Green | 132kV | Red | Amber | Green | 132kV/EHV | Red | Amber | Green | EHV | Red | Amber | Green | EHV/HV | Red | Amber | Green | 132kV/HV | Red | Amber | Green | HV | Red | Amber | Green | HV/LV | Red | Amber | Green | LV circuits | Red | Amber | Green
Domestic Unrestricted |  | 24.0615 | 0.042323 | 0 |  | 20.594 | 0.28511 | 0.20314 |  | 20.594 | 0.28511 | 0.20314 |  | 13.7388 | 1.2437 | 0.26092 |  | 13.7388 | 1.2437 | 0.26092 |  | 20.594 | 0.28511 | 0.20314 |  | 13.7388 | 1.2437 | 0.26092 |  | 13.7388 | 1.2437 | 0.26092 |  | 13.7388 | 1.2437 | 0.26092
Small Non Domestic Unrestricted |  | 26.1038 | 0.045915 | 0 |  | 22.3477 | 0.30939 | 0.22044 |  | 22.3477 | 0.30939 | 0.22044 |  | 14.9127 | 1.35 | 0.28321 |  | 14.9127 | 1.35 | 0.28321 |  | 22.3477 | 0.30939 | 0.22044 |  | 14.9127 | 1.35 | 0.28321 |  | 14.9127 | 1.35 | 0.28321 |  | 14.9127 | 1.35 | 0.28321
2437. Multi rate non half hourly corrected pseudo timeband load coefficient
Data sources:
x1 = 2420. Multi rate non half hourly pseudo timeband load coefficients
x2 = 2435. Correction factor for non half hourly tariffs
Calculation =x1*x2
| GSPs | Red | Amber | Green | 132kV | Red | Amber | Green | 132kV/EHV | Red | Amber | Green | EHV | Red | Amber | Green | EHV/HV | Red | Amber | Green | 132kV/HV | Red | Amber | Green | HV | Red | Amber | Green | HV/LV | Red | Amber | Green | LV circuits | Red | Amber | Green
Domestic Two Rate |  | 24.2335 | 0.042625 | 0 |  | 20.7412 | 0.28715 | 0.20459 |  | 20.7412 | 0.28715 | 0.20459 |  | 13.837 | 1.2526 | 0.26278 |  | 13.837 | 1.2526 | 0.26278 |  | 20.7412 | 0.28715 | 0.20459 |  | 13.837 | 1.2526 | 0.26278 |  | 13.837 | 1.2526 | 0.26278 |  | 13.837 | 1.2526 | 0.26278
Small Non Domestic Two Rate |  | 24.3408 | 0.042814 | 0 |  | 20.8384 | 0.2885 | 0.20555 |  | 20.8384 | 0.2885 | 0.20555 |  | 13.9055 | 1.2588 | 0.26409 |  | 13.9055 | 1.2588 | 0.26409 |  | 20.8384 | 0.2885 | 0.20555 |  | 13.9055 | 1.2588 | 0.26409 |  | 13.9055 | 1.2588 | 0.26409 |  | 13.9055 | 1.2588 | 0.26409
2438. Off-peak non half hourly corrected pseudo timeband load coefficient
Data sources:
x1 = 2424. Off-peak non half hourly pseudo timeband load coefficients
x2 = 2435. Correction factor for non half hourly tariffs
Calculation =x1*x2
| GSPs | Red | Amber | Green | 132kV | Red | Amber | Green | 132kV/EHV | Red | Amber | Green | EHV | Red | Amber | Green | EHV/HV | Red | Amber | Green | 132kV/HV | Red | Amber | Green | HV | Red | Amber | Green | HV/LV | Red | Amber | Green | LV circuits | Red | Amber | Green
Domestic Off Peak (related MPAN) |  | 16.5891 | 0.029179 | 0 |  | 14.1985 | 0.19657 | 0.14005 |  | 14.1985 | 0.19657 | 0.14005 |  | 9.4722 | 0.85747 | 0.17989 |  | 9.4722 | 0.85747 | 0.17989 |  | 14.1985 | 0.19657 | 0.14005 |  | 9.4722 | 0.85747 | 0.17989 |  | 9.4722 | 0.85747 | 0.17989 |  | 9.4722 | 0.85747 | 0.17989
Small Non Domestic Off Peak (related MPAN) |  | 16.4662 | 0.028963 | 0 |  | 14.0969 | 0.19516 | 0.13905 |  | 14.0969 | 0.19516 | 0.13905 |  | 9.4069 | 0.85156 | 0.17865 |  | 9.4069 | 0.85156 | 0.17865 |  | 14.0969 | 0.19516 | 0.13905 |  | 9.4069 | 0.85156 | 0.17865 |  | 9.4069 | 0.85156 | 0.17865 |  | 9.4069 | 0.85156 | 0.17865
2439. Aggregated half hourly corrected pseudo timeband load coefficient
Data sources:
x1 = 2428. Aggregated half hourly pseudo timeband load coefficients
x2 = 2435. Correction factor for non half hourly tariffs
x3 = 2434. Relative correction factor for aggregated half hourly tariff
Calculation =x1*x2*x3
| GSPs | Red | Amber | Green | 132kV | Red | Amber | Green | 132kV/EHV | Red | Amber | Green | EHV | Red | Amber | Green | EHV/HV | Red | Amber | Green | 132kV/HV | Red | Amber | Green | HV | Red | Amber | Green | HV/LV | Red | Amber | Green | LV circuits | Red | Amber | Green
LV Network Domestic |  | 24.0875 | 0.042368 | 0 |  | 20.6095 | 0.28533 | 0.20329 |  | 20.6095 | 0.28533 | 0.20329 |  | 13.7449 | 1.2443 | 0.26104 |  | 13.7449 | 1.2443 | 0.26104 |  | 20.6095 | 0.28533 | 0.20329 |  | 13.7449 | 1.2443 | 0.26104 |  | 13.7449 | 1.2443 | 0.26104 |  | 13.7449 | 1.2443 | 0.26104
LV Network Non-Domestic Non-CT |  | 25.5855 | 0.045003 | 0 |  | 21.8846 | 0.30298 | 0.21587 |  | 21.8846 | 0.30298 | 0.21587 |  | 14.6051 | 1.3221 | 0.27737 |  | 14.6051 | 1.3221 | 0.27737 |  | 21.8846 | 0.30298 | 0.21587 |  | 14.6051 | 1.3221 | 0.27737 |  | 14.6051 | 1.3221 | 0.27737 |  | 14.6051 | 1.3221 | 0.27737
2440. Pseudo load coefficient by time band and network level (equalised)
Data sources:
x1 = 2436. Single rate non half hourly corrected pseudo timeband load coefficient
x2 = 2437. Multi rate non half hourly corrected pseudo timeband load coefficient
x3 = 2438. Off-peak non half hourly corrected pseudo timeband load coefficient
x4 = 2439. Aggregated half hourly corrected pseudo timeband load coefficient
x5 = 2414. Pseudo load coefficient by time band and network level
Combine tables = x1 or x2 or x3 or x4 or x5
| GSPs | Red | Amber | Green | 132kV | Red | Amber | Green | 132kV/EHV | Red | Amber | Green | EHV | Red | Amber | Green | EHV/HV | Red | Amber | Green | 132kV/HV | Red | Amber | Green | HV | Red | Amber | Green | HV/LV | Red | Amber | Green | LV circuits | Red | Amber | Green
Domestic Unrestricted |  | 24.0615 | 0.042323 | 0 |  | 20.594 | 0.28511 | 0.20314 |  | 20.594 | 0.28511 | 0.20314 |  | 13.7388 | 1.2437 | 0.26092 |  | 13.7388 | 1.2437 | 0.26092 |  | 20.594 | 0.28511 | 0.20314 |  | 13.7388 | 1.2437 | 0.26092 |  | 13.7388 | 1.2437 | 0.26092 |  | 13.7388 | 1.2437 | 0.26092
Domestic Two Rate |  | 24.2335 | 0.042625 | 0 |  | 20.7412 | 0.28715 | 0.20459 |  | 20.7412 | 0.28715 | 0.20459 |  | 13.837 | 1.2526 | 0.26278 |  | 13.837 | 1.2526 | 0.26278 |  | 20.7412 | 0.28715 | 0.20459 |  | 13.837 | 1.2526 | 0.26278 |  | 13.837 | 1.2526 | 0.26278 |  | 13.837 | 1.2526 | 0.26278
Domestic Off Peak (related MPAN) |  | 16.5891 | 0.029179 | 0 |  | 14.1985 | 0.19657 | 0.14005 |  | 14.1985 | 0.19657 | 0.14005 |  | 9.4722 | 0.85747 | 0.17989 |  | 9.4722 | 0.85747 | 0.17989 |  | 14.1985 | 0.19657 | 0.14005 |  | 9.4722 | 0.85747 | 0.17989 |  | 9.4722 | 0.85747 | 0.17989 |  | 9.4722 | 0.85747 | 0.17989
Small Non Domestic Unrestricted |  | 26.1038 | 0.045915 | 0 |  | 22.3477 | 0.30939 | 0.22044 |  | 22.3477 | 0.30939 | 0.22044 |  | 14.9127 | 1.35 | 0.28321 |  | 14.9127 | 1.35 | 0.28321 |  | 22.3477 | 0.30939 | 0.22044 |  | 14.9127 | 1.35 | 0.28321 |  | 14.9127 | 1.35 | 0.28321 |  | 14.9127 | 1.35 | 0.28321
Small Non Domestic Two Rate |  | 24.3408 | 0.042814 | 0 |  | 20.8384 | 0.2885 | 0.20555 |  | 20.8384 | 0.2885 | 0.20555 |  | 13.9055 | 1.2588 | 0.26409 |  | 13.9055 | 1.2588 | 0.26409 |  | 20.8384 | 0.2885 | 0.20555 |  | 13.9055 | 1.2588 | 0.26409 |  | 13.9055 | 1.2588 | 0.26409 |  | 13.9055 | 1.2588 | 0.26409
Small Non Domestic Off Peak (related MPAN) |  | 16.4662 | 0.028963 | 0 |  | 14.0969 | 0.19516 | 0.13905 |  | 14.0969 | 0.19516 | 0.13905 |  | 9.4069 | 0.85156 | 0.17865 |  | 9.4069 | 0.85156 | 0.17865 |  | 14.0969 | 0.19516 | 0.13905 |  | 9.4069 | 0.85156 | 0.17865 |  | 9.4069 | 0.85156 | 0.17865 |  | 9.4069 | 0.85156 | 0.17865
LV Medium Non-Domestic |  | 16.5891 | 0.029179 | 0 |  | 14.1985 | 0.19657 | 0.14005 |  | 14.1985 | 0.19657 | 0.14005 |  | 9.4722 | 0.85747 | 0.17989 |  | 9.4722 | 0.85747 | 0.17989 |  | 14.1985 | 0.19657 | 0.14005 |  | 9.4722 | 0.85747 | 0.17989 |  | 9.4722 | 0.85747 | 0.17989 |  | 9.4722 | 0.85747 | 0.17989
LV Sub Medium Non-Domestic |  | 16.5891 | 0.029179 | 0 |  | 14.1985 | 0.19657 | 0.14005 |  | 14.1985 | 0.19657 | 0.14005 |  | 9.4722 | 0.85747 | 0.17989 |  | 9.4722 | 0.85747 | 0.17989 |  | 14.1985 | 0.19657 | 0.14005 |  | 9.4722 | 0.85747 | 0.17989 |  | 9.4722 | 0.85747 | 0.17989 |  | 9.4722 | 0.85747 | 0.17989
HV Medium Non-Domestic |  | 16.5891 | 0.029179 | 0 |  | 14.1985 | 0.19657 | 0.14005 |  | 14.1985 | 0.19657 | 0.14005 |  | 9.4722 | 0.85747 | 0.17989 |  | 9.4722 | 0.85747 | 0.17989 |  | 14.1985 | 0.19657 | 0.14005 |  | 9.4722 | 0.85747 | 0.17989 |  | 9.4722 | 0.85747 | 0.17989 |  | 9.4722 | 0.85747 | 0.17989
LV Network Domestic |  | 24.0875 | 0.042368 | 0 |  | 20.6095 | 0.28533 | 0.20329 |  | 20.6095 | 0.28533 | 0.20329 |  | 13.7449 | 1.2443 | 0.26104 |  | 13.7449 | 1.2443 | 0.26104 |  | 20.6095 | 0.28533 | 0.20329 |  | 13.7449 | 1.2443 | 0.26104 |  | 13.7449 | 1.2443 | 0.26104 |  | 13.7449 | 1.2443 | 0.26104
LV Network Non-Domestic Non-CT |  | 25.5855 | 0.045003 | 0 |  | 21.8846 | 0.30298 | 0.21587 |  | 21.8846 | 0.30298 | 0.21587 |  | 14.6051 | 1.3221 | 0.27737 |  | 14.6051 | 1.3221 | 0.27737 |  | 21.8846 | 0.30298 | 0.21587 |  | 14.6051 | 1.3221 | 0.27737 |  | 14.6051 | 1.3221 | 0.27737 |  | 14.6051 | 1.3221 | 0.27737
LV HH Metered |  | 20.1136 | 0.035378 | 0 |  | 17.215 | 0.23833 | 0.16981 |  | 17.215 | 0.23833 | 0.16981 |  | 11.4846 | 1.0396 | 0.21811 |  | 11.4846 | 1.0396 | 0.21811 |  | 17.215 | 0.23833 | 0.16981 |  | 11.4846 | 1.0396 | 0.21811 |  | 11.4846 | 1.0396 | 0.21811 |  | 11.4846 | 1.0396 | 0.21811
LV Sub HH Metered |  | 19.1651 | 0.03371 | 0 |  | 16.4032 | 0.22709 | 0.1618 |  | 16.4032 | 0.22709 | 0.1618 |  | 10.943 | 0.99062 | 0.20782 |  | 10.943 | 0.99062 | 0.20782 |  | 16.4032 | 0.22709 | 0.1618 |  | 10.943 | 0.99062 | 0.20782 |  | 10.943 | 0.99062 | 0.20782 |  | 10.943 | 0.99062 | 0.20782
HV HH Metered |  | 17.5904 | 0.03094 | 0 |  | 15.0554 | 0.20844 | 0.14851 |  | 15.0554 | 0.20844 | 0.14851 |  | 10.0439 | 0.90923 | 0.19075 |  | 10.0439 | 0.90923 | 0.19075 |  | 15.0554 | 0.20844 | 0.14851 |  | 10.0439 | 0.90923 | 0.19075 |  | 10.0439 | 0.90923 | 0.19075 |  | 10.0439 | 0.90923 | 0.19075
LV Generation Non-Intermittent |  | -16.5891 | -0.029179 | 0 |  | -14.1985 | -0.19657 | -0.14005 |  | -14.1985 | -0.19657 | -0.14005 |  | -9.4722 | -0.85747 | -0.17989 |  | -9.4722 | -0.85747 | -0.17989 |  | -14.1985 | -0.19657 | -0.14005 |  | -9.4722 | -0.85747 | -0.17989 |  | -9.4722 | -0.85747 | -0.17989 |  | -9.4722 | -0.85747 | -0.17989
LV Sub Generation Non-Intermittent |  | -16.5891 | -0.029179 | 0 |  | -14.1985 | -0.19657 | -0.14005 |  | -14.1985 | -0.19657 | -0.14005 |  | -9.4722 | -0.85747 | -0.17989 |  | -9.4722 | -0.85747 | -0.17989 |  | -14.1985 | -0.19657 | -0.14005 |  | -9.4722 | -0.85747 | -0.17989 |  | -9.4722 | -0.85747 | -0.17989 |  | -9.4722 | -0.85747 | -0.17989
HV Generation Non-Intermittent |  | -16.5891 | -0.029179 | 0 |  | -14.1985 | -0.19657 | -0.14005 |  | -14.1985 | -0.19657 | -0.14005 |  | -9.4722 | -0.85747 | -0.17989 |  | -9.4722 | -0.85747 | -0.17989 |  | -14.1985 | -0.19657 | -0.14005 |  | -9.4722 | -0.85747 | -0.17989 |  | -9.4722 | -0.85747 | -0.17989 |  | -9.4722 | -0.85747 | -0.17989
2441. Unit rate 1 pseudo load coefficient by network level
Data sources:
x1 = 2440. Pseudo load coefficient by time band and network level (equalised)
x2 = 2403. Split of rate 1 units between distribution time bands
Sum-product calculation =SUMPRODUCT(x1, x2)
| GSPs | 132kV | 132kV/EHV | EHV | EHV/HV | 132kV/HV | HV | HV/LV | LV circuits
Domestic Unrestricted | 2.1519 | 2.0481 | 2.0481 | 1.9095 | 1.9095 | 2.0481 | 1.9095 | 1.9095 | 1.9095
Domestic Two Rate | 2.6102 | 2.4415 | 2.4415 | 2.2428 | 2.2428 | 2.4415 | 2.2428 | 2.2428 | 2.2428
Domestic Off Peak (related MPAN) | 0.024718 | 0.16445 | 0.16445 | 0.26545 | 0.26545 | 0.16445 | 0.26545 | 0.26545 | 0.26545
Small Non Domestic Unrestricted | 1.6475 | 1.6454 | 1.6454 | 1.7983 | 1.7983 | 1.6454 | 1.7983 | 1.7983 | 1.7983
Small Non Domestic Two Rate | 1.975 | 1.9092 | 1.9092 | 1.9841 | 1.9841 | 1.9092 | 1.9841 | 1.9841 | 1.9841
Small Non Domestic Off Peak (related MPAN) | 0.035857 | 0.1731 | 0.1731 | 0.2747 | 0.2747 | 0.1731 | 0.2747 | 0.2747 | 0.2747
LV Medium Non-Domestic | 1.3866 | 1.3348 | 1.3348 | 1.3664 | 1.3664 | 1.3348 | 1.3664 | 1.3664 | 1.3664
LV Sub Medium Non-Domestic | 1.3681 | 1.3191 | 1.3191 | 1.3553 | 1.3553 | 1.3191 | 1.3553 | 1.3553 | 1.3553
HV Medium Non-Domestic | 1.394 | 1.3415 | 1.3415 | 1.3794 | 1.3794 | 1.3415 | 1.3794 | 1.3794 | 1.3794
LV Network Domestic | 24.0875 | 20.6095 | 20.6095 | 13.7449 | 13.7449 | 20.6095 | 13.7449 | 13.7449 | 13.7449
LV Network Non-Domestic Non-CT | 25.5855 | 21.8846 | 21.8846 | 14.6051 | 14.6051 | 21.8846 | 14.6051 | 14.6051 | 14.6051
LV HH Metered | 20.1136 | 17.215 | 17.215 | 11.4846 | 11.4846 | 17.215 | 11.4846 | 11.4846 | 11.4846
LV Sub HH Metered | 19.1651 | 16.4032 | 16.4032 | 10.943 | 10.943 | 16.4032 | 10.943 | 10.943 | 10.943
HV HH Metered | 17.5904 | 15.0554 | 15.0554 | 10.0439 | 10.0439 | 15.0554 | 10.0439 | 10.0439 | 10.0439
LV Generation Non-Intermittent | -16.5891 | -14.1985 | -14.1985 | -9.4722 | -9.4722 | -14.1985 | -9.4722 | -9.4722 | -9.4722
LV Sub Generation Non-Intermittent | -16.5891 | -14.1985 | -14.1985 | -9.4722 | -9.4722 | -14.1985 | -9.4722 | -9.4722 | -9.4722
HV Generation Non-Intermittent | -16.5891 | -14.1985 | -14.1985 | -9.4722 | -9.4722 | -14.1985 | -9.4722 | -9.4722 | -9.4722
2442. Unit rate 2 pseudo load coefficient by network level
Data sources:
x1 = 2440. Pseudo load coefficient by time band and network level (equalised)
x2 = 2405. Split of rate 2 units between distribution time bands
Sum-product calculation =SUMPRODUCT(x1, x2)
| GSPs | 132kV | 132kV/EHV | EHV | EHV/HV | 132kV/HV | HV | HV/LV | LV circuits
Domestic Two Rate | 0.00086318 | 0.20626 | 0.20626 | 0.28283 | 0.28283 | 0.20626 | 0.28283 | 0.28283 | 0.28283
Small Non Domestic Two Rate | 0.0010561 | 0.2076 | 0.2076 | 0.28862 | 0.28862 | 0.2076 | 0.28862 | 0.28862 | 0.28862
LV Medium Non-Domestic | 0 | 0.14005 | 0.14005 | 0.17989 | 0.17989 | 0.14005 | 0.17989 | 0.17989 | 0.17989
LV Sub Medium Non-Domestic | 0 | 0.14005 | 0.14005 | 0.17989 | 0.17989 | 0.14005 | 0.17989 | 0.17989 | 0.17989
HV Medium Non-Domestic | 0 | 0.14005 | 0.14005 | 0.17989 | 0.17989 | 0.14005 | 0.17989 | 0.17989 | 0.17989
LV Network Domestic | 0.042368 | 0.28533 | 0.28533 | 1.2443 | 1.2443 | 0.28533 | 1.2443 | 1.2443 | 1.2443
LV Network Non-Domestic Non-CT | 0.045003 | 0.30298 | 0.30298 | 1.3221 | 1.3221 | 0.30298 | 1.3221 | 1.3221 | 1.3221
LV HH Metered | 0.035378 | 0.23833 | 0.23833 | 1.0396 | 1.0396 | 0.23833 | 1.0396 | 1.0396 | 1.0396
LV Sub HH Metered | 0.03371 | 0.22709 | 0.22709 | 0.99062 | 0.99062 | 0.22709 | 0.99062 | 0.99062 | 0.99062
HV HH Metered | 0.03094 | 0.20844 | 0.20844 | 0.90923 | 0.90923 | 0.20844 | 0.90923 | 0.90923 | 0.90923
LV Generation Non-Intermittent | -0.029179 | -0.19657 | -0.19657 | -0.85747 | -0.85747 | -0.19657 | -0.85747 | -0.85747 | -0.85747
LV Sub Generation Non-Intermittent | -0.029179 | -0.19657 | -0.19657 | -0.85747 | -0.85747 | -0.19657 | -0.85747 | -0.85747 | -0.85747
HV Generation Non-Intermittent | -0.029179 | -0.19657 | -0.19657 | -0.85747 | -0.85747 | -0.19657 | -0.85747 | -0.85747 | -0.85747
2443. Unit rate 3 pseudo load coefficient by network level
Data sources:
x1 = 2440. Pseudo load coefficient by time band and network level (equalised)
x2 = 2406. Split of rate 3 units between distribution time bands (default)
Sum-product calculation =SUMPRODUCT(x1, x2)
| GSPs | 132kV | 132kV/EHV | EHV | EHV/HV | 132kV/HV | HV | HV/LV | LV circuits
LV Network Domestic | 0 | 0.20329 | 0.20329 | 0.26104 | 0.26104 | 0.20329 | 0.26104 | 0.26104 | 0.26104
LV Network Non-Domestic Non-CT | 0 | 0.21587 | 0.21587 | 0.27737 | 0.27737 | 0.21587 | 0.27737 | 0.27737 | 0.27737
LV HH Metered | 0 | 0.16981 | 0.16981 | 0.21811 | 0.21811 | 0.16981 | 0.21811 | 0.21811 | 0.21811
LV Sub HH Metered | 0 | 0.1618 | 0.1618 | 0.20782 | 0.20782 | 0.1618 | 0.20782 | 0.20782 | 0.20782
HV HH Metered | 0 | 0.14851 | 0.14851 | 0.19075 | 0.19075 | 0.14851 | 0.19075 | 0.19075 | 0.19075
LV Generation Non-Intermittent | 0 | -0.14005 | -0.14005 | -0.17989 | -0.17989 | -0.14005 | -0.17989 | -0.17989 | -0.17989
LV Sub Generation Non-Intermittent | 0 | -0.14005 | -0.14005 | -0.17989 | -0.17989 | -0.14005 | -0.17989 | -0.17989 | -0.17989
HV Generation Non-Intermittent | 0 | -0.14005 | -0.14005 | -0.17989 | -0.17989 | -0.14005 | -0.17989 | -0.17989 | -0.17989
2444. Adjust annual hours by special distribution time band to match days in year
Data sources:
x1 = 1066. Typical annual hours by special distribution time band
x2 = 1010. Days in the charging year (in Financial and general assumptions)
x3 = Total hours in the year according to special time band hours input data (in Adjust annual hours by special distribution time band to match days in year)
Kind: | Cell summation | Calculation
Formula: | =SUM(x1) | =x1*24*x2/x3
Annual hours by special distribution time band (reconciled to days in year)
| Hours aggregate | Black | Yellow | Green
Adjust annual hours by special distribution time band to match days in year | 8760 | 150.411 | 3826.4548 | 4807.1342
2445. Normalisation of split of rate 1 units by special time band
Data sources:
x1 = 1064. Average split of rate 1 units by special distribution time band
x2 = Total split (in Normalisation of split of rate 1 units by special time band)
x3 = 2444. Annual hours by special distribution time band (reconciled to days in year) (in Adjust annual hours by special distribution time band to match days in year)
x4 = 1010. Days in the charging year (in Financial and general assumptions)
Kind: | Cell summation | Calculation
Formula: | =SUM(x1) | =IF(x2,x1/x2,x3/x4/24)
Normalised split of rate 1 units by special distribution time band
| Total split | Black | Yellow | Green
NHH UMS category A | 100% | 1.75% | 43.48% | 54.77%
NHH UMS category B | 100% | 3.322% | 15.16% | 81.52%
NHH UMS category C | 100% | 6.032% | 24.88% | 69.09%
NHH UMS category D | 100% | 0.2463% | 69.86% | 29.89%
2446. Split of rate 1 units between special distribution time bands
Data sources:
x1 = 2445. Normalised split of rate 1 units by special distribution time band (in Normalisation of split of rate 1 units by special time band)
x2 = Split of rate 1 units between special distribution time bands (default)
Combine tables = x1 or x2
| Black | Yellow | Green
NHH UMS category A | 1.75% | 43.48% | 54.77%
NHH UMS category B | 3.322% | 15.16% | 81.52%
NHH UMS category C | 6.032% | 24.88% | 69.09%
NHH UMS category D | 0.2463% | 69.86% | 29.89%
LV UMS (Pseudo HH Metered) | 100% | 0% | 0%
2447. Split of rate 2 units between special distribution time bands (default)
| Black | Yellow | Green
LV UMS (Pseudo HH Metered) | 0% | 100% | 0%
2448. Split of rate 3 units between special distribution time bands (default)
| Black | Yellow | Green
LV UMS (Pseudo HH Metered) | 0% | 0% | 100%
2449. Calculation of implied special load coefficients for one-rate users
Data sources:
x1 = 2407. All units (MWh)
x2 = 2305. Rate 1 units (MWh) (in Equivalent volume for each end user)
x3 = 2446. Split of rate 1 units between special distribution time bands
x4 = 2444. Annual hours by special distribution time band (reconciled to days in year) (in Adjust annual hours by special distribution time band to match days in year)
x5 = Use of special distribution time bands by units in demand forecast for one-rate tariffs (in Calculation of implied special load coefficients for one-rate users)
x6 = 1010. Days in the charging year (in Financial and general assumptions)
Kind: | Calculation |  |  | Calculation
Formula: | =IF(x1>0,(x2*x3)/x1,0) |  |  | =IF(x4>0,x5*x6*24/x4,0)
Use of special distribution time bands by units in demand forecast for one-rate tariffs
| Black | Yellow | Green | Peak band special load coefficient for one-rate tariffs
NHH UMS category A | 1.75% | 43.48% | 54.77% | 1.0222
NHH UMS category B | 3.322% | 15.16% | 81.52% | 1.9399
NHH UMS category C | 6.032% | 24.88% | 69.09% | 3.5229
NHH UMS category D | 0% | 0% | 0% | 0
2450. Calculation of implied special load coefficients for three-rate users
Data sources:
x1 = 2407. All units (MWh)
x2 = 2305. Rate 1 units (MWh) (in Equivalent volume for each end user)
x3 = 2446. Split of rate 1 units between special distribution time bands
x4 = 2305. Rate 2 units (MWh) (in Equivalent volume for each end user)
x5 = 2447. Split of rate 2 units between special distribution time bands (default)
x6 = 2305. Rate 3 units (MWh) (in Equivalent volume for each end user)
x7 = 2448. Split of rate 3 units between special distribution time bands (default)
x8 = 2444. Annual hours by special distribution time band (reconciled to days in year) (in Adjust annual hours by special distribution time band to match days in year)
x9 = Use of special distribution time bands by units in demand forecast for three-rate tariffs (in Calculation of implied special load coefficients for three-rate users)
x10 = 1010. Days in the charging year (in Financial and general assumptions)
Kind: | Calculation |  |  | Calculation
Formula: | =IF(x1>0,(x2*x3+x4*x5+x6*x7)/x1,0) |  |  | =IF(x8>0,x9*x10*24/x8,0)
Use of special distribution time bands by units in demand forecast for three-rate tariffs
| Black | Yellow | Green | Peak band special load coefficient for three-rate tariffs
LV UMS (Pseudo HH Metered) | 3.458% | 22.09% | 74.45% | 2.0193
2451. Estimated contributions to peak demand
Data sources:
x1 = 2449. Peak band special load coefficient for one-rate tariffs (in Calculation of implied special load coefficients for one-rate users)
x2 = 2450. Peak band special load coefficient for three-rate tariffs (in Calculation of implied special load coefficients for three-rate users)
x3 = Peak band special load coefficient (in Estimated contributions to peak demand)
x4 = 2407. All units (MWh)
x5 = 1010. Days in the charging year (in Financial and general assumptions)
x6 = 2302. Load coefficient
Kind: | Combine tables | Calculation | Calculation
Formula: | = x1 or x2 | =x3*x4/24/x5*1000 | =x6*x4/24/x5*1000
| Peak band special load coefficient | Contribution to peak band kW | Contribution to system-peak-time kW
NHH UMS category A | 1.0222 | 1584.2448 | 1549.8047
NHH UMS category B | 1.9399 | 1093.2322 | 1165.988
NHH UMS category C | 3.5229 | 260.141 | 264.3036
NHH UMS category D | 0 | 0 | 0
LV UMS (Pseudo HH Metered) | 2.0193 | 27347.6487 | 28708.8017
2452. Load coefficient correction factor for the group
Data sources:
x1 = 2451. Contribution to peak band kW (in Estimated contributions to peak demand)
x2 = 2451. Contribution to system-peak-time kW (in Estimated contributions to peak demand)
Calculation =IF(SUM(x1),SUM(x2)/SUM(x1),0)
Load coefficient correction factor for the group
Load coefficient correction factor for the group | 1.0463
2453. Calculation of special peaking probabilities
Data sources:
x1 = 2412. Normalised peaking probabilities (in Normalisation of peaking probabilities)
x2 = Amber peaking probabilities (in Calculation of special peaking probabilities)
x3 = 1010. Days in the charging year (in Financial and general assumptions)
x4 = 2401. Annual hours by distribution time band (reconciled to days in year) (in Adjust annual hours by distribution time band to match days in year)
x5 = 1069. Black peaking probabilities (in Peaking probabilities by network level)
x6 = Red peaking probabilities (in Calculation of special peaking probabilities)
x7 = Amber peaking rates (in Calculation of special peaking probabilities)
x8 = 2444. Annual hours by special distribution time band (reconciled to days in year) (in Adjust annual hours by special distribution time band to match days in year)
x9 = Yellow peaking probabilities (in Calculation of special peaking probabilities)
x10 = Green peaking probabilities (in Calculation of special peaking probabilities)
Kind: | Copy cells | Copy cells | Copy cells | Calculation | Calculation | Calculation
Formula: | =x1 | =x1 | =x1 | =x2*24*x3/x4 | =IF(x5,MAX(0,x2+x6-x5),x7*x8/x3/24) | =1-x9-x10
| Red peaking probabilities | Amber peaking probabilities | Green peaking probabilities | Amber peaking rates | Yellow peaking probabilities | Black peaking probabilities
GSPs | 98.85% | 1.147% | 0% | 0.029179 | 8.991% | 91.01%
132kV | 84.61% | 7.728% | 7.665% | 0.19657 | 15.77% | 76.57%
132kV/EHV | 84.61% | 7.728% | 7.665% | 0.19657 | 15.77% | 76.57%
EHV | 56.44% | 33.71% | 9.845% | 0.85747 | 41.11% | 49.04%
EHV/HV | 56.44% | 33.71% | 9.845% | 0.85747 | 41.11% | 49.04%
132kV/HV | 84.61% | 7.728% | 7.665% | 0.19657 | 15.77% | 76.57%
HV | 56.44% | 33.71% | 9.845% | 0.85747 | 41.11% | 49.04%
HV/LV | 56.44% | 33.71% | 9.845% | 0.85747 | 41.11% | 49.04%
LV circuits | 56.44% | 33.71% | 9.845% | 0.85747 | 41.11% | 49.04%
2454. Special peaking probabilities by network level
Data sources:
x1 = 2453. Green peaking probabilities (in Calculation of special peaking probabilities)
x2 = 2453. Yellow peaking probabilities (in Calculation of special peaking probabilities)
x3 = 2453. Black peaking probabilities (in Calculation of special peaking probabilities)
Combine tables = x1 or x2 or x3
| Black | Yellow | Green
GSPs | 91.01% | 8.991% | 0%
132kV | 76.57% | 15.77% | 7.665%
132kV/EHV | 76.57% | 15.77% | 7.665%
EHV | 49.04% | 41.11% | 9.845%
EHV/HV | 49.04% | 41.11% | 9.845%
132kV/HV | 76.57% | 15.77% | 7.665%
HV | 49.04% | 41.11% | 9.845%
HV/LV | 49.04% | 41.11% | 9.845%
LV circuits | 49.04% | 41.11% | 9.845%
2455. Special peaking probabilities by network level (reshaped)
Data sources:
x1 = 2454. Special peaking probabilities by network level
Reshape table = x1
| GSPs | Black | Yellow | Green | 132kV | Black | Yellow | Green | 132kV/EHV | Black | Yellow | Green | EHV | Black | Yellow | Green | EHV/HV | Black | Yellow | Green | 132kV/HV | Black | Yellow | Green | HV | Black | Yellow | Green | HV/LV | Black | Yellow | Green | LV circuits | Black | Yellow | Green
Probability of peak within timeband |  | 91.01% | 8.991% | 0% |  | 76.57% | 15.77% | 7.665% |  | 76.57% | 15.77% | 7.665% |  | 49.04% | 41.11% | 9.845% |  | 49.04% | 41.11% | 9.845% |  | 76.57% | 15.77% | 7.665% |  | 49.04% | 41.11% | 9.845% |  | 49.04% | 41.11% | 9.845% |  | 49.04% | 41.11% | 9.845%
2456. Pseudo load coefficient by special time band and network level
Data sources:
x1 = 2444. Annual hours by special distribution time band (reconciled to days in year) (in Adjust annual hours by special distribution time band to match days in year)
x2 = 2452. Load coefficient correction factor for the group
x3 = 2455. Special peaking probabilities by network level (reshaped)
x4 = 1010. Days in the charging year (in Financial and general assumptions)
Calculation =IF(x1>0,x2*x3*24*x4/x1,0)
| GSPs | Black | Yellow | Green | 132kV | Black | Yellow | Green | 132kV/EHV | Black | Yellow | Green | EHV | Black | Yellow | Green | EHV/HV | Black | Yellow | Green | 132kV/HV | Black | Yellow | Green | HV | Black | Yellow | Green | HV/LV | Black | Yellow | Green | LV circuits | Black | Yellow | Green
Pseudo load coefficient by special time band and network level |  | 55.6128 | 0.21596 | 0 |  | 46.7891 | 0.37869 | 0.14654 |  | 46.7891 | 0.37869 | 0.14654 |  | 29.9678 | 0.98754 | 0.18823 |  | 29.9678 | 0.98754 | 0.18823 |  | 46.7891 | 0.37869 | 0.14654 |  | 29.9678 | 0.98754 | 0.18823 |  | 29.9678 | 0.98754 | 0.18823 |  | 29.9678 | 0.98754 | 0.18823
2457. Unit rate 1 pseudo load coefficient by network level (special)
Data sources:
x1 = 2456. Pseudo load coefficient by special time band and network level
x2 = 2446. Split of rate 1 units between special distribution time bands
Sum-product calculation =SUMPRODUCT(x1, x2)
| GSPs | 132kV | 132kV/EHV | EHV | EHV/HV | 132kV/HV | HV | HV/LV | LV circuits
NHH UMS category A | 1.0673 | 1.0639 | 1.0639 | 1.057 | 1.057 | 1.0639 | 1.057 | 1.057 | 1.057
NHH UMS category B | 1.88 | 1.7311 | 1.7311 | 1.2986 | 1.2986 | 1.7311 | 1.2986 | 1.2986 | 1.2986
NHH UMS category C | 3.4085 | 3.0179 | 3.0179 | 2.1835 | 2.1835 | 3.0179 | 2.1835 | 2.1835 | 2.1835
NHH UMS category D | 0.28785 | 0.42361 | 0.42361 | 0.81998 | 0.81998 | 0.42361 | 0.81998 | 0.81998 | 0.81998
LV UMS (Pseudo HH Metered) | 55.6128 | 46.7891 | 46.7891 | 29.9678 | 29.9678 | 46.7891 | 29.9678 | 29.9678 | 29.9678
2458. Unit rate 2 pseudo load coefficient by network level (special)
Data sources:
x1 = 2456. Pseudo load coefficient by special time band and network level
x2 = 2447. Split of rate 2 units between special distribution time bands (default)
Sum-product calculation =SUMPRODUCT(x1, x2)
| GSPs | 132kV | 132kV/EHV | EHV | EHV/HV | 132kV/HV | HV | HV/LV | LV circuits
LV UMS (Pseudo HH Metered) | 0.21596 | 0.37869 | 0.37869 | 0.98754 | 0.98754 | 0.37869 | 0.98754 | 0.98754 | 0.98754
2459. Unit rate 3 pseudo load coefficient by network level (special)
Data sources:
x1 = 2456. Pseudo load coefficient by special time band and network level
x2 = 2448. Split of rate 3 units between special distribution time bands (default)
Sum-product calculation =SUMPRODUCT(x1, x2)
| GSPs | 132kV | 132kV/EHV | EHV | EHV/HV | 132kV/HV | HV | HV/LV | LV circuits
LV UMS (Pseudo HH Metered) | 0 | 0.14654 | 0.14654 | 0.18823 | 0.18823 | 0.14654 | 0.18823 | 0.18823 | 0.18823
2460. Unit rate 1 pseudo load coefficient by network level (combined)
Data sources:
x1 = 2441. Unit rate 1 pseudo load coefficient by network level
x2 = 2457. Unit rate 1 pseudo load coefficient by network level (special)
Combine tables = x1 or x2
| GSPs | 132kV | 132kV/EHV | EHV | EHV/HV | 132kV/HV | HV | HV/LV | LV circuits
Domestic Unrestricted | 2.1519 | 2.0481 | 2.0481 | 1.9095 | 1.9095 | 2.0481 | 1.9095 | 1.9095 | 1.9095
Domestic Two Rate | 2.6102 | 2.4415 | 2.4415 | 2.2428 | 2.2428 | 2.4415 | 2.2428 | 2.2428 | 2.2428
Domestic Off Peak (related MPAN) | 0.024718 | 0.16445 | 0.16445 | 0.26545 | 0.26545 | 0.16445 | 0.26545 | 0.26545 | 0.26545
Small Non Domestic Unrestricted | 1.6475 | 1.6454 | 1.6454 | 1.7983 | 1.7983 | 1.6454 | 1.7983 | 1.7983 | 1.7983
Small Non Domestic Two Rate | 1.975 | 1.9092 | 1.9092 | 1.9841 | 1.9841 | 1.9092 | 1.9841 | 1.9841 | 1.9841
Small Non Domestic Off Peak (related MPAN) | 0.035857 | 0.1731 | 0.1731 | 0.2747 | 0.2747 | 0.1731 | 0.2747 | 0.2747 | 0.2747
LV Medium Non-Domestic | 1.3866 | 1.3348 | 1.3348 | 1.3664 | 1.3664 | 1.3348 | 1.3664 | 1.3664 | 1.3664
LV Sub Medium Non-Domestic | 1.3681 | 1.3191 | 1.3191 | 1.3553 | 1.3553 | 1.3191 | 1.3553 | 1.3553 | 1.3553
HV Medium Non-Domestic | 1.394 | 1.3415 | 1.3415 | 1.3794 | 1.3794 | 1.3415 | 1.3794 | 1.3794 | 1.3794
LV Network Domestic | 24.0875 | 20.6095 | 20.6095 | 13.7449 | 13.7449 | 20.6095 | 13.7449 | 13.7449 | 13.7449
LV Network Non-Domestic Non-CT | 25.5855 | 21.8846 | 21.8846 | 14.6051 | 14.6051 | 21.8846 | 14.6051 | 14.6051 | 14.6051
LV HH Metered | 20.1136 | 17.215 | 17.215 | 11.4846 | 11.4846 | 17.215 | 11.4846 | 11.4846 | 11.4846
LV Sub HH Metered | 19.1651 | 16.4032 | 16.4032 | 10.943 | 10.943 | 16.4032 | 10.943 | 10.943 | 10.943
HV HH Metered | 17.5904 | 15.0554 | 15.0554 | 10.0439 | 10.0439 | 15.0554 | 10.0439 | 10.0439 | 10.0439
NHH UMS category A | 1.0673 | 1.0639 | 1.0639 | 1.057 | 1.057 | 1.0639 | 1.057 | 1.057 | 1.057
NHH UMS category B | 1.88 | 1.7311 | 1.7311 | 1.2986 | 1.2986 | 1.7311 | 1.2986 | 1.2986 | 1.2986
NHH UMS category C | 3.4085 | 3.0179 | 3.0179 | 2.1835 | 2.1835 | 3.0179 | 2.1835 | 2.1835 | 2.1835
NHH UMS category D | 0.28785 | 0.42361 | 0.42361 | 0.81998 | 0.81998 | 0.42361 | 0.81998 | 0.81998 | 0.81998
LV UMS (Pseudo HH Metered) | 55.6128 | 46.7891 | 46.7891 | 29.9678 | 29.9678 | 46.7891 | 29.9678 | 29.9678 | 29.9678
LV Generation Non-Intermittent | -16.5891 | -14.1985 | -14.1985 | -9.4722 | -9.4722 | -14.1985 | -9.4722 | -9.4722 | -9.4722
LV Sub Generation Non-Intermittent | -16.5891 | -14.1985 | -14.1985 | -9.4722 | -9.4722 | -14.1985 | -9.4722 | -9.4722 | -9.4722
HV Generation Non-Intermittent | -16.5891 | -14.1985 | -14.1985 | -9.4722 | -9.4722 | -14.1985 | -9.4722 | -9.4722 | -9.4722
2461. Unit rate 2 pseudo load coefficient by network level (combined)
Data sources:
x1 = 2442. Unit rate 2 pseudo load coefficient by network level
x2 = 2458. Unit rate 2 pseudo load coefficient by network level (special)
Combine tables = x1 or x2
| GSPs | 132kV | 132kV/EHV | EHV | EHV/HV | 132kV/HV | HV | HV/LV | LV circuits
Domestic Two Rate | 0.00086318 | 0.20626 | 0.20626 | 0.28283 | 0.28283 | 0.20626 | 0.28283 | 0.28283 | 0.28283
Small Non Domestic Two Rate | 0.0010561 | 0.2076 | 0.2076 | 0.28862 | 0.28862 | 0.2076 | 0.28862 | 0.28862 | 0.28862
LV Medium Non-Domestic | 0 | 0.14005 | 0.14005 | 0.17989 | 0.17989 | 0.14005 | 0.17989 | 0.17989 | 0.17989
LV Sub Medium Non-Domestic | 0 | 0.14005 | 0.14005 | 0.17989 | 0.17989 | 0.14005 | 0.17989 | 0.17989 | 0.17989
HV Medium Non-Domestic | 0 | 0.14005 | 0.14005 | 0.17989 | 0.17989 | 0.14005 | 0.17989 | 0.17989 | 0.17989
LV Network Domestic | 0.042368 | 0.28533 | 0.28533 | 1.2443 | 1.2443 | 0.28533 | 1.2443 | 1.2443 | 1.2443
LV Network Non-Domestic Non-CT | 0.045003 | 0.30298 | 0.30298 | 1.3221 | 1.3221 | 0.30298 | 1.3221 | 1.3221 | 1.3221
LV HH Metered | 0.035378 | 0.23833 | 0.23833 | 1.0396 | 1.0396 | 0.23833 | 1.0396 | 1.0396 | 1.0396
LV Sub HH Metered | 0.03371 | 0.22709 | 0.22709 | 0.99062 | 0.99062 | 0.22709 | 0.99062 | 0.99062 | 0.99062
HV HH Metered | 0.03094 | 0.20844 | 0.20844 | 0.90923 | 0.90923 | 0.20844 | 0.90923 | 0.90923 | 0.90923
LV UMS (Pseudo HH Metered) | 0.21596 | 0.37869 | 0.37869 | 0.98754 | 0.98754 | 0.37869 | 0.98754 | 0.98754 | 0.98754
LV Generation Non-Intermittent | -0.029179 | -0.19657 | -0.19657 | -0.85747 | -0.85747 | -0.19657 | -0.85747 | -0.85747 | -0.85747
LV Sub Generation Non-Intermittent | -0.029179 | -0.19657 | -0.19657 | -0.85747 | -0.85747 | -0.19657 | -0.85747 | -0.85747 | -0.85747
HV Generation Non-Intermittent | -0.029179 | -0.19657 | -0.19657 | -0.85747 | -0.85747 | -0.19657 | -0.85747 | -0.85747 | -0.85747
2462. Unit rate 3 pseudo load coefficient by network level (combined)
Data sources:
x1 = 2443. Unit rate 3 pseudo load coefficient by network level
x2 = 2459. Unit rate 3 pseudo load coefficient by network level (special)
Combine tables = x1 or x2
| GSPs | 132kV | 132kV/EHV | EHV | EHV/HV | 132kV/HV | HV | HV/LV | LV circuits
LV Network Domestic | 0 | 0.20329 | 0.20329 | 0.26104 | 0.26104 | 0.20329 | 0.26104 | 0.26104 | 0.26104
LV Network Non-Domestic Non-CT | 0 | 0.21587 | 0.21587 | 0.27737 | 0.27737 | 0.21587 | 0.27737 | 0.27737 | 0.27737
LV HH Metered | 0 | 0.16981 | 0.16981 | 0.21811 | 0.21811 | 0.16981 | 0.21811 | 0.21811 | 0.21811
LV Sub HH Metered | 0 | 0.1618 | 0.1618 | 0.20782 | 0.20782 | 0.1618 | 0.20782 | 0.20782 | 0.20782
HV HH Metered | 0 | 0.14851 | 0.14851 | 0.19075 | 0.19075 | 0.14851 | 0.19075 | 0.19075 | 0.19075
LV UMS (Pseudo HH Metered) | 0 | 0.14654 | 0.14654 | 0.18823 | 0.18823 | 0.14654 | 0.18823 | 0.18823 | 0.18823
LV Generation Non-Intermittent | 0 | -0.14005 | -0.14005 | -0.17989 | -0.17989 | -0.14005 | -0.17989 | -0.17989 | -0.17989
LV Sub Generation Non-Intermittent | 0 | -0.14005 | -0.14005 | -0.17989 | -0.17989 | -0.14005 | -0.17989 | -0.17989 | -0.17989
HV Generation Non-Intermittent | 0 | -0.14005 | -0.14005 | -0.17989 | -0.17989 | -0.14005 | -0.17989 | -0.17989 | -0.17989
Forecast simultaneous maximum load for South West in 0 (Forecast)
2501. Contributions of users on one-rate multi tariffs to system simultaneous maximum load by network level (kW)
Data sources:
x1 = 2305. Rate 1 units (MWh) (in Equivalent volume for each end user)
x2 = 2460. Unit rate 1 pseudo load coefficient by network level (combined)
x3 = 2012. Loss adjustment factors between end user meter reading and each network level, scaled by network use
x4 = 1010. Days in the charging year (in Financial and general assumptions)
Calculation =(x1*x2)*x3/(24*x4)*1000
| GSPs | 132kV | 132kV/EHV | EHV | EHV/HV | 132kV/HV | HV | HV/LV | LV circuits
Domestic Unrestricted | 1093648.7219 | 1032618.6678 | 1029554.5174 | 947690.8683 | 938525.5794 | 0 | 918103.5469 | 906949.0178 | 894410.5522
Domestic Off Peak (related MPAN) | 192.6725 | 1271.6753 | 1267.9018 | 2020.6706 | 2001.1283 | 0 | 1957.5844 | 1933.8006 | 1907.0661
Small Non Domestic Unrestricted | 235485.3681 | 233320.4083 | 232628.0628 | 251015.0219 | 248587.4104 | 0 | 243178.2237 | 240223.7219 | 236902.6566
Small Non Domestic Off Peak (related MPAN) | 101.5559 | 486.3597 | 484.9165 | 759.7667 | 752.4189 | 0 | 736.0465 | 727.1038 | 717.0517
NHH UMS category A | 1794.7662 | 1774.8064 | 1769.5399 | 1735.7939 | 1719.0067 | 0 | 1681.6016 | 1661.1709 | 1638.2055
NHH UMS category B | 1149.5594 | 1050.0735 | 1046.9576 | 775.412 | 767.9128 | 0 | 751.2033 | 742.0765 | 731.8174
NHH UMS category C | 273.0867 | 239.8779 | 239.1661 | 170.8414 | 169.1892 | 0 | 165.5077 | 163.4968 | 161.2365
NHH UMS category D | 0 | 0 | 0 | 0 | 0 | 0 | 0 | 0 | 0
2502. Contributions of users on two-rate multi tariffs to system simultaneous maximum load by network level (kW)
Data sources:
x1 = 2305. Rate 1 units (MWh) (in Equivalent volume for each end user)
x2 = 2460. Unit rate 1 pseudo load coefficient by network level (combined)
x3 = 2305. Rate 2 units (MWh) (in Equivalent volume for each end user)
x4 = 2461. Unit rate 2 pseudo load coefficient by network level (combined)
x5 = 2012. Loss adjustment factors between end user meter reading and each network level, scaled by network use
x6 = 1010. Days in the charging year (in Financial and general assumptions)
Calculation =(x1*x2+x3*x4)*x5/(24*x6)*1000
| GSPs | 132kV | 132kV/EHV | EHV | EHV/HV | 132kV/HV | HV | HV/LV | LV circuits
Domestic Two Rate | 210571.7457 | 212700.1866 | 212069.0288 | 200070.6 | 198135.6812 | 0 | 193824.3088 | 191469.434 | 188822.3911
Small Non Domestic Two Rate | 90337.1579 | 90961.3819 | 90691.4668 | 94559.7999 | 93645.2951 | 0 | 91607.6018 | 90494.6122 | 89243.5347
LV Medium Non-Domestic | 0 | 0 | 0 | 0 | 0 | 0 | 0 | 0 | 0
LV Sub Medium Non-Domestic | 0 | 0 | 0 | 0 | 0 | 0 | 0 | 0 | 0
HV Medium Non-Domestic | 0 | 0 | 0 | 0 | 0 | 0 | 0 | 0 | 0
2503. Contributions of users on three-rate multi tariffs to system simultaneous maximum load by network level (kW)
Data sources:
x1 = 2305. Rate 1 units (MWh) (in Equivalent volume for each end user)
x2 = 2460. Unit rate 1 pseudo load coefficient by network level (combined)
x3 = 2305. Rate 2 units (MWh) (in Equivalent volume for each end user)
x4 = 2461. Unit rate 2 pseudo load coefficient by network level (combined)
x5 = 2305. Rate 3 units (MWh) (in Equivalent volume for each end user)
x6 = 2462. Unit rate 3 pseudo load coefficient by network level (combined)
x7 = 2012. Loss adjustment factors between end user meter reading and each network level, scaled by network use
x8 = 1010. Days in the charging year (in Financial and general assumptions)
Calculation =(x1*x2+x3*x4+x5*x6)*x7/(24*x8)*1000
| GSPs | 132kV | 132kV/EHV | EHV | EHV/HV | 132kV/HV | HV | HV/LV | LV circuits
LV Network Domestic | 0 | 0 | 0 | 0 | 0 | 0 | 0 | 0 | 0
LV Network Non-Domestic Non-CT | 85282.7043 | 83842.1114 | 83593.3217 | 85037.9964 | 84215.5786 | 0 | 82383.0731 | 81382.1573 | 80257.0583
LV HH Metered | 210186.9506 | 205138.1278 | 204529.4093 | 206057.7274 | 204064.9061 | 0 | 199624.5155 | 197199.1709 | 194472.9151
LV Sub HH Metered | 121790.5938 | 119507.1283 | 119152.5077 | 121055.8216 | 119885.069 | 0 | 117276.4062 | 115851.5526 | 0
HV HH Metered | 337702.8223 | 332678.3557 | 331691.1796 | 333364.6478 | 330140.6183 | 0 | 322956.8584 | 0 | 0
LV UMS (Pseudo HH Metered) | 28957.1458 | 26394.2734 | 26315.9521 | 20011.1286 | 19817.5974 | 0 | 19386.3725 | 19150.8371 | 18886.079
LV Generation Non-Intermittent | -349.736 | -346.7921 | -345.763 | -351.3785 | -347.9803 | 0 | -340.4083 | -336.2725 | 0
LV Sub Generation Non-Intermittent | -520.0767 | -510.2386 | -508.7246 | -481.9979 | -477.3364 | 0 | -466.9497 | 0 | 0
HV Generation Non-Intermittent | -31878.1288 | -31453.8247 | -31360.4899 | -30545.7964 | -30250.3825 | 0 | 0 | 0 | 0
2504. Estimated contributions of users on each tariff to system simultaneous maximum load by network level (kW)
Data sources:
x1 = 2407. All units (MWh)
x2 = 2302. Load coefficient
x3 = 2012. Loss adjustment factors between end user meter reading and each network level, scaled by network use
x4 = 1010. Days in the charging year (in Financial and general assumptions)
Calculation =x1*x2*x3/(24*x4)*1000
| GSPs | 132kV | 132kV/EHV | EHV | EHV/HV | 132kV/HV | HV | HV/LV | LV circuits
Domestic Unrestricted | 1096286.1905 | 1087585.5064 | 1084358.2497 | 1070591.9829 | 1060238.0952 | 0 | 1037167.6353 | 1024566.5332 | 1010402.0189
Domestic Two Rate | 211076.9708 | 209401.7568 | 208780.3866 | 206129.8543 | 204136.3354 | 0 | 199694.3906 | 197268.197 | 194540.987
Domestic Off Peak (related MPAN) | 0 | 0 | 0 | 0 | 0 | 0 | 0 | 0 | 0
Small Non Domestic Unrestricted | 236194.0185 | 234319.4628 | 233624.1528 | 230658.2212 | 228427.484 | 0 | 223456.9711 | 220742.0734 | 217690.3396
Small Non Domestic Two Rate | 90784.3775 | 90063.8666 | 89796.6147 | 88656.6187 | 87799.2045 | 0 | 85888.7204 | 84845.2126 | 83672.2373
Small Non Domestic Off Peak (related MPAN) | 0 | 0 | 0 | 0 | 0 | 0 | 0 | 0 | 0
LV Medium Non-Domestic | 0 | 0 | 0 | 0 | 0 | 0 | 0 | 0 | 0
LV Sub Medium Non-Domestic | 0 | 0 | 0 | 0 | 0 | 0 | 0 | 0 | 0
HV Medium Non-Domestic | 0 | 0 | 0 | 0 | 0 | 0 | 0 | 0 | 0
LV Network Domestic | 0 | 0 | 0 | 0 | 0 | 0 | 0 | 0 | 0
LV Network Non-Domestic Non-CT | 82723.6279 | 82067.0911 | 81823.5686 | 80784.7928 | 80003.5086 | 0 | 78262.6564 | 77311.8017 | 76242.975
LV HH Metered | 209939.8709 | 208273.6814 | 207655.6586 | 205019.4052 | 203036.6256 | 0 | 198618.6101 | 196205.4868 | 193492.9685
LV Sub HH Metered | 121606.2037 | 120641.0751 | 120283.0897 | 118756.0583 | 117607.5471 | 0 | 115048.4425 | 113650.6576 | 0
HV HH Metered | 337384.1572 | 334706.5051 | 333713.3108 | 329476.716 | 326290.2874 | 0 | 319190.3095 | 0 | 0
NHH UMS category A | 1681.5381 | 1668.1926 | 1663.2424 | 1642.127 | 1626.2457 | 0 | 1590.8591 | 1571.5309 | 1549.8047
NHH UMS category B | 1265.097 | 1255.0565 | 1251.3323 | 1235.4463 | 1223.498 | 0 | 1196.8751 | 1182.3336 | 1165.988
NHH UMS category C | 286.7694 | 284.4934 | 283.6492 | 280.0482 | 277.3398 | 0 | 271.305 | 268.0087 | 264.3036
NHH UMS category D | 0 | 0 | 0 | 0 | 0 | 0 | 0 | 0 | 0
LV UMS (Pseudo HH Metered) | 31149.0498 | 30901.8351 | 30810.1383 | 30418.994 | 30124.8064 | 0 | 29469.2997 | 29111.2615 | 28708.8017
LV Generation NHH or Aggregate HH | -423.4696 | -420.1088 | -418.8622 | -413.5446 | -409.5451 | 0 | -400.6335 | -395.766 | 0
LV Sub Generation NHH | 0 | 0 | 0 | 0 | 0 | 0 | 0 | 0 | 0
LV Generation Intermittent | -10111.8661 | -10031.6132 | -10001.8458 | -9874.8693 | -9779.3676 | 0 | -9566.5715 | -9450.3422 | 0
LV Generation Non-Intermittent | -344.759 | -342.0228 | -341.0079 | -336.6787 | -333.4227 | 0 | -326.1675 | -322.2047 | 0
LV Sub Generation Intermittent | -1564.9802 | -1552.5597 | -1547.9527 | -1528.301 | -1513.5205 | 0 | -1480.5868 | 0 | 0
LV Sub Generation Non-Intermittent | -485.9712 | -482.1143 | -480.6837 | -474.5812 | -469.9915 | 0 | -459.7646 | 0 | 0
HV Generation Intermittent | -45068.2112 | -44710.527 | -44577.8548 | -44011.925 | -43586.2778 | 0 | 0 | 0 | 0
HV Generation Non-Intermittent | -30783.3089 | -30538.9969 | -30448.3768 | -30061.8251 | -29771.0918 | 0 | 0 | 0 | 0
2505. Contributions of users on each tariff to system simultaneous maximum load by network level (kW)
Data sources:
x1 = 2501. Contributions of users on one-rate multi tariffs to system simultaneous maximum load by network level (kW)
x2 = 2502. Contributions of users on two-rate multi tariffs to system simultaneous maximum load by network level (kW)
x3 = 2503. Contributions of users on three-rate multi tariffs to system simultaneous maximum load by network level (kW)
x4 = 2504. Estimated contributions of users on each tariff to system simultaneous maximum load by network level (kW)
Combine tables = x1 or x2 or x3 or x4
| GSPs | 132kV | 132kV/EHV | EHV | EHV/HV | 132kV/HV | HV | HV/LV | LV circuits
Domestic Unrestricted | 1093648.7219 | 1032618.6678 | 1029554.5174 | 947690.8683 | 938525.5794 | 0 | 918103.5469 | 906949.0178 | 894410.5522
Domestic Two Rate | 210571.7457 | 212700.1866 | 212069.0288 | 200070.6 | 198135.6812 | 0 | 193824.3088 | 191469.434 | 188822.3911
Domestic Off Peak (related MPAN) | 192.6725 | 1271.6753 | 1267.9018 | 2020.6706 | 2001.1283 | 0 | 1957.5844 | 1933.8006 | 1907.0661
Small Non Domestic Unrestricted | 235485.3681 | 233320.4083 | 232628.0628 | 251015.0219 | 248587.4104 | 0 | 243178.2237 | 240223.7219 | 236902.6566
Small Non Domestic Two Rate | 90337.1579 | 90961.3819 | 90691.4668 | 94559.7999 | 93645.2951 | 0 | 91607.6018 | 90494.6122 | 89243.5347
Small Non Domestic Off Peak (related MPAN) | 101.5559 | 486.3597 | 484.9165 | 759.7667 | 752.4189 | 0 | 736.0465 | 727.1038 | 717.0517
LV Medium Non-Domestic | 0 | 0 | 0 | 0 | 0 | 0 | 0 | 0 | 0
LV Sub Medium Non-Domestic | 0 | 0 | 0 | 0 | 0 | 0 | 0 | 0 | 0
HV Medium Non-Domestic | 0 | 0 | 0 | 0 | 0 | 0 | 0 | 0 | 0
LV Network Domestic | 0 | 0 | 0 | 0 | 0 | 0 | 0 | 0 | 0
LV Network Non-Domestic Non-CT | 85282.7043 | 83842.1114 | 83593.3217 | 85037.9964 | 84215.5786 | 0 | 82383.0731 | 81382.1573 | 80257.0583
LV HH Metered | 210186.9506 | 205138.1278 | 204529.4093 | 206057.7274 | 204064.9061 | 0 | 199624.5155 | 197199.1709 | 194472.9151
LV Sub HH Metered | 121790.5938 | 119507.1283 | 119152.5077 | 121055.8216 | 119885.069 | 0 | 117276.4062 | 115851.5526 | 0
HV HH Metered | 337702.8223 | 332678.3557 | 331691.1796 | 333364.6478 | 330140.6183 | 0 | 322956.8584 | 0 | 0
NHH UMS category A | 1794.7662 | 1774.8064 | 1769.5399 | 1735.7939 | 1719.0067 | 0 | 1681.6016 | 1661.1709 | 1638.2055
NHH UMS category B | 1149.5594 | 1050.0735 | 1046.9576 | 775.412 | 767.9128 | 0 | 751.2033 | 742.0765 | 731.8174
NHH UMS category C | 273.0867 | 239.8779 | 239.1661 | 170.8414 | 169.1892 | 0 | 165.5077 | 163.4968 | 161.2365
NHH UMS category D | 0 | 0 | 0 | 0 | 0 | 0 | 0 | 0 | 0
LV UMS (Pseudo HH Metered) | 28957.1458 | 26394.2734 | 26315.9521 | 20011.1286 | 19817.5974 | 0 | 19386.3725 | 19150.8371 | 18886.079
LV Generation NHH or Aggregate HH | -423.4696 | -420.1088 | -418.8622 | -413.5446 | -409.5451 | 0 | -400.6335 | -395.766 | 0
LV Sub Generation NHH | 0 | 0 | 0 | 0 | 0 | 0 | 0 | 0 | 0
LV Generation Intermittent | -10111.8661 | -10031.6132 | -10001.8458 | -9874.8693 | -9779.3676 | 0 | -9566.5715 | -9450.3422 | 0
LV Generation Non-Intermittent | -349.736 | -346.7921 | -345.763 | -351.3785 | -347.9803 | 0 | -340.4083 | -336.2725 | 0
LV Sub Generation Intermittent | -1564.9802 | -1552.5597 | -1547.9527 | -1528.301 | -1513.5205 | 0 | -1480.5868 | 0 | 0
LV Sub Generation Non-Intermittent | -520.0767 | -510.2386 | -508.7246 | -481.9979 | -477.3364 | 0 | -466.9497 | 0 | 0
HV Generation Intermittent | -45068.2112 | -44710.527 | -44577.8548 | -44011.925 | -43586.2778 | 0 | 0 | 0 | 0
HV Generation Non-Intermittent | -31878.1288 | -31453.8247 | -31360.4899 | -30545.7964 | -30250.3825 | 0 | 0 | 0 | 0
2506. Forecast system simultaneous maximum load (kW) from forecast units
Data sources:
x1 = 2505. Contributions of users on each tariff to system simultaneous maximum load by network level (kW)
Cell summation =SUM(x1)
| GSPs | 132kV | 132kV/EHV | EHV | EHV/HV | 132kV/HV | HV | HV/LV | LV circuits
Forecast system simultaneous maximum load (kW) from forecast units | 2327558.3825 | 2252957.7698 | 2246272.4352 | 2177118.2838 | 2156062.9812 | 0 | 2181377.7004 | 1837765.7719 | 1708150.564
Forecast aggregate maximum load for South West in 0 (Forecast)
2601. Pre-processing of data for standing charge factors
Data sources:
x1 = Standing charges factors (in Pre-processing of data for standing charge factors)
x2 = 1018. Proportion of relevant load going through 132kV/HV direct transformation
x3 = Standing charges factors for 132kV/HV (in Pre-processing of data for standing charge factors)
Kind: | Fixed data | [7 empty] | Fixed data | Calculation
Formula: | [9 empty] | =x1+0.2*x2*x3
Standing charges factors
| GSPs | 132kV | 132kV/EHV | EHV | EHV/HV | HV | HV/LV | LV circuits | Standing charges factors for 132kV/HV | Adjusted standing charges factors for 132kV
Domestic Unrestricted | 0 | 0 | 0 | 0 | 0 | 0 | 0 | 1 | 0 | 0
Domestic Two Rate | 0 | 0 | 0 | 0 | 0 | 0 | 0 | 1 | 0 | 0
Domestic Off Peak (related MPAN) | 0 | 0 | 0 | 0 | 0 | 0 | 0 | 1 | 0 | 0
Small Non Domestic Unrestricted | 0 | 0 | 0 | 0 | 0 | 0 | 0 | 1 | 0 | 0
Small Non Domestic Two Rate | 0 | 0 | 0 | 0 | 0 | 0 | 0 | 1 | 0 | 0
Small Non Domestic Off Peak (related MPAN) | 0 | 0 | 0 | 0 | 0 | 0 | 0 | 1 | 0 | 0
LV Medium Non-Domestic | 0 | 0 | 0 | 0 | 0 | 0 | 0 | 1 | 0 | 0
LV Sub Medium Non-Domestic | 0 | 0 | 0 | 0 | 0 | 0 | 1 | 0 | 0 | 0
HV Medium Non-Domestic | 0 | 0 | 0 | 0.2 | 1 | 1 | 0 | 0 | 1 | 0
LV Network Domestic | 0 | 0 | 0 | 0 | 0 | 0 | 0 | 1 | 0 | 0
LV Network Non-Domestic Non-CT | 0 | 0 | 0 | 0 | 0 | 0 | 0 | 1 | 0 | 0
LV HH Metered | 0 | 0 | 0 | 0 | 0 | 0.2 | 1 | 1 | 0 | 0
LV Sub HH Metered | 0 | 0 | 0 | 0 | 0 | 1 | 1 | 0 | 0 | 0
HV HH Metered | 0 | 0 | 0 | 0.2 | 1 | 1 | 0 | 0 | 1 | 0
NHH UMS category A | 0 | 0 | 0 | 0 | 0 | 0 | 0 | 0 | 0 | 0
NHH UMS category B | 0 | 0 | 0 | 0 | 0 | 0 | 0 | 0 | 0 | 0
NHH UMS category C | 0 | 0 | 0 | 0 | 0 | 0 | 0 | 0 | 0 | 0
NHH UMS category D | 0 | 0 | 0 | 0 | 0 | 0 | 0 | 0 | 0 | 0
LV UMS (Pseudo HH Metered) | 0 | 0 | 0 | 0 | 0 | 0 | 0 | 0 | 0 | 0
2602. Standing charges factors adapted to use 132kV/HV
Data sources:
x1 = 2601. Standing charges factors for 132kV/HV (in Pre-processing of data for standing charge factors)
x2 = 2601. Adjusted standing charges factors for 132kV (in Pre-processing of data for standing charge factors)
x3 = 2601. Standing charges factors (in Pre-processing of data for standing charge factors)
Combine tables = x1 or x2 or x3
| GSPs | 132kV | 132kV/EHV | EHV | EHV/HV | 132kV/HV | HV | HV/LV | LV circuits
Domestic Unrestricted | 0 | 0 | 0 | 0 | 0 | 0 | 0 | 0 | 1
Domestic Two Rate | 0 | 0 | 0 | 0 | 0 | 0 | 0 | 0 | 1
Domestic Off Peak (related MPAN) | 0 | 0 | 0 | 0 | 0 | 0 | 0 | 0 | 1
Small Non Domestic Unrestricted | 0 | 0 | 0 | 0 | 0 | 0 | 0 | 0 | 1
Small Non Domestic Two Rate | 0 | 0 | 0 | 0 | 0 | 0 | 0 | 0 | 1
Small Non Domestic Off Peak (related MPAN) | 0 | 0 | 0 | 0 | 0 | 0 | 0 | 0 | 1
LV Medium Non-Domestic | 0 | 0 | 0 | 0 | 0 | 0 | 0 | 0 | 1
LV Sub Medium Non-Domestic | 0 | 0 | 0 | 0 | 0 | 0 | 0 | 1 | 0
HV Medium Non-Domestic | 0 | 0 | 0 | 0.2 | 1 | 1 | 1 | 0 | 0
LV Network Domestic | 0 | 0 | 0 | 0 | 0 | 0 | 0 | 0 | 1
LV Network Non-Domestic Non-CT | 0 | 0 | 0 | 0 | 0 | 0 | 0 | 0 | 1
LV HH Metered | 0 | 0 | 0 | 0 | 0 | 0 | 0.2 | 1 | 1
LV Sub HH Metered | 0 | 0 | 0 | 0 | 0 | 0 | 1 | 1 | 0
HV HH Metered | 0 | 0 | 0 | 0.2 | 1 | 1 | 1 | 0 | 0
NHH UMS category A | 0 | 0 | 0 | 0 | 0 | 0 | 0 | 0 | 0
NHH UMS category B | 0 | 0 | 0 | 0 | 0 | 0 | 0 | 0 | 0
NHH UMS category C | 0 | 0 | 0 | 0 | 0 | 0 | 0 | 0 | 0
NHH UMS category D | 0 | 0 | 0 | 0 | 0 | 0 | 0 | 0 | 0
LV UMS (Pseudo HH Metered) | 0 | 0 | 0 | 0 | 0 | 0 | 0 | 0 | 0
2603. Capacity-based contributions to chargeable aggregate maximum load by network level (kW)
Data sources:
x1 = 2305. Import capacity (kVA) (in Equivalent volume for each end user)
x2 = 1010. Power factor for all flows in the network model (in Financial and general assumptions)
x3 = 2602. Standing charges factors adapted to use 132kV/HV
x4 = 2012. Loss adjustment factors between end user meter reading and each network level, scaled by network use
Calculation =x1*x2*x3*x4
| GSPs | 132kV | 132kV/EHV | EHV | EHV/HV | 132kV/HV | HV | HV/LV | LV circuits
LV HH Metered | 0 | 0 | 0 | 0 | 0 | 0 | 132663.4166 | 655258.0906 | 646199.223
LV Sub HH Metered | 0 | 0 | 0 | 0 | 0 | 0 | 374017.4256 | 369473.2887 | 0
HV HH Metered | 0 | 0 | 0 | 185836.0361 | 920193.9117 | 0 | 900170.7708 | 0 | 0
2604. Unit-based contributions to chargeable aggregate maximum load (kW)
Data sources:
x1 = 2407. All units (MWh)
x2 = 1041. Load factor for each type of demand user (in Load profile data for demand users)
x3 = 2602. Standing charges factors adapted to use 132kV/HV
x4 = 2012. Loss adjustment factors between end user meter reading and each network level, scaled by network use
x5 = 1010. Days in the charging year (in Financial and general assumptions)
Calculation =x1/x2*x3*x4/(24*x5)*1000
| GSPs | 132kV | 132kV/EHV | EHV | EHV/HV | 132kV/HV | HV | HV/LV | LV circuits
Domestic Unrestricted | 0 | 0 | 0 | 0 | 0 | 0 | 0 | 0 | 1127701.2911
Domestic Two Rate | 0 | 0 | 0 | 0 | 0 | 0 | 0 | 0 | 599365.9989
Small Non Domestic Unrestricted | 0 | 0 | 0 | 0 | 0 | 0 | 0 | 0 | 334699.9568
Small Non Domestic Two Rate | 0 | 0 | 0 | 0 | 0 | 0 | 0 | 0 | 137735.6169
LV Medium Non-Domestic | 0 | 0 | 0 | 0 | 0 | 0 | 0 | 0 | 0
LV Sub Medium Non-Domestic | 0 | 0 | 0 | 0 | 0 | 0 | 0 | 0 | 0
HV Medium Non-Domestic | 0 | 0 | 0 | 0 | 0 | 0 | 0 | 0 | 0
LV Network Domestic | 0 | 0 | 0 | 0 | 0 | 0 | 0 | 0 | 0
LV Network Non-Domestic Non-CT | 0 | 0 | 0 | 0 | 0 | 0 | 0 | 0 | 118800.0802
2605. Contributions to aggregate maximum load by network level (kW)
Data sources:
x1 = 2603. Capacity-based contributions to chargeable aggregate maximum load by network level (kW)
x2 = 2604. Unit-based contributions to chargeable aggregate maximum load (kW)
Combine tables = x1 or x2
| GSPs | 132kV | 132kV/EHV | EHV | EHV/HV | 132kV/HV | HV | HV/LV | LV circuits
Domestic Unrestricted | 0 | 0 | 0 | 0 | 0 | 0 | 0 | 0 | 1127701.2911
Domestic Two Rate | 0 | 0 | 0 | 0 | 0 | 0 | 0 | 0 | 599365.9989
Small Non Domestic Unrestricted | 0 | 0 | 0 | 0 | 0 | 0 | 0 | 0 | 334699.9568
Small Non Domestic Two Rate | 0 | 0 | 0 | 0 | 0 | 0 | 0 | 0 | 137735.6169
LV Medium Non-Domestic | 0 | 0 | 0 | 0 | 0 | 0 | 0 | 0 | 0
LV Sub Medium Non-Domestic | 0 | 0 | 0 | 0 | 0 | 0 | 0 | 0 | 0
HV Medium Non-Domestic | 0 | 0 | 0 | 0 | 0 | 0 | 0 | 0 | 0
LV Network Domestic | 0 | 0 | 0 | 0 | 0 | 0 | 0 | 0 | 0
LV Network Non-Domestic Non-CT | 0 | 0 | 0 | 0 | 0 | 0 | 0 | 0 | 118800.0802
LV HH Metered | 0 | 0 | 0 | 0 | 0 | 0 | 132663.4166 | 655258.0906 | 646199.223
LV Sub HH Metered | 0 | 0 | 0 | 0 | 0 | 0 | 374017.4256 | 369473.2887 | 0
HV HH Metered | 0 | 0 | 0 | 185836.0361 | 920193.9117 | 0 | 900170.7708 | 0 | 0
2606. Forecast chargeable aggregate maximum load (kW)
Data sources:
x1 = 2605. Contributions to aggregate maximum load by network level (kW)
Cell summation =SUM(x1)
| GSPs | 132kV | 132kV/EHV | EHV | EHV/HV | 132kV/HV | HV | HV/LV | LV circuits
Forecast chargeable aggregate maximum load (kW) | 0 | 0 | 0 | 185836.0361 | 920193.9117 | 0 | 1406851.6131 | 1024731.3793 | 2964502.1667
2607. Forecast simultaneous load subject to standing charge factors (kW)
Data sources:
x1 = 2505. Contributions of users on each tariff to system simultaneous maximum load by network level (kW)
x2 = 2602. Standing charges factors adapted to use 132kV/HV
Calculation =x1*x2
| GSPs | 132kV | 132kV/EHV | EHV | EHV/HV | 132kV/HV | HV | HV/LV | LV circuits
Domestic Unrestricted | 0 | 0 | 0 | 0 | 0 | 0 | 0 | 0 | 894410.5522
Domestic Two Rate | 0 | 0 | 0 | 0 | 0 | 0 | 0 | 0 | 188822.3911
Domestic Off Peak (related MPAN) | 0 | 0 | 0 | 0 | 0 | 0 | 0 | 0 | 1907.0661
Small Non Domestic Unrestricted | 0 | 0 | 0 | 0 | 0 | 0 | 0 | 0 | 236902.6566
Small Non Domestic Two Rate | 0 | 0 | 0 | 0 | 0 | 0 | 0 | 0 | 89243.5347
Small Non Domestic Off Peak (related MPAN) | 0 | 0 | 0 | 0 | 0 | 0 | 0 | 0 | 717.0517
LV Medium Non-Domestic | 0 | 0 | 0 | 0 | 0 | 0 | 0 | 0 | 0
LV Sub Medium Non-Domestic | 0 | 0 | 0 | 0 | 0 | 0 | 0 | 0 | 0
HV Medium Non-Domestic | 0 | 0 | 0 | 0 | 0 | 0 | 0 | 0 | 0
LV Network Domestic | 0 | 0 | 0 | 0 | 0 | 0 | 0 | 0 | 0
LV Network Non-Domestic Non-CT | 0 | 0 | 0 | 0 | 0 | 0 | 0 | 0 | 80257.0583
LV HH Metered | 0 | 0 | 0 | 0 | 0 | 0 | 39924.9031 | 197199.1709 | 194472.9151
LV Sub HH Metered | 0 | 0 | 0 | 0 | 0 | 0 | 117276.4062 | 115851.5526 | 0
HV HH Metered | 0 | 0 | 0 | 66672.9296 | 330140.6183 | 0 | 322956.8584 | 0 | 0
NHH UMS category A | 0 | 0 | 0 | 0 | 0 | 0 | 0 | 0 | 0
NHH UMS category B | 0 | 0 | 0 | 0 | 0 | 0 | 0 | 0 | 0
NHH UMS category C | 0 | 0 | 0 | 0 | 0 | 0 | 0 | 0 | 0
NHH UMS category D | 0 | 0 | 0 | 0 | 0 | 0 | 0 | 0 | 0
LV UMS (Pseudo HH Metered) | 0 | 0 | 0 | 0 | 0 | 0 | 0 | 0 | 0
2608. Forecast simultaneous load replaced by standing charge (kW)
Data sources:
x1 = 2607. Forecast simultaneous load subject to standing charge factors (kW)
Cell summation =SUM(x1)
| GSPs | 132kV | 132kV/EHV | EHV | EHV/HV | 132kV/HV | HV | HV/LV | LV circuits
Forecast simultaneous load replaced by standing charge (kW) | 0 | 0 | 0 | 66672.9296 | 330140.6183 | 0 | 480158.1677 | 313050.7236 | 1686733.2257
2609. Calculated LV diversity allowance
Data sources:
x1 = 2606. Forecast chargeable aggregate maximum load (kW)
x2 = 2608. Forecast simultaneous load replaced by standing charge (kW)
Calculation =x1/x2-1
LV circuits
Calculated LV diversity allowance | 75.75%
2610. Network level mapping for diversity allowances
| GSPs | 132kV | 132kV/EHV | EHV | EHV/HV | 132kV/HV | HV | HV/LV | LV circuits
GSPs | 100% | 0% | 0% | 0% | 0% | 0% | 0% | 0% | 0%
132kV | 0% | 100% | 0% | 0% | 0% | 0% | 0% | 0% | 0%
132kV/EHV | 0% | 0% | 100% | 0% | 0% | 100% | 0% | 0% | 0%
EHV | 0% | 0% | 0% | 100% | 0% | 0% | 0% | 0% | 0%
EHV/HV | 0% | 0% | 0% | 0% | 100% | 0% | 0% | 0% | 0%
HV | 0% | 0% | 0% | 0% | 0% | 0% | 100% | 0% | 0%
HV/LV | 0% | 0% | 0% | 0% | 0% | 0% | 0% | 100% | 0%
LV circuits | 0% | 0% | 0% | 0% | 0% | 0% | 0% | 0% | 100%
2611. Diversity allowances including 132kV/HV
Data sources:
x1 = 2104. Diversity allowance between level exit and GSP Group (in Diversity calculations)
x2 = 2610. Network level mapping for diversity allowances
Sum-product calculation =SUMPRODUCT(x1, x2)
Diversity allowances including 132kV/HV
GSPs | 2.2%
132kV | 5.368%
132kV/EHV | 5.368%
EHV | 13.27%
EHV/HV | 13.27%
132kV/HV | 5.368%
HV | 55.18%
HV/LV | 55.18%
LV circuits | 0%
2612. Diversity allowances (including calculated LV value)
Data sources:
x1 = 2609. Calculated LV diversity allowance
x2 = 2611. Diversity allowances including 132kV/HV
Combine tables = x1 or x2
| GSPs | 132kV | 132kV/EHV | EHV | EHV/HV | 132kV/HV | HV | HV/LV | LV circuits
Diversity allowances (including calculated LV value) | 2.2% | 5.368% | 5.368% | 13.27% | 13.27% | 5.368% | 55.18% | 55.18% | 75.75%
2613. Forecast simultaneous maximum load (kW) adjusted for standing charges
Data sources:
x1 = 2506. Forecast system simultaneous maximum load (kW) from forecast units
x2 = 2608. Forecast simultaneous load replaced by standing charge (kW)
x3 = 2606. Forecast chargeable aggregate maximum load (kW)
x4 = 2612. Diversity allowances (including calculated LV value)
Calculation =x1-x2+x3/(1+x4)
| GSPs | 132kV | 132kV/EHV | EHV | EHV/HV | 132kV/HV | HV | HV/LV | LV circuits
Forecast simultaneous maximum load (kW) adjusted for standing charges | 2327558.3825 | 2252957.7698 | 2246272.4352 | 2274508.8299 | 2638306.3046 | 0 | 2607806.9777 | 2185060.8832 | 1708150.564
Other expenditure for South West in 0 (Forecast)
2701. Operating expenditure coded by network level (£/year)
Data sources:
x1 = 1055. Transmission exit charges (£/year)
x2 = Zero for levels other than transmission exit
Combine tables = x1 or x2
| Transmission exit | Operating 132kV | Operating 132kV/EHV | Operating EHV | Operating EHV/HV | Operating 132kV/HV | Operating HV | Operating HV/LV | Operating LV circuits | Operating LV customer | Operating HV customer
Operating expenditure coded by network level (£/year) | 10672183.4554 | 0 | 0 | 0 | 0 | 0 | 0 | 0 | 0 | 0 | 0
2702. Network model assets (£) scaled by load forecast
Data sources:
x1 = 2108. GSP simultaneous maximum load assumed through each network level (MW)
x2 = 2613. Forecast simultaneous maximum load (kW) adjusted for standing charges
x3 = 1020. Gross asset cost by network level (£)
Calculation =IF(x1,x2*x3/x1/1000,0)
| Assets 132kV | Assets 132kV/EHV | Assets EHV | Assets EHV/HV | Assets 132kV/HV | Assets HV | Assets HV/LV | Assets LV circuits
Network model assets (£) scaled by load forecast | 600011534.5117 | 84985183.2968 | 220035153.4132 | 259021769.9505 | 0 | 932100174.6269 | 336910591.1286 | 573593364.0777
2703. Annual consumption by tariff for unmetered users (MWh)
Data sources:
x1 = 2407. All units (MWh)
Copy cells = x1
Annual consumption by tariff for unmetered users (MWh)
NHH UMS category A | 13613.4844
NHH UMS category B | 4950.2829
NHH UMS category C | 648.6374
NHH UMS category D | 0
LV UMS (Pseudo HH Metered) | 118960.1073
2704. Total unmetered units
Data sources:
x1 = 2703. Annual consumption by tariff for unmetered users (MWh)
Cell summation =SUM(x1)
Total unmetered units
Total unmetered units | 138172.5121
2705. Service model asset data
Data sources:
x1 = 2205. Service model assets by tariff (£)
x2 = 2305. MPANs (in Equivalent volume for each end user)
x3 = 2202. LV unmetered service model assets £/(MWh/year)
x4 = 2704. Total unmetered units
x5 = Service model assets (£) scaled by annual MWh (in Service model asset data)
x6 = Service model assets (£) scaled by user count (in Service model asset data)
x7 = Service model assets (£) scaled by annual MWh (in Service model asset data)
Kind: | Sum-product calculation |  | Calculation | Copy cells |  | Calculation
Formula: | =SUMPRODUCT(x1, x2) |  | =x3*x4 | = x5 |  | =x6+x7
| Service model assets (£) scaled by user count |  |  | Service model assets (£) scaled by annual MWh |  | Service model assets (£)
| Assets LV customer | Assets HV customer | Service model assets (£) scaled by annual MWh | Assets LV customer | Assets HV customer | Assets LV customer | Assets HV customer
Service model asset data | 536924958.7242 | 12231360.9584 | 37142886.2527 | 37142886.2527 |  | 574067844.9769 | 12231360.9584
2706. Data for allocation of operating expenditure
Data sources:
x1 = 2702. Network model assets (£) scaled by load forecast
x2 = 2705. Service model assets (£) (in Service model asset data)
x3 = Model assets (£) scaled by demand forecast (in Data for allocation of operating expenditure)
Kind: | Combine tables | [10 empty] | Cell summation
Formula: | = x1 or x2 | [10 empty] | =SUM(x3)
Model assets (£) scaled by demand forecast
| GSPs | Assets 132kV | Assets 132kV/EHV | Assets EHV | Assets EHV/HV | Assets 132kV/HV | Assets HV | Assets HV/LV | Assets LV circuits | Assets LV customer | Assets HV customer | Denominator for allocation of operating expenditure
Data for allocation of operating expenditure |  | 600011534.5117 | 84985183.2968 | 220035153.4132 | 259021769.9505 | 0 | 932100174.6269 | 336910591.1286 | 573593364.0777 | 574067844.9769 | 12231360.9584 | 3592956976.9406
2707. Amount of expenditure to be allocated according to asset values (£/year)
Data sources:
x1 = 1059. Direct cost (£/year) (in Other expenditure)
x2 = 1059. Network rates (£/year) (in Other expenditure)
x3 = 1059. Indirect cost (£/year) (in Other expenditure)
x4 = 1059. Indirect cost proportion (in Other expenditure)
Calculation =x1+x2+x3*x4
Amount of expenditure to be allocated according to asset values (£/year)
Other expenditure | 120819824.3359
2708. Total operating expenditure by network level (£/year)
Data sources:
x1 = 2701. Operating expenditure coded by network level (£/year)
x2 = 2707. Amount of expenditure to be allocated according to asset values (£/year)
x3 = 2706. Denominator for allocation of operating expenditure (in Data for allocation of operating expenditure)
x4 = 2706. Model assets (£) scaled by demand forecast (in Data for allocation of operating expenditure)
Calculation =x1+x2/x3*x4
| Transmission exit | Operating 132kV | Operating 132kV/EHV | Operating EHV | Operating EHV/HV | Operating 132kV/HV | Operating HV | Operating HV/LV | Operating LV circuits | Operating LV customer | Operating HV customer
Total operating expenditure by network level (£/year) | 10672183.4554 | 20176497.705 | 2857783.9877 | 7399089.0383 | 8710086.1339 | 0 | 31343592.5019 | 11329241.819 | 19288137.8577 | 19304093.1556 | 411302.1369
2709. Operating expenditure percentage by network level
Data sources:
x1 = 2706. Model assets (£) scaled by demand forecast (in Data for allocation of operating expenditure)
x2 = 2708. Total operating expenditure by network level (£/year)
Calculation =IF(x1="","",IF(x1>0,x2/x1,0))
| Transmission exit | Operating 132kV | Operating 132kV/EHV | Operating EHV | Operating EHV/HV | Operating 132kV/HV | Operating HV | Operating HV/LV | Operating LV circuits | Operating LV customer | Operating HV customer
Operating expenditure percentage by network level |  | 3.363% | 3.363% | 3.363% | 3.363% | 0% | 3.363% | 3.363% | 3.363% | 3.363% | 3.363%
2710. Unit operating expenditure based on simultaneous maximum load (£/kW/year)
Data sources:
x1 = 2613. Forecast simultaneous maximum load (kW) adjusted for standing charges
x2 = 2708. Total operating expenditure by network level (£/year)
Calculation =IF(x1>0,x2/x1,0)
| Transmission exit | Operating 132kV | Operating 132kV/EHV | Operating EHV | Operating EHV/HV | Operating 132kV/HV | Operating HV | Operating HV/LV | Operating LV circuits
Unit operating expenditure based on simultaneous maximum load (£/kW/year) | 4.5851 | 8.9556 | 1.2722 | 3.253 | 3.3014 | 0 | 12.0191 | 5.1849 | 11.2918
2711. Operating expenditure for customer assets p/MPAN/day
Data sources:
x1 = 1010. Days in the charging year (in Financial and general assumptions)
x2 = 2709. Operating expenditure percentage by network level
x3 = 2205. Service model assets by tariff (£)
x4 = Operating expenditure p/MPAN/day by level (in Operating expenditure for customer assets p/MPAN/day)
Kind: | Calculation |  | Cell summation
Formula: | =100/x1*x2*x3 |  | =SUM(x4)
Operating expenditure p/MPAN/day by level
| Operating LV customer | Operating HV customer | Operating expenditure for customer assets p/MPAN/day total
Domestic Unrestricted | 2.7207 | 0 | 2.7207
Domestic Two Rate | 2.7207 | 0 | 2.7207
Domestic Off Peak (related MPAN) | 0 | 0 | 0
Small Non Domestic Unrestricted | 6.1211 | 0 | 6.1211
Small Non Domestic Two Rate | 6.1211 | 0 | 6.1211
Small Non Domestic Off Peak (related MPAN) | 0 | 0 | 0
LV Medium Non-Domestic | 7.4524 | 0 | 7.4524
LV Sub Medium Non-Domestic | 5.5269 | 0 | 5.5269
HV Medium Non-Domestic | 0 | 96.0053 | 96.0053
LV Network Domestic | 2.7207 | 0 | 2.7207
LV Network Non-Domestic Non-CT | 6.1211 | 0 | 6.1211
LV HH Metered | 12.5638 | 0 | 12.5638
LV Sub HH Metered | 9.6768 | 0 | 9.6768
HV HH Metered | 0 | 96.0053 | 96.0053
NHH UMS category A | 0 | 0 | 0
NHH UMS category B | 0 | 0 | 0
NHH UMS category C | 0 | 0 | 0
NHH UMS category D | 0 | 0 | 0
LV UMS (Pseudo HH Metered) | 0 | 0 | 0
LV Generation NHH or Aggregate HH | 0 | 0 | 0
LV Sub Generation NHH | 0 | 0 | 0
LV Generation Intermittent | 0 | 0 | 0
LV Generation Non-Intermittent | 0 | 0 | 0
LV Sub Generation Intermittent | 0 | 0 | 0
LV Sub Generation Non-Intermittent | 0 | 0 | 0
HV Generation Intermittent | 0 | 46.2874 | 46.2874
HV Generation Non-Intermittent | 0 | 46.2874 | 46.2874
2712. Operating expenditure for unmetered customer assets (p/kWh)
Data sources:
x1 = 2709. Operating expenditure percentage by network level
x2 = 2202. LV unmetered service model assets £/(MWh/year)
Calculation =0.1*x1*x2
Operating LV customer
NHH UMS category A | 0.90394
NHH UMS category B | 0.90394
NHH UMS category C | 0.90394
NHH UMS category D | 0.90394
LV UMS (Pseudo HH Metered) | 0.90394
Customer contributions for South West in 0 (Forecast)
This sheet calculates factors used to take account of the costs deemed to be covered by connection charges.
2801. Network level of supply (for customer contributions) by tariff
| LV network | LV substation | HV network | HV substation
Domestic Unrestricted | 100% | 0% | 0% | 0%
Domestic Two Rate | 100% | 0% | 0% | 0%
Domestic Off Peak (related MPAN) | 100% | 0% | 0% | 0%
Small Non Domestic Unrestricted | 100% | 0% | 0% | 0%
Small Non Domestic Two Rate | 100% | 0% | 0% | 0%
Small Non Domestic Off Peak (related MPAN) | 100% | 0% | 0% | 0%
LV Medium Non-Domestic | 100% | 0% | 0% | 0%
LV Sub Medium Non-Domestic | 0% | 100% | 0% | 0%
HV Medium Non-Domestic | 0% | 0% | 100% | 0%
LV Network Domestic | 100% | 0% | 0% | 0%
LV Network Non-Domestic Non-CT | 100% | 0% | 0% | 0%
LV HH Metered | 100% | 0% | 0% | 0%
LV Sub HH Metered | 0% | 100% | 0% | 0%
HV HH Metered | 0% | 0% | 100% | 0%
NHH UMS category A | 100% | 0% | 0% | 0%
NHH UMS category B | 100% | 0% | 0% | 0%
NHH UMS category C | 100% | 0% | 0% | 0%
NHH UMS category D | 100% | 0% | 0% | 0%
LV UMS (Pseudo HH Metered) | 100% | 0% | 0% | 0%
LV Generation NHH or Aggregate HH | 100% | 0% | 0% | 0%
LV Sub Generation NHH | 0% | 100% | 0% | 0%
LV Generation Intermittent | 100% | 0% | 0% | 0%
LV Generation Non-Intermittent | 100% | 0% | 0% | 0%
LV Sub Generation Intermittent | 0% | 100% | 0% | 0%
LV Sub Generation Non-Intermittent | 0% | 100% | 0% | 0%
HV Generation Intermittent | 0% | 0% | 100% | 0%
HV Generation Non-Intermittent | 0% | 0% | 100% | 0%
2802. Contribution proportion of asset annuities, by customer type and network level of assets
Data sources:
x1 = 1060. Customer contributions under current connection charging policy
x2 = 1010. Annuity proportion for customer-contributed assets (in Financial and general assumptions)
Calculation =x1*(1-x2)
| LV network | LV substation | HV network | HV substation
Assets 132kV | 0% | 0% | 0% | 0%
Assets 132kV/EHV | 0% | 0% | 67% | 67%
Assets EHV | 0% | 0% | 67% | 67%
Assets EHV/HV | 81% | 81% | 100% | 100%
Assets 132kV/HV | 0% | 0% | 0% | 0%
Assets HV | 81% | 81% | 100% | 0%
Assets HV/LV | 95% | 95% | 0% | 0%
Assets LV circuits | 95% | 0% | 0% | 0%
2803. Proportion of assets annuities deemed to be covered by customer contributions
Data sources:
x1 = 2801. Network level of supply (for customer contributions) by tariff
x2 = 2802. Contribution proportion of asset annuities, by customer type and network level of assets
Sum-product calculation =SUMPRODUCT(x1, x2)
| Assets 132kV | Assets 132kV/EHV | Assets EHV | Assets EHV/HV | Assets 132kV/HV | Assets HV | Assets HV/LV | Assets LV circuits
Domestic Unrestricted | 0% | 0% | 0% | 81% | 0% | 81% | 95% | 95%
Domestic Two Rate | 0% | 0% | 0% | 81% | 0% | 81% | 95% | 95%
Domestic Off Peak (related MPAN) | 0% | 0% | 0% | 81% | 0% | 81% | 95% | 95%
Small Non Domestic Unrestricted | 0% | 0% | 0% | 81% | 0% | 81% | 95% | 95%
Small Non Domestic Two Rate | 0% | 0% | 0% | 81% | 0% | 81% | 95% | 95%
Small Non Domestic Off Peak (related MPAN) | 0% | 0% | 0% | 81% | 0% | 81% | 95% | 95%
LV Medium Non-Domestic | 0% | 0% | 0% | 81% | 0% | 81% | 95% | 95%
LV Sub Medium Non-Domestic | 0% | 0% | 0% | 81% | 0% | 81% | 95% | 0%
HV Medium Non-Domestic | 0% | 67% | 67% | 100% | 0% | 100% | 0% | 0%
LV Network Domestic | 0% | 0% | 0% | 81% | 0% | 81% | 95% | 95%
LV Network Non-Domestic Non-CT | 0% | 0% | 0% | 81% | 0% | 81% | 95% | 95%
LV HH Metered | 0% | 0% | 0% | 81% | 0% | 81% | 95% | 95%
LV Sub HH Metered | 0% | 0% | 0% | 81% | 0% | 81% | 95% | 0%
HV HH Metered | 0% | 67% | 67% | 100% | 0% | 100% | 0% | 0%
NHH UMS category A | 0% | 0% | 0% | 81% | 0% | 81% | 95% | 95%
NHH UMS category B | 0% | 0% | 0% | 81% | 0% | 81% | 95% | 95%
NHH UMS category C | 0% | 0% | 0% | 81% | 0% | 81% | 95% | 95%
NHH UMS category D | 0% | 0% | 0% | 81% | 0% | 81% | 95% | 95%
LV UMS (Pseudo HH Metered) | 0% | 0% | 0% | 81% | 0% | 81% | 95% | 95%
LV Generation NHH or Aggregate HH | 0% | 0% | 0% | 81% | 0% | 81% | 95% | 95%
LV Sub Generation NHH | 0% | 0% | 0% | 81% | 0% | 81% | 95% | 0%
LV Generation Intermittent | 0% | 0% | 0% | 81% | 0% | 81% | 95% | 95%
LV Generation Non-Intermittent | 0% | 0% | 0% | 81% | 0% | 81% | 95% | 95%
LV Sub Generation Intermittent | 0% | 0% | 0% | 81% | 0% | 81% | 95% | 0%
LV Sub Generation Non-Intermittent | 0% | 0% | 0% | 81% | 0% | 81% | 95% | 0%
HV Generation Intermittent | 0% | 67% | 67% | 100% | 0% | 100% | 0% | 0%
HV Generation Non-Intermittent | 0% | 67% | 67% | 100% | 0% | 100% | 0% | 0%
2804. Proportion of annual charge covered by contributions (for all charging levels)
Data sources:
x1 = Zero for operating expenditure
x2 = Zero for GSPs level
x3 = 2803. Proportion of assets annuities deemed to be covered by customer contributions
Combine tables = x1 or x2 or x3
| GSPs | Assets 132kV | Assets 132kV/EHV | Assets EHV | Assets EHV/HV | Assets 132kV/HV | Assets HV | Assets HV/LV | Assets LV circuits | Transmission exit | Operating 132kV | Operating 132kV/EHV | Operating EHV | Operating EHV/HV | Operating 132kV/HV | Operating HV | Operating HV/LV | Operating LV circuits
Domestic Unrestricted | 0% | 0% | 0% | 0% | 81% | 0% | 81% | 95% | 95% | 0% | 0% | 0% | 0% | 0% | 0% | 0% | 0% | 0%
Domestic Two Rate | 0% | 0% | 0% | 0% | 81% | 0% | 81% | 95% | 95% | 0% | 0% | 0% | 0% | 0% | 0% | 0% | 0% | 0%
Domestic Off Peak (related MPAN) | 0% | 0% | 0% | 0% | 81% | 0% | 81% | 95% | 95% | 0% | 0% | 0% | 0% | 0% | 0% | 0% | 0% | 0%
Small Non Domestic Unrestricted | 0% | 0% | 0% | 0% | 81% | 0% | 81% | 95% | 95% | 0% | 0% | 0% | 0% | 0% | 0% | 0% | 0% | 0%
Small Non Domestic Two Rate | 0% | 0% | 0% | 0% | 81% | 0% | 81% | 95% | 95% | 0% | 0% | 0% | 0% | 0% | 0% | 0% | 0% | 0%
Small Non Domestic Off Peak (related MPAN) | 0% | 0% | 0% | 0% | 81% | 0% | 81% | 95% | 95% | 0% | 0% | 0% | 0% | 0% | 0% | 0% | 0% | 0%
LV Medium Non-Domestic | 0% | 0% | 0% | 0% | 81% | 0% | 81% | 95% | 95% | 0% | 0% | 0% | 0% | 0% | 0% | 0% | 0% | 0%
LV Sub Medium Non-Domestic | 0% | 0% | 0% | 0% | 81% | 0% | 81% | 95% | 0% | 0% | 0% | 0% | 0% | 0% | 0% | 0% | 0% | 0%
HV Medium Non-Domestic | 0% | 0% | 67% | 67% | 100% | 0% | 100% | 0% | 0% | 0% | 0% | 0% | 0% | 0% | 0% | 0% | 0% | 0%
LV Network Domestic | 0% | 0% | 0% | 0% | 81% | 0% | 81% | 95% | 95% | 0% | 0% | 0% | 0% | 0% | 0% | 0% | 0% | 0%
LV Network Non-Domestic Non-CT | 0% | 0% | 0% | 0% | 81% | 0% | 81% | 95% | 95% | 0% | 0% | 0% | 0% | 0% | 0% | 0% | 0% | 0%
LV HH Metered | 0% | 0% | 0% | 0% | 81% | 0% | 81% | 95% | 95% | 0% | 0% | 0% | 0% | 0% | 0% | 0% | 0% | 0%
LV Sub HH Metered | 0% | 0% | 0% | 0% | 81% | 0% | 81% | 95% | 0% | 0% | 0% | 0% | 0% | 0% | 0% | 0% | 0% | 0%
HV HH Metered | 0% | 0% | 67% | 67% | 100% | 0% | 100% | 0% | 0% | 0% | 0% | 0% | 0% | 0% | 0% | 0% | 0% | 0%
NHH UMS category A | 0% | 0% | 0% | 0% | 81% | 0% | 81% | 95% | 95% | 0% | 0% | 0% | 0% | 0% | 0% | 0% | 0% | 0%
NHH UMS category B | 0% | 0% | 0% | 0% | 81% | 0% | 81% | 95% | 95% | 0% | 0% | 0% | 0% | 0% | 0% | 0% | 0% | 0%
NHH UMS category C | 0% | 0% | 0% | 0% | 81% | 0% | 81% | 95% | 95% | 0% | 0% | 0% | 0% | 0% | 0% | 0% | 0% | 0%
NHH UMS category D | 0% | 0% | 0% | 0% | 81% | 0% | 81% | 95% | 95% | 0% | 0% | 0% | 0% | 0% | 0% | 0% | 0% | 0%
LV UMS (Pseudo HH Metered) | 0% | 0% | 0% | 0% | 81% | 0% | 81% | 95% | 95% | 0% | 0% | 0% | 0% | 0% | 0% | 0% | 0% | 0%
LV Generation NHH or Aggregate HH | 0% | 0% | 0% | 0% | 81% | 0% | 81% | 95% | 95% | 0% | 0% | 0% | 0% | 0% | 0% | 0% | 0% | 0%
LV Sub Generation NHH | 0% | 0% | 0% | 0% | 81% | 0% | 81% | 95% | 0% | 0% | 0% | 0% | 0% | 0% | 0% | 0% | 0% | 0%
LV Generation Intermittent | 0% | 0% | 0% | 0% | 81% | 0% | 81% | 95% | 95% | 0% | 0% | 0% | 0% | 0% | 0% | 0% | 0% | 0%
LV Generation Non-Intermittent | 0% | 0% | 0% | 0% | 81% | 0% | 81% | 95% | 95% | 0% | 0% | 0% | 0% | 0% | 0% | 0% | 0% | 0%
LV Sub Generation Intermittent | 0% | 0% | 0% | 0% | 81% | 0% | 81% | 95% | 0% | 0% | 0% | 0% | 0% | 0% | 0% | 0% | 0% | 0%
LV Sub Generation Non-Intermittent | 0% | 0% | 0% | 0% | 81% | 0% | 81% | 95% | 0% | 0% | 0% | 0% | 0% | 0% | 0% | 0% | 0% | 0%
HV Generation Intermittent | 0% | 0% | 67% | 67% | 100% | 0% | 100% | 0% | 0% | 0% | 0% | 0% | 0% | 0% | 0% | 0% | 0% | 0%
HV Generation Non-Intermittent | 0% | 0% | 67% | 67% | 100% | 0% | 100% | 0% | 0% | 0% | 0% | 0% | 0% | 0% | 0% | 0% | 0% | 0%
Yardsticks for South West in 0 (Forecast)
This sheet calculates average p/kWh and p/kW/day charges that would apply if no costs were recovered through capacity or fixed charges.
2901. Unit cost at each level, £/kW/year (relative to system simultaneous maximum load)
Data sources:
x1 = 2109. Network model annuity by simultaneous maximum load for each network level (£/kW/year)
x2 = 2710. Unit operating expenditure based on simultaneous maximum load (£/kW/year)
Combine tables = x1 or x2
| GSPs | Assets 132kV | Assets 132kV/EHV | Assets EHV | Assets EHV/HV | Assets 132kV/HV | Assets HV | Assets HV/LV | Assets LV circuits | Transmission exit | Operating 132kV | Operating 132kV/EHV | Operating EHV | Operating EHV/HV | Operating 132kV/HV | Operating HV | Operating HV/LV | Operating LV circuits
Unit cost at each level, £/kW/year (relative to system simultaneous maximum load) |  | 14.0825 | 2.0006 | 5.1154 | 5.1914 | 0 | 18.8999 | 8.1531 | 17.7562 | 4.5851 | 8.9556 | 1.2722 | 3.253 | 3.3014 | 0 | 12.0191 | 5.1849 | 11.2918
2902. Pay-as-you-go yardstick unit costs by charging level (p/kWh)
Data sources:
x1 = 2901. Unit cost at each level, £/kW/year (relative to system simultaneous maximum load)
x2 = 2302. Load coefficient
x3 = 2012. Loss adjustment factors between end user meter reading and each network level, scaled by network use
x4 = 2804. Proportion of annual charge covered by contributions (for all charging levels)
x5 = 1010. Days in the charging year (in Financial and general assumptions)
Calculation =x1*x2*x3*(1-x4)/(24*x5)*100
| GSPs | Assets 132kV | Assets 132kV/EHV | Assets EHV | Assets EHV/HV | Assets 132kV/HV | Assets HV | Assets HV/LV | Assets LV circuits | Transmission exit | Operating 132kV | Operating 132kV/EHV | Operating EHV | Operating EHV/HV | Operating 132kV/HV | Operating HV | Operating HV/LV | Operating LV circuits
Domestic Unrestricted | 0 | 0.37224 | 0.052724 | 0.1331 | 0.025417 | 0 | 0.090519 | 0.010151 | 0.021802 | 0.12217 | 0.23672 | 0.033529 | 0.084644 | 0.085071 | 0 | 0.30297 | 0.12911 | 0.27729
Domestic Two Rate | 0 | 0.22005 | 0.031168 | 0.078684 | 0.015025 | 0 | 0.053511 | 0.0060009 | 0.012888 | 0.072221 | 0.13994 | 0.019821 | 0.050038 | 0.05029 | 0 | 0.1791 | 0.076324 | 0.16392
Domestic Off Peak (related MPAN) | 0 | 0 | 0 | 0 | 0 | 0 | 0 | 0 | 0 | 0 | 0 | 0 | 0 | 0 | 0 | 0 | 0 | 0
Small Non Domestic Unrestricted | 0 | 0.28515 | 0.040389 | 0.10196 | 0.01947 | 0 | 0.069342 | 0.0077762 | 0.016701 | 0.093586 | 0.18134 | 0.025685 | 0.064841 | 0.065168 | 0 | 0.23209 | 0.098904 | 0.21242
Small Non Domestic Two Rate | 0 | 0.23434 | 0.033192 | 0.083794 | 0.016001 | 0 | 0.056987 | 0.0063907 | 0.013725 | 0.076911 | 0.14903 | 0.021108 | 0.053288 | 0.053557 | 0 | 0.19074 | 0.081281 | 0.17457
Small Non Domestic Off Peak (related MPAN) | 0 | 0 | 0 | 0 | 0 | 0 | 0 | 0 | 0 | 0 | 0 | 0 | 0 | 0 | 0 | 0 | 0 | 0
LV Medium Non-Domestic | 0 | 0.25097 | 0.035547 | 0.089738 | 0.017136 | 0 | 0.061029 | 0.006844 | 0.014699 | 0.082367 | 0.1596 | 0.022606 | 0.057068 | 0.057356 | 0 | 0.20427 | 0.087047 | 0.18695
LV Sub Medium Non-Domestic | 0 | 0.23701 | 0.03357 | 0.084748 | 0.016183 | 0 | 0.057635 | 0.0064634 | 0 | 0.077786 | 0.15072 | 0.021348 | 0.053894 | 0.054166 | 0 | 0.19291 | 0.082206 | 0
HV Medium Non-Domestic | 0 | 0.24138 | 0.011282 | 0.028482 | 0 | 0 | 0 | 0 | 0 | 0.07922 | 0.1535 | 0.021742 | 0.054888 | 0.055164 | 0 | 0.19646 | 0 | 0
LV Network Domestic | 0 | 0.35918 | 0.050873 | 0.12843 | 0.024525 | 0 | 0.087343 | 0.0097948 | 0.021037 | 0.11788 | 0.22841 | 0.032352 | 0.081673 | 0.082085 | 0 | 0.29234 | 0.12458 | 0.26756
LV Network Non-Domestic Non-CT | 0 | 0.27812 | 0.039392 | 0.099446 | 0.01899 | 0 | 0.067631 | 0.0075844 | 0.016289 | 0.091277 | 0.17687 | 0.025051 | 0.063241 | 0.063561 | 0 | 0.22636 | 0.096464 | 0.20718
LV HH Metered | 0 | 0.23878 | 0.033821 | 0.085381 | 0.016304 | 0 | 0.058066 | 0.0065117 | 0.013985 | 0.078368 | 0.15185 | 0.021508 | 0.054297 | 0.054571 | 0 | 0.19435 | 0.082821 | 0.17788
LV Sub HH Metered | 0 | 0.2156 | 0.030537 | 0.07709 | 0.014721 | 0 | 0.052428 | 0.0058794 | 0 | 0.070758 | 0.13711 | 0.01942 | 0.049025 | 0.049272 | 0 | 0.17548 | 0.074779 | 0
HV HH Metered | 0 | 0.1889 | 0.0088294 | 0.02229 | 0 | 0 | 0 | 0 | 0 | 0.061996 | 0.12013 | 0.017015 | 0.042954 | 0.043171 | 0 | 0.15375 | 0 | 0
NHH UMS category A | 0 | 0.17257 | 0.024442 | 0.061704 | 0.011783 | 0 | 0.041964 | 0.0047059 | 0.010107 | 0.056636 | 0.10974 | 0.015544 | 0.03924 | 0.039438 | 0 | 0.14045 | 0.059854 | 0.12855
NHH UMS category B | 0 | 0.35704 | 0.05057 | 0.12766 | 0.024379 | 0 | 0.086822 | 0.0097365 | 0.020911 | 0.11718 | 0.22705 | 0.03216 | 0.081187 | 0.081596 | 0 | 0.2906 | 0.12384 | 0.26597
NHH UMS category C | 0 | 0.61766 | 0.087485 | 0.22086 | 0.042174 | 0 | 0.1502 | 0.016844 | 0.036176 | 0.20271 | 0.39279 | 0.055635 | 0.14045 | 0.14116 | 0 | 0.50272 | 0.21423 | 0.46011
NHH UMS category D | 0 | 0 | 0 | 0 | 0 | 0 | 0 | 0 | 0 | 0 | 0 | 0 | 0 | 0 | 0 | 0 | 0 | 0
LV UMS (Pseudo HH Metered) | 0 | 0.36582 | 0.051814 | 0.1308 | 0.024978 | 0 | 0.088957 | 0.0099759 | 0.021426 | 0.12006 | 0.23264 | 0.03295 | 0.083183 | 0.083603 | 0 | 0.29774 | 0.12688 | 0.27251
LV Generation NHH or Aggregate HH | 0 | -0.17257 | -0.024442 | -0.061704 | -0.011783 | 0 | -0.041964 | -0.0047059 | 0 | -0.056636 | -0.10974 | -0.015544 | -0.03924 | -0.039438 | 0 | -0.14045 | -0.059854 | 0
LV Sub Generation NHH | 0 | -0.17018 | -0.024104 | -0.060851 | -0.01162 | 0 | -0.041384 | 0 | 0 | -0.055853 | -0.10822 | -0.015329 | -0.038697 | -0.038893 | 0 | -0.13851 | 0 | 0
LV Generation Intermittent | 0 | -0.17257 | -0.024442 | -0.061704 | -0.011783 | 0 | -0.041964 | -0.0047059 | 0 | -0.056636 | -0.10974 | -0.015544 | -0.03924 | -0.039438 | 0 | -0.14045 | -0.059854 | 0
LV Generation Non-Intermittent | 0 | -0.17257 | -0.024442 | -0.061704 | -0.011783 | 0 | -0.041964 | -0.0047059 | 0 | -0.056636 | -0.10974 | -0.015544 | -0.03924 | -0.039438 | 0 | -0.14045 | -0.059854 | 0
LV Sub Generation Intermittent | 0 | -0.17018 | -0.024104 | -0.060851 | -0.01162 | 0 | -0.041384 | 0 | 0 | -0.055853 | -0.10822 | -0.015329 | -0.038697 | -0.038893 | 0 | -0.13851 | 0 | 0
LV Sub Generation Non-Intermittent | 0 | -0.17018 | -0.024104 | -0.060851 | -0.01162 | 0 | -0.041384 | 0 | 0 | -0.055853 | -0.10822 | -0.015329 | -0.038697 | -0.038893 | 0 | -0.13851 | 0 | 0
HV Generation Intermittent | 0 | -0.16811 | -0.0078578 | -0.019837 | 0 | 0 | 0 | 0 | 0 | -0.055174 | -0.10691 | -0.015143 | -0.038227 | -0.03842 | 0 | 0 | 0 | 0
HV Generation Non-Intermittent | 0 | -0.16811 | -0.0078578 | -0.019837 | 0 | 0 | 0 | 0 | 0 | -0.055174 | -0.10691 | -0.015143 | -0.038227 | -0.03842 | 0 | 0 | 0 | 0
2903. Contributions to pay-as-you-go unit rate 1 (p/kWh)
Data sources:
x1 = 2460. Unit rate 1 pseudo load coefficient by network level (combined)
x2 = 2901. Unit cost at each level, £/kW/year (relative to system simultaneous maximum load)
x3 = 2012. Loss adjustment factors between end user meter reading and each network level, scaled by network use
x4 = 2804. Proportion of annual charge covered by contributions (for all charging levels)
x5 = 1010. Days in the charging year (in Financial and general assumptions)
Calculation =x1*x2*x3*(1-x4)*100/(24*x5)
| GSPs | Assets 132kV | Assets 132kV/EHV | Assets EHV | Assets EHV/HV | Assets 132kV/HV | Assets HV | Assets HV/LV | Assets LV circuits | Transmission exit | Operating 132kV | Operating 132kV/EHV | Operating EHV | Operating EHV/HV | Operating 132kV/HV | Operating HV | Operating HV/LV | Operating LV circuits
Domestic Unrestricted | 0 | 0.35343 | 0.050059 | 0.11782 | 0.022499 | 0 | 0.080128 | 0.0089858 | 0.019299 | 0.12187 | 0.22476 | 0.031834 | 0.074927 | 0.075305 | 0 | 0.26819 | 0.11429 | 0.24546
Domestic Two Rate | 0 | 0.42132 | 0.059676 | 0.13839 | 0.026426 | 0 | 0.094114 | 0.010554 | 0.022668 | 0.14783 | 0.26793 | 0.03795 | 0.088005 | 0.088449 | 0 | 0.315 | 0.13424 | 0.28831
Domestic Off Peak (related MPAN) | 0 | 0.028378 | 0.0040195 | 0.01638 | 0.0031278 | 0 | 0.011139 | 0.0012492 | 0.002683 | 0.0013999 | 0.018047 | 0.0025561 | 0.010416 | 0.010469 | 0 | 0.037284 | 0.015888 | 0.034124
Small Non Domestic Unrestricted | 0 | 0.28394 | 0.040217 | 0.11096 | 0.021189 | 0 | 0.075462 | 0.0084625 | 0.018175 | 0.093306 | 0.18057 | 0.025575 | 0.070564 | 0.07092 | 0 | 0.25257 | 0.10763 | 0.23117
Small Non Domestic Two Rate | 0 | 0.32946 | 0.046664 | 0.12243 | 0.023379 | 0 | 0.083262 | 0.0093372 | 0.020054 | 0.11186 | 0.20951 | 0.029675 | 0.077857 | 0.07825 | 0 | 0.27868 | 0.11876 | 0.25506
Small Non Domestic Off Peak (related MPAN) | 0 | 0.029871 | 0.0042309 | 0.01695 | 0.0032367 | 0 | 0.011527 | 0.0012927 | 0.0027764 | 0.0020308 | 0.018996 | 0.0026906 | 0.010779 | 0.010833 | 0 | 0.038582 | 0.016442 | 0.035312
LV Medium Non-Domestic | 0 | 0.23035 | 0.032626 | 0.084314 | 0.016101 | 0 | 0.057341 | 0.0064304 | 0.013811 | 0.078531 | 0.14648 | 0.020748 | 0.053619 | 0.053889 | 0 | 0.19192 | 0.081786 | 0.17565
LV Sub Medium Non-Domestic | 0 | 0.22449 | 0.031797 | 0.082469 | 0.015748 | 0 | 0.056086 | 0.0062896 | 0 | 0.076414 | 0.14276 | 0.020221 | 0.052445 | 0.05271 | 0 | 0.18772 | 0.079996 | 0
HV Medium Non-Domestic | 0 | 0.22553 | 0.010541 | 0.027364 | 0 | 0 | 0 | 0 | 0 | 0.076913 | 0.14342 | 0.020314 | 0.052732 | 0.052998 | 0 | 0.18875 | 0 | 0
LV Network Domestic | 0 | 3.5565 | 0.50374 | 0.84812 | 0.16196 | 0 | 0.57679 | 0.064683 | 0.13892 | 1.3642 | 2.2617 | 0.32035 | 0.53935 | 0.54207 | 0 | 1.9305 | 0.82268 | 1.7669
LV Network Non-Domestic Non-CT | 0 | 3.7765 | 0.53491 | 0.9012 | 0.17209 | 0 | 0.61289 | 0.068731 | 0.14762 | 1.4491 | 2.4016 | 0.34017 | 0.5731 | 0.576 | 0 | 2.0514 | 0.87417 | 1.8775
LV HH Metered | 0 | 2.9707 | 0.42077 | 0.70865 | 0.13532 | 0 | 0.48194 | 0.054046 | 0.11608 | 1.1391 | 1.8892 | 0.26758 | 0.45065 | 0.45293 | 0 | 1.6131 | 0.68739 | 1.4763
LV Sub HH Metered | 0 | 2.7915 | 0.39539 | 0.66589 | 0.12716 | 0 | 0.45286 | 0.050785 | 0 | 1.0704 | 1.7752 | 0.25144 | 0.42347 | 0.4256 | 0 | 1.5157 | 0.64593 | 0
HV HH Metered | 0 | 2.531 | 0.1183 | 0.19924 | 0 | 0 | 0 | 0 | 0 | 0.97053 | 1.6096 | 0.22798 | 0.38395 | 0.38589 | 0 | 1.3743 | 0 | 0
NHH UMS category A | 0 | 0.18359 | 0.026004 | 0.065224 | 0.012455 | 0 | 0.044357 | 0.0049744 | 0.010684 | 0.060449 | 0.11675 | 0.016537 | 0.041478 | 0.041687 | 0 | 0.14847 | 0.063268 | 0.13588
NHH UMS category B | 0 | 0.29872 | 0.042311 | 0.080127 | 0.015301 | 0 | 0.054493 | 0.006111 | 0.013125 | 0.10648 | 0.18997 | 0.026907 | 0.050956 | 0.051213 | 0 | 0.18239 | 0.077724 | 0.16693
NHH UMS category C | 0 | 0.5208 | 0.073765 | 0.13473 | 0.025728 | 0 | 0.091628 | 0.010275 | 0.022069 | 0.19304 | 0.33119 | 0.04691 | 0.08568 | 0.086113 | 0 | 0.30668 | 0.13069 | 0.28069
NHH UMS category D | 0 | 0.073101 | 0.010354 | 0.050596 | 0.0096618 | 0 | 0.03441 | 0.0038588 | 0.0082877 | 0.016303 | 0.046488 | 0.0065845 | 0.032176 | 0.032338 | 0 | 0.11517 | 0.049079 | 0.10541
LV UMS (Pseudo HH Metered) | 0 | 8.0742 | 1.1436 | 1.8491 | 0.35311 | 0 | 1.2576 | 0.14103 | 0.30289 | 3.1497 | 5.1347 | 0.72727 | 1.1759 | 1.1819 | 0 | 4.2091 | 1.7937 | 3.8524
LV Generation Non-Intermittent | 0 | -2.4502 | -0.34704 | -0.58447 | -0.11161 | 0 | -0.39749 | -0.044575 | 0 | -0.93953 | -1.5582 | -0.2207 | -0.37169 | -0.37356 | 0 | -1.3304 | -0.56694 | 0
LV Sub Generation Non-Intermittent | 0 | -2.4163 | -0.34224 | -0.57639 | -0.11007 | 0 | -0.39199 | 0 | 0 | -0.92655 | -1.5366 | -0.21764 | -0.36655 | -0.3684 | 0 | -1.312 | 0 | 0
HV Generation Non-Intermittent | 0 | -2.3869 | -0.11157 | -0.1879 | 0 | 0 | 0 | 0 | 0 | -0.91529 | -1.5179 | -0.215 | -0.36209 | -0.36392 | 0 | 0 | 0 | 0
2904. Contributions to pay-as-you-go unit rate 2 (p/kWh)
Data sources:
x1 = 2461. Unit rate 2 pseudo load coefficient by network level (combined)
x2 = 2901. Unit cost at each level, £/kW/year (relative to system simultaneous maximum load)
x3 = 2012. Loss adjustment factors between end user meter reading and each network level, scaled by network use
x4 = 2804. Proportion of annual charge covered by contributions (for all charging levels)
x5 = 1010. Days in the charging year (in Financial and general assumptions)
Calculation =x1*x2*x3*(1-x4)*100/(24*x5)
| GSPs | Assets 132kV | Assets 132kV/EHV | Assets EHV | Assets EHV/HV | Assets 132kV/HV | Assets HV | Assets HV/LV | Assets LV circuits | Transmission exit | Operating 132kV | Operating 132kV/EHV | Operating EHV | Operating EHV/HV | Operating 132kV/HV | Operating HV | Operating HV/LV | Operating LV circuits
Domestic Two Rate | 0 | 0.035594 | 0.0050415 | 0.017452 | 0.0033326 | 0 | 0.011869 | 0.001331 | 0.0028586 | 4.8887e-05 | 0.022636 | 0.0032061 | 0.011098 | 0.011154 | 0 | 0.039725 | 0.016928 | 0.036358
Small Non Domestic Two Rate | 0 | 0.035824 | 0.0050741 | 0.017809 | 0.0034008 | 0 | 0.012112 | 0.0013582 | 0.0029171 | 5.9813e-05 | 0.022782 | 0.0032268 | 0.011326 | 0.011383 | 0 | 0.040538 | 0.017275 | 0.037102
LV Medium Non-Domestic | 0 | 0.024169 | 0.0034232 | 0.0111 | 0.0021196 | 0 | 0.0075489 | 0.00084655 | 0.0018182 | 0 | 0.01537 | 0.0021769 | 0.0070589 | 0.0070945 | 0 | 0.025266 | 0.010767 | 0.023125
LV Sub Medium Non-Domestic | 0 | 0.023834 | 0.0033759 | 0.010946 | 0.0020903 | 0 | 0.0074445 | 0.00083485 | 0 | 0 | 0.015157 | 0.0021468 | 0.0069613 | 0.0069964 | 0 | 0.024917 | 0.010618 | 0
HV Medium Non-Domestic | 0 | 0.023545 | 0.0011005 | 0.0035685 | 0 | 0 | 0 | 0 | 0 | 0 | 0.014973 | 0.0021208 | 0.0068767 | 0.0069114 | 0 | 0.024614 | 0 | 0
LV Network Domestic | 0 | 0.049238 | 0.006974 | 0.076776 | 0.014661 | 0 | 0.052214 | 0.0058554 | 0.012576 | 0.0023996 | 0.031312 | 0.004435 | 0.048825 | 0.049071 | 0 | 0.17476 | 0.074474 | 0.15995
LV Network Non-Domestic Non-CT | 0 | 0.052284 | 0.0074055 | 0.081581 | 0.015579 | 0 | 0.055482 | 0.0062219 | 0.013363 | 0.0025488 | 0.03325 | 0.0047094 | 0.051881 | 0.052142 | 0 | 0.1857 | 0.079135 | 0.16996
LV HH Metered | 0 | 0.041128 | 0.0058254 | 0.064151 | 0.01225 | 0 | 0.043628 | 0.0048925 | 0.010508 | 0.0020037 | 0.026155 | 0.0037046 | 0.040796 | 0.041002 | 0 | 0.14602 | 0.062227 | 0.13365
LV Sub HH Metered | 0 | 0.038647 | 0.0054739 | 0.060281 | 0.011511 | 0 | 0.040996 | 0.0045974 | 0 | 0.0018828 | 0.024577 | 0.0034811 | 0.038335 | 0.038528 | 0 | 0.13721 | 0.058473 | 0
HV HH Metered | 0 | 0.035041 | 0.0016378 | 0.018036 | 0 | 0 | 0 | 0 | 0 | 0.0017071 | 0.022284 | 0.0031562 | 0.034757 | 0.034933 | 0 | 0.12441 | 0 | 0
LV UMS (Pseudo HH Metered) | 0 | 0.06535 | 0.0092561 | 0.060935 | 0.011636 | 0 | 0.041441 | 0.0046473 | 0.0099812 | 0.012231 | 0.041558 | 0.0058863 | 0.038751 | 0.038947 | 0 | 0.1387 | 0.059108 | 0.12695
LV Generation Non-Intermittent | 0 | -0.033921 | -0.0048046 | -0.05291 | -0.010104 | 0 | -0.035983 | -0.0040352 | 0 | -0.0016526 | -0.021572 | -0.0030554 | -0.033647 | -0.033817 | 0 | -0.12044 | -0.051323 | 0
LV Sub Generation Non-Intermittent | 0 | -0.033452 | -0.0047382 | -0.052178 | -0.0099639 | 0 | -0.035485 | 0 | 0 | -0.0016297 | -0.021274 | -0.0030132 | -0.033182 | -0.033349 | 0 | -0.11877 | 0 | 0
HV Generation Non-Intermittent | 0 | -0.033046 | -0.0015446 | -0.01701 | 0 | 0 | 0 | 0 | 0 | -0.0016099 | -0.021015 | -0.0029766 | -0.032779 | -0.032944 | 0 | 0 | 0 | 0
2905. Contributions to pay-as-you-go unit rate 3 (p/kWh)
Data sources:
x1 = 2462. Unit rate 3 pseudo load coefficient by network level (combined)
x2 = 2901. Unit cost at each level, £/kW/year (relative to system simultaneous maximum load)
x3 = 2012. Loss adjustment factors between end user meter reading and each network level, scaled by network use
x4 = 2804. Proportion of annual charge covered by contributions (for all charging levels)
x5 = 1010. Days in the charging year (in Financial and general assumptions)
Calculation =x1*x2*x3*(1-x4)*100/(24*x5)
| GSPs | Assets 132kV | Assets 132kV/EHV | Assets EHV | Assets EHV/HV | Assets 132kV/HV | Assets HV | Assets HV/LV | Assets LV circuits | Transmission exit | Operating 132kV | Operating 132kV/EHV | Operating EHV | Operating EHV/HV | Operating 132kV/HV | Operating HV | Operating HV/LV | Operating LV circuits
LV Network Domestic | 0 | 0.035081 | 0.0049689 | 0.016107 | 0.0030758 | 0 | 0.010954 | 0.0012284 | 0.0026383 | 0 | 0.02231 | 0.0031599 | 0.010243 | 0.010295 | 0 | 0.036664 | 0.015624 | 0.033556
LV Network Non-Domestic Non-CT | 0 | 0.037252 | 0.0052763 | 0.017115 | 0.0032683 | 0 | 0.01164 | 0.0013053 | 0.0028034 | 0 | 0.02369 | 0.0033554 | 0.010884 | 0.010939 | 0 | 0.038958 | 0.016602 | 0.035656
LV HH Metered | 0 | 0.029303 | 0.0041505 | 0.013458 | 0.00257 | 0 | 0.0091527 | 0.0010264 | 0.0022045 | 0 | 0.018635 | 0.0026395 | 0.0085586 | 0.0086018 | 0 | 0.030634 | 0.013055 | 0.028038
LV Sub HH Metered | 0 | 0.027535 | 0.0039001 | 0.012646 | 0.0024149 | 0 | 0.0086005 | 0.00096449 | 0 | 0 | 0.017511 | 0.0024802 | 0.0080422 | 0.0080828 | 0 | 0.028786 | 0.012267 | 0
HV HH Metered | 0 | 0.024966 | 0.0011669 | 0.0037838 | 0 | 0 | 0 | 0 | 0 | 0 | 0.015877 | 0.0022488 | 0.0072918 | 0.0073286 | 0 | 0.0261 | 0 | 0
LV UMS (Pseudo HH Metered) | 0 | 0.025289 | 0.0035819 | 0.011614 | 0.0022179 | 0 | 0.0078987 | 0.00088579 | 0.0019024 | 0 | 0.016082 | 0.0022778 | 0.007386 | 0.0074233 | 0 | 0.026437 | 0.011266 | 0.024197
LV Generation Non-Intermittent | 0 | -0.024169 | -0.0034232 | -0.0111 | -0.0021196 | 0 | -0.0075489 | -0.00084655 | 0 | 0 | -0.01537 | -0.0021769 | -0.0070589 | -0.0070945 | 0 | -0.025266 | -0.010767 | 0
LV Sub Generation Non-Intermittent | 0 | -0.023834 | -0.0033759 | -0.010946 | -0.0020903 | 0 | -0.0074445 | 0 | 0 | 0 | -0.015157 | -0.0021468 | -0.0069613 | -0.0069964 | 0 | -0.024917 | 0 | 0
HV Generation Non-Intermittent | 0 | -0.023545 | -0.0011005 | -0.0035685 | 0 | 0 | 0 | 0 | 0 | 0 | -0.014973 | -0.0021208 | -0.0068767 | -0.0069114 | 0 | 0 | 0 | 0
Allocation to standing charges for South West in 0 (Forecast)
This sheet reallocates some costs from unit charges to fixed or capacity charges, for demand users only.
3001. Costs based on aggregate maximum load (£/kW/year)
Data sources:
x1 = 2901. Unit cost at each level, £/kW/year (relative to system simultaneous maximum load)
x2 = 2612. Diversity allowances (including calculated LV value)
Calculation =x1/(1+x2)
| GSPs | Assets 132kV | Assets 132kV/EHV | Assets EHV | Assets EHV/HV | Assets 132kV/HV | Assets HV | Assets HV/LV | Assets LV circuits | Transmission exit | Operating 132kV | Operating 132kV/EHV | Operating EHV | Operating EHV/HV | Operating 132kV/HV | Operating HV | Operating HV/LV | Operating LV circuits
Costs based on aggregate maximum load (£/kW/year) | 0 | 13.365 | 1.8986 | 4.516 | 4.5832 | 0 | 12.1793 | 5.2539 | 10.1029 | 4.4864 | 8.4993 | 1.2074 | 2.8719 | 2.9146 | 0 | 7.7452 | 3.3412 | 6.4248
3002. Capacity elements p/kVA/day
This calculation uses aggregate maximum load and no coincidence factor.
Data sources:
x1 = 2602. Standing charges factors adapted to use 132kV/HV
x2 = 2012. Loss adjustment factors between end user meter reading and each network level, scaled by network use
x3 = 3001. Costs based on aggregate maximum load (£/kW/year)
x4 = 1010. Power factor for all flows in the network model (in Financial and general assumptions)
x5 = 1010. Days in the charging year (in Financial and general assumptions)
x6 = 2804. Proportion of annual charge covered by contributions (for all charging levels)
Calculation =100*x1*x2*x3*x4/x5*(1-x6)
| GSPs | Assets 132kV | Assets 132kV/EHV | Assets EHV | Assets EHV/HV | Assets 132kV/HV | Assets HV | Assets HV/LV | Assets LV circuits | Transmission exit | Operating 132kV | Operating 132kV/EHV | Operating EHV | Operating EHV/HV | Operating 132kV/HV | Operating HV | Operating HV/LV | Operating LV circuits
Domestic Unrestricted | 0 | 0 | 0 | 0 | 0 | 0 | 0 | 0 | 0.13112 | 0 | 0 | 0 | 0 | 0 | 0 | 0 | 0 | 1.6676
Domestic Two Rate | 0 | 0 | 0 | 0 | 0 | 0 | 0 | 0 | 0.13112 | 0 | 0 | 0 | 0 | 0 | 0 | 0 | 0 | 1.6676
Domestic Off Peak (related MPAN) | 0 | 0 | 0 | 0 | 0 | 0 | 0 | 0 | 0.13112 | 0 | 0 | 0 | 0 | 0 | 0 | 0 | 0 | 1.6676
Small Non Domestic Unrestricted | 0 | 0 | 0 | 0 | 0 | 0 | 0 | 0 | 0.13112 | 0 | 0 | 0 | 0 | 0 | 0 | 0 | 0 | 1.6676
Small Non Domestic Two Rate | 0 | 0 | 0 | 0 | 0 | 0 | 0 | 0 | 0.13112 | 0 | 0 | 0 | 0 | 0 | 0 | 0 | 0 | 1.6676
Small Non Domestic Off Peak (related MPAN) | 0 | 0 | 0 | 0 | 0 | 0 | 0 | 0 | 0.13112 | 0 | 0 | 0 | 0 | 0 | 0 | 0 | 0 | 1.6676
LV Medium Non-Domestic | 0 | 0 | 0 | 0 | 0 | 0 | 0 | 0 | 0.13112 | 0 | 0 | 0 | 0 | 0 | 0 | 0 | 0 | 1.6676
LV Sub Medium Non-Domestic | 0 | 0 | 0 | 0 | 0 | 0 | 0 | 0.068186 | 0 | 0 | 0 | 0 | 0 | 0 | 0 | 0 | 0.86724 | 0
HV Medium Non-Domestic | 0 | 0 | 0 | 0.079858 | 0 | 0 | 0 | 0 | 0 | 0 | 0 | 0 | 0.15389 | 0.77335 | 0 | 2.0104 | 0 | 0
LV Network Domestic | 0 | 0 | 0 | 0 | 0 | 0 | 0 | 0 | 0.13112 | 0 | 0 | 0 | 0 | 0 | 0 | 0 | 0 | 1.6676
LV Network Non-Domestic Non-CT | 0 | 0 | 0 | 0 | 0 | 0 | 0 | 0 | 0.13112 | 0 | 0 | 0 | 0 | 0 | 0 | 0 | 0 | 1.6676
LV HH Metered | 0 | 0 | 0 | 0 | 0 | 0 | 0.12331 | 0.069142 | 0.13112 | 0 | 0 | 0 | 0 | 0 | 0 | 0.41273 | 0.8794 | 1.6676
LV Sub HH Metered | 0 | 0 | 0 | 0 | 0 | 0 | 0.60803 | 0.068186 | 0 | 0 | 0 | 0 | 0 | 0 | 0 | 2.0351 | 0.86724 | 0
HV HH Metered | 0 | 0 | 0 | 0.079858 | 0 | 0 | 0 | 0 | 0 | 0 | 0 | 0 | 0.15389 | 0.77335 | 0 | 2.0104 | 0 | 0
NHH UMS category A | 0 | 0 | 0 | 0 | 0 | 0 | 0 | 0 | 0 | 0 | 0 | 0 | 0 | 0 | 0 | 0 | 0 | 0
NHH UMS category B | 0 | 0 | 0 | 0 | 0 | 0 | 0 | 0 | 0 | 0 | 0 | 0 | 0 | 0 | 0 | 0 | 0 | 0
NHH UMS category C | 0 | 0 | 0 | 0 | 0 | 0 | 0 | 0 | 0 | 0 | 0 | 0 | 0 | 0 | 0 | 0 | 0 | 0
NHH UMS category D | 0 | 0 | 0 | 0 | 0 | 0 | 0 | 0 | 0 | 0 | 0 | 0 | 0 | 0 | 0 | 0 | 0 | 0
LV UMS (Pseudo HH Metered) | 0 | 0 | 0 | 0 | 0 | 0 | 0 | 0 | 0 | 0 | 0 | 0 | 0 | 0 | 0 | 0 | 0 | 0
3003. Yardstick components p/kWh (taking account of standing charges)
Data sources:
x1 = 2602. Standing charges factors adapted to use 132kV/HV
x2 = 2902. Pay-as-you-go yardstick unit costs by charging level (p/kWh)
Calculation =(1-x1)*x2
| GSPs | Assets 132kV | Assets 132kV/EHV | Assets EHV | Assets EHV/HV | Assets 132kV/HV | Assets HV | Assets HV/LV | Assets LV circuits | Transmission exit | Operating 132kV | Operating 132kV/EHV | Operating EHV | Operating EHV/HV | Operating 132kV/HV | Operating HV | Operating HV/LV | Operating LV circuits
Domestic Unrestricted | 0 | 0.37224 | 0.052724 | 0.1331 | 0.025417 | 0 | 0.090519 | 0.010151 | 0 | 0.12217 | 0.23672 | 0.033529 | 0.084644 | 0.085071 | 0 | 0.30297 | 0.12911 | 0
Domestic Two Rate | 0 | 0.22005 | 0.031168 | 0.078684 | 0.015025 | 0 | 0.053511 | 0.0060009 | 0 | 0.072221 | 0.13994 | 0.019821 | 0.050038 | 0.05029 | 0 | 0.1791 | 0.076324 | 0
Domestic Off Peak (related MPAN) | 0 | 0 | 0 | 0 | 0 | 0 | 0 | 0 | 0 | 0 | 0 | 0 | 0 | 0 | 0 | 0 | 0 | 0
Small Non Domestic Unrestricted | 0 | 0.28515 | 0.040389 | 0.10196 | 0.01947 | 0 | 0.069342 | 0.0077762 | 0 | 0.093586 | 0.18134 | 0.025685 | 0.064841 | 0.065168 | 0 | 0.23209 | 0.098904 | 0
Small Non Domestic Two Rate | 0 | 0.23434 | 0.033192 | 0.083794 | 0.016001 | 0 | 0.056987 | 0.0063907 | 0 | 0.076911 | 0.14903 | 0.021108 | 0.053288 | 0.053557 | 0 | 0.19074 | 0.081281 | 0
Small Non Domestic Off Peak (related MPAN) | 0 | 0 | 0 | 0 | 0 | 0 | 0 | 0 | 0 | 0 | 0 | 0 | 0 | 0 | 0 | 0 | 0 | 0
LV Medium Non-Domestic | 0 | 0.25097 | 0.035547 | 0.089738 | 0.017136 | 0 | 0.061029 | 0.006844 | 0 | 0.082367 | 0.1596 | 0.022606 | 0.057068 | 0.057356 | 0 | 0.20427 | 0.087047 | 0
LV Sub Medium Non-Domestic | 0 | 0.23701 | 0.03357 | 0.084748 | 0.016183 | 0 | 0.057635 | 0 | 0 | 0.077786 | 0.15072 | 0.021348 | 0.053894 | 0.054166 | 0 | 0.19291 | 0 | 0
HV Medium Non-Domestic | 0 | 0.24138 | 0.011282 | 0.022786 | 0 | 0 | 0 | 0 | 0 | 0.07922 | 0.1535 | 0.021742 | 0.04391 | 0 | 0 | 0 | 0 | 0
LV Network Domestic | 0 | 0.35918 | 0.050873 | 0.12843 | 0.024525 | 0 | 0.087343 | 0.0097948 | 0 | 0.11788 | 0.22841 | 0.032352 | 0.081673 | 0.082085 | 0 | 0.29234 | 0.12458 | 0
LV Network Non-Domestic Non-CT | 0 | 0.27812 | 0.039392 | 0.099446 | 0.01899 | 0 | 0.067631 | 0.0075844 | 0 | 0.091277 | 0.17687 | 0.025051 | 0.063241 | 0.063561 | 0 | 0.22636 | 0.096464 | 0
LV HH Metered | 0 | 0.23878 | 0.033821 | 0.085381 | 0.016304 | 0 | 0.046453 | 0 | 0 | 0.078368 | 0.15185 | 0.021508 | 0.054297 | 0.054571 | 0 | 0.15548 | 0 | 0
LV Sub HH Metered | 0 | 0.2156 | 0.030537 | 0.07709 | 0.014721 | 0 | 0 | 0 | 0 | 0.070758 | 0.13711 | 0.01942 | 0.049025 | 0.049272 | 0 | 0 | 0 | 0
HV HH Metered | 0 | 0.1889 | 0.0088294 | 0.017832 | 0 | 0 | 0 | 0 | 0 | 0.061996 | 0.12013 | 0.017015 | 0.034363 | 0 | 0 | 0 | 0 | 0
NHH UMS category A | 0 | 0.17257 | 0.024442 | 0.061704 | 0.011783 | 0 | 0.041964 | 0.0047059 | 0.010107 | 0.056636 | 0.10974 | 0.015544 | 0.03924 | 0.039438 | 0 | 0.14045 | 0.059854 | 0.12855
NHH UMS category B | 0 | 0.35704 | 0.05057 | 0.12766 | 0.024379 | 0 | 0.086822 | 0.0097365 | 0.020911 | 0.11718 | 0.22705 | 0.03216 | 0.081187 | 0.081596 | 0 | 0.2906 | 0.12384 | 0.26597
NHH UMS category C | 0 | 0.61766 | 0.087485 | 0.22086 | 0.042174 | 0 | 0.1502 | 0.016844 | 0.036176 | 0.20271 | 0.39279 | 0.055635 | 0.14045 | 0.14116 | 0 | 0.50272 | 0.21423 | 0.46011
NHH UMS category D | 0 | 0 | 0 | 0 | 0 | 0 | 0 | 0 | 0 | 0 | 0 | 0 | 0 | 0 | 0 | 0 | 0 | 0
LV UMS (Pseudo HH Metered) | 0 | 0.36582 | 0.051814 | 0.1308 | 0.024978 | 0 | 0.088957 | 0.0099759 | 0.021426 | 0.12006 | 0.23264 | 0.03295 | 0.083183 | 0.083603 | 0 | 0.29774 | 0.12688 | 0.27251
3004. Contributions to unit rate 1 p/kWh by network level (taking account of standing charges)
Data sources:
x1 = 2602. Standing charges factors adapted to use 132kV/HV
x2 = 2903. Contributions to pay-as-you-go unit rate 1 (p/kWh)
Calculation =(1-x1)*x2
| GSPs | Assets 132kV | Assets 132kV/EHV | Assets EHV | Assets EHV/HV | Assets 132kV/HV | Assets HV | Assets HV/LV | Assets LV circuits | Transmission exit | Operating 132kV | Operating 132kV/EHV | Operating EHV | Operating EHV/HV | Operating 132kV/HV | Operating HV | Operating HV/LV | Operating LV circuits
Domestic Unrestricted | 0 | 0.35343 | 0.050059 | 0.11782 | 0.022499 | 0 | 0.080128 | 0.0089858 | 0 | 0.12187 | 0.22476 | 0.031834 | 0.074927 | 0.075305 | 0 | 0.26819 | 0.11429 | 0
Domestic Two Rate | 0 | 0.42132 | 0.059676 | 0.13839 | 0.026426 | 0 | 0.094114 | 0.010554 | 0 | 0.14783 | 0.26793 | 0.03795 | 0.088005 | 0.088449 | 0 | 0.315 | 0.13424 | 0
Domestic Off Peak (related MPAN) | 0 | 0.028378 | 0.0040195 | 0.01638 | 0.0031278 | 0 | 0.011139 | 0.0012492 | 0 | 0.0013999 | 0.018047 | 0.0025561 | 0.010416 | 0.010469 | 0 | 0.037284 | 0.015888 | 0
Small Non Domestic Unrestricted | 0 | 0.28394 | 0.040217 | 0.11096 | 0.021189 | 0 | 0.075462 | 0.0084625 | 0 | 0.093306 | 0.18057 | 0.025575 | 0.070564 | 0.07092 | 0 | 0.25257 | 0.10763 | 0
Small Non Domestic Two Rate | 0 | 0.32946 | 0.046664 | 0.12243 | 0.023379 | 0 | 0.083262 | 0.0093372 | 0 | 0.11186 | 0.20951 | 0.029675 | 0.077857 | 0.07825 | 0 | 0.27868 | 0.11876 | 0
Small Non Domestic Off Peak (related MPAN) | 0 | 0.029871 | 0.0042309 | 0.01695 | 0.0032367 | 0 | 0.011527 | 0.0012927 | 0 | 0.0020308 | 0.018996 | 0.0026906 | 0.010779 | 0.010833 | 0 | 0.038582 | 0.016442 | 0
LV Medium Non-Domestic | 0 | 0.23035 | 0.032626 | 0.084314 | 0.016101 | 0 | 0.057341 | 0.0064304 | 0 | 0.078531 | 0.14648 | 0.020748 | 0.053619 | 0.053889 | 0 | 0.19192 | 0.081786 | 0
LV Sub Medium Non-Domestic | 0 | 0.22449 | 0.031797 | 0.082469 | 0.015748 | 0 | 0.056086 | 0 | 0 | 0.076414 | 0.14276 | 0.020221 | 0.052445 | 0.05271 | 0 | 0.18772 | 0 | 0
HV Medium Non-Domestic | 0 | 0.22553 | 0.010541 | 0.021891 | 0 | 0 | 0 | 0 | 0 | 0.076913 | 0.14342 | 0.020314 | 0.042186 | 0 | 0 | 0 | 0 | 0
LV Network Domestic | 0 | 3.5565 | 0.50374 | 0.84812 | 0.16196 | 0 | 0.57679 | 0.064683 | 0 | 1.3642 | 2.2617 | 0.32035 | 0.53935 | 0.54207 | 0 | 1.9305 | 0.82268 | 0
LV Network Non-Domestic Non-CT | 0 | 3.7765 | 0.53491 | 0.9012 | 0.17209 | 0 | 0.61289 | 0.068731 | 0 | 1.4491 | 2.4016 | 0.34017 | 0.5731 | 0.576 | 0 | 2.0514 | 0.87417 | 0
LV HH Metered | 0 | 2.9707 | 0.42077 | 0.70865 | 0.13532 | 0 | 0.38555 | 0 | 0 | 1.1391 | 1.8892 | 0.26758 | 0.45065 | 0.45293 | 0 | 1.2904 | 0 | 0
LV Sub HH Metered | 0 | 2.7915 | 0.39539 | 0.66589 | 0.12716 | 0 | 0 | 0 | 0 | 1.0704 | 1.7752 | 0.25144 | 0.42347 | 0.4256 | 0 | 0 | 0 | 0
HV HH Metered | 0 | 2.531 | 0.1183 | 0.15939 | 0 | 0 | 0 | 0 | 0 | 0.97053 | 1.6096 | 0.22798 | 0.30716 | 0 | 0 | 0 | 0 | 0
NHH UMS category A | 0 | 0.18359 | 0.026004 | 0.065224 | 0.012455 | 0 | 0.044357 | 0.0049744 | 0.010684 | 0.060449 | 0.11675 | 0.016537 | 0.041478 | 0.041687 | 0 | 0.14847 | 0.063268 | 0.13588
NHH UMS category B | 0 | 0.29872 | 0.042311 | 0.080127 | 0.015301 | 0 | 0.054493 | 0.006111 | 0.013125 | 0.10648 | 0.18997 | 0.026907 | 0.050956 | 0.051213 | 0 | 0.18239 | 0.077724 | 0.16693
NHH UMS category C | 0 | 0.5208 | 0.073765 | 0.13473 | 0.025728 | 0 | 0.091628 | 0.010275 | 0.022069 | 0.19304 | 0.33119 | 0.04691 | 0.08568 | 0.086113 | 0 | 0.30668 | 0.13069 | 0.28069
NHH UMS category D | 0 | 0.073101 | 0.010354 | 0.050596 | 0.0096618 | 0 | 0.03441 | 0.0038588 | 0.0082877 | 0.016303 | 0.046488 | 0.0065845 | 0.032176 | 0.032338 | 0 | 0.11517 | 0.049079 | 0.10541
LV UMS (Pseudo HH Metered) | 0 | 8.0742 | 1.1436 | 1.8491 | 0.35311 | 0 | 1.2576 | 0.14103 | 0.30289 | 3.1497 | 5.1347 | 0.72727 | 1.1759 | 1.1819 | 0 | 4.2091 | 1.7937 | 3.8524
3005. Contributions to unit rate 2 p/kWh by network level (taking account of standing charges)
Data sources:
x1 = 2602. Standing charges factors adapted to use 132kV/HV
x2 = 2904. Contributions to pay-as-you-go unit rate 2 (p/kWh)
Calculation =(1-x1)*x2
| GSPs | Assets 132kV | Assets 132kV/EHV | Assets EHV | Assets EHV/HV | Assets 132kV/HV | Assets HV | Assets HV/LV | Assets LV circuits | Transmission exit | Operating 132kV | Operating 132kV/EHV | Operating EHV | Operating EHV/HV | Operating 132kV/HV | Operating HV | Operating HV/LV | Operating LV circuits
Domestic Two Rate | 0 | 0.035594 | 0.0050415 | 0.017452 | 0.0033326 | 0 | 0.011869 | 0.001331 | 0 | 4.8887e-05 | 0.022636 | 0.0032061 | 0.011098 | 0.011154 | 0 | 0.039725 | 0.016928 | 0
Small Non Domestic Two Rate | 0 | 0.035824 | 0.0050741 | 0.017809 | 0.0034008 | 0 | 0.012112 | 0.0013582 | 0 | 5.9813e-05 | 0.022782 | 0.0032268 | 0.011326 | 0.011383 | 0 | 0.040538 | 0.017275 | 0
LV Medium Non-Domestic | 0 | 0.024169 | 0.0034232 | 0.0111 | 0.0021196 | 0 | 0.0075489 | 0.00084655 | 0 | 0 | 0.01537 | 0.0021769 | 0.0070589 | 0.0070945 | 0 | 0.025266 | 0.010767 | 0
LV Sub Medium Non-Domestic | 0 | 0.023834 | 0.0033759 | 0.010946 | 0.0020903 | 0 | 0.0074445 | 0 | 0 | 0 | 0.015157 | 0.0021468 | 0.0069613 | 0.0069964 | 0 | 0.024917 | 0 | 0
HV Medium Non-Domestic | 0 | 0.023545 | 0.0011005 | 0.0028548 | 0 | 0 | 0 | 0 | 0 | 0 | 0.014973 | 0.0021208 | 0.0055014 | 0 | 0 | 0 | 0 | 0
LV Network Domestic | 0 | 0.049238 | 0.006974 | 0.076776 | 0.014661 | 0 | 0.052214 | 0.0058554 | 0 | 0.0023996 | 0.031312 | 0.004435 | 0.048825 | 0.049071 | 0 | 0.17476 | 0.074474 | 0
LV Network Non-Domestic Non-CT | 0 | 0.052284 | 0.0074055 | 0.081581 | 0.015579 | 0 | 0.055482 | 0.0062219 | 0 | 0.0025488 | 0.03325 | 0.0047094 | 0.051881 | 0.052142 | 0 | 0.1857 | 0.079135 | 0
LV HH Metered | 0 | 0.041128 | 0.0058254 | 0.064151 | 0.01225 | 0 | 0.034902 | 0 | 0 | 0.0020037 | 0.026155 | 0.0037046 | 0.040796 | 0.041002 | 0 | 0.11682 | 0 | 0
LV Sub HH Metered | 0 | 0.038647 | 0.0054739 | 0.060281 | 0.011511 | 0 | 0 | 0 | 0 | 0.0018828 | 0.024577 | 0.0034811 | 0.038335 | 0.038528 | 0 | 0 | 0 | 0
HV HH Metered | 0 | 0.035041 | 0.0016378 | 0.014429 | 0 | 0 | 0 | 0 | 0 | 0.0017071 | 0.022284 | 0.0031562 | 0.027806 | 0 | 0 | 0 | 0 | 0
LV UMS (Pseudo HH Metered) | 0 | 0.06535 | 0.0092561 | 0.060935 | 0.011636 | 0 | 0.041441 | 0.0046473 | 0.0099812 | 0.012231 | 0.041558 | 0.0058863 | 0.038751 | 0.038947 | 0 | 0.1387 | 0.059108 | 0.12695
3006. Contributions to unit rate 3 p/kWh by network level (taking account of standing charges)
Data sources:
x1 = 2602. Standing charges factors adapted to use 132kV/HV
x2 = 2905. Contributions to pay-as-you-go unit rate 3 (p/kWh)
Calculation =(1-x1)*x2
| GSPs | Assets 132kV | Assets 132kV/EHV | Assets EHV | Assets EHV/HV | Assets 132kV/HV | Assets HV | Assets HV/LV | Assets LV circuits | Transmission exit | Operating 132kV | Operating 132kV/EHV | Operating EHV | Operating EHV/HV | Operating 132kV/HV | Operating HV | Operating HV/LV | Operating LV circuits
LV Network Domestic | 0 | 0.035081 | 0.0049689 | 0.016107 | 0.0030758 | 0 | 0.010954 | 0.0012284 | 0 | 0 | 0.02231 | 0.0031599 | 0.010243 | 0.010295 | 0 | 0.036664 | 0.015624 | 0
LV Network Non-Domestic Non-CT | 0 | 0.037252 | 0.0052763 | 0.017115 | 0.0032683 | 0 | 0.01164 | 0.0013053 | 0 | 0 | 0.02369 | 0.0033554 | 0.010884 | 0.010939 | 0 | 0.038958 | 0.016602 | 0
LV HH Metered | 0 | 0.029303 | 0.0041505 | 0.013458 | 0.00257 | 0 | 0.0073221 | 0 | 0 | 0 | 0.018635 | 0.0026395 | 0.0085586 | 0.0086018 | 0 | 0.024507 | 0 | 0
LV Sub HH Metered | 0 | 0.027535 | 0.0039001 | 0.012646 | 0.0024149 | 0 | 0 | 0 | 0 | 0 | 0.017511 | 0.0024802 | 0.0080422 | 0.0080828 | 0 | 0 | 0 | 0
HV HH Metered | 0 | 0.024966 | 0.0011669 | 0.0030271 | 0 | 0 | 0 | 0 | 0 | 0 | 0.015877 | 0.0022488 | 0.0058334 | 0 | 0 | 0 | 0 | 0
LV UMS (Pseudo HH Metered) | 0 | 0.025289 | 0.0035819 | 0.011614 | 0.0022179 | 0 | 0.0078987 | 0.00088579 | 0.0019024 | 0 | 0.016082 | 0.0022778 | 0.007386 | 0.0074233 | 0 | 0.026437 | 0.011266 | 0.024197
Standing charges as fixed charges for South West in 0 (Forecast)
This sheet allocates standing charges to fixed charges for non half hourly settled demand users.
3101. Mapping of tariffs to tariff groups
| LV domestic and small non-domestic tariffs | LV medium non-domestic tariffs | LV substation aggregated tariffs | HV network aggregated tariffs
Domestic Unrestricted | 1 | 0 | 0 | 0
Domestic Two Rate | 1 | 0 | 0 | 0
Small Non Domestic Unrestricted | 1 | 0 | 0 | 0
Small Non Domestic Two Rate | 1 | 0 | 0 | 0
LV Medium Non-Domestic | 0 | 1 | 0 | 0
LV Sub Medium Non-Domestic | 0 | 0 | 1 | 0
HV Medium Non-Domestic | 0 | 0 | 0 | 1
LV Network Domestic | 1 | 0 | 0 | 0
LV Network Non-Domestic Non-CT | 1 | 0 | 0 | 0
3102. Capacity use for tariffs charged for capacity on an exit point basis
Data sources:
x1 = 2407. All units (MWh)
x2 = 1041. Load factor for each type of demand user (in Load profile data for demand users)
x3 = 1010. Days in the charging year (in Financial and general assumptions)
x4 = 2305. MPANs (in Equivalent volume for each end user)
Kind: | Calculation | Copy cells
Formula: | =x1/x2/(24*x3)*1000 | = x4
| Unit-based contributions to aggregate maximum load (kW) | MPANs
Domestic Unrestricted | 1127701.2911 | 1228033.636
Domestic Two Rate | 599365.9989 | 223355.3825
Small Non Domestic Unrestricted | 334699.9568 | 109923.8387
Small Non Domestic Two Rate | 137735.6169 | 28065.6011
LV Medium Non-Domestic | 0 | 0
LV Sub Medium Non-Domestic | 0 | 0
HV Medium Non-Domestic | 0 | 0
LV Network Domestic | 0 | 0
LV Network Non-Domestic Non-CT | 118800.0802 | 6378.4892
3103. Aggregate capacity (kW)
Data sources:
x1 = 3101. Mapping of tariffs to tariff groups
x2 = 3102. Unit-based contributions to aggregate maximum load (kW) (in Capacity use for tariffs charged for capacity on an exit point basis)
Sum-product calculation =SUMPRODUCT(x1, x2)
| LV domestic and small non-domestic tariffs | LV medium non-domestic tariffs | LV substation aggregated tariffs | HV network aggregated tariffs
Aggregate capacity (kW) | 2318302.9438 | 0 | 0 | 0
3104. Aggregate number of users charged for capacity on an exit point basis
Data sources:
x1 = 3101. Mapping of tariffs to tariff groups
x2 = 3102. MPANs (in Equivalent volume for each end user) (in Capacity use for tariffs charged for capacity on an exit point basis)
Sum-product calculation =SUMPRODUCT(x1, x2)
| LV domestic and small non-domestic tariffs | LV medium non-domestic tariffs | LV substation aggregated tariffs | HV network aggregated tariffs
Aggregate number of users charged for capacity on an exit point basis | 1595756.9475 | 0 | 0 | 0
3105. Average maximum kVA by exit point
Data sources:
x1 = 3104. Aggregate number of users charged for capacity on an exit point basis
x2 = 3103. Aggregate capacity (kW)
x3 = 1010. Power factor for all flows in the network model (in Financial and general assumptions)
Calculation =IF(x1,x2/x1/x3,0)
| LV domestic and small non-domestic tariffs | LV medium non-domestic tariffs | LV substation aggregated tariffs | HV network aggregated tariffs
Average maximum kVA by exit point | 1.5293 | 0 | 0 | 0
3106. Deemed average maximum kVA for each tariff
Data sources:
x1 = 3101. Mapping of tariffs to tariff groups
x2 = 3105. Average maximum kVA by exit point
Sum-product calculation =SUMPRODUCT(x1, x2)
Deemed average maximum kVA for each tariff
Domestic Unrestricted | 1.5293
Domestic Two Rate | 1.5293
Small Non Domestic Unrestricted | 1.5293
Small Non Domestic Two Rate | 1.5293
LV Medium Non-Domestic | 0
LV Sub Medium Non-Domestic | 0
HV Medium Non-Domestic | 0
LV Network Domestic | 1.5293
LV Network Non-Domestic Non-CT | 1.5293
3107. Capacity-driven fixed charge elements from standing charges factors p/MPAN/day
Data sources:
x1 = 3002. Capacity elements p/kVA/day
x2 = 3106. Deemed average maximum kVA for each tariff
Calculation =x1*x2
| GSPs | Assets 132kV | Assets 132kV/EHV | Assets EHV | Assets EHV/HV | Assets 132kV/HV | Assets HV | Assets HV/LV | Assets LV circuits | Transmission exit | Operating 132kV | Operating 132kV/EHV | Operating EHV | Operating EHV/HV | Operating 132kV/HV | Operating HV | Operating HV/LV | Operating LV circuits
Domestic Unrestricted | 0 | 0 | 0 | 0 | 0 | 0 | 0 | 0 | 0.20051 | 0 | 0 | 0 | 0 | 0 | 0 | 0 | 0 | 2.5502
Domestic Two Rate | 0 | 0 | 0 | 0 | 0 | 0 | 0 | 0 | 0.20051 | 0 | 0 | 0 | 0 | 0 | 0 | 0 | 0 | 2.5502
Small Non Domestic Unrestricted | 0 | 0 | 0 | 0 | 0 | 0 | 0 | 0 | 0.20051 | 0 | 0 | 0 | 0 | 0 | 0 | 0 | 0 | 2.5502
Small Non Domestic Two Rate | 0 | 0 | 0 | 0 | 0 | 0 | 0 | 0 | 0.20051 | 0 | 0 | 0 | 0 | 0 | 0 | 0 | 0 | 2.5502
LV Medium Non-Domestic | 0 | 0 | 0 | 0 | 0 | 0 | 0 | 0 | 0 | 0 | 0 | 0 | 0 | 0 | 0 | 0 | 0 | 0
LV Sub Medium Non-Domestic | 0 | 0 | 0 | 0 | 0 | 0 | 0 | 0 | 0 | 0 | 0 | 0 | 0 | 0 | 0 | 0 | 0 | 0
HV Medium Non-Domestic | 0 | 0 | 0 | 0 | 0 | 0 | 0 | 0 | 0 | 0 | 0 | 0 | 0 | 0 | 0 | 0 | 0 | 0
LV Network Domestic | 0 | 0 | 0 | 0 | 0 | 0 | 0 | 0 | 0.20051 | 0 | 0 | 0 | 0 | 0 | 0 | 0 | 0 | 2.5502
LV Network Non-Domestic Non-CT | 0 | 0 | 0 | 0 | 0 | 0 | 0 | 0 | 0.20051 | 0 | 0 | 0 | 0 | 0 | 0 | 0 | 0 | 2.5502
Reactive power unit charges for South West in 0 (Forecast)
3201. Network use factors for generator reactive unit charges
These factors differ from the network use factors for active power charges/credits in the case of generators, who do not qualify
for active power credits at the voltage of connection but are charged reactive unit charges for costs caused at that voltage.
| GSPs | 132kV | 132kV/EHV | EHV | EHV/HV | 132kV/HV | HV | HV/LV | LV circuits
LV Generation Intermittent | 1 | 1 | 1 | 1 | 1 | 1 | 1 | 1 | 1
LV Generation Non-Intermittent | 1 | 1 | 1 | 1 | 1 | 1 | 1 | 1 | 1
LV Sub Generation Intermittent | 1 | 1 | 1 | 1 | 1 | 1 | 1 | 1 | 0
LV Sub Generation Non-Intermittent | 1 | 1 | 1 | 1 | 1 | 1 | 1 | 1 | 0
HV Generation Intermittent | 1 | 1 | 1 | 1 | 1 | 1 | 1 | 0 | 0
HV Generation Non-Intermittent | 1 | 1 | 1 | 1 | 1 | 1 | 1 | 0 | 0
3202. Standard components p/kWh for reactive power (absolute value)
Data sources:
x1 = 3003. Yardstick components p/kWh (taking account of standing charges)
Calculation =ABS(x1)
| GSPs | Assets 132kV | Assets 132kV/EHV | Assets EHV | Assets EHV/HV | Assets 132kV/HV | Assets HV | Assets HV/LV | Assets LV circuits | Transmission exit | Operating 132kV | Operating 132kV/EHV | Operating EHV | Operating EHV/HV | Operating 132kV/HV | Operating HV | Operating HV/LV | Operating LV circuits
LV HH Metered | 0 | 0.23878 | 0.033821 | 0.085381 | 0.016304 | 0 | 0.046453 | 0 | 0 | 0.078368 | 0.15185 | 0.021508 | 0.054297 | 0.054571 | 0 | 0.15548 | 0 | 0
LV Sub HH Metered | 0 | 0.2156 | 0.030537 | 0.07709 | 0.014721 | 0 | 0 | 0 | 0 | 0.070758 | 0.13711 | 0.01942 | 0.049025 | 0.049272 | 0 | 0 | 0 | 0
HV HH Metered | 0 | 0.1889 | 0.0088294 | 0.017832 | 0 | 0 | 0 | 0 | 0 | 0.061996 | 0.12013 | 0.017015 | 0.034363 | 0 | 0 | 0 | 0 | 0
3203. Standard reactive p/kVArh
Data sources:
x1 = 3202. Standard components p/kWh for reactive power (absolute value)
x2 = 1092. Average kVAr by kVA, by network level
x3 = 1010. Power factor for all flows in the network model (in Financial and general assumptions)
Calculation =x1*x2*x3
| GSPs | Assets 132kV | Assets 132kV/EHV | Assets EHV | Assets EHV/HV | Assets 132kV/HV | Assets HV | Assets HV/LV | Assets LV circuits | Transmission exit | Operating 132kV | Operating 132kV/EHV | Operating EHV | Operating EHV/HV | Operating 132kV/HV | Operating HV | Operating HV/LV | Operating LV circuits
LV HH Metered | 0 | 0.046832 | 0.0066332 | 0.016745 | 0.0031977 | 0 | 0.0091106 | 0 | 0 | 0.01537 | 0.029782 | 0.0042183 | 0.010649 | 0.010703 | 0 | 0.030494 | 0 | 0
LV Sub HH Metered | 0 | 0.042284 | 0.0059891 | 0.015119 | 0.0028872 | 0 | 0 | 0 | 0 | 0.013878 | 0.02689 | 0.0038087 | 0.009615 | 0.0096635 | 0 | 0 | 0 | 0
HV HH Metered | 0 | 0.037048 | 0.0017317 | 0.0034973 | 0 | 0 | 0 | 0 | 0 | 0.012159 | 0.02356 | 0.0033371 | 0.0067395 | 0 | 0 | 0 | 0 | 0
3204. Absolute value of load coefficient (kW peak / average kW)
Data sources:
x1 = 2302. Load coefficient
Calculation =ABS(x1)
Absolute load coefficient
LV Generation Intermittent | 1
LV Generation Non-Intermittent | 1
LV Sub Generation Intermittent | 1
LV Sub Generation Non-Intermittent | 1
HV Generation Intermittent | 1
HV Generation Non-Intermittent | 1
3205. Pay-as-you-go components p/kWh for reactive power (absolute value)
Data sources:
x1 = 2901. Unit cost at each level, £/kW/year (relative to system simultaneous maximum load)
x2 = 3204. Absolute value of load coefficient (kW peak / average kW)
x3 = 2001. Loss adjustment factor to transmission (in Loss adjustment factors to transmission)
x4 = 2004. Loss adjustment factor to transmission for each network level
x5 = 2804. Proportion of annual charge covered by contributions (for all charging levels)
x6 = 3201. Network use factors for generator reactive unit charges
x7 = 1010. Days in the charging year (in Financial and general assumptions)
Calculation =x1*x2*x3/x4*(1-x5)*x6/(24*x7)*100
| GSPs | Assets 132kV | Assets 132kV/EHV | Assets EHV | Assets EHV/HV | Assets 132kV/HV | Assets HV | Assets HV/LV | Assets LV circuits | Transmission exit | Operating 132kV | Operating 132kV/EHV | Operating EHV | Operating EHV/HV | Operating 132kV/HV | Operating HV | Operating HV/LV | Operating LV circuits
LV Generation Intermittent | 0 | 0.17257 | 0.024442 | 0.061704 | 0.011783 | 0 | 0.041964 | 0.0047059 | 0.010107 | 0.056636 | 0.10974 | 0.015544 | 0.03924 | 0.039438 | 0 | 0.14045 | 0.059854 | 0.12855
LV Generation Non-Intermittent | 0 | 0.17257 | 0.024442 | 0.061704 | 0.011783 | 0 | 0.041964 | 0.0047059 | 0.010107 | 0.056636 | 0.10974 | 0.015544 | 0.03924 | 0.039438 | 0 | 0.14045 | 0.059854 | 0.12855
LV Sub Generation Intermittent | 0 | 0.17018 | 0.024104 | 0.060851 | 0.01162 | 0 | 0.041384 | 0.0046409 | 0 | 0.055853 | 0.10822 | 0.015329 | 0.038697 | 0.038893 | 0 | 0.13851 | 0.059026 | 0
LV Sub Generation Non-Intermittent | 0 | 0.17018 | 0.024104 | 0.060851 | 0.01162 | 0 | 0.041384 | 0.0046409 | 0 | 0.055853 | 0.10822 | 0.015329 | 0.038697 | 0.038893 | 0 | 0.13851 | 0.059026 | 0
HV Generation Intermittent | 0 | 0.16811 | 0.0078578 | 0.019837 | 0 | 0 | 0 | 0 | 0 | 0.055174 | 0.10691 | 0.015143 | 0.038227 | 0.03842 | 0 | 0.13683 | 0 | 0
HV Generation Non-Intermittent | 0 | 0.16811 | 0.0078578 | 0.019837 | 0 | 0 | 0 | 0 | 0 | 0.055174 | 0.10691 | 0.015143 | 0.038227 | 0.03842 | 0 | 0.13683 | 0 | 0
3206. Pay-as-you-go reactive p/kVArh
Data sources:
x1 = 3205. Pay-as-you-go components p/kWh for reactive power (absolute value)
x2 = 1092. Average kVAr by kVA, by network level
x3 = 1010. Power factor for all flows in the network model (in Financial and general assumptions)
Calculation =x1*x2*x3
| GSPs | Assets 132kV | Assets 132kV/EHV | Assets EHV | Assets EHV/HV | Assets 132kV/HV | Assets HV | Assets HV/LV | Assets LV circuits | Transmission exit | Operating 132kV | Operating 132kV/EHV | Operating EHV | Operating EHV/HV | Operating 132kV/HV | Operating HV | Operating HV/LV | Operating LV circuits
LV Generation Intermittent | 0 | 0.033845 | 0.0047937 | 0.012102 | 0.0023109 | 0 | 0.0082302 | 0.00092296 | 0.0019823 | 0.011108 | 0.021523 | 0.0030485 | 0.007696 | 0.0077348 | 0 | 0.027547 | 0.011739 | 0.025212
LV Generation Non-Intermittent | 0 | 0.033845 | 0.0047937 | 0.012102 | 0.0023109 | 0 | 0.0082302 | 0.00092296 | 0.0019823 | 0.011108 | 0.021523 | 0.0030485 | 0.007696 | 0.0077348 | 0 | 0.027547 | 0.011739 | 0.025212
LV Sub Generation Intermittent | 0 | 0.033377 | 0.0047275 | 0.011934 | 0.002279 | 0 | 0.0081164 | 0.0009102 | 0 | 0.010954 | 0.021226 | 0.0030064 | 0.0075896 | 0.0076279 | 0 | 0.027166 | 0.011577 | 0
LV Sub Generation Non-Intermittent | 0 | 0.033377 | 0.0047275 | 0.011934 | 0.002279 | 0 | 0.0081164 | 0.0009102 | 0 | 0.010954 | 0.021226 | 0.0030064 | 0.0075896 | 0.0076279 | 0 | 0.027166 | 0.011577 | 0
HV Generation Intermittent | 0 | 0.032971 | 0.0015411 | 0.0038905 | 0 | 0 | 0 | 0 | 0 | 0.010821 | 0.020968 | 0.0029698 | 0.0074974 | 0.0075352 | 0 | 0.026836 | 0 | 0
HV Generation Non-Intermittent | 0 | 0.032971 | 0.0015411 | 0.0038905 | 0 | 0 | 0 | 0 | 0 | 0.010821 | 0.020968 | 0.0029698 | 0.0074974 | 0.0075352 | 0 | 0.026836 | 0 | 0
Aggregation for South West in 0 (Forecast)
This sheet aggregates elements of tariffs excluding revenue matching and final adjustments and rounding.
3301. Unit rate 1 p/kWh (elements)
Data sources:
x1 = 3004. Unit rate 1 total p/kWh (taking account of standing charges) — for Tariffs with Unit rate 1 p/kWh from Standard 1 kWh
x2 = 2903. Pay-as-you-go unit rate 1 (p/kWh) — for Tariffs with Unit rate 1 p/kWh from PAYG 1 kWh
x3 = 2903. Pay-as-you-go unit rate 1 (p/kWh) — for Tariffs with Unit rate 1 p/kWh from PAYG 1 kWh & customer
x4 = 2902. Pay-as-you-go yardstick unit rate (p/kWh) — for Tariffs with Unit rate 1 p/kWh from PAYG yardstick kWh
x5 = 2203. LV unmetered service model asset charge (p/kWh) — for Tariffs with Unit rate 1 p/kWh from PAYG 1 kWh & customer
x6 = 2712. Operating expenditure for unmetered customer assets (p/kWh) — for Tariffs with Unit rate 1 p/kWh from PAYG 1 kWh & customer
Combine tables = x1 or x2 or x3 or x4 or x5 or x6
| GSPs | Assets 132kV | Assets 132kV/EHV | Assets EHV | Assets EHV/HV | Assets 132kV/HV | Assets HV | Assets HV/LV | Assets LV circuits | Assets LV customer | Assets HV customer | Transmission exit | Operating 132kV | Operating 132kV/EHV | Operating EHV | Operating EHV/HV | Operating 132kV/HV | Operating HV | Operating HV/LV | Operating LV circuits | Operating LV customer | Operating HV customer
Domestic Unrestricted | 0 | 0.35343 | 0.050059 | 0.11782 | 0.022499 | 0 | 0.080128 | 0.0089858 | 0 |  |  | 0.12187 | 0.22476 | 0.031834 | 0.074927 | 0.075305 | 0 | 0.26819 | 0.11429 | 0
Domestic Two Rate | 0 | 0.42132 | 0.059676 | 0.13839 | 0.026426 | 0 | 0.094114 | 0.010554 | 0 |  |  | 0.14783 | 0.26793 | 0.03795 | 0.088005 | 0.088449 | 0 | 0.315 | 0.13424 | 0
Domestic Off Peak (related MPAN) | 0 | 0.028378 | 0.0040195 | 0.01638 | 0.0031278 | 0 | 0.011139 | 0.0012492 | 0 |  |  | 0.0013999 | 0.018047 | 0.0025561 | 0.010416 | 0.010469 | 0 | 0.037284 | 0.015888 | 0
Small Non Domestic Unrestricted | 0 | 0.28394 | 0.040217 | 0.11096 | 0.021189 | 0 | 0.075462 | 0.0084625 | 0 |  |  | 0.093306 | 0.18057 | 0.025575 | 0.070564 | 0.07092 | 0 | 0.25257 | 0.10763 | 0
Small Non Domestic Two Rate | 0 | 0.32946 | 0.046664 | 0.12243 | 0.023379 | 0 | 0.083262 | 0.0093372 | 0 |  |  | 0.11186 | 0.20951 | 0.029675 | 0.077857 | 0.07825 | 0 | 0.27868 | 0.11876 | 0
Small Non Domestic Off Peak (related MPAN) | 0 | 0.029871 | 0.0042309 | 0.01695 | 0.0032367 | 0 | 0.011527 | 0.0012927 | 0 |  |  | 0.0020308 | 0.018996 | 0.0026906 | 0.010779 | 0.010833 | 0 | 0.038582 | 0.016442 | 0
LV Medium Non-Domestic | 0 | 0.23035 | 0.032626 | 0.084314 | 0.016101 | 0 | 0.057341 | 0.0064304 | 0 |  |  | 0.078531 | 0.14648 | 0.020748 | 0.053619 | 0.053889 | 0 | 0.19192 | 0.081786 | 0
LV Sub Medium Non-Domestic | 0 | 0.22449 | 0.031797 | 0.082469 | 0.015748 | 0 | 0.056086 | 0 | 0 |  |  | 0.076414 | 0.14276 | 0.020221 | 0.052445 | 0.05271 | 0 | 0.18772 | 0 | 0
HV Medium Non-Domestic | 0 | 0.22553 | 0.010541 | 0.021891 | 0 | 0 | 0 | 0 | 0 |  |  | 0.076913 | 0.14342 | 0.020314 | 0.042186 | 0 | 0 | 0 | 0 | 0
LV Network Domestic | 0 | 3.5565 | 0.50374 | 0.84812 | 0.16196 | 0 | 0.57679 | 0.064683 | 0 |  |  | 1.3642 | 2.2617 | 0.32035 | 0.53935 | 0.54207 | 0 | 1.9305 | 0.82268 | 0
LV Network Non-Domestic Non-CT | 0 | 3.7765 | 0.53491 | 0.9012 | 0.17209 | 0 | 0.61289 | 0.068731 | 0 |  |  | 1.4491 | 2.4016 | 0.34017 | 0.5731 | 0.576 | 0 | 2.0514 | 0.87417 | 0
LV HH Metered | 0 | 2.9707 | 0.42077 | 0.70865 | 0.13532 | 0 | 0.38555 | 0 | 0 |  |  | 1.1391 | 1.8892 | 0.26758 | 0.45065 | 0.45293 | 0 | 1.2904 | 0 | 0
LV Sub HH Metered | 0 | 2.7915 | 0.39539 | 0.66589 | 0.12716 | 0 | 0 | 0 | 0 |  |  | 1.0704 | 1.7752 | 0.25144 | 0.42347 | 0.4256 | 0 | 0 | 0 | 0
HV HH Metered | 0 | 2.531 | 0.1183 | 0.15939 | 0 | 0 | 0 | 0 | 0 |  |  | 0.97053 | 1.6096 | 0.22798 | 0.30716 | 0 | 0 | 0 | 0 | 0
NHH UMS category A | 0 | 0.18359 | 0.026004 | 0.065224 | 0.012455 | 0 | 0.044357 | 0.0049744 | 0.010684 |  |  | 0.060449 | 0.11675 | 0.016537 | 0.041478 | 0.041687 | 0 | 0.14847 | 0.063268 | 0.13588 | 0.90394
NHH UMS category B | 0 | 0.29872 | 0.042311 | 0.080127 | 0.015301 | 0 | 0.054493 | 0.006111 | 0.013125 |  |  | 0.10648 | 0.18997 | 0.026907 | 0.050956 | 0.051213 | 0 | 0.18239 | 0.077724 | 0.16693 | 0.90394
NHH UMS category C | 0 | 0.5208 | 0.073765 | 0.13473 | 0.025728 | 0 | 0.091628 | 0.010275 | 0.022069 |  |  | 0.19304 | 0.33119 | 0.04691 | 0.08568 | 0.086113 | 0 | 0.30668 | 0.13069 | 0.28069 | 0.90394
NHH UMS category D | 0 | 0.073101 | 0.010354 | 0.050596 | 0.0096618 | 0 | 0.03441 | 0.0038588 | 0.0082877 |  |  | 0.016303 | 0.046488 | 0.0065845 | 0.032176 | 0.032338 | 0 | 0.11517 | 0.049079 | 0.10541 | 0.90394
LV UMS (Pseudo HH Metered) | 0 | 8.0742 | 1.1436 | 1.8491 | 0.35311 | 0 | 1.2576 | 0.14103 | 0.30289 |  |  | 3.1497 | 5.1347 | 0.72727 | 1.1759 | 1.1819 | 0 | 4.2091 | 1.7937 | 3.8524 | 0.90394
LV Generation NHH or Aggregate HH | 0 | -0.17257 | -0.024442 | -0.061704 | -0.011783 | 0 | -0.041964 | -0.0047059 | 0 |  |  | -0.056636 | -0.10974 | -0.015544 | -0.03924 | -0.039438 | 0 | -0.14045 | -0.059854 | 0
LV Sub Generation NHH | 0 | -0.17018 | -0.024104 | -0.060851 | -0.01162 | 0 | -0.041384 | 0 | 0 |  |  | -0.055853 | -0.10822 | -0.015329 | -0.038697 | -0.038893 | 0 | -0.13851 | 0 | 0
LV Generation Intermittent | 0 | -0.17257 | -0.024442 | -0.061704 | -0.011783 | 0 | -0.041964 | -0.0047059 | 0 |  |  | -0.056636 | -0.10974 | -0.015544 | -0.03924 | -0.039438 | 0 | -0.14045 | -0.059854 | 0
LV Generation Non-Intermittent | 0 | -2.4502 | -0.34704 | -0.58447 | -0.11161 | 0 | -0.39749 | -0.044575 | 0 |  |  | -0.93953 | -1.5582 | -0.2207 | -0.37169 | -0.37356 | 0 | -1.3304 | -0.56694 | 0
LV Sub Generation Intermittent | 0 | -0.17018 | -0.024104 | -0.060851 | -0.01162 | 0 | -0.041384 | 0 | 0 |  |  | -0.055853 | -0.10822 | -0.015329 | -0.038697 | -0.038893 | 0 | -0.13851 | 0 | 0
LV Sub Generation Non-Intermittent | 0 | -2.4163 | -0.34224 | -0.57639 | -0.11007 | 0 | -0.39199 | 0 | 0 |  |  | -0.92655 | -1.5366 | -0.21764 | -0.36655 | -0.3684 | 0 | -1.312 | 0 | 0
HV Generation Intermittent | 0 | -0.16811 | -0.0078578 | -0.019837 | 0 | 0 | 0 | 0 | 0 |  |  | -0.055174 | -0.10691 | -0.015143 | -0.038227 | -0.03842 | 0 | 0 | 0 | 0
HV Generation Non-Intermittent | 0 | -2.3869 | -0.11157 | -0.1879 | 0 | 0 | 0 | 0 | 0 |  |  | -0.91529 | -1.5179 | -0.215 | -0.36209 | -0.36392 | 0 | 0 | 0 | 0
3302. Unit rate 2 p/kWh (elements)
Data sources:
x1 = 3005. Unit rate 2 total p/kWh (taking account of standing charges) — for Tariffs with Unit rate 2 p/kWh from Standard 2 kWh
x2 = 2904. Pay-as-you-go unit rate 2 (p/kWh) — for Tariffs with Unit rate 2 p/kWh from PAYG 2 kWh
x3 = 2904. Pay-as-you-go unit rate 2 (p/kWh) — for Tariffs with Unit rate 2 p/kWh from PAYG 2 kWh & customer
x4 = 2203. LV unmetered service model asset charge (p/kWh) — for Tariffs with Unit rate 2 p/kWh from PAYG 2 kWh & customer
x5 = 2712. Operating expenditure for unmetered customer assets (p/kWh) — for Tariffs with Unit rate 2 p/kWh from PAYG 2 kWh & customer
Combine tables = x1 or x2 or x3 or x4 or x5
| GSPs | Assets 132kV | Assets 132kV/EHV | Assets EHV | Assets EHV/HV | Assets 132kV/HV | Assets HV | Assets HV/LV | Assets LV circuits | Assets LV customer | Assets HV customer | Transmission exit | Operating 132kV | Operating 132kV/EHV | Operating EHV | Operating EHV/HV | Operating 132kV/HV | Operating HV | Operating HV/LV | Operating LV circuits | Operating LV customer | Operating HV customer
Domestic Unrestricted
Domestic Two Rate | 0 | 0.035594 | 0.0050415 | 0.017452 | 0.0033326 | 0 | 0.011869 | 0.001331 | 0 |  |  | 4.8887e-05 | 0.022636 | 0.0032061 | 0.011098 | 0.011154 | 0 | 0.039725 | 0.016928 | 0
Domestic Off Peak (related MPAN)
Small Non Domestic Unrestricted
Small Non Domestic Two Rate | 0 | 0.035824 | 0.0050741 | 0.017809 | 0.0034008 | 0 | 0.012112 | 0.0013582 | 0 |  |  | 5.9813e-05 | 0.022782 | 0.0032268 | 0.011326 | 0.011383 | 0 | 0.040538 | 0.017275 | 0
Small Non Domestic Off Peak (related MPAN)
LV Medium Non-Domestic | 0 | 0.024169 | 0.0034232 | 0.0111 | 0.0021196 | 0 | 0.0075489 | 0.00084655 | 0 |  |  | 0 | 0.01537 | 0.0021769 | 0.0070589 | 0.0070945 | 0 | 0.025266 | 0.010767 | 0
LV Sub Medium Non-Domestic | 0 | 0.023834 | 0.0033759 | 0.010946 | 0.0020903 | 0 | 0.0074445 | 0 | 0 |  |  | 0 | 0.015157 | 0.0021468 | 0.0069613 | 0.0069964 | 0 | 0.024917 | 0 | 0
HV Medium Non-Domestic | 0 | 0.023545 | 0.0011005 | 0.0028548 | 0 | 0 | 0 | 0 | 0 |  |  | 0 | 0.014973 | 0.0021208 | 0.0055014 | 0 | 0 | 0 | 0 | 0
LV Network Domestic | 0 | 0.049238 | 0.006974 | 0.076776 | 0.014661 | 0 | 0.052214 | 0.0058554 | 0 |  |  | 0.0023996 | 0.031312 | 0.004435 | 0.048825 | 0.049071 | 0 | 0.17476 | 0.074474 | 0
LV Network Non-Domestic Non-CT | 0 | 0.052284 | 0.0074055 | 0.081581 | 0.015579 | 0 | 0.055482 | 0.0062219 | 0 |  |  | 0.0025488 | 0.03325 | 0.0047094 | 0.051881 | 0.052142 | 0 | 0.1857 | 0.079135 | 0
LV HH Metered | 0 | 0.041128 | 0.0058254 | 0.064151 | 0.01225 | 0 | 0.034902 | 0 | 0 |  |  | 0.0020037 | 0.026155 | 0.0037046 | 0.040796 | 0.041002 | 0 | 0.11682 | 0 | 0
LV Sub HH Metered | 0 | 0.038647 | 0.0054739 | 0.060281 | 0.011511 | 0 | 0 | 0 | 0 |  |  | 0.0018828 | 0.024577 | 0.0034811 | 0.038335 | 0.038528 | 0 | 0 | 0 | 0
HV HH Metered | 0 | 0.035041 | 0.0016378 | 0.014429 | 0 | 0 | 0 | 0 | 0 |  |  | 0.0017071 | 0.022284 | 0.0031562 | 0.027806 | 0 | 0 | 0 | 0 | 0
NHH UMS category A
NHH UMS category B
NHH UMS category C
NHH UMS category D
LV UMS (Pseudo HH Metered) | 0 | 0.06535 | 0.0092561 | 0.060935 | 0.011636 | 0 | 0.041441 | 0.0046473 | 0.0099812 |  |  | 0.012231 | 0.041558 | 0.0058863 | 0.038751 | 0.038947 | 0 | 0.1387 | 0.059108 | 0.12695 | 0.90394
LV Generation NHH or Aggregate HH
LV Sub Generation NHH
LV Generation Intermittent
LV Generation Non-Intermittent | 0 | -0.033921 | -0.0048046 | -0.05291 | -0.010104 | 0 | -0.035983 | -0.0040352 | 0 |  |  | -0.0016526 | -0.021572 | -0.0030554 | -0.033647 | -0.033817 | 0 | -0.12044 | -0.051323 | 0
LV Sub Generation Intermittent
LV Sub Generation Non-Intermittent | 0 | -0.033452 | -0.0047382 | -0.052178 | -0.0099639 | 0 | -0.035485 | 0 | 0 |  |  | -0.0016297 | -0.021274 | -0.0030132 | -0.033182 | -0.033349 | 0 | -0.11877 | 0 | 0
HV Generation Intermittent
HV Generation Non-Intermittent | 0 | -0.033046 | -0.0015446 | -0.01701 | 0 | 0 | 0 | 0 | 0 |  |  | -0.0016099 | -0.021015 | -0.0029766 | -0.032779 | -0.032944 | 0 | 0 | 0 | 0
3303. Unit rate 3 p/kWh (elements)
Data sources:
x1 = 3006. Unit rate 3 total p/kWh (taking account of standing charges) — for Tariffs with Unit rate 3 p/kWh from Standard 3 kWh
x2 = 2905. Pay-as-you-go unit rate 3 (p/kWh) — for Tariffs with Unit rate 3 p/kWh from PAYG 3 kWh
x3 = 2905. Pay-as-you-go unit rate 3 (p/kWh) — for Tariffs with Unit rate 3 p/kWh from PAYG 3 kWh & customer
x4 = 2203. LV unmetered service model asset charge (p/kWh) — for Tariffs with Unit rate 3 p/kWh from PAYG 3 kWh & customer
x5 = 2712. Operating expenditure for unmetered customer assets (p/kWh) — for Tariffs with Unit rate 3 p/kWh from PAYG 3 kWh & customer
Combine tables = x1 or x2 or x3 or x4 or x5
| GSPs | Assets 132kV | Assets 132kV/EHV | Assets EHV | Assets EHV/HV | Assets 132kV/HV | Assets HV | Assets HV/LV | Assets LV circuits | Assets LV customer | Assets HV customer | Transmission exit | Operating 132kV | Operating 132kV/EHV | Operating EHV | Operating EHV/HV | Operating 132kV/HV | Operating HV | Operating HV/LV | Operating LV circuits | Operating LV customer | Operating HV customer
Domestic Unrestricted
Domestic Two Rate
Domestic Off Peak (related MPAN)
Small Non Domestic Unrestricted
Small Non Domestic Two Rate
Small Non Domestic Off Peak (related MPAN)
LV Medium Non-Domestic
LV Sub Medium Non-Domestic
HV Medium Non-Domestic
LV Network Domestic | 0 | 0.035081 | 0.0049689 | 0.016107 | 0.0030758 | 0 | 0.010954 | 0.0012284 | 0 |  |  | 0 | 0.02231 | 0.0031599 | 0.010243 | 0.010295 | 0 | 0.036664 | 0.015624 | 0
LV Network Non-Domestic Non-CT | 0 | 0.037252 | 0.0052763 | 0.017115 | 0.0032683 | 0 | 0.01164 | 0.0013053 | 0 |  |  | 0 | 0.02369 | 0.0033554 | 0.010884 | 0.010939 | 0 | 0.038958 | 0.016602 | 0
LV HH Metered | 0 | 0.029303 | 0.0041505 | 0.013458 | 0.00257 | 0 | 0.0073221 | 0 | 0 |  |  | 0 | 0.018635 | 0.0026395 | 0.0085586 | 0.0086018 | 0 | 0.024507 | 0 | 0
LV Sub HH Metered | 0 | 0.027535 | 0.0039001 | 0.012646 | 0.0024149 | 0 | 0 | 0 | 0 |  |  | 0 | 0.017511 | 0.0024802 | 0.0080422 | 0.0080828 | 0 | 0 | 0 | 0
HV HH Metered | 0 | 0.024966 | 0.0011669 | 0.0030271 | 0 | 0 | 0 | 0 | 0 |  |  | 0 | 0.015877 | 0.0022488 | 0.0058334 | 0 | 0 | 0 | 0 | 0
NHH UMS category A
NHH UMS category B
NHH UMS category C
NHH UMS category D
LV UMS (Pseudo HH Metered) | 0 | 0.025289 | 0.0035819 | 0.011614 | 0.0022179 | 0 | 0.0078987 | 0.00088579 | 0.0019024 |  |  | 0 | 0.016082 | 0.0022778 | 0.007386 | 0.0074233 | 0 | 0.026437 | 0.011266 | 0.024197 | 0.90394
LV Generation NHH or Aggregate HH
LV Sub Generation NHH
LV Generation Intermittent
LV Generation Non-Intermittent | 0 | -0.024169 | -0.0034232 | -0.0111 | -0.0021196 | 0 | -0.0075489 | -0.00084655 | 0 |  |  | 0 | -0.01537 | -0.0021769 | -0.0070589 | -0.0070945 | 0 | -0.025266 | -0.010767 | 0
LV Sub Generation Intermittent
LV Sub Generation Non-Intermittent | 0 | -0.023834 | -0.0033759 | -0.010946 | -0.0020903 | 0 | -0.0074445 | 0 | 0 |  |  | 0 | -0.015157 | -0.0021468 | -0.0069613 | -0.0069964 | 0 | -0.024917 | 0 | 0
HV Generation Intermittent
HV Generation Non-Intermittent | 0 | -0.023545 | -0.0011005 | -0.0035685 | 0 | 0 | 0 | 0 | 0 |  |  | 0 | -0.014973 | -0.0021208 | -0.0068767 | -0.0069114 | 0 | 0 | 0 | 0
3304. Fixed charge p/MPAN/day (elements)
Data sources:
x1 = 3107. Fixed charge from standing charges factors p/MPAN/day — for Tariffs with Fixed charge p/MPAN/day from Fixed from network & customer
x2 = 2206. Service model p/MPAN/day (in Replacement annuities for service models) — for Tariffs with Fixed charge p/MPAN/day from Customer
x3 = 2206. Service model p/MPAN/day (in Replacement annuities for service models) — for Tariffs with Fixed charge p/MPAN/day from Fixed from network & customer
x4 = 2711. Operating expenditure for customer assets p/MPAN/day total (in Operating expenditure for customer assets p/MPAN/day) — for Tariffs with Fixed charge p/MPAN/day from Customer
x5 = 2711. Operating expenditure for customer assets p/MPAN/day total (in Operating expenditure for customer assets p/MPAN/day) — for Tariffs with Fixed charge p/MPAN/day from Fixed from network & customer
Combine tables = x1 or x2 or x3 or x4 or x5
| GSPs | Assets 132kV | Assets 132kV/EHV | Assets EHV | Assets EHV/HV | Assets 132kV/HV | Assets HV | Assets HV/LV | Assets LV circuits | Assets LV customer | Assets HV customer | Transmission exit | Operating 132kV | Operating 132kV/EHV | Operating EHV | Operating EHV/HV | Operating 132kV/HV | Operating HV | Operating HV/LV | Operating LV circuits | Operating LV customer | Operating HV customer
Domestic Unrestricted | 0 | 0 | 0 | 0 | 0 | 0 | 0 | 0 | 0.20051 | 0 | 0 | 0 | 0 | 0 | 0 | 0 | 0 | 0 | 0 | 2.5502 | 2.7207 | 0
Domestic Two Rate | 0 | 0 | 0 | 0 | 0 | 0 | 0 | 0 | 0.20051 | 0 | 0 | 0 | 0 | 0 | 0 | 0 | 0 | 0 | 0 | 2.5502 | 2.7207 | 0
Domestic Off Peak (related MPAN)
Small Non Domestic Unrestricted | 0 | 0 | 0 | 0 | 0 | 0 | 0 | 0 | 0.20051 | 0 | 0 | 0 | 0 | 0 | 0 | 0 | 0 | 0 | 0 | 2.5502 | 6.1211 | 0
Small Non Domestic Two Rate | 0 | 0 | 0 | 0 | 0 | 0 | 0 | 0 | 0.20051 | 0 | 0 | 0 | 0 | 0 | 0 | 0 | 0 | 0 | 0 | 2.5502 | 6.1211 | 0
Small Non Domestic Off Peak (related MPAN)
LV Medium Non-Domestic | 0 | 0 | 0 | 0 | 0 | 0 | 0 | 0 | 0 | 0 | 0 | 0 | 0 | 0 | 0 | 0 | 0 | 0 | 0 | 0 | 7.4524 | 0
LV Sub Medium Non-Domestic | 0 | 0 | 0 | 0 | 0 | 0 | 0 | 0 | 0 | 0 | 0 | 0 | 0 | 0 | 0 | 0 | 0 | 0 | 0 | 0 | 5.5269 | 0
HV Medium Non-Domestic | 0 | 0 | 0 | 0 | 0 | 0 | 0 | 0 | 0 | 0 | 0 | 0 | 0 | 0 | 0 | 0 | 0 | 0 | 0 | 0 | 0 | 96.0053
LV Network Domestic | 0 | 0 | 0 | 0 | 0 | 0 | 0 | 0 | 0.20051 | 0 | 0 | 0 | 0 | 0 | 0 | 0 | 0 | 0 | 0 | 2.5502 | 2.7207 | 0
LV Network Non-Domestic Non-CT | 0 | 0 | 0 | 0 | 0 | 0 | 0 | 0 | 0.20051 | 0 | 0 | 0 | 0 | 0 | 0 | 0 | 0 | 0 | 0 | 2.5502 | 6.1211 | 0
LV HH Metered | [9 empty] | 0 | 0 | [9 empty] | 12.5638 | 0
LV Sub HH Metered | [9 empty] | 0 | 0 | [9 empty] | 9.6768 | 0
HV HH Metered | [9 empty] | 0 | 0 | [9 empty] | 0 | 96.0053
NHH UMS category A
NHH UMS category B
NHH UMS category C
NHH UMS category D
LV UMS (Pseudo HH Metered)
LV Generation NHH or Aggregate HH | [9 empty] | 0 | 0 | [9 empty] | 0 | 0
LV Sub Generation NHH | [9 empty] | 0 | 0 | [9 empty] | 0 | 0
LV Generation Intermittent | [9 empty] | 0 | 0 | [9 empty] | 0 | 0
LV Generation Non-Intermittent | [9 empty] | 0 | 0 | [9 empty] | 0 | 0
LV Sub Generation Intermittent | [9 empty] | 0 | 0 | [9 empty] | 0 | 0
LV Sub Generation Non-Intermittent | [9 empty] | 0 | 0 | [9 empty] | 0 | 0
HV Generation Intermittent | [9 empty] | 0 | 0 | [9 empty] | 0 | 46.2874
HV Generation Non-Intermittent | [9 empty] | 0 | 0 | [9 empty] | 0 | 46.2874
3305. Capacity charge p/kVA/day (elements)
Data sources:
x1 = 3002. Capacity charge p/kVA/day — for Tariffs with Capacity charge p/kVA/day from Capacity
Copy cells = x1
| GSPs | Assets 132kV | Assets 132kV/EHV | Assets EHV | Assets EHV/HV | Assets 132kV/HV | Assets HV | Assets HV/LV | Assets LV circuits | Assets LV customer | Assets HV customer | Transmission exit | Operating 132kV | Operating 132kV/EHV | Operating EHV | Operating EHV/HV | Operating 132kV/HV | Operating HV | Operating HV/LV | Operating LV circuits | Operating LV customer | Operating HV customer
Domestic Unrestricted
Domestic Two Rate
Domestic Off Peak (related MPAN)
Small Non Domestic Unrestricted
Small Non Domestic Two Rate
Small Non Domestic Off Peak (related MPAN)
LV Medium Non-Domestic
LV Sub Medium Non-Domestic
HV Medium Non-Domestic
LV Network Domestic
LV Network Non-Domestic Non-CT
LV HH Metered | 0 | 0 | 0 | 0 | 0 | 0 | 0.12331 | 0.069142 | 0.13112 |  |  | 0 | 0 | 0 | 0 | 0 | 0 | 0.41273 | 0.8794 | 1.6676
LV Sub HH Metered | 0 | 0 | 0 | 0 | 0 | 0 | 0.60803 | 0.068186 | 0 |  |  | 0 | 0 | 0 | 0 | 0 | 0 | 2.0351 | 0.86724 | 0
HV HH Metered | 0 | 0 | 0 | 0.079858 | 0 | 0 | 0 | 0 | 0 |  |  | 0 | 0 | 0 | 0.15389 | 0.77335 | 0 | 2.0104 | 0 | 0
NHH UMS category A
NHH UMS category B
NHH UMS category C
NHH UMS category D
LV UMS (Pseudo HH Metered)
LV Generation NHH or Aggregate HH
LV Sub Generation NHH
LV Generation Intermittent
LV Generation Non-Intermittent
LV Sub Generation Intermittent
LV Sub Generation Non-Intermittent
HV Generation Intermittent
HV Generation Non-Intermittent
3306. Reactive power charge p/kVArh (elements)
Data sources:
x1 = 3206. Pay-as-you-go reactive p/kVArh
x2 = 3203. Standard reactive p/kVArh
Combine tables = x1 or x2
| GSPs | Assets 132kV | Assets 132kV/EHV | Assets EHV | Assets EHV/HV | Assets 132kV/HV | Assets HV | Assets HV/LV | Assets LV circuits | Assets LV customer | Assets HV customer | Transmission exit | Operating 132kV | Operating 132kV/EHV | Operating EHV | Operating EHV/HV | Operating 132kV/HV | Operating HV | Operating HV/LV | Operating LV circuits | Operating LV customer | Operating HV customer
Domestic Unrestricted
Domestic Two Rate
Domestic Off Peak (related MPAN)
Small Non Domestic Unrestricted
Small Non Domestic Two Rate
Small Non Domestic Off Peak (related MPAN)
LV Medium Non-Domestic
LV Sub Medium Non-Domestic
HV Medium Non-Domestic
LV Network Domestic
LV Network Non-Domestic Non-CT
LV HH Metered | 0 | 0.046832 | 0.0066332 | 0.016745 | 0.0031977 | 0 | 0.0091106 | 0 | 0 |  |  | 0.01537 | 0.029782 | 0.0042183 | 0.010649 | 0.010703 | 0 | 0.030494 | 0 | 0
LV Sub HH Metered | 0 | 0.042284 | 0.0059891 | 0.015119 | 0.0028872 | 0 | 0 | 0 | 0 |  |  | 0.013878 | 0.02689 | 0.0038087 | 0.009615 | 0.0096635 | 0 | 0 | 0 | 0
HV HH Metered | 0 | 0.037048 | 0.0017317 | 0.0034973 | 0 | 0 | 0 | 0 | 0 |  |  | 0.012159 | 0.02356 | 0.0033371 | 0.0067395 | 0 | 0 | 0 | 0 | 0
NHH UMS category A
NHH UMS category B
NHH UMS category C
NHH UMS category D
LV UMS (Pseudo HH Metered)
LV Generation NHH or Aggregate HH
LV Sub Generation NHH
LV Generation Intermittent | 0 | 0.033845 | 0.0047937 | 0.012102 | 0.0023109 | 0 | 0.0082302 | 0.00092296 | 0.0019823 |  |  | 0.011108 | 0.021523 | 0.0030485 | 0.007696 | 0.0077348 | 0 | 0.027547 | 0.011739 | 0.025212
LV Generation Non-Intermittent | 0 | 0.033845 | 0.0047937 | 0.012102 | 0.0023109 | 0 | 0.0082302 | 0.00092296 | 0.0019823 |  |  | 0.011108 | 0.021523 | 0.0030485 | 0.007696 | 0.0077348 | 0 | 0.027547 | 0.011739 | 0.025212
LV Sub Generation Intermittent | 0 | 0.033377 | 0.0047275 | 0.011934 | 0.002279 | 0 | 0.0081164 | 0.0009102 | 0 |  |  | 0.010954 | 0.021226 | 0.0030064 | 0.0075896 | 0.0076279 | 0 | 0.027166 | 0.011577 | 0
LV Sub Generation Non-Intermittent | 0 | 0.033377 | 0.0047275 | 0.011934 | 0.002279 | 0 | 0.0081164 | 0.0009102 | 0 |  |  | 0.010954 | 0.021226 | 0.0030064 | 0.0075896 | 0.0076279 | 0 | 0.027166 | 0.011577 | 0
HV Generation Intermittent | 0 | 0.032971 | 0.0015411 | 0.0038905 | 0 | 0 | 0 | 0 | 0 |  |  | 0.010821 | 0.020968 | 0.0029698 | 0.0074974 | 0.0075352 | 0 | 0.026836 | 0 | 0
HV Generation Non-Intermittent | 0 | 0.032971 | 0.0015411 | 0.0038905 | 0 | 0 | 0 | 0 | 0 |  |  | 0.010821 | 0.020968 | 0.0029698 | 0.0074974 | 0.0075352 | 0 | 0.026836 | 0 | 0
3307. Summary of charges before revenue matching
Data sources:
x1 = 3301. Unit rate 1 p/kWh (elements)
x2 = 3302. Unit rate 2 p/kWh (elements)
x3 = 3303. Unit rate 3 p/kWh (elements)
x4 = 3304. Fixed charge p/MPAN/day (elements)
x5 = 3305. Capacity charge p/kVA/day (elements)
x6 = 3306. Reactive power charge p/kVArh (elements)
Kind: | Cell summation | Cell summation | Cell summation | Cell summation | Cell summation | Cell summation
Formula: | =SUM(x1) | =SUM(x2) | =SUM(x3) | =SUM(x4) | =SUM(x5) | =SUM(x6)
| Unit rate 1 p/kWh (total) | Unit rate 2 p/kWh (total) | Unit rate 3 p/kWh (total) | Fixed charge p/MPAN/day (total) | Capacity charge p/kVA/day (total) | Reactive power charge p/kVArh
Domestic Unrestricted | 1.5441 | 0 | 0 | 5.4715 | 0 | 0
Domestic Two Rate | 1.8299 | 0.17942 | 0 | 5.4715 | 0 | 0
Domestic Off Peak (related MPAN) | 0.16035 | 0 | 0 | 0 | 0 | 0
Small Non Domestic Unrestricted | 1.3414 | 0 | 0 | 8.8719 | 0 | 0
Small Non Domestic Two Rate | 1.5191 | 0.18217 | 0 | 8.8719 | 0 | 0
Small Non Domestic Off Peak (related MPAN) | 0.16746 | 0 | 0 | 0 | 0 | 0
LV Medium Non-Domestic | 1.0541 | 0.11694 | 0 | 7.4524 | 0 | 0
LV Sub Medium Non-Domestic | 0.94286 | 0.10387 | 0 | 5.5269 | 0 | 0
HV Medium Non-Domestic | 0.5408 | 0.050095 | 0 | 96.0053 | 0 | 0
LV Network Domestic | 13.4927 | 0.591 | 0.16971 | 5.4715 | 0 | 0
LV Network Non-Domestic Non-CT | 14.3318 | 0.62792 | 0.18028 | 8.8719 | 0 | 0
LV HH Metered | 10.111 | 0.38874 | 0.11975 | 12.5638 | 3.2833 | 0.18373
LV Sub HH Metered | 7.9261 | 0.22272 | 0.082613 | 9.6768 | 3.5786 | 0.13013
HV HH Metered | 5.9239 | 0.10606 | 0.053119 | 96.0053 | 3.0175 | 0.088073
NHH UMS category A | 1.8758 | 0 | 0 | 0 | 0 | 0
NHH UMS category B | 2.2667 | 0 | 0 | 0 | 0 | 0
NHH UMS category C | 3.2439 | 0 | 0 | 0 | 0 | 0
NHH UMS category D | 1.4978 | 0 | 0 | 0 | 0 | 0
LV UMS (Pseudo HH Metered) | 35.2501 | 1.5693 | 1.0524 | 0 | 0 | 0
LV Generation NHH or Aggregate HH | -0.77807 | 0 | 0 | 0 | 0 | 0
LV Sub Generation NHH | -0.70365 | 0 | 0 | 0 | 0 | 0
LV Generation Intermittent | -0.77807 | 0 | 0 | 0 | 0 | 0.17979
LV Generation Non-Intermittent | -9.2963 | -0.40726 | -0.11694 | 0 | 0 | 0.17979
LV Sub Generation Intermittent | -0.70365 | 0 | 0 | 0 | 0 | 0.15049
LV Sub Generation Non-Intermittent | -8.5648 | -0.34704 | -0.10387 | 0 | 0 | 0.15049
HV Generation Intermittent | -0.44968 | 0 | 0 | 46.2874 | 0 | 0.11503
HV Generation Non-Intermittent | -6.0607 | -0.14293 | -0.059096 | 46.2874 | 0 | 0.11503
Revenue shortfall or surplus for South West in 0 (Forecast)
3401. Net revenues by tariff before matching (£)
Data sources:
x1 = 1010. Days in the charging year (in Financial and general assumptions)
x2 = 3307. Fixed charge p/MPAN/day (total) (in Summary of charges before revenue matching)
x3 = 2305. MPANs (in Equivalent volume for each end user)
x4 = 3307. Capacity charge p/kVA/day (total) (in Summary of charges before revenue matching)
x5 = 2305. Import capacity (kVA) (in Equivalent volume for each end user)
x6 = 3307. Unit rate 1 p/kWh (total) (in Summary of charges before revenue matching)
x7 = 2305. Rate 1 units (MWh) (in Equivalent volume for each end user)
x8 = 3307. Unit rate 2 p/kWh (total) (in Summary of charges before revenue matching)
x9 = 2305. Rate 2 units (MWh) (in Equivalent volume for each end user)
x10 = 3307. Unit rate 3 p/kWh (total) (in Summary of charges before revenue matching)
x11 = 2305. Rate 3 units (MWh) (in Equivalent volume for each end user)
x12 = 3307. Reactive power charge p/kVArh (in Summary of charges before revenue matching)
x13 = 2305. Reactive power units (MVArh) (in Equivalent volume for each end user)
Calculation =0.01*x1*(x2*x3+x4*x5)+10*(x6*x7+x8*x9+x10*x11+x12*x13)
Net revenues
Domestic Unrestricted | 88124434.8491
Domestic Two Rate | 17652843.9513
Domestic Off Peak (related MPAN) | 101192.9996
Small Non Domestic Unrestricted | 19091644.4616
Small Non Domestic Two Rate | 6846857.1427
Small Non Domestic Off Peak (related MPAN) | 38397.7919
LV Medium Non-Domestic | 0
LV Sub Medium Non-Domestic | 0
HV Medium Non-Domestic | 0
LV Network Domestic | 0
LV Network Non-Domestic Non-CT | 5617160.2342
LV HH Metered | 20068273.0185
LV Sub HH Metered | 10491938.5489
HV HH Metered | 22179814.9656
NHH UMS category A | 255355.9279
NHH UMS category B | 112207.9463
NHH UMS category C | 21041.3646
NHH UMS category D | 0
LV UMS (Pseudo HH Metered) | 2794485.6963
LV Generation NHH or Aggregate HH | -26675.0023
LV Sub Generation NHH | 0
LV Generation Intermittent | -629916.0544
LV Generation Non-Intermittent | -21670.5941
LV Sub Generation Intermittent | -88419.3131
LV Sub Generation Non-Intermittent | -28822.7786
HV Generation Intermittent | -1656140.737
HV Generation Non-Intermittent | -1171415.8022
3402. Revenue surplus or shortfall
Data sources:
x1 = 3401. Net revenues by tariff before matching (£)
x2 = 1076. Target CDCM net revenue (£/year)
x3 = Total net revenues before matching (£) (in Revenue surplus or shortfall)
Kind: | Cell summation | Calculation
Formula: | =SUM(x1) | =x2-x3
| Total net revenues before matching (£) | Revenue shortfall (surplus) £
Revenue surplus or shortfall | 189772588.617 | 183141652.7104
Revenue matching for South West in 0 (Forecast)
This sheet modifies tariffs so that the total expected net revenues matches the target.
3501. Factor to scale to £1/kW at transmission exit level
Data sources:
x1 = 2901. Unit cost at each level, £/kW/year (relative to system simultaneous maximum load)
Calculation =IF(x1,1/x1,0)
Transmission exit
Factor to scale to £1/kW at transmission exit level | 0.2181
3502. Applicability factor for £1/kW scaler
Data sources:
x1 = 3501. Factor to scale to £1/kW at transmission exit level
x2 = Zero for other levels
Combine tables = x1 or x2
| GSPs | Assets 132kV | Assets 132kV/EHV | Assets EHV | Assets EHV/HV | Assets 132kV/HV | Assets HV | Assets HV/LV | Assets LV circuits | Assets LV customer | Assets HV customer | Transmission exit | Operating 132kV | Operating 132kV/EHV | Operating EHV | Operating EHV/HV | Operating 132kV/HV | Operating HV | Operating HV/LV | Operating LV circuits | Operating LV customer | Operating HV customer
Applicability factor for £1/kW scaler | 0 | 0 | 0 | 0 | 0 | 0 | 0 | 0 | 0 | 0 | 0 | 0.2181 | 0 | 0 | 0 | 0 | 0 | 0 | 0 | 0 | 0 | 0
3503. Scalable elements of tariff components
Data sources:
x1 = 3301. Unit rate 1 p/kWh (elements)
x2 = 3502. Applicability factor for £1/kW scaler
x3 = 3302. Unit rate 2 p/kWh (elements)
x4 = 3303. Unit rate 3 p/kWh (elements)
x5 = 3304. Fixed charge p/MPAN/day (elements)
x6 = 3305. Capacity charge p/kVA/day (elements)
x7 = 3306. Reactive power charge p/kVArh (elements)
Kind: | Sum-product calculation | Sum-product calculation | Sum-product calculation | Sum-product calculation | Sum-product calculation | Sum-product calculation
Formula: | =SUMPRODUCT(x1, x2) | =SUMPRODUCT(x3, x2) | =SUMPRODUCT(x4, x2) | =SUMPRODUCT(x5, x2) | =SUMPRODUCT(x6, x2) | =SUMPRODUCT(x7, x2)
| Unit rate 1 p/kWh scalable part | Unit rate 2 p/kWh scalable part | Unit rate 3 p/kWh scalable part | Fixed charge p/MPAN/day scalable part | Capacity charge p/kVA/day scalable part | Reactive power charge p/kVArh scalable part
Domestic Unrestricted | 0.02658 | 0 | 0 | 0 | 0 | 0
Domestic Two Rate | 0.032241 | 1.0662e-05 | 0 | 0 | 0 | 0
Domestic Off Peak (related MPAN) | 0.00030532 | 0 | 0 | 0 | 0 | 0
Small Non Domestic Unrestricted | 0.02035 | 0 | 0 | 0 | 0 | 0
Small Non Domestic Two Rate | 0.024395 | 1.3045e-05 | 0 | 0 | 0 | 0
Small Non Domestic Off Peak (related MPAN) | 0.00044291 | 0 | 0 | 0 | 0 | 0
LV Medium Non-Domestic | 0.017127 | 0 | 0 | 0 | 0 | 0
LV Sub Medium Non-Domestic | 0.016665 | 0 | 0 | 0 | 0 | 0
HV Medium Non-Domestic | 0.016774 | 0 | 0 | 0 | 0 | 0
LV Network Domestic | 0.29753 | 0.00052333 | 0 | 0 | 0 | 0
LV Network Non-Domestic Non-CT | 0.31603 | 0.00055588 | 0 | 0 | 0 | 0
LV HH Metered | 0.24844 | 0.00043699 | 0 | 0 | 0 | 0.0033521
LV Sub HH Metered | 0.23345 | 0.00041063 | 0 | 0 | 0 | 0.0030266
HV HH Metered | 0.21167 | 0.00037231 | 0 | 0 | 0 | 0.0026519
NHH UMS category A | 0.013184 | 0 | 0 | 0 | 0 | 0
NHH UMS category B | 0.023222 | 0 | 0 | 0 | 0 | 0
NHH UMS category C | 0.042102 | 0 | 0 | 0 | 0 | 0
NHH UMS category D | 0.0035555 | 0 | 0 | 0 | 0 | 0
LV UMS (Pseudo HH Metered) | 0.68693 | 0.0026675 | 0 | 0 | 0 | 0
LV Generation NHH or Aggregate HH | -0.012352 | 0 | 0 | 0 | 0 | 0
LV Sub Generation NHH | -0.012181 | 0 | 0 | 0 | 0 | 0
LV Generation Intermittent | -0.012352 | 0 | 0 | 0 | 0 | 0.0024225
LV Generation Non-Intermittent | -0.20491 | -0.00036042 | 0 | 0 | 0 | 0.0024225
LV Sub Generation Intermittent | -0.012181 | 0 | 0 | 0 | 0 | 0.0023891
LV Sub Generation Non-Intermittent | -0.20208 | -0.00035544 | 0 | 0 | 0 | 0.0023891
HV Generation Intermittent | -0.012033 | 0 | 0 | 0 | 0 | 0.00236
HV Generation Non-Intermittent | -0.19962 | -0.00035112 | 0 | 0 | 0 | 0.00236
3504. Marginal revenue effect of scaler
Data sources:
x1 = 2302. Load coefficient
x2 = 3503. Unit rate 1 p/kWh scalable part (in Scalable elements of tariff components)
x3 = 2305. Rate 1 units (MWh) (in Equivalent volume for each end user)
x4 = 3503. Unit rate 2 p/kWh scalable part (in Scalable elements of tariff components)
x5 = 2305. Rate 2 units (MWh) (in Equivalent volume for each end user)
x6 = 3503. Unit rate 3 p/kWh scalable part (in Scalable elements of tariff components)
x7 = 2305. Rate 3 units (MWh) (in Equivalent volume for each end user)
x8 = 3503. Fixed charge p/MPAN/day scalable part (in Scalable elements of tariff components)
x9 = 1010. Days in the charging year (in Financial and general assumptions)
x10 = 2305. MPANs (in Equivalent volume for each end user)
x11 = 3503. Capacity charge p/kVA/day scalable part (in Scalable elements of tariff components)
x12 = 2305. Import capacity (kVA) (in Equivalent volume for each end user)
x13 = 3503. Reactive power charge p/kVArh scalable part (in Scalable elements of tariff components)
x14 = 2305. Reactive power units (MVArh) (in Equivalent volume for each end user)
Kind: | Calculation | Calculation | Calculation | Calculation | Calculation | Calculation
Formula: | =IF(x1<0,0,x2*x3*10) | =IF(x1<0,0,x4*x5*10) | =IF(x1<0,0,x6*x7*10) | =x8*x9*x10/100 | =x11*x9*x12/100 | =IF(x1<0,0,x13*x14*10)
| Effect through Unit rate 1 p/kWh | Effect through Unit rate 2 p/kWh | Effect through Unit rate 3 p/kWh | Effect through Fixed charge p/MPAN/day | Effect through Capacity charge p/kVA/day | Effect through Reactive power charge p/kVArh
Domestic Unrestricted | 1093648.7219 | 0 | 0 | 0 | 0 | 0
Domestic Two Rate | 210498.4764 | 73.2693 | 0 | 0 | 0 | 0
Domestic Off Peak (related MPAN) | 192.6725 | 0 | 0 | 0 | 0 | 0
Small Non Domestic Unrestricted | 235485.3681 | 0 | 0 | 0 | 0 | 0
Small Non Domestic Two Rate | 90314.8507 | 22.3072 | 0 | 0 | 0 | 0
Small Non Domestic Off Peak (related MPAN) | 101.5559 | 0 | 0 | 0 | 0 | 0
LV Medium Non-Domestic | 0 | 0 | 0 | 0 | 0 | 0
LV Sub Medium Non-Domestic | 0 | 0 | 0 | 0 | 0 | 0
HV Medium Non-Domestic | 0 | 0 | 0 | 0 | 0 | 0
LV Network Domestic | 0 | 0 | 0 | 0 | 0 | 0
LV Network Non-Domestic Non-CT | 84175.5036 | 1107.2007 | 0 | 0 | 0 | 0
LV HH Metered | 207531.4859 | 2655.4647 | 0 | 0 | 0 | 2686.7923
LV Sub HH Metered | 120211.1635 | 1579.4303 | 0 | 0 | 0 | 2255.5795
HV HH Metered | 333513.7589 | 4189.0634 | 0 | 0 | 0 | 5013.2274
NHH UMS category A | 1794.7662 | 0 | 0 | 0 | 0 | 0
NHH UMS category B | 1149.5594 | 0 | 0 | 0 | 0 | 0
NHH UMS category C | 273.0867 | 0 | 0 | 0 | 0 | 0
NHH UMS category D | 0 | 0 | 0 | 0 | 0 | 0
LV UMS (Pseudo HH Metered) | 28256.0376 | 701.1082 | 0 | 0 | 0 | 0
LV Generation NHH or Aggregate HH | 0 | 0 | 0 | 0 | 0 | 0
LV Sub Generation NHH | 0 | 0 | 0 | 0 | 0 | 0
LV Generation Intermittent | 0 | 0 | 0 | 0 | 0 | 0
LV Generation Non-Intermittent | 0 | 0 | 0 | 0 | 0 | 0
LV Sub Generation Intermittent | 0 | 0 | 0 | 0 | 0 | 0
LV Sub Generation Non-Intermittent | 0 | 0 | 0 | 0 | 0 | 0
HV Generation Intermittent | 0 | 0 | 0 | 0 | 0 | 0
HV Generation Non-Intermittent | 0 | 0 | 0 | 0 | 0 | 0
3505. Scaler value at which the minimum is breached
Data sources:
x1 = 3503. Unit rate 1 p/kWh scalable part (in Scalable elements of tariff components)
x2 = 3307. Unit rate 1 p/kWh (total) (in Summary of charges before revenue matching)
x3 = 3503. Unit rate 2 p/kWh scalable part (in Scalable elements of tariff components)
x4 = 3307. Unit rate 2 p/kWh (total) (in Summary of charges before revenue matching)
x5 = 3503. Unit rate 3 p/kWh scalable part (in Scalable elements of tariff components)
x6 = 3307. Unit rate 3 p/kWh (total) (in Summary of charges before revenue matching)
x7 = 3503. Fixed charge p/MPAN/day scalable part (in Scalable elements of tariff components)
x8 = 3307. Fixed charge p/MPAN/day (total) (in Summary of charges before revenue matching)
x9 = 3503. Capacity charge p/kVA/day scalable part (in Scalable elements of tariff components)
x10 = 3307. Capacity charge p/kVA/day (total) (in Summary of charges before revenue matching)
x11 = 3503. Reactive power charge p/kVArh scalable part (in Scalable elements of tariff components)
x12 = 3307. Reactive power charge p/kVArh (in Summary of charges before revenue matching)
Kind: | Calculation | Calculation | Calculation | Calculation | Calculation | Calculation
Formula: | =IF(x1,0-x2/x1,0) | =IF(x3,0-x4/x3,0) | =IF(x5,0-x6/x5,0) | =IF(x7,0-x8/x7,0) | =IF(x9,0-x10/x9,0) | =IF(x11,0-x12/x11,0)
| Scaler threshold for Unit rate 1 p/kWh | Scaler threshold for Unit rate 2 p/kWh | Scaler threshold for Unit rate 3 p/kWh | Scaler threshold for Fixed charge p/MPAN/day | Scaler threshold for Capacity charge p/kVA/day | Scaler threshold for Reactive power charge p/kVArh
Domestic Unrestricted | -58.092 |  |  | 0
Domestic Two Rate | -56.756 | -16827.5851 |  | 0
Domestic Off Peak (related MPAN) | -525.2072
Small Non Domestic Unrestricted | -65.9162 |  |  | 0
Small Non Domestic Two Rate | -62.2713 | -13964.736 |  | 0
Small Non Domestic Off Peak (related MPAN) | -378.0953
LV Medium Non-Domestic | -61.5475 | 0 |  | 0
LV Sub Medium Non-Domestic | -56.5757 | 0 |  | 0
HV Medium Non-Domestic | -32.2393 | 0 |  | 0
LV Network Domestic | -45.3492 | -1129.2979 | 0 | 0
LV Network Non-Domestic Non-CT | -45.3493 | -1129.5965 | 0 | 0
LV HH Metered | -40.6974 | -889.5681 | 0 | 0 | 0 | -54.8112
LV Sub HH Metered | -33.9514 | -542.3759 | 0 | 0 | 0 | -42.9966
HV HH Metered | -27.9868 | -284.8695 | 0 | 0 | 0 | -33.212
NHH UMS category A | -142.2781
NHH UMS category B | -97.6095
NHH UMS category C | -77.0501
NHH UMS category D | -421.2483
LV UMS (Pseudo HH Metered) | -51.3155 | -588.3153 | 0
LV Generation NHH or Aggregate HH | -62.9915 |  |  | 0
LV Sub Generation NHH | -57.7649 |  |  | 0
LV Generation Intermittent | -62.9915 |  |  | 0 |  | -74.217
LV Generation Non-Intermittent | -45.3683 | -1129.9596 | 0 | 0 |  | -74.217
LV Sub Generation Intermittent | -57.7649 |  |  | 0 |  | -62.9915
LV Sub Generation Non-Intermittent | -42.3839 | -976.3662 | 0 | 0 |  | -62.9915
HV Generation Intermittent | -37.3699 |  |  | 0 |  | -48.7409
HV Generation Non-Intermittent | -30.3609 | -407.0558 | 0 | 0 |  | -48.7409
3506. Constraint-free solution
Data sources:
x1 = 3402. Revenue shortfall (surplus) £ (in Revenue surplus or shortfall)
x2 = 3504. Effect through Unit rate 1 p/kWh (in Marginal revenue effect of scaler)
x3 = 3504. Effect through Unit rate 2 p/kWh (in Marginal revenue effect of scaler)
x4 = 3504. Effect through Unit rate 3 p/kWh (in Marginal revenue effect of scaler)
x5 = 3504. Effect through Fixed charge p/MPAN/day (in Marginal revenue effect of scaler)
x6 = 3504. Effect through Capacity charge p/kVA/day (in Marginal revenue effect of scaler)
x7 = 3504. Effect through Reactive power charge p/kVArh (in Marginal revenue effect of scaler)
Calculation =x1/SUM(x2,x3,x4,x5,x6,x7)
Constraint-free solution
Constraint-free solution | 75.4467
3507. Starting point
Data sources:
x1 = 3506. Constraint-free solution
x2 = 3505. Scaler threshold for Unit rate 1 p/kWh (in Scaler value at which the minimum is breached)
x3 = 3505. Scaler threshold for Unit rate 2 p/kWh (in Scaler value at which the minimum is breached)
x4 = 3505. Scaler threshold for Unit rate 3 p/kWh (in Scaler value at which the minimum is breached)
x5 = 3505. Scaler threshold for Fixed charge p/MPAN/day (in Scaler value at which the minimum is breached)
x6 = 3505. Scaler threshold for Capacity charge p/kVA/day (in Scaler value at which the minimum is breached)
x7 = 3505. Scaler threshold for Reactive power charge p/kVArh (in Scaler value at which the minimum is breached)
Calculation =MIN(x1,x2,x3,x4,x5,x6,x7)
Starting point
Starting point | -16827.5851
3508. Solve for General scaler rate
Data sources:
x1 = 3507. Starting point
x2 = 3504. Effect through Unit rate 1 p/kWh (in Marginal revenue effect of scaler)
x3 = 3504. Effect through Unit rate 2 p/kWh (in Marginal revenue effect of scaler)
x4 = 3504. Effect through Unit rate 3 p/kWh (in Marginal revenue effect of scaler)
x5 = 3504. Effect through Fixed charge p/MPAN/day (in Marginal revenue effect of scaler)
x6 = 3504. Effect through Capacity charge p/kVA/day (in Marginal revenue effect of scaler)
x7 = 3504. Effect through Reactive power charge p/kVArh (in Marginal revenue effect of scaler)
x8 = Location (in Solve for General scaler rate)
x9 = Kink (in Solve for General scaler rate)
x10 = Ranking before tie break (in Solve for General scaler rate)
x11 = Counter (in Solve for General scaler rate)
x12 = Tie breaker (in Solve for General scaler rate)
x13 = Ranking (in Solve for General scaler rate)
x14 = Kink reordering (in Solve for General scaler rate)
x15 = Starting slope contributions (in Solve for General scaler rate)
x16 = New slope (in Solve for General scaler rate)
x17 = Location (ordered) (in Solve for General scaler rate)
x18 = Starting values (in Solve for General scaler rate)
x19 = 3402. Revenue shortfall (surplus) £ (in Revenue surplus or shortfall)
x20 = 3506. Constraint-free solution
x21 = Value (in Solve for General scaler rate)
Kind: | Special calculation | Special calculation | Special calculation | Special calculation | Special calculation | Fixed data | Calculation | Special calculation | Special calculation | Special calculation | Special calculation | Special calculation | Special calculation
Formula: | =x1 | Special calculation | =IF(ISERROR(x8),x9,0) | =MAX(x1,x8)*x9 | =RANK(x8,x8,1) |  | =x10*162+x11 | =RANK(x12,x12,1) | =MATCH(x11,x13,0) | =INDEX(x8,x14,1) or =x8 | Special calculation | Special calculation | Special calculation
| Location | Kink | Starting slope contributions | Starting values | Ranking before tie break | Counter | Tie breaker | Ranking | Kink reordering | Location (ordered) | New slope | Value | Root
Starting point | -16827.5851 |  |  |  |  | 0 | 0 |  |  | -16827.5851 | 0 | -315454590.5801 | 75.4467
Kink 1 | -58.092 | 1093648.7219 | 0 | -63532224.0263 | 27 | 1 | 4375 | 27 | 29 | -16827.5851 | 73.2693 | -315454590.5801
Kink 2 | -56.756 | 210498.4764 | 0 | -11947054.9955 | 30 | 2 | 4862 | 30 | 32 | -13964.736 | 95.5765 | -315244831.6692
Kink 3 | -525.2072 | 192.6725 | 0 | -101192.9996 | 10 | 3 | 1623 | 10 | 50 | -1129.9596 | 95.5765 | -314018128.8683
Kink 4 | -65.9162 | 235485.3681 | 0 | -15522295.7156 | 20 | 4 | 3244 | 20 | 38 | -1129.5965 | 1202.7772 | -314018094.1683
Kink 5 | -62.2713 | 90314.8507 | 0 | -5624021.8661 | 25 | 5 | 4055 | 25 | 37 | -1129.2979 | 1202.7772 | -314017734.9883
Kink 6 | -378.0953 | 101.5559 | 0 | -38397.7919 | 13 | 6 | 2112 | 13 | 52 | -976.3662 | 1202.7772 | -313833792.2277
Kink 7 | -61.5475 | 0 | 0 | 0 | 26 | 7 | 4219 | 26 | 39 | -889.5681 | 3858.2418 | -313729393.5008
Kink 8 | -56.5757 | 0 | 0 | 0 | 31 | 8 | 5030 | 31 | 46 | -588.3153 | 4559.3501 | -312567087.3163
Kink 9 | -32.2393 | 0 | 0 | 0 | 45 | 9 | 7299 | 45 | 40 | -542.3759 | 6138.7803 | -312357633.3114
Kink 10 | -45.3492 | 0 | 0 | 0 | 38 | 10 | 6166 | 38 | 3 | -525.2072 | 6331.4529 | -312252238.4613
Kink 11 | -45.3493 | 84175.5036 | 0 | -3817299.0772 | 37 | 11 | 6005 | 37 | 18 | -421.2483 | 6331.4529 | -311594027.7894
Kink 12 | -40.6974 | 207531.4859 | 0 | -8445992.5434 | 41 | 12 | 6654 | 41 | 54 | -407.0558 | 6331.4529 | -311504168.7162
Kink 13 | -33.9514 | 120211.1635 | 0 | -4081335.3735 | 43 | 13 | 6979 | 43 | 6 | -378.0953 | 6433.0087 | -311320806.4787
Kink 14 | -27.9868 | 333513.7589 | 0 | -9333977.3738 | 47 | 14 | 7628 | 47 | 41 | -284.8695 | 10622.0722 | -310721083.7851
Kink 15 | -142.2781 | 1794.7662 | 0 | -255355.9279 | 15 | 15 | 2445 | 15 | 15 | -142.2781 | 12416.8384 | -309206468.1113
Kink 16 | -97.6095 | 1149.5594 | 0 | -112207.9463 | 16 | 16 | 2608 | 16 | 16 | -97.6095 | 13566.3978 | -308651825.5939
Kink 17 | -77.0501 | 273.0867 | 0 | -21041.3646 | 17 | 17 | 2771 | 17 | 17 | -77.0501 | 13839.4845 | -308372908.731
Kink 18 | -421.2483 | 0 | 0 | 0 | 11 | 18 | 1800 | 11 | 157 | -74.217 | 13839.4845 | -308333699.7357
Kink 19 | -51.3155 | 28256.0376 | 0 | -1449973.2957 | 33 | 19 | 5365 | 33 | 158 | -74.217 | 13839.4845 | -308333699.7357
Kink 20 | -62.9915 | 0 | 0 | 0 | 21 | 20 | 3422 | 21 | 4 | -65.9162 | 249324.8526 | -308218820.5828
Kink 21 | -57.7649 | 0 | 0 | 0 | 28 | 21 | 4557 | 28 | 20 | -62.9915 | 249324.8526 | -307489634.0296
Kink 22 | -62.9915 | 0 | 0 | 0 | 21 | 22 | 3424 | 22 | 22 | -62.9915 | 249324.8526 | -307489634.0296
Kink 23 | -45.3683 | 0 | 0 | 0 | 36 | 23 | 5855 | 36 | 159 | -62.9915 | 249324.8526 | -307489634.0296
Kink 24 | -57.7649 | 0 | 0 | 0 | 28 | 24 | 4560 | 29 | 160 | -62.9915 | 249324.8526 | -307489634.0296
Kink 25 | -42.3839 | 0 | 0 | 0 | 40 | 25 | 6505 | 40 | 5 | -62.2713 | 339639.7033 | -307310058.049
Kink 26 | -37.3699 | 0 | 0 | 0 | 42 | 26 | 6830 | 42 | 7 | -61.5475 | 339639.7033 | -307064245.1502
Kink 27 | -30.3609 | 0 | 0 | 0 | 46 | 27 | 7479 | 46 | 1 | -58.092 | 1433288.4251 | -305890601.26
Kink 28 | 0 | 0 | 0 | 0 | 48 | 28 | 7804 | 48 | 21 | -57.7649 | 1433288.4251 | -305421769.4136
Kink 29 | -16827.5851 | 73.2693 | 0 | -1232945.1393 | 1 | 29 | 191 | 1 | 24 | -57.7649 | 1433288.4251 | -305421769.4136
Kink 30 | 0 | 0 | 0 | 0 | 48 | 30 | 7806 | 49 | 2 | -56.756 | 1643786.9016 | -303975774.5
Kink 31 | 0 | 0 | 0 | 0 | 48 | 31 | 7807 | 50 | 8 | -56.5757 | 1643786.9016 | -303679378.9458
Kink 32 | -13964.736 | 22.3072 | 0 | -311514.137 | 2 | 32 | 356 | 2 | 147 | -54.8112 | 1646473.6938 | -300778938.9162
Kink 33 | 0 | 0 | 0 | 0 | 48 | 33 | 7809 | 51 | 19 | -51.3155 | 1674729.7315 | -295023367.3253
Kink 34 | 0 | 0 | 0 | 0 | 48 | 34 | 7810 | 52 | 161 | -48.7409 | 1674729.7315 | -290711504.1334
Kink 35 | 0 | 0 | 0 | 0 | 48 | 35 | 7811 | 53 | 162 | -48.7409 | 1674729.7315 | -290711504.1334
Kink 36 | 0 | 0 | 0 | 0 | 48 | 36 | 7812 | 54 | 23 | -45.3683 | 1674729.7315 | -285063312.3816
Kink 37 | -1129.2979 | 0 | 0 | 0 | 5 | 37 | 847 | 5 | 11 | -45.3493 | 1758905.2351 | -285031537.7353
Kink 38 | -1129.5965 | 1107.2007 | 0 | -1250690.0361 | 4 | 38 | 686 | 4 | 10 | -45.3492 | 1758905.2351 | -285031383.8389
Kink 39 | -889.5681 | 2655.4647 | 0 | -2362216.7724 | 7 | 39 | 1173 | 7 | 148 | -42.9966 | 1761160.8146 | -280893312.0075
Kink 40 | -542.3759 | 1579.4303 | 0 | -856644.8975 | 9 | 40 | 1498 | 9 | 25 | -42.3839 | 1761160.8146 | -279814334.9155
Kink 41 | -284.8695 | 4189.0634 | 0 | -1193336.2178 | 14 | 41 | 2309 | 14 | 12 | -40.6974 | 1968692.3005 | -276844128.7819
Kink 42 | 0 | 0 | 0 | 0 | 48 | 42 | 7818 | 55 | 26 | -37.3699 | 1968692.3005 | -270293234.7064
Kink 43 | 0 | 0 | 0 | 0 | 48 | 43 | 7819 | 56 | 13 | -33.9514 | 2088903.4641 | -263563292.8744
Kink 44 | 0 | 0 | 0 | 0 | 48 | 44 | 7820 | 57 | 149 | -33.212 | 2093916.6915 | -262018724.9708
Kink 45 | 0 | 0 | 0 | 0 | 48 | 45 | 7821 | 58 | 9 | -32.2393 | 2093916.6915 | -259982064.1984
Kink 46 | -588.3153 | 701.1082 | 0 | -412472.708 | 8 | 46 | 1342 | 8 | 27 | -30.3609 | 2093916.6915 | -256048806.1229
Kink 47 | 0 | 0 | 0 | 0 | 48 | 47 | 7823 | 59 | 14 | -27.9868 | 2427430.4504 | -251077623.2572
Kink 48 | 0 | 0 | 0 | 0 | 48 | 48 | 7824 | 60 | 28 | 0 | 2427430.4504 | -183141652.7104
Kink 49 | 0 | 0 | 0 | 0 | 48 | 49 | 7825 | 61 | 30 | 0 | 2427430.4504 | -183141652.7104
Kink 50 | -1129.9596 | 0 | 0 | 0 | 3 | 50 | 536 | 3 | 31 | 0 | 2427430.4504 | -183141652.7104
Kink 51 | 0 | 0 | 0 | 0 | 48 | 51 | 7827 | 62 | 33 | 0 | 2427430.4504 | -183141652.7104
Kink 52 | -976.3662 | 0 | 0 | 0 | 6 | 52 | 1024 | 6 | 34 | 0 | 2427430.4504 | -183141652.7104
Kink 53 | 0 | 0 | 0 | 0 | 48 | 53 | 7829 | 63 | 35 | 0 | 2427430.4504 | -183141652.7104
Kink 54 | -407.0558 | 0 | 0 | 0 | 12 | 54 | 1998 | 12 | 36 | 0 | 2427430.4504 | -183141652.7104
Kink 55 | 0 | 0 | 0 | 0 | 48 | 55 | 7831 | 64 | 42 | 0 | 2427430.4504 | -183141652.7104
Kink 56 | 0 | 0 | 0 | 0 | 48 | 56 | 7832 | 65 | 43 | 0 | 2427430.4504 | -183141652.7104
Kink 57 | 0 | 0 | 0 | 0 | 48 | 57 | 7833 | 66 | 44 | 0 | 2427430.4504 | -183141652.7104
Kink 58 | 0 | 0 | 0 | 0 | 48 | 58 | 7834 | 67 | 45 | 0 | 2427430.4504 | -183141652.7104
Kink 59 | 0 | 0 | 0 | 0 | 48 | 59 | 7835 | 68 | 47 | 0 | 2427430.4504 | -183141652.7104
Kink 60 | 0 | 0 | 0 | 0 | 48 | 60 | 7836 | 69 | 48 | 0 | 2427430.4504 | -183141652.7104
Kink 61 | 0 | 0 | 0 | 0 | 48 | 61 | 7837 | 70 | 49 | 0 | 2427430.4504 | -183141652.7104
Kink 62 | 0 | 0 | 0 | 0 | 48 | 62 | 7838 | 71 | 51 | 0 | 2427430.4504 | -183141652.7104
Kink 63 | 0 | 0 | 0 | 0 | 48 | 63 | 7839 | 72 | 53 | 0 | 2427430.4504 | -183141652.7104
Kink 64 | 0 | 0 | 0 | 0 | 48 | 64 | 7840 | 73 | 55 | 0 | 2427430.4504 | -183141652.7104
Kink 65 | 0 | 0 | 0 | 0 | 48 | 65 | 7841 | 74 | 56 | 0 | 2427430.4504 | -183141652.7104
Kink 66 | 0 | 0 | 0 | 0 | 48 | 66 | 7842 | 75 | 57 | 0 | 2427430.4504 | -183141652.7104
Kink 67 | 0 | 0 | 0 | 0 | 48 | 67 | 7843 | 76 | 58 | 0 | 2427430.4504 | -183141652.7104
Kink 68 | 0 | 0 | 0 | 0 | 48 | 68 | 7844 | 77 | 59 | 0 | 2427430.4504 | -183141652.7104
Kink 69 | 0 | 0 | 0 | 0 | 48 | 69 | 7845 | 78 | 60 | 0 | 2427430.4504 | -183141652.7104
Kink 70 | 0 | 0 | 0 | 0 | 48 | 70 | 7846 | 79 | 61 | 0 | 2427430.4504 | -183141652.7104
Kink 71 | 0 | 0 | 0 | 0 | 48 | 71 | 7847 | 80 | 62 | 0 | 2427430.4504 | -183141652.7104
Kink 72 | 0 | 0 | 0 | 0 | 48 | 72 | 7848 | 81 | 63 | 0 | 2427430.4504 | -183141652.7104
Kink 73 | 0 | 0 | 0 | 0 | 48 | 73 | 7849 | 82 | 64 | 0 | 2427430.4504 | -183141652.7104
Kink 74 | 0 | 0 | 0 | 0 | 48 | 74 | 7850 | 83 | 65 | 0 | 2427430.4504 | -183141652.7104
Kink 75 | 0 | 0 | 0 | 0 | 48 | 75 | 7851 | 84 | 66 | 0 | 2427430.4504 | -183141652.7104
Kink 76 | 0 | 0 | 0 | 0 | 48 | 76 | 7852 | 85 | 67 | 0 | 2427430.4504 | -183141652.7104
Kink 77 | 0 | 0 | 0 | 0 | 48 | 77 | 7853 | 86 | 68 | 0 | 2427430.4504 | -183141652.7104
Kink 78 | 0 | 0 | 0 | 0 | 48 | 78 | 7854 | 87 | 69 | 0 | 2427430.4504 | -183141652.7104
Kink 79 | 0 | 0 | 0 | 0 | 48 | 79 | 7855 | 88 | 70 | 0 | 2427430.4504 | -183141652.7104
Kink 80 | 0 | 0 | 0 | 0 | 48 | 80 | 7856 | 89 | 71 | 0 | 2427430.4504 | -183141652.7104
Kink 81 | 0 | 0 | 0 | 0 | 48 | 81 | 7857 | 90 | 72 | 0 | 2427430.4504 | -183141652.7104
Kink 82 | 0 | 0 | 0 | 0 | 48 | 82 | 7858 | 91 | 73 | 0 | 2427430.4504 | -183141652.7104
Kink 83 | 0 | 0 | 0 | 0 | 48 | 83 | 7859 | 92 | 74 | 0 | 2427430.4504 | -183141652.7104
Kink 84 | 0 | 0 | 0 | 0 | 48 | 84 | 7860 | 93 | 75 | 0 | 2427430.4504 | -183141652.7104
Kink 85 | 0 | 0 | 0 | 0 | 48 | 85 | 7861 | 94 | 76 | 0 | 2427430.4504 | -183141652.7104
Kink 86 | 0 | 0 | 0 | 0 | 48 | 86 | 7862 | 95 | 77 | 0 | 2427430.4504 | -183141652.7104
Kink 87 | 0 | 0 | 0 | 0 | 48 | 87 | 7863 | 96 | 78 | 0 | 2427430.4504 | -183141652.7104
Kink 88 | 0 | 0 | 0 | 0 | 48 | 88 | 7864 | 97 | 79 | 0 | 2427430.4504 | -183141652.7104
Kink 89 | 0 | 0 | 0 | 0 | 48 | 89 | 7865 | 98 | 80 | 0 | 2427430.4504 | -183141652.7104
Kink 90 | 0 | 0 | 0 | 0 | 48 | 90 | 7866 | 99 | 81 | 0 | 2427430.4504 | -183141652.7104
Kink 91 | 0 | 0 | 0 | 0 | 48 | 91 | 7867 | 100 | 82 | 0 | 2427430.4504 | -183141652.7104
Kink 92 | 0 | 0 | 0 | 0 | 48 | 92 | 7868 | 101 | 83 | 0 | 2427430.4504 | -183141652.7104
Kink 93 | 0 | 0 | 0 | 0 | 48 | 93 | 7869 | 102 | 84 | 0 | 2427430.4504 | -183141652.7104
Kink 94 | 0 | 0 | 0 | 0 | 48 | 94 | 7870 | 103 | 85 | 0 | 2427430.4504 | -183141652.7104
Kink 95 | 0 | 0 | 0 | 0 | 48 | 95 | 7871 | 104 | 86 | 0 | 2427430.4504 | -183141652.7104
Kink 96 | 0 | 0 | 0 | 0 | 48 | 96 | 7872 | 105 | 87 | 0 | 2427430.4504 | -183141652.7104
Kink 97 | 0 | 0 | 0 | 0 | 48 | 97 | 7873 | 106 | 88 | 0 | 2427430.4504 | -183141652.7104
Kink 98 | 0 | 0 | 0 | 0 | 48 | 98 | 7874 | 107 | 89 | 0 | 2427430.4504 | -183141652.7104
Kink 99 | 0 | 0 | 0 | 0 | 48 | 99 | 7875 | 108 | 90 | 0 | 2427430.4504 | -183141652.7104
Kink 100 | 0 | 0 | 0 | 0 | 48 | 100 | 7876 | 109 | 91 | 0 | 2427430.4504 | -183141652.7104
Kink 101 | 0 | 0 | 0 | 0 | 48 | 101 | 7877 | 110 | 92 | 0 | 2427430.4504 | -183141652.7104
Kink 102 | 0 | 0 | 0 | 0 | 48 | 102 | 7878 | 111 | 93 | 0 | 2427430.4504 | -183141652.7104
Kink 103 | 0 | 0 | 0 | 0 | 48 | 103 | 7879 | 112 | 94 | 0 | 2427430.4504 | -183141652.7104
Kink 104 | 0 | 0 | 0 | 0 | 48 | 104 | 7880 | 113 | 95 | 0 | 2427430.4504 | -183141652.7104
Kink 105 | 0 | 0 | 0 | 0 | 48 | 105 | 7881 | 114 | 96 | 0 | 2427430.4504 | -183141652.7104
Kink 106 | 0 | 0 | 0 | 0 | 48 | 106 | 7882 | 115 | 97 | 0 | 2427430.4504 | -183141652.7104
Kink 107 | 0 | 0 | 0 | 0 | 48 | 107 | 7883 | 116 | 98 | 0 | 2427430.4504 | -183141652.7104
Kink 108 | 0 | 0 | 0 | 0 | 48 | 108 | 7884 | 117 | 99 | 0 | 2427430.4504 | -183141652.7104
Kink 109 | 0 | 0 | 0 | 0 | 48 | 109 | 7885 | 118 | 100 | 0 | 2427430.4504 | -183141652.7104
Kink 110 | 0 | 0 | 0 | 0 | 48 | 110 | 7886 | 119 | 101 | 0 | 2427430.4504 | -183141652.7104
Kink 111 | 0 | 0 | 0 | 0 | 48 | 111 | 7887 | 120 | 102 | 0 | 2427430.4504 | -183141652.7104
Kink 112 | 0 | 0 | 0 | 0 | 48 | 112 | 7888 | 121 | 103 | 0 | 2427430.4504 | -183141652.7104
Kink 113 | 0 | 0 | 0 | 0 | 48 | 113 | 7889 | 122 | 104 | 0 | 2427430.4504 | -183141652.7104
Kink 114 | 0 | 0 | 0 | 0 | 48 | 114 | 7890 | 123 | 105 | 0 | 2427430.4504 | -183141652.7104
Kink 115 | 0 | 0 | 0 | 0 | 48 | 115 | 7891 | 124 | 106 | 0 | 2427430.4504 | -183141652.7104
Kink 116 | 0 | 0 | 0 | 0 | 48 | 116 | 7892 | 125 | 107 | 0 | 2427430.4504 | -183141652.7104
Kink 117 | 0 | 0 | 0 | 0 | 48 | 117 | 7893 | 126 | 108 | 0 | 2427430.4504 | -183141652.7104
Kink 118 | 0 | 0 | 0 | 0 | 48 | 118 | 7894 | 127 | 109 | 0 | 2427430.4504 | -183141652.7104
Kink 119 | 0 | 0 | 0 | 0 | 48 | 119 | 7895 | 128 | 110 | 0 | 2427430.4504 | -183141652.7104
Kink 120 | 0 | 0 | 0 | 0 | 48 | 120 | 7896 | 129 | 111 | 0 | 2427430.4504 | -183141652.7104
Kink 121 | 0 | 0 | 0 | 0 | 48 | 121 | 7897 | 130 | 112 | 0 | 2427430.4504 | -183141652.7104
Kink 122 | 0 | 0 | 0 | 0 | 48 | 122 | 7898 | 131 | 113 | 0 | 2427430.4504 | -183141652.7104
Kink 123 | 0 | 0 | 0 | 0 | 48 | 123 | 7899 | 132 | 114 | 0 | 2427430.4504 | -183141652.7104
Kink 124 | 0 | 0 | 0 | 0 | 48 | 124 | 7900 | 133 | 115 | 0 | 2427430.4504 | -183141652.7104
Kink 125 | 0 | 0 | 0 | 0 | 48 | 125 | 7901 | 134 | 116 | 0 | 2427430.4504 | -183141652.7104
Kink 126 | 0 | 0 | 0 | 0 | 48 | 126 | 7902 | 135 | 117 | 0 | 2427430.4504 | -183141652.7104
Kink 127 | 0 | 0 | 0 | 0 | 48 | 127 | 7903 | 136 | 118 | 0 | 2427430.4504 | -183141652.7104
Kink 128 | 0 | 0 | 0 | 0 | 48 | 128 | 7904 | 137 | 119 | 0 | 2427430.4504 | -183141652.7104
Kink 129 | 0 | 0 | 0 | 0 | 48 | 129 | 7905 | 138 | 120 | 0 | 2427430.4504 | -183141652.7104
Kink 130 | 0 | 0 | 0 | 0 | 48 | 130 | 7906 | 139 | 121 | 0 | 2427430.4504 | -183141652.7104
Kink 131 | 0 | 0 | 0 | 0 | 48 | 131 | 7907 | 140 | 122 | 0 | 2427430.4504 | -183141652.7104
Kink 132 | 0 | 0 | 0 | 0 | 48 | 132 | 7908 | 141 | 123 | 0 | 2427430.4504 | -183141652.7104
Kink 133 | 0 | 0 | 0 | 0 | 48 | 133 | 7909 | 142 | 124 | 0 | 2427430.4504 | -183141652.7104
Kink 134 | 0 | 0 | 0 | 0 | 48 | 134 | 7910 | 143 | 125 | 0 | 2427430.4504 | -183141652.7104
Kink 135 | 0 | 0 | 0 | 0 | 48 | 135 | 7911 | 144 | 126 | 0 | 2427430.4504 | -183141652.7104
Kink 136 | 0 | 0 | 0 | 0 | 48 | 136 | 7912 | 145 | 127 | 0 | 2427430.4504 | -183141652.7104
Kink 137 | 0 | 0 | 0 | 0 | 48 | 137 | 7913 | 146 | 128 | 0 | 2427430.4504 | -183141652.7104
Kink 138 | 0 | 0 | 0 | 0 | 48 | 138 | 7914 | 147 | 129 | 0 | 2427430.4504 | -183141652.7104
Kink 139 | 0 | 0 | 0 | 0 | 48 | 139 | 7915 | 148 | 130 | 0 | 2427430.4504 | -183141652.7104
Kink 140 | 0 | 0 | 0 | 0 | 48 | 140 | 7916 | 149 | 131 | 0 | 2427430.4504 | -183141652.7104
Kink 141 | 0 | 0 | 0 | 0 | 48 | 141 | 7917 | 150 | 132 | 0 | 2427430.4504 | -183141652.7104
Kink 142 | 0 | 0 | 0 | 0 | 48 | 142 | 7918 | 151 | 133 | 0 | 2427430.4504 | -183141652.7104
Kink 143 | 0 | 0 | 0 | 0 | 48 | 143 | 7919 | 152 | 134 | 0 | 2427430.4504 | -183141652.7104
Kink 144 | 0 | 0 | 0 | 0 | 48 | 144 | 7920 | 153 | 135 | 0 | 2427430.4504 | -183141652.7104
Kink 145 | 0 | 0 | 0 | 0 | 48 | 145 | 7921 | 154 | 136 | 0 | 2427430.4504 | -183141652.7104
Kink 146 | 0 | 0 | 0 | 0 | 48 | 146 | 7922 | 155 | 137 | 0 | 2427430.4504 | -183141652.7104
Kink 147 | -54.8112 | 2686.7923 | 0 | -147266.3544 | 32 | 147 | 5331 | 32 | 138 | 0 | 2427430.4504 | -183141652.7104
Kink 148 | -42.9966 | 2255.5795 | 0 | -96982.1586 | 39 | 148 | 6466 | 39 | 139 | 0 | 2427430.4504 | -183141652.7104
Kink 149 | -33.212 | 5013.2274 | 0 | -166499.151 | 44 | 149 | 7277 | 44 | 140 | 0 | 2427430.4504 | -183141652.7104
Kink 150 | 0 | 0 | 0 | 0 | 48 | 150 | 7926 | 156 | 141 | 0 | 2427430.4504 | -183141652.7104
Kink 151 | 0 | 0 | 0 | 0 | 48 | 151 | 7927 | 157 | 142 | 0 | 2427430.4504 | -183141652.7104
Kink 152 | 0 | 0 | 0 | 0 | 48 | 152 | 7928 | 158 | 143 | 0 | 2427430.4504 | -183141652.7104
Kink 153 | 0 | 0 | 0 | 0 | 48 | 153 | 7929 | 159 | 144 | 0 | 2427430.4504 | -183141652.7104
Kink 154 | 0 | 0 | 0 | 0 | 48 | 154 | 7930 | 160 | 145 | 0 | 2427430.4504 | -183141652.7104
Kink 155 | 0 | 0 | 0 | 0 | 48 | 155 | 7931 | 161 | 146 | 0 | 2427430.4504 | -183141652.7104
Kink 156 | 0 | 0 | 0 | 0 | 48 | 156 | 7932 | 162 | 150 | 0 | 2427430.4504 | -183141652.7104
Kink 157 | -74.217 | 0 | 0 | 0 | 18 | 157 | 3073 | 18 | 151 | 0 | 2427430.4504 | -183141652.7104
Kink 158 | -74.217 | 0 | 0 | 0 | 18 | 158 | 3074 | 19 | 152 | 0 | 2427430.4504 | -183141652.7104
Kink 159 | -62.9915 | 0 | 0 | 0 | 23 | 159 | 3885 | 23 | 153 | 0 | 2427430.4504 | -183141652.7104
Kink 160 | -62.9915 | 0 | 0 | 0 | 23 | 160 | 3886 | 24 | 154 | 0 | 2427430.4504 | -183141652.7104
Kink 161 | -48.7409 | 0 | 0 | 0 | 34 | 161 | 5669 | 34 | 155 | 0 | 2427430.4504 | -183141652.7104
Kink 162 | -48.7409 | 0 | 0 | 0 | 34 | 162 | 5670 | 35 | 156 | 0 | 2427430.4504 | -183141652.7104
3509. General scaler rate
Data sources:
x1 = 3508. Root (in Solve for General scaler rate)
Calculation =MIN(x1)
General scaler rate
General scaler rate | 75.4467
3510. Scaler
Data sources:
x1 = 2302. Load coefficient
x2 = 3503. Unit rate 1 p/kWh scalable part (in Scalable elements of tariff components)
x3 = 3509. General scaler rate
x4 = 3307. Unit rate 1 p/kWh (total) (in Summary of charges before revenue matching)
x5 = 3503. Unit rate 2 p/kWh scalable part (in Scalable elements of tariff components)
x6 = 3307. Unit rate 2 p/kWh (total) (in Summary of charges before revenue matching)
x7 = 3503. Unit rate 3 p/kWh scalable part (in Scalable elements of tariff components)
x8 = 3307. Unit rate 3 p/kWh (total) (in Summary of charges before revenue matching)
x9 = 3503. Fixed charge p/MPAN/day scalable part (in Scalable elements of tariff components)
x10 = 3307. Fixed charge p/MPAN/day (total) (in Summary of charges before revenue matching)
x11 = 3503. Capacity charge p/kVA/day scalable part (in Scalable elements of tariff components)
x12 = 3307. Capacity charge p/kVA/day (total) (in Summary of charges before revenue matching)
x13 = 3503. Reactive power charge p/kVArh scalable part (in Scalable elements of tariff components)
x14 = 3307. Reactive power charge p/kVArh (in Summary of charges before revenue matching)
x15 = 1010. Days in the charging year (in Financial and general assumptions)
x16 = Fixed charge p/MPAN/day scaler (in Scaler)
x17 = 2305. MPANs (in Equivalent volume for each end user)
x18 = Capacity charge p/kVA/day scaler (in Scaler)
x19 = 2305. Import capacity (kVA) (in Equivalent volume for each end user)
x20 = Unit rate 1 p/kWh scaler (in Scaler)
x21 = 2305. Rate 1 units (MWh) (in Equivalent volume for each end user)
x22 = Unit rate 2 p/kWh scaler (in Scaler)
x23 = 2305. Rate 2 units (MWh) (in Equivalent volume for each end user)
x24 = Unit rate 3 p/kWh scaler (in Scaler)
x25 = 2305. Rate 3 units (MWh) (in Equivalent volume for each end user)
x26 = Reactive power charge p/kVArh scaler (in Scaler)
x27 = 2305. Reactive power units (MVArh) (in Equivalent volume for each end user)
Kind: | Calculation | Calculation | Calculation | Calculation | Calculation | Calculation | Calculation
Formula: | =IF(x1<0,0,IF(x2*x3+x4>0,x2*x3,0-x4)) | =IF(x1<0,0,IF(x5*x3+x6>0,x5*x3,0-x6)) | =IF(x1<0,0,IF(x7*x3+x8>0,x7*x3,0-x8)) | =IF(x1<0,0,IF(x9*x3+x10>0,x9*x3,0-x10)) | =IF(x1<0,0,IF(x11*x3+x12>0,x11*x3,0-x12)) | =IF(x1<0,0,IF(x13*x3+x14>0,x13*x3,0-x14)) | =0.01*x15*(x16*x17+x18*x19)+10*(x20*x21+x22*x23+x24*x25+x26*x27)
| Unit rate 1 p/kWh scaler | Unit rate 2 p/kWh scaler | Unit rate 3 p/kWh scaler | Fixed charge p/MPAN/day scaler | Capacity charge p/kVA/day scaler | Reactive power charge p/kVArh scaler | Net revenues by tariff from scaler
Domestic Unrestricted | 2.0054 | 0 | 0 | 0 | 0 | 0 | 82512203.1302
Domestic Two Rate | 2.4325 | 0.00080441 | 0 | 0 | 0 | 0 | 15886946.4285
Domestic Off Peak (related MPAN) | 0.023035 | 0 | 0 | 0 | 0 | 0 | 14536.5096
Small Non Domestic Unrestricted | 1.5353 | 0 | 0 | 0 | 0 | 0 | 17766597.389
Small Non Domestic Two Rate | 1.8405 | 0.00098419 | 0 | 0 | 0 | 0 | 6815641.7781
Small Non Domestic Off Peak (related MPAN) | 0.033416 | 0 | 0 | 0 | 0 | 0 | 7662.0556
LV Medium Non-Domestic | 1.2922 | 0 | 0 | 0 | 0 | 0 | 0
LV Sub Medium Non-Domestic | 1.2574 | 0 | 0 | 0 | 0 | 0 | 0
HV Medium Non-Domestic | 1.2656 | 0 | 0 | 0 | 0 | 0 | 0
LV Network Domestic | 22.4475 | 0.039484 | 0 | 0 | 0 | 0 | 0
LV Network Non-Domestic Non-CT | 23.8436 | 0.041939 | 0 | 0 | 0 | 0 | 6434299.8613
LV HH Metered | 18.7442 | 0.03297 | 0 | 0 | 0 | 0.25291 | 16060624.5529
LV Sub HH Metered | 17.6134 | 0.030981 | 0 | 0 | 0 | 0.22835 | 9358876.2532
HV HH Metered | 15.9697 | 0.02809 | 0 | 0 | 0 | 0.20007 | 25856800.0384
NHH UMS category A | 0.99467 | 0 | 0 | 0 | 0 | 0 | 135409.2163
NHH UMS category B | 1.752 | 0 | 0 | 0 | 0 | 0 | 86730.4836
NHH UMS category C | 3.1764 | 0 | 0 | 0 | 0 | 0 | 20603.4931
NHH UMS category D | 0.26825 | 0 | 0 | 0 | 0 | 0 | 0
LV UMS (Pseudo HH Metered) | 51.8265 | 0.20125 | 0 | 0 | 0 | 0 | 2184721.5206
LV Generation NHH or Aggregate HH | 0 | 0 | 0 | 0 | 0 | 0 | 0
LV Sub Generation NHH | 0 | 0 | 0 | 0 | 0 | 0 | 0
LV Generation Intermittent | 0 | 0 | 0 | 0 | 0 | 0 | 0
LV Generation Non-Intermittent | 0 | 0 | 0 | 0 | 0 | 0 | 0
LV Sub Generation Intermittent | 0 | 0 | 0 | 0 | 0 | 0 | 0
LV Sub Generation Non-Intermittent | 0 | 0 | 0 | 0 | 0 | 0 | 0
HV Generation Intermittent | 0 | 0 | 0 | 0 | 0 | 0 | 0
HV Generation Non-Intermittent | 0 | 0 | 0 | 0 | 0 | 0 | 0
Tariff component adjustment and rounding for South West in 0 (Forecast)
3601. Tariffs before rounding
Data sources:
x1 = 3307. Unit rate 1 p/kWh (total) (in Summary of charges before revenue matching)
x2 = 3510. Unit rate 1 p/kWh scaler (in Scaler)
x3 = 3307. Unit rate 2 p/kWh (total) (in Summary of charges before revenue matching)
x4 = 3510. Unit rate 2 p/kWh scaler (in Scaler)
x5 = 3307. Unit rate 3 p/kWh (total) (in Summary of charges before revenue matching)
x6 = 3510. Unit rate 3 p/kWh scaler (in Scaler)
x7 = 3307. Fixed charge p/MPAN/day (total) (in Summary of charges before revenue matching)
x8 = 3510. Fixed charge p/MPAN/day scaler (in Scaler)
x9 = 3307. Capacity charge p/kVA/day (total) (in Summary of charges before revenue matching)
x10 = 3510. Capacity charge p/kVA/day scaler (in Scaler)
x11 = 3307. Reactive power charge p/kVArh (in Summary of charges before revenue matching)
x12 = 3510. Reactive power charge p/kVArh scaler (in Scaler)
Kind: | Calculation | Calculation | Calculation | Calculation | Calculation | Calculation
Formula: | =x1+x2 | =x3+x4 | =x5+x6 | =x7+x8 | =x9+x10 | =x11+x12
| Unit rate 1 p/kWh | Unit rate 2 p/kWh | Unit rate 3 p/kWh | Fixed charge p/MPAN/day | Capacity charge p/kVA/day | Reactive power charge p/kVArh
Domestic Unrestricted | 3.5495 |  |  | 5.4715
Domestic Two Rate | 4.2624 | 0.18022 |  | 5.4715
Domestic Off Peak (related MPAN) | 0.18339
Small Non Domestic Unrestricted | 2.8767 |  |  | 8.8719
Small Non Domestic Two Rate | 3.3597 | 0.18315 |  | 8.8719
Small Non Domestic Off Peak (related MPAN) | 0.20088
LV Medium Non-Domestic | 2.3463 | 0.11694 |  | 7.4524
LV Sub Medium Non-Domestic | 2.2002 | 0.10387 |  | 5.5269
HV Medium Non-Domestic | 1.8064 | 0.050095 |  | 96.0053
LV Network Domestic | 35.9402 | 0.63048 | 0.16971 | 5.4715
LV Network Non-Domestic Non-CT | 38.1754 | 0.66986 | 0.18028 | 8.8719
LV HH Metered | 28.8552 | 0.42171 | 0.11975 | 12.5638 | 3.2833 | 0.43664
LV Sub HH Metered | 25.5395 | 0.2537 | 0.082613 | 9.6768 | 3.5786 | 0.35848
HV HH Metered | 21.8937 | 0.13415 | 0.053119 | 96.0053 | 3.0175 | 0.28815
NHH UMS category A | 2.8704
NHH UMS category B | 4.0187
NHH UMS category C | 6.4204
NHH UMS category D | 1.766
LV UMS (Pseudo HH Metered) | 87.0766 | 1.7706 | 1.0524
LV Generation NHH or Aggregate HH | -0.77807 |  |  | 0
LV Sub Generation NHH | -0.70365 |  |  | 0
LV Generation Intermittent | -0.77807 |  |  | 0 |  | 0.17979
LV Generation Non-Intermittent | -9.2963 | -0.40726 | -0.11694 | 0 |  | 0.17979
LV Sub Generation Intermittent | -0.70365 |  |  | 0 |  | 0.15049
LV Sub Generation Non-Intermittent | -8.5648 | -0.34704 | -0.10387 | 0 |  | 0.15049
HV Generation Intermittent | -0.44968 |  |  | 46.2874 |  | 0.11503
HV Generation Non-Intermittent | -6.0607 | -0.14293 | -0.059096 | 46.2874 |  | 0.11503
3602. Decimal places
| Unit rate 1 p/kWh | Unit rate 2 p/kWh | Unit rate 3 p/kWh | Fixed charge p/MPAN/day | Capacity charge p/kVA/day | Reactive power charge p/kVArh
Decimal places | 3 | 3 | 3 | 2 | 2 | 3
3603. Tariff rounding
Data sources:
x1 = 3601. Unit rate 1 p/kWh before rounding (in Tariffs before rounding)
x2 = 3602. Unit rate 1 p/kWh decimal places (in Decimal places)
x3 = 3601. Unit rate 2 p/kWh before rounding (in Tariffs before rounding)
x4 = 3602. Unit rate 2 p/kWh decimal places (in Decimal places)
x5 = 3601. Unit rate 3 p/kWh before rounding (in Tariffs before rounding)
x6 = 3602. Unit rate 3 p/kWh decimal places (in Decimal places)
x7 = 3601. Fixed charge p/MPAN/day before rounding (in Tariffs before rounding)
x8 = 3602. Fixed charge p/MPAN/day decimal places (in Decimal places)
x9 = 3601. Capacity charge p/kVA/day before rounding (in Tariffs before rounding)
x10 = 3602. Capacity charge p/kVA/day decimal places (in Decimal places)
x11 = 3601. Reactive power charge p/kVArh before rounding (in Tariffs before rounding)
x12 = 3602. Reactive power charge p/kVArh decimal places (in Decimal places)
Kind: | Calculation | Calculation | Calculation | Calculation | Calculation | Calculation
Formula: | =ROUND(x1,x2)-x1 | =ROUND(x3,x4)-x3 | =ROUND(x5,x6)-x5 | =ROUND(x7,x8)-x7 | =ROUND(x9,x10)-x9 | =ROUND(x11,x12)-x11
| Unit rate 1 p/kWh | Unit rate 2 p/kWh | Unit rate 3 p/kWh | Fixed charge p/MPAN/day | Capacity charge p/kVA/day | Reactive power charge p/kVArh
Domestic Unrestricted | -0.00048133 |  |  | -0.0014978
Domestic Two Rate | -0.00039322 | -0.00021965 |  | -0.0014978
Domestic Off Peak (related MPAN) | -0.00038985
Small Non Domestic Unrestricted | 0.00032422 |  |  | -0.0018872
Small Non Domestic Two Rate | 0.00034902 | -0.00015272 |  | -0.0018872
Small Non Domestic Off Peak (related MPAN) | 0.00012249
LV Medium Non-Domestic | -0.00032524 | 5.9886e-05 |  | -0.0024397
LV Sub Medium Non-Domestic | -0.00021837 | 0.00012964 |  | 0.0031219
HV Medium Non-Domestic | -0.00037235 | -9.5216e-05 |  | 0.0047005
LV Network Domestic | -0.00022286 | -0.00048213 | 0.00029005 | -0.0014978
LV Network Non-Domestic Non-CT | -0.00041692 | 0.00014142 | -0.0002844 | -0.0018872
LV HH Metered | -0.00015504 | 0.00029432 | 0.00025365 | -0.0038239 | -0.0033334 | 0.00035846
LV Sub HH Metered | -0.00048129 | 0.00030299 | 0.00038715 | 0.0031783 | 0.0014377 | -0.00048381
HV HH Metered | 0.00031584 | -0.00014999 | -0.00011884 | 0.0047005 | 0.0025223 | -0.00014656
NHH UMS category A | -0.00042708
NHH UMS category B | 0.00027147
NHH UMS category C | -0.00035976
NHH UMS category D | -1.0148e-05
LV UMS (Pseudo HH Metered) | 0.00035687 | 0.00042398 | -0.00040018
LV Generation NHH or Aggregate HH | 7.1666e-05 |  |  | 0
LV Sub Generation NHH | -0.00035219 |  |  | 0
LV Generation Intermittent | 7.1666e-05 |  |  | 0 |  | 0.00020567
LV Generation Non-Intermittent | 0.00034447 | 0.00026047 | -5.9886e-05 | 0 |  | 0.00020567
LV Sub Generation Intermittent | -0.00035219 |  |  | 0 |  | -0.0004904
LV Sub Generation Non-Intermittent | -0.00024152 | 3.7276e-05 | -0.00012964 | 0 |  | -0.0004904
HV Generation Intermittent | -0.00031933 |  |  | 0.002602 |  | -2.9969e-05
HV Generation Non-Intermittent | -0.00034109 | -7.4874e-05 | 9.5652e-05 | 0.002602 |  | -2.9969e-05
3604. All the way tariffs
Data sources:
x1 = 3601. Unit rate 1 p/kWh before rounding (in Tariffs before rounding)
x2 = 3603. Unit rate 1 p/kWh rounding (in Tariff rounding)
x3 = 3601. Unit rate 2 p/kWh before rounding (in Tariffs before rounding)
x4 = 3603. Unit rate 2 p/kWh rounding (in Tariff rounding)
x5 = 3601. Unit rate 3 p/kWh before rounding (in Tariffs before rounding)
x6 = 3603. Unit rate 3 p/kWh rounding (in Tariff rounding)
x7 = 3601. Fixed charge p/MPAN/day before rounding (in Tariffs before rounding)
x8 = 3603. Fixed charge p/MPAN/day rounding (in Tariff rounding)
x9 = 3601. Capacity charge p/kVA/day before rounding (in Tariffs before rounding)
x10 = 3603. Capacity charge p/kVA/day rounding (in Tariff rounding)
x11 = 3601. Reactive power charge p/kVArh before rounding (in Tariffs before rounding)
x12 = 3603. Reactive power charge p/kVArh rounding (in Tariff rounding)
Kind: | Calculation | Calculation | Calculation | Calculation | Calculation | Calculation
Formula: | =x1+x2 | =x3+x4 | =x5+x6 | =x7+x8 | =x9+x10 | =x11+x12
| Unit rate 1 p/kWh | Unit rate 2 p/kWh | Unit rate 3 p/kWh | Fixed charge p/MPAN/day | Capacity charge p/kVA/day | Reactive power charge p/kVArh
Domestic Unrestricted | 3.549 |  |  | 5.47
Domestic Two Rate | 4.262 | 0.18 |  | 5.47
Domestic Off Peak (related MPAN) | 0.183
Small Non Domestic Unrestricted | 2.877 |  |  | 8.87
Small Non Domestic Two Rate | 3.36 | 0.183 |  | 8.87
Small Non Domestic Off Peak (related MPAN) | 0.201
LV Medium Non-Domestic | 2.346 | 0.117 |  | 7.45
LV Sub Medium Non-Domestic | 2.2 | 0.104 |  | 5.53
HV Medium Non-Domestic | 1.806 | 0.05 |  | 96.01
LV Network Domestic | 35.94 | 0.63 | 0.17 | 5.47
LV Network Non-Domestic Non-CT | 38.175 | 0.67 | 0.18 | 8.87
LV HH Metered | 28.855 | 0.422 | 0.12 | 12.56 | 3.28 | 0.437
LV Sub HH Metered | 25.539 | 0.254 | 0.083 | 9.68 | 3.58 | 0.358
HV HH Metered | 21.894 | 0.134 | 0.053 | 96.01 | 3.02 | 0.288
NHH UMS category A | 2.87
NHH UMS category B | 4.019
NHH UMS category C | 6.42
NHH UMS category D | 1.766
LV UMS (Pseudo HH Metered) | 87.077 | 1.771 | 1.052
LV Generation NHH or Aggregate HH | -0.778 |  |  | 0
LV Sub Generation NHH | -0.704 |  |  | 0
LV Generation Intermittent | -0.778 |  |  | 0 |  | 0.18
LV Generation Non-Intermittent | -9.296 | -0.407 | -0.117 | 0 |  | 0.18
LV Sub Generation Intermittent | -0.704 |  |  | 0 |  | 0.15
LV Sub Generation Non-Intermittent | -8.565 | -0.347 | -0.104 | 0 |  | 0.15
HV Generation Intermittent | -0.45 |  |  | 46.29 |  | 0.115
HV Generation Non-Intermittent | -6.061 | -0.143 | -0.059 | 46.29 |  | 0.115
3605. Net revenues by tariff from rounding
Data sources:
x1 = 1010. Days in the charging year (in Financial and general assumptions)
x2 = 3603. Fixed charge p/MPAN/day rounding (in Tariff rounding)
x3 = 2305. MPANs (in Equivalent volume for each end user)
x4 = 3603. Capacity charge p/kVA/day rounding (in Tariff rounding)
x5 = 2305. Import capacity (kVA) (in Equivalent volume for each end user)
x6 = 3603. Unit rate 1 p/kWh rounding (in Tariff rounding)
x7 = 2305. Rate 1 units (MWh) (in Equivalent volume for each end user)
x8 = 3603. Unit rate 2 p/kWh rounding (in Tariff rounding)
x9 = 2305. Rate 2 units (MWh) (in Equivalent volume for each end user)
x10 = 3603. Unit rate 3 p/kWh rounding (in Tariff rounding)
x11 = 2305. Rate 3 units (MWh) (in Equivalent volume for each end user)
x12 = 3603. Reactive power charge p/kVArh rounding (in Tariff rounding)
x13 = 2305. Reactive power units (MVArh) (in Equivalent volume for each end user)
Calculation =0.01*x1*(x2*x3+x4*x5)+10*(x6*x7+x8*x9+x10*x11+x12*x13)
Net revenues by tariff from rounding
Domestic Unrestricted | -26536.4285
Domestic Two Rate | -5301.0456
Domestic Off Peak (related MPAN) | -246.019
Small Non Domestic Unrestricted | 2992.6033
Small Non Domestic Two Rate | 837.1
Small Non Domestic Off Peak (related MPAN) | 28.0869
LV Medium Non-Domestic | 0
LV Sub Medium Non-Domestic | 0
HV Medium Non-Domestic | 0
LV Network Domestic | 0
LV Network Non-Domestic Non-CT | -413.0285
LV HH Metered | -5079.9641
LV Sub HH Metered | 3989.5485
HV HH Metered | 5857.7381
NHH UMS category A | -58.1409
NHH UMS category B | 13.4386
NHH UMS category C | -2.3336
NHH UMS category D | 0
LV UMS (Pseudo HH Metered) | -228.2928
LV Generation NHH or Aggregate HH | 2.457
LV Sub Generation NHH | 0
LV Generation Intermittent | 66.7286
LV Generation Non-Intermittent | 3.7852
LV Sub Generation Intermittent | -51.7051
LV Sub Generation Non-Intermittent | -4.2217
HV Generation Intermittent | -1195.3388
HV Generation Non-Intermittent | 6.7372
3606. Revenue forecast summary
Data sources:
x1 = 3402. Total net revenues before matching (£) (in Revenue surplus or shortfall)
x2 = 3510. Net revenues by tariff from scaler (in Scaler)
x3 = 3605. Net revenues by tariff from rounding
x4 = Total net revenues before matching (£) (in Revenue forecast summary)
x5 = Total net revenues from scaler (£) (in Revenue forecast summary)
x6 = Total net revenues from rounding (£) (in Revenue forecast summary)
x7 = Total net revenues (£) (in Revenue forecast summary)
x8 = 1076. Target CDCM net revenue (£/year)
Kind: | Copy cells | Cell summation | Cell summation | Calculation | Calculation
Formula: | =x1 | =SUM(x2) | =SUM(x3) | =x4+x5+x6 | =x7-x8
| Total net revenues before matching (£) | Total net revenues from scaler (£) | Total net revenues from rounding (£) | Total net revenues (£) | Deviation from target revenue (£)
Revenue forecast summary | 189772588.617 | 183141652.7104 | -25318.2952 | 372888923.0322 | -25318.2952
3607. Tariffs
Data sources:
x1 = 3604. Unit rate 1 p/kWh (in All the way tariffs)
x2 = 2304. Discount for each tariff (except for fixed charges) (in LDNO discounts and volumes adjusted for discount)
x3 = 3604. Unit rate 2 p/kWh (in All the way tariffs)
x4 = 3604. Unit rate 3 p/kWh (in All the way tariffs)
x5 = 3604. Fixed charge p/MPAN/day (in All the way tariffs)
x6 = 2304. Discount for each tariff for fixed charges only (in LDNO discounts and volumes adjusted for discount)
x7 = 3604. Capacity charge p/kVA/day (in All the way tariffs)
x8 = 3604. Reactive power charge p/kVArh (in All the way tariffs)
Kind: | Calculation | Calculation | Calculation | Calculation | Calculation | Calculation
Formula: | =ROUND(x1*(1-x2),3) | =ROUND(x3*(1-x2),3) | =ROUND(x4*(1-x2),3) | =ROUND(x5*(1-x6),2) | =ROUND(x7*(1-x2),2) | =ROUND(x8*(1-x2),3)
| Unit rate 1 p/kWh | Unit rate 2 p/kWh | Unit rate 3 p/kWh | Fixed charge p/MPAN/day | Capacity charge p/kVA/day | Reactive power charge p/kVArh
> Domestic Unrestricted
Domestic Unrestricted | 3.549 | 0 | 0 | 5.47 | 0 | 0
LDNO LV: Domestic Unrestricted | 2.231 | 0 | 0 | 3.44 | 0 | 0
LDNO HV: Domestic Unrestricted | 1.325 | 0 | 0 | 2.04 | 0 | 0
> Domestic Two Rate
Domestic Two Rate | 4.262 | 0.18 | 0 | 5.47 | 0 | 0
LDNO LV: Domestic Two Rate | 2.68 | 0.113 | 0 | 3.44 | 0 | 0
LDNO HV: Domestic Two Rate | 1.591 | 0.067 | 0 | 2.04 | 0 | 0
> Domestic Off Peak (related MPAN)
Domestic Off Peak (related MPAN) | 0.183 | 0 | 0 | 0 | 0 | 0
LDNO LV: Domestic Off Peak (related MPAN) | 0.115 | 0 | 0 | 0 | 0 | 0
LDNO HV: Domestic Off Peak (related MPAN) | 0.068 | 0 | 0 | 0 | 0 | 0
> Small Non Domestic Unrestricted
Small Non Domestic Unrestricted | 2.877 | 0 | 0 | 8.87 | 0 | 0
LDNO LV: Small Non Domestic Unrestricted | 1.809 | 0 | 0 | 5.58 | 0 | 0
LDNO HV: Small Non Domestic Unrestricted | 1.074 | 0 | 0 | 3.31 | 0 | 0
> Small Non Domestic Two Rate
Small Non Domestic Two Rate | 3.36 | 0.183 | 0 | 8.87 | 0 | 0
LDNO LV: Small Non Domestic Two Rate | 2.113 | 0.115 | 0 | 5.58 | 0 | 0
LDNO HV: Small Non Domestic Two Rate | 1.254 | 0.068 | 0 | 3.31 | 0 | 0
> Small Non Domestic Off Peak (related MPAN)
Small Non Domestic Off Peak (related MPAN) | 0.201 | 0 | 0 | 0 | 0 | 0
LDNO LV: Small Non Domestic Off Peak (related MPAN) | 0.126 | 0 | 0 | 0 | 0 | 0
LDNO HV: Small Non Domestic Off Peak (related MPAN) | 0.075 | 0 | 0 | 0 | 0 | 0
> LV Medium Non-Domestic
LV Medium Non-Domestic | 2.346 | 0.117 | 0 | 7.45 | 0 | 0
LDNO LV: LV Medium Non-Domestic | 1.475 | 0.074 | 0 | 4.68 | 0 | 0
LDNO HV: LV Medium Non-Domestic | 0.876 | 0.044 | 0 | 2.78 | 0 | 0
> LV Sub Medium Non-Domestic
LV Sub Medium Non-Domestic | 2.2 | 0.104 | 0 | 5.53 | 0 | 0
> HV Medium Non-Domestic
HV Medium Non-Domestic | 1.806 | 0.05 | 0 | 96.01 | 0 | 0
> LV Network Domestic
LV Network Domestic | 35.94 | 0.63 | 0.17 | 5.47 | 0 | 0
LDNO LV: LV Network Domestic | 22.597 | 0.396 | 0.107 | 3.44 | 0 | 0
LDNO HV: LV Network Domestic | 13.415 | 0.235 | 0.063 | 2.04 | 0 | 0
> LV Network Non-Domestic Non-CT
LV Network Non-Domestic Non-CT | 38.175 | 0.67 | 0.18 | 8.87 | 0 | 0
LDNO LV: LV Network Non-Domestic Non-CT | 24.002 | 0.421 | 0.113 | 5.58 | 0 | 0
LDNO HV: LV Network Non-Domestic Non-CT | 14.25 | 0.25 | 0.067 | 3.31 | 0 | 0
> LV HH Metered
LV HH Metered | 28.855 | 0.422 | 0.12 | 12.56 | 3.28 | 0.437
LDNO LV: LV HH Metered | 18.142 | 0.265 | 0.075 | 7.9 | 2.06 | 0.275
LDNO HV: LV HH Metered | 10.771 | 0.158 | 0.045 | 4.69 | 1.22 | 0.163
> LV Sub HH Metered
LV Sub HH Metered | 25.539 | 0.254 | 0.083 | 9.68 | 3.58 | 0.358
LDNO HV: LV Sub HH Metered | 15.646 | 0.156 | 0.051 | 5.93 | 2.19 | 0.219
> HV HH Metered
HV HH Metered | 21.894 | 0.134 | 0.053 | 96.01 | 3.02 | 0.288
LDNO HV: HV HH Metered | 15.916 | 0.097 | 0.039 | 69.79 | 2.2 | 0.209
> NHH UMS category A
NHH UMS category A | 2.87 | 0 | 0 | 0 | 0 | 0
LDNO LV: NHH UMS category A | 1.804 | 0 | 0 | 0 | 0 | 0
LDNO HV: NHH UMS category A | 1.071 | 0 | 0 | 0 | 0 | 0
> NHH UMS category B
NHH UMS category B | 4.019 | 0 | 0 | 0 | 0 | 0
LDNO LV: NHH UMS category B | 2.527 | 0 | 0 | 0 | 0 | 0
LDNO HV: NHH UMS category B | 1.5 | 0 | 0 | 0 | 0 | 0
> NHH UMS category C
NHH UMS category C | 6.42 | 0 | 0 | 0 | 0 | 0
LDNO LV: NHH UMS category C | 4.037 | 0 | 0 | 0 | 0 | 0
LDNO HV: NHH UMS category C | 2.396 | 0 | 0 | 0 | 0 | 0
> NHH UMS category D
NHH UMS category D | 1.766 | 0 | 0 | 0 | 0 | 0
LDNO LV: NHH UMS category D | 1.11 | 0 | 0 | 0 | 0 | 0
LDNO HV: NHH UMS category D | 0.659 | 0 | 0 | 0 | 0 | 0
> LV UMS (Pseudo HH Metered)
LV UMS (Pseudo HH Metered) | 87.077 | 1.771 | 1.052 | 0 | 0 | 0
LDNO LV: LV UMS (Pseudo HH Metered) | 54.749 | 1.113 | 0.661 | 0 | 0 | 0
LDNO HV: LV UMS (Pseudo HH Metered) | 32.503 | 0.661 | 0.393 | 0 | 0 | 0
> LV Generation NHH or Aggregate HH
LV Generation NHH or Aggregate HH | -0.778 | 0 | 0 | 0 | 0 | 0
LDNO LV: LV Generation NHH or Aggregate HH | -0.778 | 0 | 0 | 0 | 0 | 0
LDNO HV: LV Generation NHH or Aggregate HH | -0.778 | 0 | 0 | 0 | 0 | 0
> LV Sub Generation NHH
LV Sub Generation NHH | -0.704 | 0 | 0 | 0 | 0 | 0
LDNO HV: LV Sub Generation NHH | -0.704 | 0 | 0 | 0 | 0 | 0
> LV Generation Intermittent
LV Generation Intermittent | -0.778 | 0 | 0 | 0 | 0 | 0.18
LDNO LV: LV Generation Intermittent | -0.778 | 0 | 0 | 0 | 0 | 0.18
LDNO HV: LV Generation Intermittent | -0.778 | 0 | 0 | 0 | 0 | 0.18
> LV Generation Non-Intermittent
LV Generation Non-Intermittent | -9.296 | -0.407 | -0.117 | 0 | 0 | 0.18
LDNO LV: LV Generation Non-Intermittent | -9.296 | -0.407 | -0.117 | 0 | 0 | 0.18
LDNO HV: LV Generation Non-Intermittent | -9.296 | -0.407 | -0.117 | 0 | 0 | 0.18
> LV Sub Generation Intermittent
LV Sub Generation Intermittent | -0.704 | 0 | 0 | 0 | 0 | 0.15
LDNO HV: LV Sub Generation Intermittent | -0.704 | 0 | 0 | 0 | 0 | 0.15
> LV Sub Generation Non-Intermittent
LV Sub Generation Non-Intermittent | -8.565 | -0.347 | -0.104 | 0 | 0 | 0.15
LDNO HV: LV Sub Generation Non-Intermittent | -8.565 | -0.347 | -0.104 | 0 | 0 | 0.15
> HV Generation Intermittent
HV Generation Intermittent | -0.45 | 0 | 0 | 46.29 | 0 | 0.115
LDNO HV: HV Generation Intermittent | -0.45 | 0 | 0 | 0 | 0 | 0.115
> HV Generation Non-Intermittent
HV Generation Non-Intermittent | -6.061 | -0.143 | -0.059 | 46.29 | 0 | 0.115
LDNO HV: HV Generation Non-Intermittent | -6.061 | -0.143 | -0.059 | 0 | 0 | 0.115
Technical model rules and version control
---
PerlModule: CDCM
agghhequalisation: rag
alwaysUseRAG: 1
coincidenceAdj: groupums
colour: orange
compact: 1
drm: top500gsp
extraLevels: 1
fixedCap: 1-4
noReplacement: blanket
pcd: 1
portfolio: 1
protect: 0
revisionText: r7055
scaler: levelledpickexitnogenminzero
standing: sub132
summary: arp
targetRevenue: single
tariffs: commongensubdcp130dcp163pc12hhpc34hh
template: '%-arp227+'
timeOfDay: timeOfDay179
unauth: ''
validation: lenientnomsg
'~codeValidation':
Ancillary/Validation.pm: fdb5a46b1b8fbd1573e33c165ae1cddec92c37ee
CDCM/AML.pm: b8e65799e0293d3f65d21d47e4c56b31688a9ab8
CDCM/Aggregation.pm: 372b53e6dba1fe9433020bbd13328009851a036a
CDCM/Contributions.pm: 59059a8d19bbfa52829fec34b5ea22693cd64085
CDCM/Discounts.pm: 7da37bdae365cee037cc886326918eeea537f8a9
CDCM/Loads.pm: 37ecb145b481f519789dd55df6b3abe350614bab
CDCM/Master.pm: 6beeb565422e1dc5aec583e69cf459cc95ca9ba9
CDCM/Matching.pm: a8a99513b1105ec79371ca31d8ca2d323cb517ca
CDCM/NetworkSizer.pm: 50def4231b67757f2bd222cc1579fa342876afd0
CDCM/Operating.pm: e01eeb096f43ab8cb183e26c30d2c1dc15d27a5d
CDCM/Reactive.pm: e2318e6ee9559bf7cd3cfcfff58c399eb12c866a
CDCM/Revenue.pm: bb9fa27043e2ec8edecdbd630bd6023962e87136
CDCM/Routeing.pm: b5f53b67c00da9f33b3134520ba4bdf36d12ccf7
CDCM/SML.pm: e7799175fb0b06ae377f08ff486dfb83205ab68c
CDCM/ServiceModels.pm: ef64ca7f9c557fd1ac7b71f36a3a643f83bf1d8f
CDCM/Setup.pm: f65c9424e5b82946dccbc0cc45cddf56423b1d24
CDCM/Sheets.pm: 4149570c5be0a4dd8f9e10a834377e6357b6b830
CDCM/Standing.pm: 0677863cc8c69940e82611a34f6a4cf6e6c938f6
CDCM/Summary.pm: d5ee870037a73fe4679e90776667206a16a8024e
CDCM/TariffList.pm: 5862c24646e9084505c961ce4882a61d76880847
CDCM/Tariffs.pm: 74408ddcb0ff951c20ab0d9e7295f437f444de05
CDCM/TimeOfDay179.pm: a73c7ed284224f9aee660d248df1208482914259
CDCM/Yardsticks.pm: 14fa4ca8c5e1b83888203f2a0a27b027b0e1be67
SpreadsheetModel/Arithmetic.pm: 629d127e38688ee0e58015f6e1ff913520351394
SpreadsheetModel/CalcBlock.pm: 838d832955c7671d8b9c042d855c105de22ef3c6
SpreadsheetModel/ColourCodeWriter.pm: 13c9e4e8d877a4dab61e9ab3ae26886bcad04914
SpreadsheetModel/Columnset.pm: 9c41f8f190c0de29b53089e92b30b4b05a4bf80b
SpreadsheetModel/Custom.pm: 64258a1a23160d1b05311a838e34f4078f7516be
SpreadsheetModel/Dataset.pm: b85f0e902b8bce62f21a95cc6d2dfe7e812b9739
SpreadsheetModel/GroupBy.pm: a05f4878f468a3191257c58c4711fc115bde7e7d
SpreadsheetModel/Label.pm: 053d8801da63a168d467ae3cf12c6c32325befe3
SpreadsheetModel/Labelset.pm: 04739284141966c1ce3b175d877edb97c79f48f4
SpreadsheetModel/Logger.pm: 504306d6f19faf478bdccc6fa8db41fc87859593
SpreadsheetModel/Notes.pm: 3d92bc2948537a675ba36a2fd72b6c965ac08d56
SpreadsheetModel/Object.pm: 1eb394612892d4786a4c6f6be1446bfaf92d9db0
SpreadsheetModel/Reshape.pm: 44d60329c15bdfdf839a71781406c921808898b4
SpreadsheetModel/SegmentRoot.pm: f684d07d04056e2553a5e46c1e78fe34c4ee6852
SpreadsheetModel/Shortcuts.pm: f067f969beb9395efdeaab6efe3241592b2908cc
SpreadsheetModel/Stack.pm: 05a927d320fe0b49a01b5d253723cf04175915ac
SpreadsheetModel/SumProduct.pm: 2ae76b5dc30c7b829aa206d41662d4147f4c1fa9
SpreadsheetModel/WorkbookCreate.pm: 67c6a52779375daf27c9f2efede9d45e753ca1eb
SpreadsheetModel/WorkbookFormats.pm: b20c126ad0c502a1d21ade0ff22c7e18fb4491db
'~datasetName': Blank
'~datasetSource': Empty dataset
Generated on Tue 10 Nov 2015 16:59:52 by www.dcmf.co.uk