## Index
Overview for WPD East Midlands in April 16 (Finals)
This document, model or dataset has been prepared by Reckon LLP on the instructions of the DCUSA Panel or |  | Colour coding
one of its working groups. Only the DCUSA Panel and its working groups have authority to approve this |  | Input data
material as meeting their requirements. Reckon LLP makes no representation about the suitability of this |  | Constant value
material for the purposes of complying with any licence conditions or furthering any relevant objective. |  | Formula: calculation
Formula: copy
UNLESS STATED OTHERWISE, THIS WORKBOOK IS ONLY A PROTOTYPE FOR TESTING |  | Void cell in input data table
PURPOSES AND ALL THE DATA IN THIS MODEL ARE FOR ILLUSTRATION ONLY. |  | Void cell in other table
Unlocked cell for notes
This workbook is structured as a series of named and numbered tables. There is a list of tables below, with
hyperlinks. Above each calculation table, there is a description of the calculations made, and a hyperlinked
list of the tables or parts of tables from which data are used in the calculation. Hyperlinks point to the
relevant table column heading of the relevant table. Scrolling up or down is usually required after clicking
a hyperlink in order to bring the relevant data and/or headings into view. Some versions of Microsoft Excel
can display a "Back" button, which can be useful when using hyperlinks to navigate around the workbook.
Copyright 2009-2011 Energy Networks Association Limited and others. Copyright 2011-2014 Franck Latrémolière, Reckon LLP and others.
The code used to generate this spreadsheet includes open-source software published at https://github.com/f20/power-models.
Use and distribution of the source code is subject to the conditions stated therein.
Any redistribution of this software must retain the following disclaimer:
THIS SOFTWARE IS PROVIDED BY AUTHORS AND CONTRIBUTORS "AS IS" AND ANY EXPRESS OR IMPLIED WARRANTIES, INCLUDING, BUT NOT LIMITED TO, THE IMPLIED
WARRANTIES OF MERCHANTABILITY AND FITNESS FOR A PARTICULAR PURPOSE ARE DISCLAIMED. IN NO EVENT SHALL AUTHORS OR CONTRIBUTORS BE LIABLE FOR ANY DIRECT,
INDIRECT, INCIDENTAL, SPECIAL, EXEMPLARY, OR CONSEQUENTIAL DAMAGES (INCLUDING, BUT NOT LIMITED TO, PROCUREMENT OF SUBSTITUTE GOODS OR SERVICES; LOSS
OF USE, DATA, OR PROFITS; OR BUSINESS INTERRUPTION) HOWEVER CAUSED AND ON ANY THEORY OF LIABILITY, WHETHER IN CONTRACT, STRICT LIABILITY, OR TORT
(INCLUDING NEGLIGENCE OR OTHERWISE) ARISING IN ANY WAY OUT OF THE USE OF THIS SOFTWARE, EVEN IF ADVISED OF THE POSSIBILITY OF SUCH DAMAGE.
List of data tables
Worksheet | Data table | Type of table
Input | 1000. Company, charging year, data version | Input data
Input | 1001. CDCM target revenue | Composite
Input | 1010. Financial and general assumptions | Composite
Input | 1017. Diversity allowance between top and bottom of network level | Input data
Input | 1018. Proportion of relevant load going through 132kV/HV direct transformation | Input data
Input | 1019. Network model GSP peak demand (MW) | Input data
Input | 1020. Gross asset cost by network level (£) | Input data
Input | 1022. LV service model asset cost (£) | Input data
Input | 1023. HV service model asset cost (£) | Input data
Input | 1025. Matrix of applicability of LV service models to tariffs with fixed charges | Input data
Input | 1026. Matrix of applicability of LV service models to unmetered tariffs | Input data
Input | 1028. Matrix of applicability of HV service models to tariffs with fixed charges | Input data
Input | 1032. Loss adjustment factors to transmission | Input data
Input | 1037. Embedded network (LDNO) discounts | Input data
Input | 1041. Load profile data for demand users | Input data
Input | 1053. Volume forecasts for the charging year | Input data
Input | 1055. Transmission exit charges (£/year) | Input data
Input | 1059. Other expenditure | Input data
Input | 1060. Customer contributions under current connection charging policy | Input data
Input | 1061. Average split of rate 1 units by distribution time band | Input data
Input | 1062. Average split of rate 2 units by distribution time band | Input data
Input | 1064. Average split of rate 1 units by special distribution time band | Input data
Input | 1066. Typical annual hours by special distribution time band | Input data
Input | 1068. Typical annual hours by distribution time band | Input data
Input | 1069. Peaking probabilities by network level | Input data
Input | 1092. Average kVAr by kVA, by network level | Input data
Input | 1201. Current tariff information | Input data
LAFs | 2001. Loss adjustment factors to transmission | Composite
LAFs | 2002. Mapping of DRM network levels to core network levels | Fixed data
LAFs | 2003. Loss adjustment factor to transmission for each DRM network level | Sum-product calculation
LAFs | 2004. Loss adjustment factor to transmission for each network level | Combine tables
LAFs | 2005. Network use factors | Fixed data
LAFs | 2006. Proportion going through 132kV/EHV | Calculation
LAFs | 2007. Proportion going through EHV | Calculation
LAFs | 2008. Proportion going through EHV/HV | Calculation
LAFs | 2009. Rerouteing matrix for all network levels | Combine tables
LAFs | 2010. Network use factors: interim step in calculations before adjustments | Sum-product calculation
LAFs | 2011. Network use factors for all tariffs | Combine tables
LAFs | 2012. Loss adjustment factors between end user meter reading and each network level, scaled by network use | Calculation
DRM | 2101. Annuity rate | Calculation
DRM | 2102. Loss adjustment factor to transmission for each core level | Combine tables
DRM | 2103. Loss adjustment factors | Composite
DRM | 2104. Diversity calculations | Special calculation
DRM | 2105. Network model total maximum demand at substation (MW) | Calculation
DRM | 2106. Network model contribution to system maximum load measured at network level exit (MW) | Calculation
DRM | 2107. Rerouteing matrix for DRM network levels | Combine tables
DRM | 2108. GSP simultaneous maximum load assumed through each network level (MW) | Sum-product calculation
DRM | 2109. Network model annuity by simultaneous maximum load for each network level (£/kW/year) | Calculation
SM | 2201. Asset £/customer from LV service models | Sum-product calculation
SM | 2202. Asset £/(MWh/year) from LV service models | Sum-product calculation
SM | 2203. Service model asset p/kWh charge for unmetered tariffs | Calculation
SM | 2204. Asset £/customer from HV service models | Sum-product calculation
SM | 2205. Service model assets by tariff (£) | Combine tables
SM | 2206. Replacement annuities for service models | Composite
Loads | 2301. Demand coefficient (load at time of system maximum load divided by average load) | Calculation
Loads | 2302. Load coefficient | Combine tables
Loads | 2303. Discount map | Fixed data
Loads | 2304. LDNO discounts and volumes adjusted for discount | Composite
Loads | 2305. Equivalent volume for each end user | Cell summation
Multi | 2401. Adjust annual hours by distribution time band to match days in year | Composite
Multi | 2402. Normalisation of split of rate 1 units by time band | Composite
Multi | 2403. Split of rate 1 units between distribution time bands | Combine tables
Multi | 2404. Normalisation of split of rate 2 units by time band | Composite
Multi | 2405. Split of rate 2 units between distribution time bands | Combine tables
Multi | 2406. Split of rate 3 units between distribution time bands (default) | Fixed data
Multi | 2407. All units (MWh) | Calculation
Multi | 2408. Calculation of implied load coefficients for one-rate users | Calculation
Multi | 2409. Calculation of implied load coefficients for two-rate users | Calculation
Multi | 2410. Calculation of implied load coefficients for three-rate users | Calculation
Multi | 2411. Calculation of adjusted time band load coefficients | Composite
Multi | 2412. Normalisation of peaking probabilities | Composite
Multi | 2413. Peaking probabilities by network level (reshaped) | Reshape table
Multi | 2414. Pseudo load coefficient by time band and network level | Calculation
Multi | 2415. Aggregated half hourly pseudo timeband load coefficients | Copy cells
Multi | 2416. Off-peak non half hourly units (MWh) | Copy cells
Multi | 2417. Off-peak non half hourly timeband use | Copy cells
Multi | 2418. Multi rate non half hourly units (MWh) | Copy cells
Multi | 2419. Single rate non half hourly timeband use | Copy cells
Multi | 2420. Single rate non half hourly units (MWh) | Copy cells
Multi | 2421. Multi rate non half hourly timeband use | Copy cells
Multi | 2422. Average non half hourly timeband use | Calculation
Multi | 2423. Aggregated half hourly tariff pseudo load coefficient using average non half hourly unit mix | Sum-product calculation
Multi | 2424. Off-peak non half hourly pseudo timeband load coefficients | Copy cells
Multi | 2425. Off-peak non half hourly tariff pseudo load coefficient | Sum-product calculation
Multi | 2426. Single rate non half hourly tariff load coefficient | Copy cells
Multi | 2427. Multi rate non half hourly pseudo timeband load coefficients | Copy cells
Multi | 2428. Multi rate non half hourly tariff pseudo load coefficient | Sum-product calculation
Multi | 2429. Average non half hourly tariff pseudo load coefficient | Calculation
Multi | 2430. Relative correction factor for aggregated half hourly tariff | Calculation
Multi | 2431. Aggregated half hourly units (MWh) | Copy cells
Multi | 2432. Aggregated half hourly timeband use | Copy cells
Multi | 2433. Aggregated half hourly tariff pseudo load coefficient | Sum-product calculation
Multi | 2434. Correction factor for non half hourly tariffs | Calculation
Multi | 2435. Single rate non half hourly corrected pseudo timeband load coefficient | Calculation
Multi | 2436. Multi rate non half hourly corrected pseudo timeband load coefficient | Calculation
Multi | 2437. Off-peak non half hourly corrected pseudo timeband load coefficient | Calculation
Multi | 2438. Aggregated half hourly corrected pseudo timeband load coefficient | Calculation
Multi | 2439. Pseudo load coefficient by time band and network level (equalised) | Combine tables
Multi | 2440. Unit rate 1 pseudo load coefficient by network level | Sum-product calculation
Multi | 2441. Unit rate 2 pseudo load coefficient by network level | Sum-product calculation
Multi | 2442. Unit rate 3 pseudo load coefficient by network level | Sum-product calculation
Multi | 2443. Adjust annual hours by special distribution time band to match days in year | Composite
Multi | 2444. Normalisation of split of rate 1 units by special time band | Composite
Multi | 2445. Split of rate 1 units between special distribution time bands | Combine tables
Multi | 2446. Split of rate 2 units between special distribution time bands (default) | Fixed data
Multi | 2447. Split of rate 3 units between special distribution time bands (default) | Fixed data
Multi | 2448. Calculation of implied special load coefficients for one-rate users | Calculation
Multi | 2449. Calculation of implied special load coefficients for three-rate users | Calculation
Multi | 2450. Estimated contributions to peak demand | Composite
Multi | 2451. Load coefficient correction factor for the group | Calculation
Multi | 2452. Calculation of special peaking probabilities | Composite
Multi | 2453. Special peaking probabilities by network level | Combine tables
Multi | 2454. Special peaking probabilities by network level (reshaped) | Reshape table
Multi | 2455. Pseudo load coefficient by time band and network level | Calculation
Multi | 2456. Unit rate 1 pseudo load coefficient by network level (special) | Sum-product calculation
Multi | 2457. Unit rate 2 pseudo load coefficient by network level (special) | Sum-product calculation
Multi | 2458. Unit rate 3 pseudo load coefficient by network level (special) | Sum-product calculation
Multi | 2459. Unit rate 1 pseudo load coefficient by network level (combined) | Combine tables
Multi | 2460. Unit rate 2 pseudo load coefficient by network level (combined) | Combine tables
Multi | 2461. Unit rate 3 pseudo load coefficient by network level (combined) | Combine tables
SMD | 2501. Contributions of users on one-rate multi tariffs to system simultaneous maximum load by network level (kW) | Calculation
SMD | 2502. Contributions of users on two-rate multi tariffs to system simultaneous maximum load by network level (kW) | Calculation
SMD | 2503. Contributions of users on three-rate multi tariffs to system simultaneous maximum load by network level (kW) | Calculation
SMD | 2504. Estimated contributions of users on each tariff to system simultaneous maximum load by network level (kW) | Calculation
SMD | 2505. Contributions of users on each tariff to system simultaneous maximum load by network level (kW) | Combine tables
SMD | 2506. Forecast system simultaneous maximum load (kW) from forecast units | Cell summation
AMD | 2601. Pre-processing of data for standing charge factors | Composite
AMD | 2602. Standing charges factors adapted to use 132kV/HV | Combine tables
AMD | 2603. Capacity-based contributions to chargeable aggregate maximum load by network level (kW) | Calculation
AMD | 2604. Unit-based contributions to chargeable aggregate maximum load (kW) | Calculation
AMD | 2605. Contributions to aggregate maximum load by network level (kW) | Combine tables
AMD | 2606. Forecast chargeable aggregate maximum load (kW) | Cell summation
AMD | 2607. Forecast simultaneous load subject to standing charge factors (kW) | Calculation
AMD | 2608. Forecast simultaneous load replaced by standing charge (kW) | Cell summation
AMD | 2609. Calculated LV diversity allowance | Calculation
AMD | 2610. Network level mapping for diversity allowances | Fixed data
AMD | 2611. Diversity allowances including 132kV/HV | Sum-product calculation
AMD | 2612. Diversity allowances (including calculated LV value) | Combine tables
AMD | 2613. Forecast simultaneous maximum load (kW) adjusted for standing charges | Calculation
Otex | 2701. Operating expenditure coded by network level (£/year) | Combine tables
Otex | 2702. Network model assets (£) scaled by load forecast | Calculation
Otex | 2703. Annual consumption by tariff for unmetered users (MWh) | Copy cells
Otex | 2704. Total unmetered units | Cell summation
Otex | 2705. Service model asset data | Composite
Otex | 2706. Data for allocation of operating expenditure | Composite
Otex | 2707. Amount of expenditure to be allocated according to asset values (£/year) | Calculation
Otex | 2708. Total operating expenditure by network level (£/year) | Calculation
Otex | 2709. Operating expenditure percentage by network level | Calculation
Otex | 2710. Unit operating expenditure based on simultaneous maximum load (£/kW/year) | Calculation
Otex | 2711. Operating expenditure for customer assets p/MPAN/day | Composite
Otex | 2712. Operating expenditure for unmetered customer assets (p/kWh) | Calculation
Contrib | 2801. Network level of supply (for customer contributions) by tariff | Fixed data
Contrib | 2802. Contribution proportion of asset annuities, by customer type and network level of assets | Calculation
Contrib | 2803. Proportion of assets annuities deemed to be covered by customer contributions | Sum-product calculation
Contrib | 2804. Proportion of annual charge covered by contributions (for all charging levels) | Combine tables
Yard | 2901. Unit cost at each level, £/kW/year (relative to system simultaneous maximum load) | Combine tables
Yard | 2902. Pay-as-you-go yardstick unit costs by charging level (p/kWh) | Calculation
Yard | 2903. Contributions to pay-as-you-go unit rate 1 (p/kWh) | Calculation
Yard | 2904. Contributions to pay-as-you-go unit rate 2 (p/kWh) | Calculation
Yard | 2905. Contributions to pay-as-you-go unit rate 3 (p/kWh) | Calculation
Standing | 3001. Costs based on aggregate maximum load (£/kW/year) | Calculation
Standing | 3002. Capacity elements p/kVA/day | Calculation
Standing | 3003. Yardstick components p/kWh (taking account of standing charges) | Calculation
Standing | 3004. Contributions to unit rate 1 p/kWh by network level (taking account of standing charges) | Calculation
Standing | 3005. Contributions to unit rate 2 p/kWh by network level (taking account of standing charges) | Calculation
Standing | 3006. Contributions to unit rate 3 p/kWh by network level (taking account of standing charges) | Calculation
AggCap | 3101. Mapping of tariffs to tariff groups | Fixed data
AggCap | 3102. Capacity use for tariffs charged for capacity on an exit point basis | Composite
AggCap | 3103. Aggregate number of users charged for capacity on an exit point basis | Sum-product calculation
AggCap | 3104. Aggregate capacity (kW) | Sum-product calculation
AggCap | 3105. Average maximum kVA by exit point | Calculation
AggCap | 3106. Deemed average maximum kVA for each tariff | Sum-product calculation
AggCap | 3107. Capacity-driven fixed charge elements from standing charges factors p/MPAN/day | Calculation
Reactive | 3201. Standard components p/kWh for reactive power (absolute value) | Calculation
Reactive | 3202. Standard reactive p/kVArh | Calculation
Reactive | 3203. Network use factors for generator reactive unit charges | Fixed data
Reactive | 3204. Absolute value of load coefficient (kW peak / average kW) | Calculation
Reactive | 3205. Pay-as-you-go components p/kWh for reactive power (absolute value) | Calculation
Reactive | 3206. Pay-as-you-go reactive p/kVArh | Calculation
Aggreg | 3301. Unit rate 1 p/kWh (elements) | Combine tables
Aggreg | 3302. Unit rate 2 p/kWh (elements) | Combine tables
Aggreg | 3303. Unit rate 3 p/kWh (elements) | Combine tables
Aggreg | 3304. Fixed charge p/MPAN/day (elements) | Combine tables
Aggreg | 3305. Capacity charge p/kVA/day (elements) | Copy cells
Aggreg | 3306. Reactive power charge p/kVArh (elements) | Combine tables
Aggreg | 3307. Summary of charges before revenue matching | Cell summation
Revenue | 3401. Net revenues by tariff before matching (£) | Calculation
Revenue | 3402. Target CDCM revenue | Composite
Revenue | 3403. Revenue surplus or shortfall | Composite
Scaler | 3501. Factor to scale to £1/kW at transmission exit level | Calculation
Scaler | 3502. Applicability factor for £1/kW scaler | Combine tables
Scaler | 3503. Scalable elements of tariff components | Sum-product calculation
Scaler | 3504. Scaler value at which the minimum is breached | Calculation
Scaler | 3505. Marginal revenue effect of scaler | Calculation
Scaler | 3506. Constraint-free solution | Calculation
Scaler | 3507. Starting point | Calculation
Scaler | 3508. Solve for General scaler rate | Composite
Scaler | 3509. General scaler rate | Calculation
Scaler | 3510. Scaler | Calculation
Adjust | 3601. Tariffs before rounding | Calculation
Adjust | 3602. Decimal places | Fixed data
Adjust | 3603. Tariff rounding | Calculation
Adjust | 3604. All the way tariffs | Calculation
Adjust | 3605. Net revenues by tariff from rounding | Calculation
Adjust | 3606. Revenue forecast summary | Composite
Adjust | 3607. Tariffs | Calculation
Tariffs | 3701. Tariffs | Composite
Summary | 3801. Headline parameters | Composite
Summary | 3802. Revenue summary | Composite
Summary | 3803. Revenue summary by tariff component | Cell summation
M-Rev | 3901. Revenue matrix by tariff | Composite
M-Rev | 3902. Revenues by charging element and network level | Cell summation
CData | 4001. Revenues under current tariffs (£) | Calculation
CData | 4002. All-the-way volumes | Copy cells
CData | 4003. Normalised to | Fixed data
CData | 4004. Normalised volumes for comparisons | Calculation
CData | 4005. LDNO LV charges (normalised £) | Copy cells
CData | 4006. LDNO HV charges (normalised £) | Copy cells
CTables | 4101. Comparison with current all-the-way demand tariffs | Composite
CTables | 4102. LDNO margins in use of system charges | Composite
M-ATW | Tariff matrices | Notes
Technical notes, configuration and code identification
---
PerlModule: CDCM
agghhequalisation: 1
alwaysUseRAG: 1
colour: orange
drm: top500gsp
extraLevels: 1
fixedCap: 1-4
matrices: big
noReplacement: blanket
pcd: 1
portfolio: 1
protect: 1
revisionText: r6565
scaler: levelledpickexitnogenminzero
standing: sub132
summary: consultation
targetRevenue: dcp132
tariffs: commongensubdcp130dcp163pc12hhpc34hh
template: '%-dcp179apr-ctables+'
timeOfDay: timeOfDay179
validation: lenientnomsg
'~codeValidation':
Ancillary/Validation.pm: 3654bbaa7b87feb68586bd73ec7cf260a709c477
CDCM/AML.pm: e2d3c030073e365b1437feef81a5b49e32683cbc
CDCM/Aggregation.pm: 764647a2bdac82f6e88855774ae67cf18f39644d
CDCM/Contributions.pm: 2f31246642588d289e13d0aea0f8c2cf61eb4d3b
CDCM/Loads.pm: 83f0ec5251a230358df1a9ffdee0b4ab943853a9
CDCM/Master.pm: 66d81d8472b047c86f557cd45fcb40187bb7ffe8
CDCM/Matching.pm: d81128fb35c766acb5a3e9e89aaa4b595f9fe402
CDCM/NetworkSizer.pm: 2a6f2bfa1963c81211a527f5e03e88a5dc03044a
CDCM/Operating.pm: 44208c4912d7cd552726cce14284999a3a0b5a30
CDCM/Reactive.pm: 123211c1681680ec6c0f32291329f042a5d38160
CDCM/Revenue.pm: 5ac88d48b3f27e3bcfe429b76e902aad6c9a8ded
CDCM/Routeing.pm: f2fec7754f4045b643bca636f1a32fde75b5c8a5
CDCM/SML.pm: 9a59ad5be0f50b659561a33cd43b28b764d8f07d
CDCM/ServiceModels.pm: 6aef717f9faaa1f39c59408c64cd9d3fb65533fe
CDCM/Setup.pm: b54690e66166bcd6c403e199d9db536713bae46b
CDCM/Sheets.pm: bf14f7586c4c11858cf3b648a1fade12561afa9f
CDCM/Standing.pm: ccfec510581933673aa436c83d44b7e5b406643e
CDCM/Summary.pm: d850ec342829e8c9d0095f2b62faad07956452db
CDCM/Table1001.pm: b36a1bf054b92e4bc5cd3e5a31a5e016927f4ac5
CDCM/TariffList.pm: c0ebac2b8114b5670cf91fd07b143e248ce20510
CDCM/Tariffs.pm: 8050f59a1a368909e901eb609906d38b8c96674c
CDCM/TimeOfDay179.pm: fadad26dcc3cc6dc0f11c7a6285f6324ce4e2197
CDCM/Yardsticks.pm: 8bc0af24d08486e555ee227cb16e2fcd926e673f
SpreadsheetModel/Arithmetic.pm: 670ae75296cec7af2e634ed927328908a52d5f67
SpreadsheetModel/Columnset.pm: 5c34600e89d3f723b31b3087d38117999ff690c3
SpreadsheetModel/Custom.pm: ba775a3f973deebb6f66fb33b97e32847a1700ad
SpreadsheetModel/Dataset.pm: 3d4fb887276e2951db041c3c37e60857b5626c48
SpreadsheetModel/GroupBy.pm: 289df4c58bbfea7cee8fbc376fa82bb2c266eeff
SpreadsheetModel/Label.pm: 053d8801da63a168d467ae3cf12c6c32325befe3
SpreadsheetModel/Labelset.pm: ee0eb50104977e351e1be4e410bf1f49668fd61d
SpreadsheetModel/Logger.pm: 52b3c6966e77692799835df66ff45e57c239e564
SpreadsheetModel/Notes.pm: ff8403ff84922e96921b10fbad37b998dc10ed8c
SpreadsheetModel/Object.pm: 0e1d7536f3a22d6a9c868f56f33110b25681f34c
SpreadsheetModel/Reshape.pm: db327684ed6c50c3084959ea625b473eb287e3c8
SpreadsheetModel/SegmentRoot.pm: ecdfe570dcb673e31228edd1da3569cc1140a6a7
SpreadsheetModel/Shortcuts.pm: 81b68efc70dd2263c3478f3ce3269cf6ebb3ee8b
SpreadsheetModel/Stack.pm: 124115bcc7dec07a0e5364ad9141a4ae1e3a036a
SpreadsheetModel/SumProduct.pm: 25580363232a65f6bf14f9c3c5941af65abcfea7
SpreadsheetModel/WorkbookCreate.pm: f102b5aacedb6303a2646fe56c783e8ec1ab9b12
SpreadsheetModel/WorkbookFormats.pm: 719330a80e943d14a8248d5bdb8e25f1b718b887
SpreadsheetModel/WorkbookXLSX.pm: 993aed4d3b85aea1488bfb58de2974b81e89d8a2
'~datasetName': Blank1001
'~datasetSource':
file: CDCM/Current/Blank1001.yml
validation: fe3068be7cd6db232031351ddfe2bf4adf1572eb
Generated on Fri 25 Apr 2014 12:02:18 by dcmf.co.uk

## Input
Input data for WPD East Midlands in April 16 (Finals)
This sheet contains all the input data (except LLFCs which can be entered directly into the Tariff sheet).
1000. Company, charging year, data version
| Company | Year | Version
Company, charging year, data version | WPD East Midlands | April 16 | Finals
1001. CDCM target revenue
| Further description | Term | CRC | Value | Revenue elements and subtotals (£/year)
Base Demand Revenue Before Inflation | A1 | PUt | CRC3 | 404836694.8661 | 404836694.8661
RPI Indexation Factor | A2 | PIADt | CRC3 | 1.087 | 35220792.4533
Merger Adjustment | A3 | MGt | CRC3 |  | 0
Base Demand Revenue | A = A1*A2 – A3 | BRt | CRC3 |  | 440057487.3194
Pass-Through Business Rates | B1 | RBt | CRC4 |  | 0
Pass-Through Licence Fees | B2 | LFt | CRC4 |  | 0
Pass-Through Transmission Exit | B3 | TBt | CRC4 |  | 0
Pass-Through Price Control Reopener | B4 | UNCt | CRC4 |  | 0
Pass-Through Others | B5 | MPTt, HBt, IEDt | CRC4 |  | 0
Allowed Pass-Through Items | B=B1+B2+B3+B4+B5 | PTt | CRC3 |  | 0
Losses Incentive #1 | C1 | UILt | CRC7 |  | 0
Losses Incentive #2 | C1 | PCOLt | CRC7 |  | 0
Losses Incentive #3 | C1 | -COLt | CRC7 |  | 0
Losses Incentive #4 | C1 | PPLt | CRC7 | -59670367.0658 | -59670367.0658
Quality of Service Incentive Adjustment | C2 | IQt | CRC8 | 31745293.2091 | 31745293.2091
Transmission Connection Point Charges Incentive Adjustment | C3 | ITt | CRC9 | 0 | 0
Innovation Funding Incentive Adjustment | C4 | IFIt | CRC10 | 2200287.4366 | 2200287.4366
Incentive Revenue for Distributed Generation | C5 | IGt | CRC11 | 0 | 0
Connection Guaranteed Standards Systems & Processes penalty | C6 | CGSRAt, CGSSPt & AUMt | CRC12 | 0 | 0
Low Carbon Network Fund #1 | C7 | LCN1t | CRC13 | 0 | 0
Low Carbon Network Fund #2 | C7 | LCN2t | CRC13 | 589352.4008 | 589352.4008
Low Carbon Network Fund #3 | C7 | LCN3t | CRC13 |  | 0
Incentive Revenue and Other Adjustments | C=C1+C2+C3+C4+C5+C6+C7 |  |  |  | -25135434.0192
Correction Factor | D | -Kt | CRC3 | 61339964.1771 | 61339964.1771
Tax Trigger Mechanism Adjustment | E | CTRAt | CRC3 |  | 0
Total Allowed Revenue | F=A+B+C+D+E | ARt |  |  | 476262017.4773
Other 1. Excluded services - Top-up, standby, and enhanced system security | G1 (see note 1) | ES4 | CRC15 |  | 0
Other 2. Excluded services - Revenue protection services | G2 (see note 1) | ES5 | CRC15 |  | 0
Other 3. Excluded services - Miscellaneous | G3 (see note 1) | ES7 | CRC15 |  | 0
Other 4. - please provide description if used | G4 |  |  |  | 0
Other 5. - please provide description if used | G5 |  |  |  | 0
Total Other Revenue to be Recovered by Use of System Charges | G=G1+G2+G3+G4+G5 |  |  |  | 0
Total Revenue for Use of System Charges | H = F + G |  |  |  | 476262017.4773
1. Revenue raised outside CDCM - EDCM and Certain Interconnector Revenue | I1 |  |  | 9897010.9045 | -9897010.9045
2. Voluntary under-recovery | I2 |  |  |  | 0
3. Revenue raised outside CDCM - please provide description if used | I3 |  |  | 12834390.3545 | -12834390.3545
4. Revenue raised outside CDCM - please provide description if used | I4 |  |  |  | 0
Total Revenue to be raised outside the CDCM | I=I1+I2+I3+I4 |  |  |  | -22731401.259
Latest Forecast of CDCM Revenue | J = H – I |  |  |  | 453530616.2183
Note 1: Revenues associated with excluded services should only be included insofar as they are charged as Use of System Charges.
1010. Financial and general assumptions
Sources: financial assumptions; calendar; network model.
These financial assumptions determine the annuity rate applied to convert the asset values of the network model into an annual charge.
| Rate of return | Annualisation period (years) | Annuity proportion for customer-contributed assets | Power factor | Days in the charging year
Financial and general assumptions | 4.35% | 40 | 0 | 0.95 | 365
1017. Diversity allowance between top and bottom of network level
Source: operational data analysis and/or network model.
The diversity figure against GSP is the diversity between GSP Group (the whole system) and individual GSPs.
The diversity figure against 132kV is the diversity between GSPs (the top of the 132kV network) and 132kV/EHV bulk supply points (the bottom of the 132kV network).
The diversity figure against EHV is the diversity between 132kV/EHV bulk supply points (the top of the EHV network) and EHV/HV primary substations (the bottom of the EHV network).
The diversity figure against HV is the diversity between EHV/HV primary substations (the top of the HV network) and HV/LV substations (the bottom of the HV network).
Diversity allowance between top and bottom of network level
GSPs | 2.471%
132kV | 4.501%
132kV/EHV
EHV | 7.902%
EHV/HV
HV | 34%
HV/LV
LV circuits
1018. Proportion of relevant load going through 132kV/HV direct transformation
132kV/HV
EHV/HV | 7.504%
1019. Network model GSP peak demand (MW)
Network model GSP peak demand (MW)
Network model GSP peak demand (MW) | 500
1020. Gross asset cost by network level (£)
Gross assets £
132kV | 54289020.3721
132kV/EHV | 27324607.0007
EHV | 33306285.3758
EHV/HV | 53967871.3342
132kV/HV | 4537695.9023
HV | 134982336.4878
HV/LV | 57327567.5446
LV circuits | 113128032.2043
1022. LV service model asset cost (£)
| LV service model 1 | LV service model 2 | LV service model 3 | LV service model 4 | LV service model 5 | LV service model 6 | LV service model 7 | LV service model 8
LV service model asset cost (£) | 5105.1767 | 574.2813 | 699.1834 | 518.5284 | 1178.7304 | 907.8736 | 0 | 474.8232
1023. HV service model asset cost (£)
| HV service model 1 | HV service model 2 | HV service model 3 | HV service model 4 | HV service model 5
HV service model asset cost (£) | 9007.1598 | 4342.656
1025. Matrix of applicability of LV service models to tariffs with fixed charges
| LV service model 1 | LV service model 2 | LV service model 3 | LV service model 4 | LV service model 5 | LV service model 6 | LV service model 7 | LV service model 8
Domestic Unrestricted | 5% | 0% | 0% | 0% | 0% | 0% | 0% | 0%
Domestic Two Rate | 5% | 0% | 0% | 0% | 0% | 0% | 0% | 0%
Small Non Domestic Unrestricted | 0% | 100% | 0% | 0% | 0% | 0% | 0% | 0%
Small Non Domestic Two Rate | 0% | 100% | 0% | 0% | 0% | 0% | 0% | 0%
LV Medium Non-Domestic | 0% | 0% | 100% | 0% | 0% | 0% | 0% | 0%
LV Sub Medium Non-Domestic | 0% | 0% | 0% | 100% | 0% | 0% | 0% | 0%
LV Network Domestic | 5%
LV Network Non-Domestic Non-CT |  | 100%
LV HH Metered | 0% | 0% | 0% | 0% | 100% | 0% | 0% | 0%
LV Sub HH Metered | 0% | 0% | 0% | 0% | 0% | 100% | 0% | 0%
LV Generation NHH or Aggregate HH | 0% | 0% | 0% | 0% | 0% | 0% | 100% | 0%
LV Sub Generation NHH | 0% | 0% | 0% | 0% | 0% | 0% | 100% | 0%
LV Generation Intermittent | 0% | 0% | 0% | 0% | 0% | 0% | 100% | 0%
LV Generation Non-Intermittent | 0% | 0% | 0% | 0% | 0% | 0% | 0% | 0%
LV Sub Generation Intermittent | 0% | 0% | 0% | 0% | 0% | 0% | 0% | 0%
LV Sub Generation Non-Intermittent | 0% | 0% | 0% | 0% | 0% | 0% | 0% | 0%
1026. Matrix of applicability of LV service models to unmetered tariffs
Source: service models
Proportion of service model involved in connecting load of 1 MWh/year
| LV service model 1 | LV service model 2 | LV service model 3 | LV service model 4 | LV service model 5 | LV service model 6 | LV service model 7 | LV service model 8
All LV unmetered tariffs | 0 | 0 | 0 | 0 | 0 | 0 | 0 | 0.488
1028. Matrix of applicability of HV service models to tariffs with fixed charges
| HV service model 1 | HV service model 2 | HV service model 3 | HV service model 4 | HV service model 5
HV Medium Non-Domestic | 100%
HV HH Metered | 100%
HV Generation Intermittent |  | 100%
HV Generation Non-Intermittent |  | 100%
1032. Loss adjustment factors to transmission
Source: losses model or loss adjustment factors at time of system peak.
| 132kV | 132kV/EHV | EHV | EHV/HV | HV | HV/LV | LV circuits
Loss adjustment factor | 1.002 | 1.007 | 1.01 | 1.018 | 1.034 | 1.053 | 1.093
1037. Embedded network (LDNO) discounts
Source: separate price control disaggregation model.
| No discount | LDNO LV: LV user | LDNO HV: LV user | LDNO HV: LV sub user | LDNO HV: HV user
LDNO discount |  | 30.1% | 48.78% | 25.81% | 15.92%
1041. Load profile data for demand users
Source: load data analysis.
| Coincidence factor | Load factor
Domestic Unrestricted | 0.85149 | 0.4191
Domestic Two Rate | 0.86438 | 0.51395
Domestic Off Peak (related MPAN) |  | 0.14979
Small Non Domestic Unrestricted | 0.69103 | 0.38548
Small Non Domestic Two Rate | 0.82831 | 0.55168
Small Non Domestic Off Peak (related MPAN) |  | 0.23588
LV Medium Non-Domestic | 0.83068 | 0.53094
LV Sub Medium Non-Domestic | 0.83068 | 0.53094
HV Medium Non-Domestic | 0.75893 | 0.48164
LV Network Domestic | 0.85626 | 0.4497
LV Network Non-Domestic Non-CT | 0.75444 | 0.46133
LV HH Metered | 0.82747 | 0.56026
LV Sub HH Metered | 0.81756 | 0.56252
HV HH Metered | 0.85914 | 0.71444
NHH UMS category A | 1 | 1
NHH UMS category B | 1 | 0.47235
NHH UMS category C | 1 | 0.24076
NHH UMS category D | 0.0050777 | 0.51379
LV UMS (Pseudo HH Metered) | 0.97848 | 0.46
1053. Volume forecasts for the charging year
Source: forecast.
Please include MPAN counts for tariffs with no fixed charge (e.g. off-peak tariffs),
but exclude MPANs on tariffs with a fixed charge that are not subject to a fixed charge due to a site grouping arrangement.
| Rate 1 units (MWh) | Rate 2 units (MWh) | Rate 3 units (MWh) | MPANs | Import capacity (kVA) | Reactive power units (MVArh)
> Domestic Unrestricted
Domestic Unrestricted | 5214022.0769 | 0 | 0 | 1532365 | 0 | 0
LDNO LV: Domestic Unrestricted | 54362.0545 | 0 | 0 | 18154 | 0 | 0
LDNO HV: Domestic Unrestricted | 68282.6939 | 0 | 0 | 23241 | 0 | 0
> Domestic Two Rate
Domestic Two Rate | 2715616.3734 | 1256759.7842 | 0 | 882638 | 0 | 0
LDNO LV: Domestic Two Rate | 3600.334 | 1135.2354 | 0 | 1023 | 0 | 0
LDNO HV: Domestic Two Rate | 4781.9549 | 1569.462 | 0 | 1510 | 0 | 0
> Domestic Off Peak (related MPAN)
Domestic Off Peak (related MPAN) | 128168.6729 | 0 | 0 | 37550 | 0 | 0
LDNO LV: Domestic Off Peak (related MPAN) | 0 | 0 | 0 | 0 | 0 | 0
LDNO HV: Domestic Off Peak (related MPAN) | 0 | 0 | 0 | 0 | 0 | 0
> Small Non Domestic Unrestricted
Small Non Domestic Unrestricted | 1127084.5753 | 0 | 0 | 94412 | 0 | 0
LDNO LV: Small Non Domestic Unrestricted | 3635.8629 | 0 | 0 | 467 | 0 | 0
LDNO HV: Small Non Domestic Unrestricted | 8029.0143 | 0 | 0 | 645 | 0 | 0
> Small Non Domestic Two Rate
Small Non Domestic Two Rate | 1586917.5645 | 501282.0986 | 0 | 82534 | 0 | 0
LDNO LV: Small Non Domestic Two Rate | 166.3537 | 65.9467 | 0 | 6 | 0 | 0
LDNO HV: Small Non Domestic Two Rate | 866.7564 | 201.3853 | 0 | 29 | 0 | 0
> Small Non Domestic Off Peak (related MPAN)
Small Non Domestic Off Peak (related MPAN) | 4296.8566 | 0 | 0 | 725 | 0 | 0
LDNO LV: Small Non Domestic Off Peak (related MPAN) | 0 | 0 | 0 | 0 | 0 | 0
LDNO HV: Small Non Domestic Off Peak (related MPAN) | 0 | 0 | 0 | 0 | 0 | 0
> LV Medium Non-Domestic
LV Medium Non-Domestic | 449708.3301 | 115300.6233 | 0 | 5436.1348 | 0 | 0
LDNO LV: LV Medium Non-Domestic | 399.6363 | 131.6522 | 0 | 8.4553 | 0 | 0
LDNO HV: LV Medium Non-Domestic | 3550.7016 | 835.9464 | 0 | 39.6751 | 0 | 0
> LV Sub Medium Non-Domestic
LV Sub Medium Non-Domestic | 0 | 0 | 0 | 0 | 0 | 0
> HV Medium Non-Domestic
HV Medium Non-Domestic | 12583.5979 | 3666.9724 | 0 | 104.0658 | 0 | 0
> LV Network Domestic
LV Network Domestic | 0 | 0 | 0 | 0 | 0 | 0
LDNO LV: LV Network Domestic | 0 | 0 | 0 | 0 | 0 | 0
LDNO HV: LV Network Domestic | 0 | 0 | 0 | 0 | 0 | 0
> LV Network Non-Domestic Non-CT
LV Network Non-Domestic Non-CT | 6045.5107 | 23527.7895 | 26506.9706 | 879.5838 | 0 | 0
LDNO LV: LV Network Non-Domestic Non-CT | 5.7314 | 22.3052 | 29.3124 | 1.3681 | 0 | 0
LDNO HV: LV Network Non-Domestic Non-CT | 51.3155 | 199.7087 | 214.2114 | 6.4196 | 0 | 0
> LV HH Metered
LV HH Metered | 345906.3847 | 1361064.1908 | 1482944.5094 | 10454.2814 | 1714959.6974 | 327341.53
LDNO LV: LV HH Metered | 538.7477 | 2037.9581 | 2445.3057 | 20.1766 | 4222.3589 | 433.648
LDNO HV: LV HH Metered | 9401.1446 | 36074.1565 | 42066.7694 | 167.9054 | 57043.3766 | 7247.73
> LV Sub HH Metered
LV Sub HH Metered | 11045.3378 | 42156.7612 | 50921.4902 | 150 | 67000 | 11863.347
LDNO HV: LV Sub HH Metered | 0 | 0 | 0 | 0 | 0 | 0
> HV HH Metered
HV HH Metered | 766376.2874 | 2933029.8304 | 4049443.6078 | 3061.9342 | 2724942.663 | 685033.844
LDNO HV: HV HH Metered | 3758.5625 | 13534.8783 | 19055.2665 | 15 | 20000 | 1127.49
> NHH UMS category A
NHH UMS category A | 51128.4829 | 0 | 0 | 1430.4748 | 0 | 0
LDNO LV: NHH UMS category A | 250.091 | 0 | 0 | 0 | 0 | 0
LDNO HV: NHH UMS category A | 311.0751 | 0 | 0 | 0 | 0 | 0
> NHH UMS category B
NHH UMS category B | 23251.9646 | 0 | 0 | 1177.2666 | 0 | 0
LDNO LV: NHH UMS category B | 165.4292 | 0 | 0 | 0 | 0 | 0
LDNO HV: NHH UMS category B | 498.0542 | 0 | 0 | 0 | 0 | 0
> NHH UMS category C
NHH UMS category C | 361.6536 | 0 | 0 | 160.3988 | 0 | 0
LDNO LV: NHH UMS category C | 0 | 0 | 0 | 0 | 0 | 0
LDNO HV: NHH UMS category C | 0 | 0 | 0 | 0 | 0 | 0
> NHH UMS category D
NHH UMS category D | 8444.0236 | 0 | 0 | 259.2609 | 0 | 0
LDNO LV: NHH UMS category D | 0 | 0 | 0 | 0 | 0 | 0
LDNO HV: NHH UMS category D | 0 | 0 | 0 | 0 | 0 | 0
> LV UMS (Pseudo HH Metered)
LV UMS (Pseudo HH Metered) | 13092.8613 | 30057.7703 | 201903.09 | 116.0117 | 0 | 0
LDNO LV: LV UMS (Pseudo HH Metered) | 0 | 0 | 0 | 0 | 0 | 0
LDNO HV: LV UMS (Pseudo HH Metered) | 0 | 0 | 0 | 0 | 0 | 0
> LV Generation NHH or Aggregate HH
LV Generation NHH or Aggregate HH | 1264.7942 | 0 | 0 | 18.1584 | 0 | 0
LDNO LV: LV Generation NHH or Aggregate HH | 32.6396 | 0 | 0 | 0 | 0 | 0
LDNO HV: LV Generation NHH or Aggregate HH | 0 | 0 | 0 | 0 | 0 | 0
> LV Sub Generation NHH
LV Sub Generation NHH | 0 | 0 | 0 | 0 | 0 | 0
LDNO HV: LV Sub Generation NHH | 0 | 0 | 0 | 0 | 0 | 0
> LV Generation Intermittent
LV Generation Intermittent | 35926.515 | 0 | 0 | 188.6451 | 0 | 2287.215
LDNO LV: LV Generation Intermittent | 0 | 0 | 0 | 0 | 0 | 0
LDNO HV: LV Generation Intermittent | 88.5113 | 0 | 0 | 0 | 0 | 85.387
> LV Generation Non-Intermittent
LV Generation Non-Intermittent | 700.915 | 3127.713 | 3502.173 | 70.6158 | 0 | 681.968
LDNO LV: LV Generation Non-Intermittent | 0 | 0 | 0 | 0 | 0 | 0
LDNO HV: LV Generation Non-Intermittent | 0 | 0 | 0 | 0 | 0 | 0
> LV Sub Generation Intermittent
LV Sub Generation Intermittent | 1039.6963 | 0 | 0 | 4.0352 | 0 | 128.714
LDNO HV: LV Sub Generation Intermittent | 0 | 0 | 0 | 0 | 0 | 0
> LV Sub Generation Non-Intermittent
LV Sub Generation Non-Intermittent | 368.4304 | 1285.5731 | 2738.6195 | 1.0088 | 0 | 33.911
LDNO HV: LV Sub Generation Non-Intermittent | 0 | 0 | 0 | 0 | 0 | 0
> HV Generation Intermittent
HV Generation Intermittent | 152907.1315 | 0 | 0 | 73 | 0 | 3466.904
LDNO HV: HV Generation Intermittent | 63.4579 | 0 | 0 | 0 | 0 | 0
> HV Generation Non-Intermittent
HV Generation Non-Intermittent | 64071.6332 | 204098.5514 | 385390.6927 | 162 | 0 | 8843.955
LDNO HV: HV Generation Non-Intermittent | 0 | 0 | 0 | 0 | 0 | 0
1055. Transmission exit charges (£/year)
Source: forecast.
Transmission exit
Transmission exit charges (£/year) | 11027129.7743
1059. Other expenditure
| Direct cost (£/year) | Indirect cost (£/year) | Indirect cost proportion | Network rates (£/year)
Other expenditure | 23739485.1689 | 110562151.4181 | 60% | 37128323
1060. Customer contributions under current connection charging policy
Source: analysis of expenditure data and/or survey of capital expenditure schemes.
Customer contribution percentages by network level of supply and by asset network level.
These proportions should reflect the current connection charging method, not necessarily the method that was in place when the connection was built.
| Assets 132kV | Assets 132kV/EHV | Assets EHV | Assets EHV/HV | Assets 132kV/HV | Assets HV | Assets HV/LV | Assets LV circuits
LV network | 0% | 0% | 0% | 0% | 0% | 47.91% | 70.89% | 93.87%
LV substation | 0% | 0% | 0% | 0% | 0% | 47.91% | 70.89%
HV network | 0% | 0% | 6.542% | 35.16% | 35.16% | 63.78%
HV substation | 0% | 0% | 6.542% | 35.16%
1061. Average split of rate 1 units by distribution time band
| Red | Amber | Green
Domestic Unrestricted | 15.18% | 41.86% | 42.96%
Domestic Two Rate | 14.99% | 41.52% | 43.49%
Domestic Off Peak (related MPAN) | 4.507% | 31.79% | 63.71%
Small Non Domestic Unrestricted | 13.2% | 58.63% | 28.17%
Small Non Domestic Two Rate | 12.56% | 51.5% | 35.94%
Small Non Domestic Off Peak (related MPAN) | 1.688% | 18.71% | 79.61%
LV Medium Non-Domestic | 13.52% | 52.75% | 33.73%
LV Sub Medium Non-Domestic | 13.38% | 52.88% | 33.74%
HV Medium Non-Domestic | 13.39% | 53.96% | 32.65%
1062. Average split of rate 2 units by distribution time band
| Red | Amber | Green
Domestic Two Rate | 0% | 0% | 100%
Small Non Domestic Two Rate | 0% | 0% | 100%
LV Medium Non-Domestic | 0% | 0% | 100%
LV Sub Medium Non-Domestic | 0% | 0% | 100%
HV Medium Non-Domestic | 0% | 0% | 100%
1064. Average split of rate 1 units by special distribution time band
| Black | Yellow | Green
NHH UMS category A | 2.934% | 37.24% | 59.83%
NHH UMS category B | 4.947% | 8.917% | 86.14%
NHH UMS category C | 8.999% | 15.41% | 75.59%
NHH UMS category D | 0.9595% | 63.48% | 35.56%
1066. Typical annual hours by special distribution time band
Source: definition of distribution time bands.
The figures in this table will be automatically adjusted to match the number of days in the charging period.
| Black | Yellow | Green
Annual hours | 258 | 3265.5 | 5236.5
1068. Typical annual hours by distribution time band
Source: definition of distribution time bands.
The figures in this table will be automatically adjusted to match the number of days in the charging period.
| Red | Amber | Green
Annual hours | 783 | 2740.5 | 5236.5
1069. Peaking probabilities by network level
Source: analysis of network operation data.
Red, amber and green peaking probabilities
| Red | Amber | Green | Black peaking probabilities
GSPs | 98.26% | 0% | 1.74% | 98.26%
132kV | 85.76% | 13.25% | 0.9966% | 85.67%
132kV/EHV | 85.76% | 13.25% | 0.9966% | 85.67%
EHV | 67.05% | 28.67% | 4.289% | 66.43%
EHV/HV | 67.05% | 28.67% | 4.289% | 66.43%
132kV/HV | 85.76% | 13.25% | 0.9966% | 85.67%
HV | 67.05% | 28.67% | 4.289% | 66.43%
HV/LV | 67.05% | 28.67% | 4.289% | 66.43%
LV circuits | 67.05% | 28.67% | 4.289% | 66.43%
1092. Average kVAr by kVA, by network level
Source: analysis of operational data.
This is the average of MVAr/MVA or SQRT(1-PF^2) across relevant network elements.
| GSPs | 132kV | 132kV/EHV | EHV | EHV/HV | 132kV/HV | HV | HV/LV | LV circuits
Average kVAr by kVA, by network level | 0.29066 | 0.29066 | 0.29066 | 0.29066 | 0.29066 | 0.29066 | 0.29066 | 0.29066 | 0.29066
1201. Current tariff information
| Current revenues if known (£) | Current Unit rate 1 p/kWh | Current Unit rate 2 p/kWh | Current Unit rate 3 p/kWh | Current Fixed charge p/MPAN/day | Current Capacity charge p/kVA/day | Current Reactive power charge p/kVArh
Domestic Unrestricted |  | 2.133 | 0 | 0 | 2.61 | 0 | 0
Domestic Two Rate |  | 2.429 | 0.06 | 0 | 2.61 | 0 | 0
Domestic Off Peak (related MPAN) |  | 0.55 | 0 | 0 | 0 | 0 | 0
Small Non Domestic Unrestricted |  | 1.617 | 0 | 0 | 4.93 | 0 | 0
Small Non Domestic Two Rate |  | 1.875 | 0.052 | 0 | 4.93 | 0 | 0
Small Non Domestic Off Peak (related MPAN) |  | 0.27 | 0 | 0 | 0 | 0 | 0
LV Medium Non-Domestic |  | 1.859 | 0.048 | 0 | 23.68 | 0 | 0
LV Sub Medium Non-Domestic |  | 1.343 | 0.033 | 0 | 3.39 | 0 | 0
HV Medium Non-Domestic |  | 1.115 | 0.017 | 0 | 228.89 | 0 | 0
LV Network Domestic |  | 12.909 | 0.644 | 0.055 | 2.61 | 0 | 0
LV Network Non-Domestic Non-CT |  | 11.304 | 0.548 | 0.048 | 4.93 | 0 | 0
LV HH Metered |  | 9.982 | 0.431 | 0.038 | 7.88 | 2.23 | 0.353
LV Sub HH Metered |  | 8.877 | 0.312 | 0.029 | 5.96 | 3.02 | 0.297
HV HH Metered |  | 6.434 | 0.14 | 0.015 | 59.88 | 3.88 | 0.192
NHH UMS category A |  | 1.77 | 0 | 0 | 0 | 0 | 0
NHH UMS category B |  | 2.329 | 0 | 0 | 0 | 0 | 0
NHH UMS category C |  | 3.729 | 0 | 0 | 0 | 0 | 0
NHH UMS category D |  | 1.287 | 0 | 0 | 0 | 0 | 0
LV UMS (Pseudo HH Metered) |  | 34.4 | 1.047 | 0.608 | 0 | 0 | 0

## LAFs
Loss adjustment factors and network use matrices for WPD East Midlands in April 16 (Finals)
This sheet calculates matrices of loss adjustment factors and of network use factors.
These matrices map out the extent to which each type of user uses each level of the network, and are used throughout the workbook.
2001. Loss adjustment factors to transmission
Data sources:
x1 = Network level for each tariff (to get loss factors applicable to capacity) (in Loss adjustment factors to transmission)
x2 = 1032. Loss adjustment factors to transmission
Kind: | Fixed data | [6 empty] | Sum-product calculation
Formula: | [7 empty] | =SUMPRODUCT(x1, x2)
Network level for each tariff (to get loss factors applicable to capacity)
| 132kV | 132kV/EHV | EHV | EHV/HV | HV | HV/LV | LV circuits | Loss adjustment factor
Domestic Unrestricted | 0 | 0 | 0 | 0 | 0 | 0 | 1 | 1.093
Domestic Two Rate | 0 | 0 | 0 | 0 | 0 | 0 | 1 | 1.093
Domestic Off Peak (related MPAN) | 0 | 0 | 0 | 0 | 0 | 0 | 1 | 1.093
Small Non Domestic Unrestricted | 0 | 0 | 0 | 0 | 0 | 0 | 1 | 1.093
Small Non Domestic Two Rate | 0 | 0 | 0 | 0 | 0 | 0 | 1 | 1.093
Small Non Domestic Off Peak (related MPAN) | 0 | 0 | 0 | 0 | 0 | 0 | 1 | 1.093
LV Medium Non-Domestic | 0 | 0 | 0 | 0 | 0 | 0 | 1 | 1.093
LV Sub Medium Non-Domestic | 0 | 0 | 0 | 0 | 0 | 1 | 0 | 1.053
HV Medium Non-Domestic | 0 | 0 | 0 | 0 | 1 | 0 | 0 | 1.034
LV Network Domestic | 0 | 0 | 0 | 0 | 0 | 0 | 1 | 1.093
LV Network Non-Domestic Non-CT | 0 | 0 | 0 | 0 | 0 | 0 | 1 | 1.093
LV HH Metered | 0 | 0 | 0 | 0 | 0 | 0 | 1 | 1.093
LV Sub HH Metered | 0 | 0 | 0 | 0 | 0 | 1 | 0 | 1.053
HV HH Metered | 0 | 0 | 0 | 0 | 1 | 0 | 0 | 1.034
NHH UMS category A | 0 | 0 | 0 | 0 | 0 | 0 | 1 | 1.093
NHH UMS category B | 0 | 0 | 0 | 0 | 0 | 0 | 1 | 1.093
NHH UMS category C | 0 | 0 | 0 | 0 | 0 | 0 | 1 | 1.093
NHH UMS category D | 0 | 0 | 0 | 0 | 0 | 0 | 1 | 1.093
LV UMS (Pseudo HH Metered) | 0 | 0 | 0 | 0 | 0 | 0 | 1 | 1.093
LV Generation NHH or Aggregate HH | 0 | 0 | 0 | 0 | 0 | 0 | 1 | 1.093
LV Sub Generation NHH | 0 | 0 | 0 | 0 | 0 | 1 | 0 | 1.053
LV Generation Intermittent | 0 | 0 | 0 | 0 | 0 | 0 | 1 | 1.093
LV Generation Non-Intermittent | 0 | 0 | 0 | 0 | 0 | 0 | 1 | 1.093
LV Sub Generation Intermittent | 0 | 0 | 0 | 0 | 0 | 1 | 0 | 1.053
LV Sub Generation Non-Intermittent | 0 | 0 | 0 | 0 | 0 | 1 | 0 | 1.053
HV Generation Intermittent | 0 | 0 | 0 | 0 | 1 | 0 | 0 | 1.034
HV Generation Non-Intermittent | 0 | 0 | 0 | 0 | 1 | 0 | 0 | 1.034
2002. Mapping of DRM network levels to core network levels
| 132kV | 132kV/EHV | EHV | EHV/HV | HV | HV/LV | LV circuits
132kV | 1 | 0 | 0 | 0 | 0 | 0 | 0
132kV/EHV | 0 | 1 | 0 | 0 | 0 | 0 | 0
EHV | 0 | 0 | 1 | 0 | 0 | 0 | 0
EHV/HV | 0 | 0 | 0 | 1 | 0 | 0 | 0
132kV/HV | 0 | 0 | 0 | 1 | 0 | 0 | 0
HV | 0 | 0 | 0 | 0 | 1 | 0 | 0
HV/LV | 0 | 0 | 0 | 0 | 0 | 1 | 0
LV circuits | 0 | 0 | 0 | 0 | 0 | 0 | 1
2003. Loss adjustment factor to transmission for each DRM network level
Data sources:
x1 = 2002. Mapping of DRM network levels to core network levels
x2 = 1032. Loss adjustment factors to transmission
Sum-product calculation =SUMPRODUCT(x1, x2)
Loss adjustment factor to transmission for each DRM network level
132kV | 1.002
132kV/EHV | 1.007
EHV | 1.01
EHV/HV | 1.018
132kV/HV | 1.018
HV | 1.034
HV/LV | 1.053
LV circuits | 1.093
2004. Loss adjustment factor to transmission for each network level
Data sources:
x1 = 2003. Loss adjustment factor to transmission for each DRM network level
x2 = 1 for GSP level
Combine tables = x1 or x2
| GSPs | 132kV | 132kV/EHV | EHV | EHV/HV | 132kV/HV | HV | HV/LV | LV circuits
Loss adjustment factor to transmission for each network level | 1 | 1.002 | 1.007 | 1.01 | 1.018 | 1.018 | 1.034 | 1.053 | 1.093
2005. Network use factors
These network use factors indicate to what extent each network level is used by each tariff.
This table reflects the policy that generators receive credits only in respect of network levels above the voltage of connection. Generators do not receive credits at the voltage of connection.
The factors in this table are before any adjustment for a 132kV/HV network level or for generation-dominated areas.
| GSPs | 132kV | 132kV/EHV | EHV | EHV/HV | HV | HV/LV | LV circuits
Domestic Unrestricted | 1 | 1 | 1 | 1 | 1 | 1 | 1 | 1
Domestic Two Rate | 1 | 1 | 1 | 1 | 1 | 1 | 1 | 1
Domestic Off Peak (related MPAN) | 1 | 1 | 1 | 1 | 1 | 1 | 1 | 1
Small Non Domestic Unrestricted | 1 | 1 | 1 | 1 | 1 | 1 | 1 | 1
Small Non Domestic Two Rate | 1 | 1 | 1 | 1 | 1 | 1 | 1 | 1
Small Non Domestic Off Peak (related MPAN) | 1 | 1 | 1 | 1 | 1 | 1 | 1 | 1
LV Medium Non-Domestic | 1 | 1 | 1 | 1 | 1 | 1 | 1 | 1
LV Sub Medium Non-Domestic | 1 | 1 | 1 | 1 | 1 | 1 | 1 | 0
HV Medium Non-Domestic | 1 | 1 | 1 | 1 | 1 | 1 | 0 | 0
LV Network Domestic | 1 | 1 | 1 | 1 | 1 | 1 | 1 | 1
LV Network Non-Domestic Non-CT | 1 | 1 | 1 | 1 | 1 | 1 | 1 | 1
LV HH Metered | 1 | 1 | 1 | 1 | 1 | 1 | 1 | 1
LV Sub HH Metered | 1 | 1 | 1 | 1 | 1 | 1 | 1 | 0
HV HH Metered | 1 | 1 | 1 | 1 | 1 | 1 | 0 | 0
NHH UMS category A | 1 | 1 | 1 | 1 | 1 | 1 | 1 | 1
NHH UMS category B | 1 | 1 | 1 | 1 | 1 | 1 | 1 | 1
NHH UMS category C | 1 | 1 | 1 | 1 | 1 | 1 | 1 | 1
NHH UMS category D | 1 | 1 | 1 | 1 | 1 | 1 | 1 | 1
LV UMS (Pseudo HH Metered) | 1 | 1 | 1 | 1 | 1 | 1 | 1 | 1
LV Generation NHH or Aggregate HH | 1 | 1 | 1 | 1 | 1 | 1 | 1 | 0
LV Sub Generation NHH | 1 | 1 | 1 | 1 | 1 | 1 | 0 | 0
LV Generation Intermittent | 1 | 1 | 1 | 1 | 1 | 1 | 1 | 0
LV Generation Non-Intermittent | 1 | 1 | 1 | 1 | 1 | 1 | 1 | 0
LV Sub Generation Intermittent | 1 | 1 | 1 | 1 | 1 | 1 | 0 | 0
LV Sub Generation Non-Intermittent | 1 | 1 | 1 | 1 | 1 | 1 | 0 | 0
HV Generation Intermittent | 1 | 1 | 1 | 1 | 1 | 0 | 0 | 0
HV Generation Non-Intermittent | 1 | 1 | 1 | 1 | 1 | 0 | 0 | 0
2006. Proportion going through 132kV/EHV
Data sources:
x1 = 1018. Proportion of relevant load going through 132kV/HV direct transformation
Calculation =1-x1
132kV/EHV
132kV/EHV | 92.5%
2007. Proportion going through EHV
Data sources:
x1 = 1018. Proportion of relevant load going through 132kV/HV direct transformation
Calculation =1-x1
EHV
EHV | 92.5%
2008. Proportion going through EHV/HV
Data sources:
x1 = 1018. Proportion of relevant load going through 132kV/HV direct transformation
Calculation =1-x1
EHV/HV
EHV/HV | 92.5%
2009. Rerouteing matrix for all network levels
Data sources:
x1 = 1018. Proportion of relevant load going through 132kV/HV direct transformation
x2 = 2006. Proportion going through 132kV/EHV
x3 = 2007. Proportion going through EHV
x4 = 2008. Proportion going through EHV/HV
x5 = Rerouteing matrix: default elements
x6 = Map GSP to GSP
Combine tables = x1 or x2 or x3 or x4 or x5 or x6
| GSPs | 132kV | 132kV/EHV | EHV | EHV/HV | HV | HV/LV | LV circuits
GSPs | 1
132kV |  | 100% | 0% | 0% | 0% | 0% | 0% | 0%
132kV/EHV |  | 0% | 92.5% | 0% | 0% | 0% | 0% | 0%
EHV |  | 0% | 0% | 92.5% | 0% | 0% | 0% | 0%
EHV/HV |  | 0% | 0% | 0% | 92.5% | 0% | 0% | 0%
132kV/HV |  | 0% | 0% | 0% | 7.504% | 0% | 0% | 0%
HV |  | 0% | 0% | 0% | 0% | 100% | 0% | 0%
HV/LV |  | 0% | 0% | 0% | 0% | 0% | 100% | 0%
LV circuits |  | 0% | 0% | 0% | 0% | 0% | 0% | 100%
2010. Network use factors: interim step in calculations before adjustments
Data sources:
x1 = 2005. Network use factors
x2 = 2009. Rerouteing matrix for all network levels
Sum-product calculation =SUMPRODUCT(x1, x2)
| GSPs | 132kV | 132kV/EHV | EHV | EHV/HV | 132kV/HV | HV | HV/LV | LV circuits
Domestic Unrestricted | 1 | 1 | 0.92496 | 0.92496 | 0.92496 | 0.075044 | 1 | 1 | 1
Domestic Two Rate | 1 | 1 | 0.92496 | 0.92496 | 0.92496 | 0.075044 | 1 | 1 | 1
Domestic Off Peak (related MPAN) | 1 | 1 | 0.92496 | 0.92496 | 0.92496 | 0.075044 | 1 | 1 | 1
Small Non Domestic Unrestricted | 1 | 1 | 0.92496 | 0.92496 | 0.92496 | 0.075044 | 1 | 1 | 1
Small Non Domestic Two Rate | 1 | 1 | 0.92496 | 0.92496 | 0.92496 | 0.075044 | 1 | 1 | 1
Small Non Domestic Off Peak (related MPAN) | 1 | 1 | 0.92496 | 0.92496 | 0.92496 | 0.075044 | 1 | 1 | 1
LV Medium Non-Domestic | 1 | 1 | 0.92496 | 0.92496 | 0.92496 | 0.075044 | 1 | 1 | 1
LV Sub Medium Non-Domestic | 1 | 1 | 0.92496 | 0.92496 | 0.92496 | 0.075044 | 1 | 1 | 0
HV Medium Non-Domestic | 1 | 1 | 0.92496 | 0.92496 | 0.92496 | 0.075044 | 1 | 0 | 0
LV Network Domestic | 1 | 1 | 0.92496 | 0.92496 | 0.92496 | 0.075044 | 1 | 1 | 1
LV Network Non-Domestic Non-CT | 1 | 1 | 0.92496 | 0.92496 | 0.92496 | 0.075044 | 1 | 1 | 1
LV HH Metered | 1 | 1 | 0.92496 | 0.92496 | 0.92496 | 0.075044 | 1 | 1 | 1
LV Sub HH Metered | 1 | 1 | 0.92496 | 0.92496 | 0.92496 | 0.075044 | 1 | 1 | 0
HV HH Metered | 1 | 1 | 0.92496 | 0.92496 | 0.92496 | 0.075044 | 1 | 0 | 0
NHH UMS category A | 1 | 1 | 0.92496 | 0.92496 | 0.92496 | 0.075044 | 1 | 1 | 1
NHH UMS category B | 1 | 1 | 0.92496 | 0.92496 | 0.92496 | 0.075044 | 1 | 1 | 1
NHH UMS category C | 1 | 1 | 0.92496 | 0.92496 | 0.92496 | 0.075044 | 1 | 1 | 1
NHH UMS category D | 1 | 1 | 0.92496 | 0.92496 | 0.92496 | 0.075044 | 1 | 1 | 1
LV UMS (Pseudo HH Metered) | 1 | 1 | 0.92496 | 0.92496 | 0.92496 | 0.075044 | 1 | 1 | 1
LV Generation NHH or Aggregate HH | 1 | 1 | 0.92496 | 0.92496 | 0.92496 | 0.075044 | 1 | 1 | 0
LV Sub Generation NHH | 1 | 1 | 0.92496 | 0.92496 | 0.92496 | 0.075044 | 1 | 0 | 0
LV Generation Intermittent | 1 | 1 | 0.92496 | 0.92496 | 0.92496 | 0.075044 | 1 | 1 | 0
LV Generation Non-Intermittent | 1 | 1 | 0.92496 | 0.92496 | 0.92496 | 0.075044 | 1 | 1 | 0
LV Sub Generation Intermittent | 1 | 1 | 0.92496 | 0.92496 | 0.92496 | 0.075044 | 1 | 0 | 0
LV Sub Generation Non-Intermittent | 1 | 1 | 0.92496 | 0.92496 | 0.92496 | 0.075044 | 1 | 0 | 0
HV Generation Intermittent | 1 | 1 | 0.92496 | 0.92496 | 0.92496 | 0.075044 | 0 | 0 | 0
HV Generation Non-Intermittent | 1 | 1 | 0.92496 | 0.92496 | 0.92496 | 0.075044 | 0 | 0 | 0
2011. Network use factors for all tariffs
Data sources:
x1 = Network use factors including 132kV/HV for generation dominated tariffs
x2 = Network use factors including 132kV/HV for HV Sub tariffs
x3 = 2010. Network use factors: interim step in calculations before adjustments
Combine tables = x1 or x2 or x3
| GSPs | 132kV | 132kV/EHV | EHV | EHV/HV | 132kV/HV | HV | HV/LV | LV circuits
Domestic Unrestricted | 1 | 1 | 0.92496 | 0.92496 | 0.92496 | 0.075044 | 1 | 1 | 1
Domestic Two Rate | 1 | 1 | 0.92496 | 0.92496 | 0.92496 | 0.075044 | 1 | 1 | 1
Domestic Off Peak (related MPAN) | 1 | 1 | 0.92496 | 0.92496 | 0.92496 | 0.075044 | 1 | 1 | 1
Small Non Domestic Unrestricted | 1 | 1 | 0.92496 | 0.92496 | 0.92496 | 0.075044 | 1 | 1 | 1
Small Non Domestic Two Rate | 1 | 1 | 0.92496 | 0.92496 | 0.92496 | 0.075044 | 1 | 1 | 1
Small Non Domestic Off Peak (related MPAN) | 1 | 1 | 0.92496 | 0.92496 | 0.92496 | 0.075044 | 1 | 1 | 1
LV Medium Non-Domestic | 1 | 1 | 0.92496 | 0.92496 | 0.92496 | 0.075044 | 1 | 1 | 1
LV Sub Medium Non-Domestic | 1 | 1 | 0.92496 | 0.92496 | 0.92496 | 0.075044 | 1 | 1 | 0
HV Medium Non-Domestic | 1 | 1 | 0.92496 | 0.92496 | 0.92496 | 0.075044 | 1 | 0 | 0
LV Network Domestic | 1 | 1 | 0.92496 | 0.92496 | 0.92496 | 0.075044 | 1 | 1 | 1
LV Network Non-Domestic Non-CT | 1 | 1 | 0.92496 | 0.92496 | 0.92496 | 0.075044 | 1 | 1 | 1
LV HH Metered | 1 | 1 | 0.92496 | 0.92496 | 0.92496 | 0.075044 | 1 | 1 | 1
LV Sub HH Metered | 1 | 1 | 0.92496 | 0.92496 | 0.92496 | 0.075044 | 1 | 1 | 0
HV HH Metered | 1 | 1 | 0.92496 | 0.92496 | 0.92496 | 0.075044 | 1 | 0 | 0
NHH UMS category A | 1 | 1 | 0.92496 | 0.92496 | 0.92496 | 0.075044 | 1 | 1 | 1
NHH UMS category B | 1 | 1 | 0.92496 | 0.92496 | 0.92496 | 0.075044 | 1 | 1 | 1
NHH UMS category C | 1 | 1 | 0.92496 | 0.92496 | 0.92496 | 0.075044 | 1 | 1 | 1
NHH UMS category D | 1 | 1 | 0.92496 | 0.92496 | 0.92496 | 0.075044 | 1 | 1 | 1
LV UMS (Pseudo HH Metered) | 1 | 1 | 0.92496 | 0.92496 | 0.92496 | 0.075044 | 1 | 1 | 1
LV Generation NHH or Aggregate HH | 1 | 1 | 0.92496 | 0.92496 | 0.92496 | 0.075044 | 1 | 1 | 0
LV Sub Generation NHH | 1 | 1 | 0.92496 | 0.92496 | 0.92496 | 0.075044 | 1 | 0 | 0
LV Generation Intermittent | 1 | 1 | 0.92496 | 0.92496 | 0.92496 | 0.075044 | 1 | 1 | 0
LV Generation Non-Intermittent | 1 | 1 | 0.92496 | 0.92496 | 0.92496 | 0.075044 | 1 | 1 | 0
LV Sub Generation Intermittent | 1 | 1 | 0.92496 | 0.92496 | 0.92496 | 0.075044 | 1 | 0 | 0
LV Sub Generation Non-Intermittent | 1 | 1 | 0.92496 | 0.92496 | 0.92496 | 0.075044 | 1 | 0 | 0
HV Generation Intermittent | 1 | 1 | 0.92496 | 0.92496 | 0.92496 | 0.075044 | 0 | 0 | 0
HV Generation Non-Intermittent | 1 | 1 | 0.92496 | 0.92496 | 0.92496 | 0.075044 | 0 | 0 | 0
2012. Loss adjustment factors between end user meter reading and each network level, scaled by network use
Data sources:
x1 = 2004. Loss adjustment factor to transmission for each network level
x2 = 2011. Network use factors for all tariffs
x3 = 2001. Loss adjustment factor to transmission (in Loss adjustment factors to transmission)
Calculation =IF(x1="",x2,x2*x3/x1)
| GSPs | 132kV | 132kV/EHV | EHV | EHV/HV | 132kV/HV | HV | HV/LV | LV circuits
Domestic Unrestricted | 1.093 | 1.0908 | 1.0039 | 1.001 | 0.9931 | 0.080573 | 1.0571 | 1.038 | 1
Domestic Two Rate | 1.093 | 1.0908 | 1.0039 | 1.001 | 0.9931 | 0.080573 | 1.0571 | 1.038 | 1
Domestic Off Peak (related MPAN) | 1.093 | 1.0908 | 1.0039 | 1.001 | 0.9931 | 0.080573 | 1.0571 | 1.038 | 1
Small Non Domestic Unrestricted | 1.093 | 1.0908 | 1.0039 | 1.001 | 0.9931 | 0.080573 | 1.0571 | 1.038 | 1
Small Non Domestic Two Rate | 1.093 | 1.0908 | 1.0039 | 1.001 | 0.9931 | 0.080573 | 1.0571 | 1.038 | 1
Small Non Domestic Off Peak (related MPAN) | 1.093 | 1.0908 | 1.0039 | 1.001 | 0.9931 | 0.080573 | 1.0571 | 1.038 | 1
LV Medium Non-Domestic | 1.093 | 1.0908 | 1.0039 | 1.001 | 0.9931 | 0.080573 | 1.0571 | 1.038 | 1
LV Sub Medium Non-Domestic | 1.053 | 1.0509 | 0.96721 | 0.96433 | 0.95676 | 0.077624 | 1.0184 | 1 | 0
HV Medium Non-Domestic | 1.034 | 1.0319 | 0.94976 | 0.94693 | 0.93949 | 0.076224 | 1 | 0 | 0
LV Network Domestic | 1.093 | 1.0908 | 1.0039 | 1.001 | 0.9931 | 0.080573 | 1.0571 | 1.038 | 1
LV Network Non-Domestic Non-CT | 1.093 | 1.0908 | 1.0039 | 1.001 | 0.9931 | 0.080573 | 1.0571 | 1.038 | 1
LV HH Metered | 1.093 | 1.0908 | 1.0039 | 1.001 | 0.9931 | 0.080573 | 1.0571 | 1.038 | 1
LV Sub HH Metered | 1.053 | 1.0509 | 0.96721 | 0.96433 | 0.95676 | 0.077624 | 1.0184 | 1 | 0
HV HH Metered | 1.034 | 1.0319 | 0.94976 | 0.94693 | 0.93949 | 0.076224 | 1 | 0 | 0
NHH UMS category A | 1.093 | 1.0908 | 1.0039 | 1.001 | 0.9931 | 0.080573 | 1.0571 | 1.038 | 1
NHH UMS category B | 1.093 | 1.0908 | 1.0039 | 1.001 | 0.9931 | 0.080573 | 1.0571 | 1.038 | 1
NHH UMS category C | 1.093 | 1.0908 | 1.0039 | 1.001 | 0.9931 | 0.080573 | 1.0571 | 1.038 | 1
NHH UMS category D | 1.093 | 1.0908 | 1.0039 | 1.001 | 0.9931 | 0.080573 | 1.0571 | 1.038 | 1
LV UMS (Pseudo HH Metered) | 1.093 | 1.0908 | 1.0039 | 1.001 | 0.9931 | 0.080573 | 1.0571 | 1.038 | 1
LV Generation NHH or Aggregate HH | 1.093 | 1.0908 | 1.0039 | 1.001 | 0.9931 | 0.080573 | 1.0571 | 1.038 | 0
LV Sub Generation NHH | 1.053 | 1.0509 | 0.96721 | 0.96433 | 0.95676 | 0.077624 | 1.0184 | 0 | 0
LV Generation Intermittent | 1.093 | 1.0908 | 1.0039 | 1.001 | 0.9931 | 0.080573 | 1.0571 | 1.038 | 0
LV Generation Non-Intermittent | 1.093 | 1.0908 | 1.0039 | 1.001 | 0.9931 | 0.080573 | 1.0571 | 1.038 | 0
LV Sub Generation Intermittent | 1.053 | 1.0509 | 0.96721 | 0.96433 | 0.95676 | 0.077624 | 1.0184 | 0 | 0
LV Sub Generation Non-Intermittent | 1.053 | 1.0509 | 0.96721 | 0.96433 | 0.95676 | 0.077624 | 1.0184 | 0 | 0
HV Generation Intermittent | 1.034 | 1.0319 | 0.94976 | 0.94693 | 0.93949 | 0.076224 | 0 | 0 | 0
HV Generation Non-Intermittent | 1.034 | 1.0319 | 0.94976 | 0.94693 | 0.93949 | 0.076224 | 0 | 0 | 0

## DRM
Network model for WPD East Midlands in April 16 (Finals)
This sheet collects data from a network model and calculates aggregated annuitised unit costs from these data.
2101. Annuity rate
Data sources:
x1 = 1010. Rate of return (in Financial and general assumptions)
x2 = 1010. Annualisation period (years) (in Financial and general assumptions)
x3 = 1010. Days in the charging year (in Financial and general assumptions)
Calculation =PMT(x1,x2,-1)*IF(OR(x3>366,x3<365),x3/365.25,1)
Annuity rate
Annuity rate | 5.318%
2102. Loss adjustment factor to transmission for each core level
Data sources:
x1 = 1032. Loss adjustment factors to transmission
x2 = 1 for GSP level
Combine tables = x1 or x2
| GSPs | 132kV | 132kV/EHV | EHV | EHV/HV | HV | HV/LV | LV circuits
Loss adjustment factor to transmission for each core level | 1 | 1.002 | 1.007 | 1.01 | 1.018 | 1.034 | 1.053 | 1.093
2103. Loss adjustment factors
Data sources:
x1 = 2102. Loss adjustment factor to transmission for each core level
x2 = Loss adjustment factor to transmission for network level exit (in Loss adjustment factors)
Kind: | Copy cells | Special copy
Formula: | =x1 | = x2
| Loss adjustment factor to transmission for network level exit | Loss adjustment factor to transmission for network level entry
GSPs | 1
132kV | 1.002 | 1
132kV/EHV | 1.007 | 1.002
EHV | 1.01 | 1.007
EHV/HV | 1.018 | 1.01
HV | 1.034 | 1.018
HV/LV | 1.053 | 1.034
LV circuits | 1.093 | 1.053
2104. Diversity calculations
Data sources:
x1 = 1017. Diversity allowance between top and bottom of network level
x2 = Coincidence to system peak at level exit (in Diversity calculations)
Kind: | Special calculation | Special calculation | Special calculation
Formula: | =previous/(1+x1) | =previous/(1+x1) | =1/x2-1
| Coincidence to GSP peak at level exit | Coincidence to system peak at level exit | Diversity allowance between level exit and GSP Group
GSPs |  | 97.59% | 2.471%
132kV | 95.69% | 93.38% | 7.084%
132kV/EHV | 95.69% | 93.38% | 7.084%
EHV | 88.68% | 86.55% | 15.55%
EHV/HV | 88.68% | 86.55% | 15.55%
HV | 66.18% | 64.59% | 54.83%
HV/LV | 66.18% | 64.59% | 54.83%
LV circuits | 66.18% | 64.59%
2105. Network model total maximum demand at substation (MW)
Data sources:
x1 = 1019. Network model GSP peak demand (MW)
x2 = 2104. Coincidence to GSP peak at level exit (in Diversity calculations)
Calculation =x1/x2
Network model total maximum demand at substation (MW)
132kV | 522.5067
132kV/EHV | 522.5067
EHV | 563.794
EHV/HV | 563.794
HV | 755.4839
HV/LV | 755.4839
LV circuits | 755.4839
2106. Network model contribution to system maximum load measured at network level exit (MW)
Data sources:
x1 = 2105. Network model total maximum demand at substation (MW)
x2 = 2104. Coincidence to system peak at level exit (in Diversity calculations)
x3 = 2103. Loss adjustment factor to transmission for network level exit (in Loss adjustment factors)
Calculation =x1*x2/x3
Network model contribution to system maximum load measured at network level exit (MW)
132kV | 486.9672
132kV/EHV | 484.5493
EHV | 483.11
EHV/HV | 479.3135
HV | 471.8967
HV/LV | 463.3819
LV circuits | 446.4237
2107. Rerouteing matrix for DRM network levels
Data sources:
x1 = 1018. Proportion of relevant load going through 132kV/HV direct transformation
x2 = 2006. Proportion going through 132kV/EHV
x3 = 2007. Proportion going through EHV
x4 = 2008. Proportion going through EHV/HV
x5 = Rerouteing matrix: default elements
Combine tables = x1 or x2 or x3 or x4 or x5
| 132kV | 132kV/EHV | EHV | EHV/HV | 132kV/HV | HV | HV/LV | LV circuits
132kV | 100% | 0% | 0% | 0% | 0% | 0% | 0% | 0%
132kV/EHV | 0% | 92.5% | 0% | 0% | 0% | 0% | 0% | 0%
EHV | 0% | 0% | 92.5% | 0% | 0% | 0% | 0% | 0%
EHV/HV | 0% | 0% | 0% | 92.5% | 7.504% | 0% | 0% | 0%
HV | 0% | 0% | 0% | 0% | 0% | 100% | 0% | 0%
HV/LV | 0% | 0% | 0% | 0% | 0% | 0% | 100% | 0%
LV circuits | 0% | 0% | 0% | 0% | 0% | 0% | 0% | 100%
2108. GSP simultaneous maximum load assumed through each network level (MW)
Data sources:
x1 = 2106. Network model contribution to system maximum load measured at network level exit (MW)
x2 = 2107. Rerouteing matrix for DRM network levels
Sum-product calculation =SUMPRODUCT(x1, x2)
GSP simultaneous maximum load assumed through each network level (MW)
132kV | 486.9672
132kV/EHV | 448.1866
EHV | 446.8554
EHV/HV | 443.3437
132kV/HV | 35.9698
HV | 471.8967
HV/LV | 463.3819
LV circuits | 446.4237
2109. Network model annuity by simultaneous maximum load for each network level (£/kW/year)
Data sources:
x1 = 2108. GSP simultaneous maximum load assumed through each network level (MW)
x2 = 1020. Gross asset cost by network level (£)
x3 = 2101. Annuity rate
Calculation =IF(x1,0.001*x2*x3/x1,0)
Model £/kW SML
Assets 132kV | 5.9292
Assets 132kV/EHV | 3.2425
Assets EHV | 3.9641
Assets EHV/HV | 6.4741
Assets 132kV/HV | 6.7094
Assets HV | 15.2131
Assets HV/LV | 6.5798
Assets LV circuits | 13.4775

## SM
Service models for WPD East Midlands in April 16 (Finals)
This sheet collects and processes data from the service models.
2201. Asset £/customer from LV service models
Data sources:
x1 = 1025. Matrix of applicability of LV service models to tariffs with fixed charges
x2 = 1022. LV service model asset cost (£)
Sum-product calculation =SUMPRODUCT(x1, x2)
Assets LV customer
Domestic Unrestricted | 255.2588
Domestic Two Rate | 255.2588
Small Non Domestic Unrestricted | 574.2813
Small Non Domestic Two Rate | 574.2813
LV Medium Non-Domestic | 699.1834
LV Sub Medium Non-Domestic | 518.5284
LV Network Domestic | 255.2588
LV Network Non-Domestic Non-CT | 574.2813
LV HH Metered | 1178.7304
LV Sub HH Metered | 907.8736
LV Generation NHH or Aggregate HH | 0
LV Sub Generation NHH | 0
LV Generation Intermittent | 0
LV Generation Non-Intermittent | 0
LV Sub Generation Intermittent | 0
LV Sub Generation Non-Intermittent | 0
2202. Asset £/(MWh/year) from LV service models
Data sources:
x1 = 1026. Matrix of applicability of LV service models to unmetered tariffs
x2 = 1022. LV service model asset cost (£)
Sum-product calculation =SUMPRODUCT(x1, x2)
Assets LV customer
Asset £/(MWh/year) from LV service models | 231.7137
2203. Service model asset p/kWh charge for unmetered tariffs
Data sources:
x1 = 1010. Annuity proportion for customer-contributed assets (in Financial and general assumptions)
x2 = 2202. Asset £/(MWh/year) from LV service models
x3 = 2101. Annuity rate
Calculation =0.1*x1*x2*x3
Assets LV customer
Service model asset p/kWh charge for unmetered tariffs | 0
2204. Asset £/customer from HV service models
Data sources:
x1 = 1028. Matrix of applicability of HV service models to tariffs with fixed charges
x2 = 1023. HV service model asset cost (£)
Sum-product calculation =SUMPRODUCT(x1, x2)
Assets HV customer
HV Medium Non-Domestic | 9007.1598
HV HH Metered | 9007.1598
HV Generation Intermittent | 4342.656
HV Generation Non-Intermittent | 4342.656
2205. Service model assets by tariff (£)
Data sources:
x1 = 2201. Asset £/customer from LV service models
x2 = 2204. Asset £/customer from HV service models
Combine tables = x1 or x2
| Assets LV customer | Assets HV customer
Domestic Unrestricted | 255.2588
Domestic Two Rate | 255.2588
Domestic Off Peak (related MPAN)
Small Non Domestic Unrestricted | 574.2813
Small Non Domestic Two Rate | 574.2813
Small Non Domestic Off Peak (related MPAN)
LV Medium Non-Domestic | 699.1834
LV Sub Medium Non-Domestic | 518.5284
HV Medium Non-Domestic |  | 9007.1598
LV Network Domestic | 255.2588
LV Network Non-Domestic Non-CT | 574.2813
LV HH Metered | 1178.7304
LV Sub HH Metered | 907.8736
HV HH Metered |  | 9007.1598
NHH UMS category A
NHH UMS category B
NHH UMS category C
NHH UMS category D
LV UMS (Pseudo HH Metered)
LV Generation NHH or Aggregate HH | 0
LV Sub Generation NHH | 0
LV Generation Intermittent | 0
LV Generation Non-Intermittent | 0
LV Sub Generation Intermittent | 0
LV Sub Generation Non-Intermittent | 0
HV Generation Intermittent |  | 4342.656
HV Generation Non-Intermittent |  | 4342.656
2206. Replacement annuities for service models
Data sources:
x1 = 1010. Days in the charging year (in Financial and general assumptions)
x2 = 2205. Service model assets by tariff (£)
x3 = 2101. Annuity rate
x4 = 1010. Annuity proportion for customer-contributed assets (in Financial and general assumptions)
x5 = Service model p/MPAN/day charge (in Replacement annuities for service models)
Kind: | Calculation |  | Cell summation
Formula: | =100/x1*x2*x3*x4 |  | =SUM(x5)
Service model p/MPAN/day charge
| Assets LV customer | Assets HV customer | Service model p/MPAN/day
Domestic Unrestricted | 0 | 0 | 0
Domestic Two Rate | 0 | 0 | 0
Domestic Off Peak (related MPAN) | 0 | 0 | 0
Small Non Domestic Unrestricted | 0 | 0 | 0
Small Non Domestic Two Rate | 0 | 0 | 0
Small Non Domestic Off Peak (related MPAN) | 0 | 0 | 0
LV Medium Non-Domestic | 0 | 0 | 0
LV Sub Medium Non-Domestic | 0 | 0 | 0
HV Medium Non-Domestic | 0 | 0 | 0
LV Network Domestic | 0 | 0 | 0
LV Network Non-Domestic Non-CT | 0 | 0 | 0
LV HH Metered | 0 | 0 | 0
LV Sub HH Metered | 0 | 0 | 0
HV HH Metered | 0 | 0 | 0
NHH UMS category A | 0 | 0 | 0
NHH UMS category B | 0 | 0 | 0
NHH UMS category C | 0 | 0 | 0
NHH UMS category D | 0 | 0 | 0
LV UMS (Pseudo HH Metered) | 0 | 0 | 0
LV Generation NHH or Aggregate HH | 0 | 0 | 0
LV Sub Generation NHH | 0 | 0 | 0
LV Generation Intermittent | 0 | 0 | 0
LV Generation Non-Intermittent | 0 | 0 | 0
LV Sub Generation Intermittent | 0 | 0 | 0
LV Sub Generation Non-Intermittent | 0 | 0 | 0
HV Generation Intermittent | 0 | 0 | 0
HV Generation Non-Intermittent | 0 | 0 | 0

## Loads
Load characteristics for WPD East Midlands in April 16 (Finals)
This sheet compiles information about the assumed characteristics of network users.
A load factor represents the average load of a user or user group, relative to the maximum load level of that user or
user group. Load factors are numbers between 0 and 1.
A coincidence factor represents the expectation value of the load of a user or user group at the time of system maximum load,
relative to the maximum load level of that user or user group. Coincidence factors are numbers between 0 and 1.
A load coefficient is the expectation value of the load of a user or user group at the time of system maximum load, relative to the average load level of that user or user group.
For demand users, the load coefficient is a demand coefficient and can be calculated as the ratio of the coincidence factor to the load factor.
2301. Demand coefficient (load at time of system maximum load divided by average load)
Data sources:
x1 = 1041. Coincidence factor to system maximum load for each type of demand user (in Load profile data for demand users)
x2 = 1041. Load factor for each type of demand user (in Load profile data for demand users)
Calculation =x1/x2
Demand coefficient
Domestic Unrestricted | 2.0317
Domestic Two Rate | 1.6818
Domestic Off Peak (related MPAN) | 0
Small Non Domestic Unrestricted | 1.7927
Small Non Domestic Two Rate | 1.5014
Small Non Domestic Off Peak (related MPAN) | 0
LV Medium Non-Domestic | 1.5645
LV Sub Medium Non-Domestic | 1.5645
HV Medium Non-Domestic | 1.5757
LV Network Domestic | 1.9041
LV Network Non-Domestic Non-CT | 1.6354
LV HH Metered | 1.4769
LV Sub HH Metered | 1.4534
HV HH Metered | 1.2025
NHH UMS category A | 1
NHH UMS category B | 2.1171
NHH UMS category C | 4.1536
NHH UMS category D | 0.0098827
LV UMS (Pseudo HH Metered) | 2.1271
2302. Load coefficient
Data sources:
x1 = 2301. Demand coefficient (load at time of system maximum load divided by average load)
x2 = Negative of generation coefficient; set to -1
Combine tables = x1 or x2
Load coefficient
Domestic Unrestricted | 2.0317
Domestic Two Rate | 1.6818
Domestic Off Peak (related MPAN) | 0
Small Non Domestic Unrestricted | 1.7927
Small Non Domestic Two Rate | 1.5014
Small Non Domestic Off Peak (related MPAN) | 0
LV Medium Non-Domestic | 1.5645
LV Sub Medium Non-Domestic | 1.5645
HV Medium Non-Domestic | 1.5757
LV Network Domestic | 1.9041
LV Network Non-Domestic Non-CT | 1.6354
LV HH Metered | 1.4769
LV Sub HH Metered | 1.4534
HV HH Metered | 1.2025
NHH UMS category A | 1
NHH UMS category B | 2.1171
NHH UMS category C | 4.1536
NHH UMS category D | 0.0098827
LV UMS (Pseudo HH Metered) | 2.1271
LV Generation NHH or Aggregate HH | -1
LV Sub Generation NHH | -1
LV Generation Intermittent | -1
LV Generation Non-Intermittent | -1
LV Sub Generation Intermittent | -1
LV Sub Generation Non-Intermittent | -1
HV Generation Intermittent | -1
HV Generation Non-Intermittent | -1
2303. Discount map
| No discount | LDNO LV: LV user | LDNO HV: LV user | LDNO HV: LV sub user | LDNO HV: HV user
> Domestic Unrestricted
Domestic Unrestricted | 1 | 0 | 0 | 0 | 0
LDNO LV: Domestic Unrestricted | 0 | 1 | 0 | 0 | 0
LDNO HV: Domestic Unrestricted | 0 | 0 | 1 | 0 | 0
> Domestic Two Rate
Domestic Two Rate | 1 | 0 | 0 | 0 | 0
LDNO LV: Domestic Two Rate | 0 | 1 | 0 | 0 | 0
LDNO HV: Domestic Two Rate | 0 | 0 | 1 | 0 | 0
> Domestic Off Peak (related MPAN)
Domestic Off Peak (related MPAN) | 1 | 0 | 0 | 0 | 0
LDNO LV: Domestic Off Peak (related MPAN) | 0 | 1 | 0 | 0 | 0
LDNO HV: Domestic Off Peak (related MPAN) | 0 | 0 | 1 | 0 | 0
> Small Non Domestic Unrestricted
Small Non Domestic Unrestricted | 1 | 0 | 0 | 0 | 0
LDNO LV: Small Non Domestic Unrestricted | 0 | 1 | 0 | 0 | 0
LDNO HV: Small Non Domestic Unrestricted | 0 | 0 | 1 | 0 | 0
> Small Non Domestic Two Rate
Small Non Domestic Two Rate | 1 | 0 | 0 | 0 | 0
LDNO LV: Small Non Domestic Two Rate | 0 | 1 | 0 | 0 | 0
LDNO HV: Small Non Domestic Two Rate | 0 | 0 | 1 | 0 | 0
> Small Non Domestic Off Peak (related MPAN)
Small Non Domestic Off Peak (related MPAN) | 1 | 0 | 0 | 0 | 0
LDNO LV: Small Non Domestic Off Peak (related MPAN) | 0 | 1 | 0 | 0 | 0
LDNO HV: Small Non Domestic Off Peak (related MPAN) | 0 | 0 | 1 | 0 | 0
> LV Medium Non-Domestic
LV Medium Non-Domestic | 1 | 0 | 0 | 0 | 0
LDNO LV: LV Medium Non-Domestic | 0 | 1 | 0 | 0 | 0
LDNO HV: LV Medium Non-Domestic | 0 | 0 | 1 | 0 | 0
> LV Sub Medium Non-Domestic
LV Sub Medium Non-Domestic | 1 | 0 | 0 | 0 | 0
> HV Medium Non-Domestic
HV Medium Non-Domestic | 1 | 0 | 0 | 0 | 0
> LV Network Domestic
LV Network Domestic | 1 | 0 | 0 | 0 | 0
LDNO LV: LV Network Domestic | 0 | 1 | 0 | 0 | 0
LDNO HV: LV Network Domestic | 0 | 0 | 1 | 0 | 0
> LV Network Non-Domestic Non-CT
LV Network Non-Domestic Non-CT | 1 | 0 | 0 | 0 | 0
LDNO LV: LV Network Non-Domestic Non-CT | 0 | 1 | 0 | 0 | 0
LDNO HV: LV Network Non-Domestic Non-CT | 0 | 0 | 1 | 0 | 0
> LV HH Metered
LV HH Metered | 1 | 0 | 0 | 0 | 0
LDNO LV: LV HH Metered | 0 | 1 | 0 | 0 | 0
LDNO HV: LV HH Metered | 0 | 0 | 1 | 0 | 0
> LV Sub HH Metered
LV Sub HH Metered | 1 | 0 | 0 | 0 | 0
LDNO HV: LV Sub HH Metered | 0 | 0 | 0 | 1 | 0
> HV HH Metered
HV HH Metered | 1 | 0 | 0 | 0 | 0
LDNO HV: HV HH Metered | 0 | 0 | 0 | 0 | 1
> NHH UMS category A
NHH UMS category A | 1 | 0 | 0 | 0 | 0
LDNO LV: NHH UMS category A | 0 | 1 | 0 | 0 | 0
LDNO HV: NHH UMS category A | 0 | 0 | 1 | 0 | 0
> NHH UMS category B
NHH UMS category B | 1 | 0 | 0 | 0 | 0
LDNO LV: NHH UMS category B | 0 | 1 | 0 | 0 | 0
LDNO HV: NHH UMS category B | 0 | 0 | 1 | 0 | 0
> NHH UMS category C
NHH UMS category C | 1 | 0 | 0 | 0 | 0
LDNO LV: NHH UMS category C | 0 | 1 | 0 | 0 | 0
LDNO HV: NHH UMS category C | 0 | 0 | 1 | 0 | 0
> NHH UMS category D
NHH UMS category D | 1 | 0 | 0 | 0 | 0
LDNO LV: NHH UMS category D | 0 | 1 | 0 | 0 | 0
LDNO HV: NHH UMS category D | 0 | 0 | 1 | 0 | 0
> LV UMS (Pseudo HH Metered)
LV UMS (Pseudo HH Metered) | 1 | 0 | 0 | 0 | 0
LDNO LV: LV UMS (Pseudo HH Metered) | 0 | 1 | 0 | 0 | 0
LDNO HV: LV UMS (Pseudo HH Metered) | 0 | 0 | 1 | 0 | 0
> LV Generation NHH or Aggregate HH
LV Generation NHH or Aggregate HH | 1 | 0 | 0 | 0 | 0
LDNO LV: LV Generation NHH or Aggregate HH | 1 | 0 | 0 | 0 | 0
LDNO HV: LV Generation NHH or Aggregate HH | 1 | 0 | 0 | 0 | 0
> LV Sub Generation NHH
LV Sub Generation NHH | 1 | 0 | 0 | 0 | 0
LDNO HV: LV Sub Generation NHH | 1 | 0 | 0 | 0 | 0
> LV Generation Intermittent
LV Generation Intermittent | 1 | 0 | 0 | 0 | 0
LDNO LV: LV Generation Intermittent | 1 | 0 | 0 | 0 | 0
LDNO HV: LV Generation Intermittent | 1 | 0 | 0 | 0 | 0
> LV Generation Non-Intermittent
LV Generation Non-Intermittent | 1 | 0 | 0 | 0 | 0
LDNO LV: LV Generation Non-Intermittent | 1 | 0 | 0 | 0 | 0
LDNO HV: LV Generation Non-Intermittent | 1 | 0 | 0 | 0 | 0
> LV Sub Generation Intermittent
LV Sub Generation Intermittent | 1 | 0 | 0 | 0 | 0
LDNO HV: LV Sub Generation Intermittent | 1 | 0 | 0 | 0 | 0
> LV Sub Generation Non-Intermittent
LV Sub Generation Non-Intermittent | 1 | 0 | 0 | 0 | 0
LDNO HV: LV Sub Generation Non-Intermittent | 1 | 0 | 0 | 0 | 0
> HV Generation Intermittent
HV Generation Intermittent | 1 | 0 | 0 | 0 | 0
LDNO HV: HV Generation Intermittent | 1 | 0 | 0 | 0 | 0
> HV Generation Non-Intermittent
HV Generation Non-Intermittent | 1 | 0 | 0 | 0 | 0
LDNO HV: HV Generation Non-Intermittent | 1 | 0 | 0 | 0 | 0
2304. LDNO discounts and volumes adjusted for discount
Data sources:
x1 = 2303. Discount map
x2 = 1037. Embedded network (LDNO) discounts
x3 = 100 per cent discount for generators on LDNO networks
x4 = Discount for each tariff (except for fixed charges) (in LDNO discounts and volumes adjusted for discount)
x5 = 1053. Rate 1 units (MWh) by tariff (in Volume forecasts for the charging year)
x6 = 1053. Rate 2 units (MWh) by tariff (in Volume forecasts for the charging year)
x7 = 1053. Rate 3 units (MWh) by tariff (in Volume forecasts for the charging year)
x8 = 1053. MPANs by tariff (in Volume forecasts for the charging year)
x9 = Discount for each tariff for fixed charges only (in LDNO discounts and volumes adjusted for discount)
x10 = 1053. Import capacity (kVA) by tariff (in Volume forecasts for the charging year)
x11 = 1053. Reactive power units (MVArh) by tariff (in Volume forecasts for the charging year)
Kind: | Sum-product calculation | Combine tables | Calculation | Calculation | Calculation | Calculation | Calculation | Calculation
Formula: | =SUMPRODUCT(x1, x2) | = x3 or x4 | =x5*(1-x4) | =x6*(1-x4) | =x7*(1-x4) | =x8*(1-x9) | =x10*(1-x4) | =x11*(1-x4)
| Discount for each tariff (except for fixed charges) | Discount for each tariff for fixed charges only | Rate 1 units (MWh) | Rate 2 units (MWh) | Rate 3 units (MWh) | MPANs | Import capacity (kVA) | Reactive power units (MVArh)
> Domestic Unrestricted
Domestic Unrestricted | 0% | 0% | 5214022.0769 | 0 | 0 | 1532365 | 0 | 0
LDNO LV: Domestic Unrestricted | 30.1% | 30.1% | 37998.1439 | 0 | 0 | 12689.3347 | 0 | 0
LDNO HV: Domestic Unrestricted | 48.78% | 48.78% | 34972.7059 | 0 | 0 | 11903.465 | 0 | 0
> Domestic Two Rate
Domestic Two Rate | 0% | 0% | 2715616.3734 | 1256759.7842 | 0 | 882638 | 0 | 0
LDNO LV: Domestic Two Rate | 30.1% | 30.1% | 2516.5717 | 793.51 | 0 | 715.0595 | 0 | 0
LDNO HV: Domestic Two Rate | 48.78% | 48.78% | 2449.199 | 803.8396 | 0 | 773.3846 | 0 | 0
> Domestic Off Peak (related MPAN)
Domestic Off Peak (related MPAN) | 0% | 0% | 128168.6729 | 0 | 0 | 37550 | 0 | 0
LDNO LV: Domestic Off Peak (related MPAN) | 30.1% | 30.1% | 0 | 0 | 0 | 0 | 0 | 0
LDNO HV: Domestic Off Peak (related MPAN) | 48.78% | 48.78% | 0 | 0 | 0 | 0 | 0 | 0
> Small Non Domestic Unrestricted
Small Non Domestic Unrestricted | 0% | 0% | 1127084.5753 | 0 | 0 | 94412 | 0 | 0
LDNO LV: Small Non Domestic Unrestricted | 30.1% | 30.1% | 2541.4058 | 0 | 0 | 326.425 | 0 | 0
LDNO HV: Small Non Domestic Unrestricted | 48.78% | 48.78% | 4112.2624 | 0 | 0 | 330.353 | 0 | 0
> Small Non Domestic Two Rate
Small Non Domestic Two Rate | 0% | 0% | 1586917.5645 | 501282.0986 | 0 | 82534 | 0 | 0
LDNO LV: Small Non Domestic Two Rate | 30.1% | 30.1% | 116.2784 | 46.0956 | 0 | 4.1939 | 0 | 0
LDNO HV: Small Non Domestic Two Rate | 48.78% | 48.78% | 443.9312 | 103.1445 | 0 | 14.8531 | 0 | 0
> Small Non Domestic Off Peak (related MPAN)
Small Non Domestic Off Peak (related MPAN) | 0% | 0% | 4296.8566 | 0 | 0 | 725 | 0 | 0
LDNO LV: Small Non Domestic Off Peak (related MPAN) | 30.1% | 30.1% | 0 | 0 | 0 | 0 | 0 | 0
LDNO HV: Small Non Domestic Off Peak (related MPAN) | 48.78% | 48.78% | 0 | 0 | 0 | 0 | 0 | 0
> LV Medium Non-Domestic
LV Medium Non-Domestic | 0% | 0% | 449708.3301 | 115300.6233 | 0 | 5436.1348 | 0 | 0
LDNO LV: LV Medium Non-Domestic | 30.1% | 30.1% | 279.3389 | 92.0226 | 0 | 5.9101 | 0 | 0
LDNO HV: LV Medium Non-Domestic | 48.78% | 48.78% | 1818.5815 | 428.1511 | 0 | 20.3206 | 0 | 0
> LV Sub Medium Non-Domestic
LV Sub Medium Non-Domestic | 0% | 0% | 0 | 0 | 0 | 0 | 0 | 0
> HV Medium Non-Domestic
HV Medium Non-Domestic | 0% | 0% | 12583.5979 | 3666.9724 | 0 | 104.0658 | 0 | 0
> LV Network Domestic
LV Network Domestic | 0% | 0% | 0 | 0 | 0 | 0 | 0 | 0
LDNO LV: LV Network Domestic | 30.1% | 30.1% | 0 | 0 | 0 | 0 | 0 | 0
LDNO HV: LV Network Domestic | 48.78% | 48.78% | 0 | 0 | 0 | 0 | 0 | 0
> LV Network Non-Domestic Non-CT
LV Network Non-Domestic Non-CT | 0% | 0% | 6045.5107 | 23527.7895 | 26506.9706 | 879.5838 | 0 | 0
LDNO LV: LV Network Non-Domestic Non-CT | 30.1% | 30.1% | 4.0061 | 15.5909 | 20.4889 | 0.95628 | 0 | 0
LDNO HV: LV Network Non-Domestic Non-CT | 48.78% | 48.78% | 26.2825 | 102.2859 | 109.7138 | 3.2879 | 0 | 0
> LV HH Metered
LV HH Metered | 0% | 0% | 345906.3847 | 1361064.1908 | 1482944.5094 | 10454.2814 | 1714959.6974 | 327341.53
LDNO LV: LV HH Metered | 30.1% | 30.1% | 376.5754 | 1424.4978 | 1709.2268 | 14.1031 | 2951.3565 | 303.1125
LDNO HV: LV HH Metered | 48.78% | 48.78% | 4815.0336 | 18476.2902 | 21545.5582 | 85.997 | 29216.2057 | 3712.1079
> LV Sub HH Metered
LV Sub HH Metered | 0% | 0% | 11045.3378 | 42156.7612 | 50921.4902 | 150 | 67000 | 11863.347
LDNO HV: LV Sub HH Metered | 25.81% | 25.81% | 0 | 0 | 0 | 0 | 0 | 0
> HV HH Metered
HV HH Metered | 0% | 0% | 766376.2874 | 2933029.8304 | 4049443.6078 | 3061.9342 | 2724942.663 | 685033.844
LDNO HV: HV HH Metered | 15.92% | 15.92% | 3160.0405 | 11379.5536 | 16020.8626 | 12.6114 | 16815.1546 | 947.9459
> NHH UMS category A
NHH UMS category A | 0% | 0% | 51128.4829 | 0 | 0 | 1430.4748 | 0 | 0
LDNO LV: NHH UMS category A | 30.1% | 30.1% | 174.8093 | 0 | 0 | 0 | 0 | 0
LDNO HV: NHH UMS category A | 48.78% | 48.78% | 159.325 | 0 | 0 | 0 | 0 | 0
> NHH UMS category B
NHH UMS category B | 0% | 0% | 23251.9646 | 0 | 0 | 1177.2666 | 0 | 0
LDNO LV: NHH UMS category B | 30.1% | 30.1% | 115.6322 | 0 | 0 | 0 | 0 | 0
LDNO HV: NHH UMS category B | 48.78% | 48.78% | 255.0911 | 0 | 0 | 0 | 0 | 0
> NHH UMS category C
NHH UMS category C | 0% | 0% | 361.6536 | 0 | 0 | 160.3988 | 0 | 0
LDNO LV: NHH UMS category C | 30.1% | 30.1% | 0 | 0 | 0 | 0 | 0 | 0
LDNO HV: NHH UMS category C | 48.78% | 48.78% | 0 | 0 | 0 | 0 | 0 | 0
> NHH UMS category D
NHH UMS category D | 0% | 0% | 8444.0236 | 0 | 0 | 259.2609 | 0 | 0
LDNO LV: NHH UMS category D | 30.1% | 30.1% | 0 | 0 | 0 | 0 | 0 | 0
LDNO HV: NHH UMS category D | 48.78% | 48.78% | 0 | 0 | 0 | 0 | 0 | 0
> LV UMS (Pseudo HH Metered)
LV UMS (Pseudo HH Metered) | 0% | 0% | 13092.8613 | 30057.7703 | 201903.09 | 116.0117 | 0 | 0
LDNO LV: LV UMS (Pseudo HH Metered) | 30.1% | 30.1% | 0 | 0 | 0 | 0 | 0 | 0
LDNO HV: LV UMS (Pseudo HH Metered) | 48.78% | 48.78% | 0 | 0 | 0 | 0 | 0 | 0
> LV Generation NHH or Aggregate HH
LV Generation NHH or Aggregate HH | 0% | 0% | 1264.7942 | 0 | 0 | 18.1584 | 0 | 0
LDNO LV: LV Generation NHH or Aggregate HH | 0% | 100% | 32.6396 | 0 | 0 | 0 | 0 | 0
LDNO HV: LV Generation NHH or Aggregate HH | 0% | 100% | 0 | 0 | 0 | 0 | 0 | 0
> LV Sub Generation NHH
LV Sub Generation NHH | 0% | 0% | 0 | 0 | 0 | 0 | 0 | 0
LDNO HV: LV Sub Generation NHH | 0% | 100% | 0 | 0 | 0 | 0 | 0 | 0
> LV Generation Intermittent
LV Generation Intermittent | 0% | 0% | 35926.515 | 0 | 0 | 188.6451 | 0 | 2287.215
LDNO LV: LV Generation Intermittent | 0% | 100% | 0 | 0 | 0 | 0 | 0 | 0
LDNO HV: LV Generation Intermittent | 0% | 100% | 88.5113 | 0 | 0 | 0 | 0 | 85.387
> LV Generation Non-Intermittent
LV Generation Non-Intermittent | 0% | 0% | 700.915 | 3127.713 | 3502.173 | 70.6158 | 0 | 681.968
LDNO LV: LV Generation Non-Intermittent | 0% | 100% | 0 | 0 | 0 | 0 | 0 | 0
LDNO HV: LV Generation Non-Intermittent | 0% | 100% | 0 | 0 | 0 | 0 | 0 | 0
> LV Sub Generation Intermittent
LV Sub Generation Intermittent | 0% | 0% | 1039.6963 | 0 | 0 | 4.0352 | 0 | 128.714
LDNO HV: LV Sub Generation Intermittent | 0% | 100% | 0 | 0 | 0 | 0 | 0 | 0
> LV Sub Generation Non-Intermittent
LV Sub Generation Non-Intermittent | 0% | 0% | 368.4304 | 1285.5731 | 2738.6195 | 1.0088 | 0 | 33.911
LDNO HV: LV Sub Generation Non-Intermittent | 0% | 100% | 0 | 0 | 0 | 0 | 0 | 0
> HV Generation Intermittent
HV Generation Intermittent | 0% | 0% | 152907.1315 | 0 | 0 | 73 | 0 | 3466.904
LDNO HV: HV Generation Intermittent | 0% | 100% | 63.4579 | 0 | 0 | 0 | 0 | 0
> HV Generation Non-Intermittent
HV Generation Non-Intermittent | 0% | 0% | 64071.6332 | 204098.5514 | 385390.6927 | 162 | 0 | 8843.955
LDNO HV: HV Generation Non-Intermittent | 0% | 100% | 0 | 0 | 0 | 0 | 0 | 0
2305. Equivalent volume for each end user
Data sources:
x1 = 2304. Rate 1 units (MWh) (in LDNO discounts and volumes adjusted for discount)
x2 = 2304. Rate 2 units (MWh) (in LDNO discounts and volumes adjusted for discount)
x3 = 2304. Rate 3 units (MWh) (in LDNO discounts and volumes adjusted for discount)
x4 = 2304. MPANs (in LDNO discounts and volumes adjusted for discount)
x5 = 2304. Import capacity (kVA) (in LDNO discounts and volumes adjusted for discount)
x6 = 2304. Reactive power units (MVArh) (in LDNO discounts and volumes adjusted for discount)
Kind: | Cell summation | Cell summation | Cell summation | Cell summation | Cell summation | Cell summation
Formula: | =SUM(x1) | =SUM(x2) | =SUM(x3) | =SUM(x4) | =SUM(x5) | =SUM(x6)
| Rate 1 units (MWh) | Rate 2 units (MWh) | Rate 3 units (MWh) | MPANs | Import capacity (kVA) | Reactive power units (MVArh)
Domestic Unrestricted | 5286992.9268 | 0 | 0 | 1556957.7997 | 0 | 0
Domestic Two Rate | 2720582.1441 | 1258357.1338 | 0 | 884126.4441 | 0 | 0
Domestic Off Peak (related MPAN) | 128168.6729 | 0 | 0 | 37550 | 0 | 0
Small Non Domestic Unrestricted | 1133738.2435 | 0 | 0 | 95068.778 | 0 | 0
Small Non Domestic Two Rate | 1587477.7741 | 501431.3387 | 0 | 82553.047 | 0 | 0
Small Non Domestic Off Peak (related MPAN) | 4296.8566 | 0 | 0 | 725 | 0 | 0
LV Medium Non-Domestic | 451806.2504 | 115820.797 | 0 | 5462.3655 | 0 | 0
LV Sub Medium Non-Domestic | 0 | 0 | 0 | 0 | 0 | 0
HV Medium Non-Domestic | 12583.5979 | 3666.9724 | 0 | 104.0658 | 0 | 0
LV Network Domestic | 0 | 0 | 0 | 0 | 0 | 0
LV Network Non-Domestic Non-CT | 6075.7994 | 23645.6663 | 26637.1733 | 883.828 | 0 | 0
LV HH Metered | 351097.9937 | 1380964.9787 | 1506199.2944 | 10554.3814 | 1747127.2596 | 331356.7505
LV Sub HH Metered | 11045.3378 | 42156.7612 | 50921.4902 | 150 | 67000 | 11863.347
HV HH Metered | 769536.3279 | 2944409.384 | 4065464.4704 | 3074.5456 | 2741757.8177 | 685981.7899
NHH UMS category A | 51462.6172 | 0 | 0 | 1430.4748 | 0 | 0
NHH UMS category B | 23622.6878 | 0 | 0 | 1177.2666 | 0 | 0
NHH UMS category C | 361.6536 | 0 | 0 | 160.3988 | 0 | 0
NHH UMS category D | 8444.0236 | 0 | 0 | 259.2609 | 0 | 0
LV UMS (Pseudo HH Metered) | 13092.8613 | 30057.7703 | 201903.09 | 116.0117 | 0 | 0
LV Generation NHH or Aggregate HH | 1297.4337 | 0 | 0 | 18.1584 | 0 | 0
LV Sub Generation NHH | 0 | 0 | 0 | 0 | 0 | 0
LV Generation Intermittent | 36015.0264 | 0 | 0 | 188.6451 | 0 | 2372.602
LV Generation Non-Intermittent | 700.915 | 3127.713 | 3502.173 | 70.6158 | 0 | 681.968
LV Sub Generation Intermittent | 1039.6963 | 0 | 0 | 4.0352 | 0 | 128.714
LV Sub Generation Non-Intermittent | 368.4304 | 1285.5731 | 2738.6195 | 1.0088 | 0 | 33.911
HV Generation Intermittent | 152970.5894 | 0 | 0 | 73 | 0 | 3466.904
HV Generation Non-Intermittent | 64071.6332 | 204098.5514 | 385390.6927 | 162 | 0 | 8843.955

## Multi
Load characteristics for multiple unit rates for WPD East Midlands in April 16 (Finals)
2401. Adjust annual hours by distribution time band to match days in year
Data sources:
x1 = 1068. Typical annual hours by distribution time band
x2 = 1010. Days in the charging year (in Financial and general assumptions)
x3 = Total hours in the year according to time band hours input data (in Adjust annual hours by distribution time band to match days in year)
Kind: | Cell summation | Calculation
Formula: | =SUM(x1) | =x1*24*x2/x3
Annual hours by distribution time band (reconciled to days in year)
| Hours aggregate | Red | Amber | Green
Adjust annual hours by distribution time band to match days in year | 8760 | 783 | 2740.5 | 5236.5
2402. Normalisation of split of rate 1 units by time band
Data sources:
x1 = 1061. Average split of rate 1 units by distribution time band
x2 = Total split (in Normalisation of split of rate 1 units by time band)
x3 = 2401. Annual hours by distribution time band (reconciled to days in year) (in Adjust annual hours by distribution time band to match days in year)
x4 = 1010. Days in the charging year (in Financial and general assumptions)
Kind: | Cell summation | Calculation
Formula: | =SUM(x1) | =IF(x2,x1/x2,x3/x4/24)
Normalised split of rate 1 units by distribution time band
| Total split | Red | Amber | Green
Domestic Unrestricted | 100% | 15.18% | 41.86% | 42.96%
Domestic Two Rate | 100% | 14.99% | 41.52% | 43.49%
Domestic Off Peak (related MPAN) | 100% | 4.507% | 31.79% | 63.71%
Small Non Domestic Unrestricted | 100% | 13.2% | 58.63% | 28.17%
Small Non Domestic Two Rate | 100% | 12.56% | 51.5% | 35.94%
Small Non Domestic Off Peak (related MPAN) | 100% | 1.688% | 18.71% | 79.61%
LV Medium Non-Domestic | 100% | 13.52% | 52.75% | 33.73%
LV Sub Medium Non-Domestic | 100% | 13.38% | 52.88% | 33.74%
HV Medium Non-Domestic | 100% | 13.39% | 53.96% | 32.65%
2403. Split of rate 1 units between distribution time bands
Data sources:
x1 = 2402. Normalised split of rate 1 units by distribution time band (in Normalisation of split of rate 1 units by time band)
x2 = Split of rate 1 units between distribution time bands (default)
Combine tables = x1 or x2
| Red | Amber | Green
Domestic Unrestricted | 15.18% | 41.86% | 42.96%
Domestic Two Rate | 14.99% | 41.52% | 43.49%
Domestic Off Peak (related MPAN) | 4.507% | 31.79% | 63.71%
Small Non Domestic Unrestricted | 13.2% | 58.63% | 28.17%
Small Non Domestic Two Rate | 12.56% | 51.5% | 35.94%
Small Non Domestic Off Peak (related MPAN) | 1.688% | 18.71% | 79.61%
LV Medium Non-Domestic | 13.52% | 52.75% | 33.73%
LV Sub Medium Non-Domestic | 13.38% | 52.88% | 33.74%
HV Medium Non-Domestic | 13.39% | 53.96% | 32.65%
LV Network Domestic | 100% | 0% | 0%
LV Network Non-Domestic Non-CT | 100% | 0% | 0%
LV HH Metered | 100% | 0% | 0%
LV Sub HH Metered | 100% | 0% | 0%
HV HH Metered | 100% | 0% | 0%
LV Generation Non-Intermittent | 100% | 0% | 0%
LV Sub Generation Non-Intermittent | 100% | 0% | 0%
HV Generation Non-Intermittent | 100% | 0% | 0%
2404. Normalisation of split of rate 2 units by time band
Data sources:
x1 = 1062. Average split of rate 2 units by distribution time band
x2 = Total split (in Normalisation of split of rate 2 units by time band)
x3 = 2401. Annual hours by distribution time band (reconciled to days in year) (in Adjust annual hours by distribution time band to match days in year)
x4 = 1010. Days in the charging year (in Financial and general assumptions)
Kind: | Cell summation | Calculation
Formula: | =SUM(x1) | =IF(x2,x1/x2,x3/x4/24)
Normalised split of rate 2 units by distribution time band
| Total split | Red | Amber | Green
Domestic Two Rate | 100% | 0% | 0% | 100%
Small Non Domestic Two Rate | 100% | 0% | 0% | 100%
LV Medium Non-Domestic | 100% | 0% | 0% | 100%
LV Sub Medium Non-Domestic | 100% | 0% | 0% | 100%
HV Medium Non-Domestic | 100% | 0% | 0% | 100%
2405. Split of rate 2 units between distribution time bands
Data sources:
x1 = 2404. Normalised split of rate 2 units by distribution time band (in Normalisation of split of rate 2 units by time band)
x2 = Split of rate 2 units between distribution time bands (default)
Combine tables = x1 or x2
| Red | Amber | Green
Domestic Two Rate | 0% | 0% | 100%
Small Non Domestic Two Rate | 0% | 0% | 100%
LV Medium Non-Domestic | 0% | 0% | 100%
LV Sub Medium Non-Domestic | 0% | 0% | 100%
HV Medium Non-Domestic | 0% | 0% | 100%
LV Network Domestic | 0% | 100% | 0%
LV Network Non-Domestic Non-CT | 0% | 100% | 0%
LV HH Metered | 0% | 100% | 0%
LV Sub HH Metered | 0% | 100% | 0%
HV HH Metered | 0% | 100% | 0%
LV Generation Non-Intermittent | 0% | 100% | 0%
LV Sub Generation Non-Intermittent | 0% | 100% | 0%
HV Generation Non-Intermittent | 0% | 100% | 0%
2406. Split of rate 3 units between distribution time bands (default)
| Red | Amber | Green
LV Network Domestic | 0% | 0% | 100%
LV Network Non-Domestic Non-CT | 0% | 0% | 100%
LV HH Metered | 0% | 0% | 100%
LV Sub HH Metered | 0% | 0% | 100%
HV HH Metered | 0% | 0% | 100%
LV Generation Non-Intermittent | 0% | 0% | 100%
LV Sub Generation Non-Intermittent | 0% | 0% | 100%
HV Generation Non-Intermittent | 0% | 0% | 100%
2407. All units (MWh)
Data sources:
x1 = 2305. Rate 1 units (MWh) (in Equivalent volume for each end user)
x2 = 2305. Rate 2 units (MWh) (in Equivalent volume for each end user)
x3 = 2305. Rate 3 units (MWh) (in Equivalent volume for each end user)
Calculation =x1+x2+x3
All units (MWh)
Domestic Unrestricted | 5286992.9268
Domestic Two Rate | 3978939.2779
Domestic Off Peak (related MPAN) | 128168.6729
Small Non Domestic Unrestricted | 1133738.2435
Small Non Domestic Two Rate | 2088909.1128
Small Non Domestic Off Peak (related MPAN) | 4296.8566
LV Medium Non-Domestic | 567627.0474
LV Sub Medium Non-Domestic | 0
HV Medium Non-Domestic | 16250.5702
LV Network Domestic | 0
LV Network Non-Domestic Non-CT | 56358.639
LV HH Metered | 3238262.2668
LV Sub HH Metered | 104123.5892
HV HH Metered | 7779410.1824
NHH UMS category A | 51462.6172
NHH UMS category B | 23622.6878
NHH UMS category C | 361.6536
NHH UMS category D | 8444.0236
LV UMS (Pseudo HH Metered) | 245053.7217
LV Generation NHH or Aggregate HH | 1297.4337
LV Sub Generation NHH | 0
LV Generation Intermittent | 36015.0264
LV Generation Non-Intermittent | 7330.8009
LV Sub Generation Intermittent | 1039.6963
LV Sub Generation Non-Intermittent | 4392.623
HV Generation Intermittent | 152970.5894
HV Generation Non-Intermittent | 653560.8774
2408. Calculation of implied load coefficients for one-rate users
Data sources:
x1 = 2407. All units (MWh)
x2 = 2305. Rate 1 units (MWh) (in Equivalent volume for each end user)
x3 = 2403. Split of rate 1 units between distribution time bands
x4 = 2401. Annual hours by distribution time band (reconciled to days in year) (in Adjust annual hours by distribution time band to match days in year)
x5 = Use of distribution time bands by units in demand forecast for one-rate tariffs (in Calculation of implied load coefficients for one-rate users)
x6 = 1010. Days in the charging year (in Financial and general assumptions)
Kind: | Calculation |  |  | Calculation
Formula: | =IF(x1>0,(x2*x3)/x1,0) |  |  | =IF(x4>0,x5*x6*24/x4,0)
Use of distribution time bands by units in demand forecast for one-rate tariffs
| Red | Amber | Green | Peak band load coefficient for one-rate tariffs
Domestic Unrestricted | 15.18% | 41.86% | 42.96% | 1.6978
Small Non Domestic Unrestricted | 13.2% | 58.63% | 28.17% | 1.4765
2409. Calculation of implied load coefficients for two-rate users
Data sources:
x1 = 2407. All units (MWh)
x2 = 2305. Rate 1 units (MWh) (in Equivalent volume for each end user)
x3 = 2403. Split of rate 1 units between distribution time bands
x4 = 2305. Rate 2 units (MWh) (in Equivalent volume for each end user)
x5 = 2405. Split of rate 2 units between distribution time bands
x6 = 2401. Annual hours by distribution time band (reconciled to days in year) (in Adjust annual hours by distribution time band to match days in year)
x7 = Use of distribution time bands by units in demand forecast for two-rate tariffs (in Calculation of implied load coefficients for two-rate users)
x8 = 1010. Days in the charging year (in Financial and general assumptions)
Kind: | Calculation |  |  | Calculation
Formula: | =IF(x1>0,(x2*x3+x4*x5)/x1,0) |  |  | =IF(x6>0,x7*x8*24/x6,0)
Use of distribution time bands by units in demand forecast for two-rate tariffs
| Red | Amber | Green | Peak band load coefficient for two-rate tariffs
Domestic Two Rate | 10.25% | 28.39% | 61.36% | 1.1466
Small Non Domestic Two Rate | 9.545% | 39.14% | 51.32% | 1.0678
LV Medium Non-Domestic | 10.76% | 41.99% | 47.25% | 1.2042
LV Sub Medium Non-Domestic | 0% | 0% | 0% | 0
HV Medium Non-Domestic | 10.37% | 41.79% | 47.85% | 1.1601
2410. Calculation of implied load coefficients for three-rate users
Data sources:
x1 = 2407. All units (MWh)
x2 = 2305. Rate 1 units (MWh) (in Equivalent volume for each end user)
x3 = 2403. Split of rate 1 units between distribution time bands
x4 = 2305. Rate 2 units (MWh) (in Equivalent volume for each end user)
x5 = 2405. Split of rate 2 units between distribution time bands
x6 = 2305. Rate 3 units (MWh) (in Equivalent volume for each end user)
x7 = 2406. Split of rate 3 units between distribution time bands (default)
x8 = 2401. Annual hours by distribution time band (reconciled to days in year) (in Adjust annual hours by distribution time band to match days in year)
x9 = Use of distribution time bands by units in demand forecast for three-rate tariffs (in Calculation of implied load coefficients for three-rate users)
x10 = 1010. Days in the charging year (in Financial and general assumptions)
Kind: | Calculation |  |  | Calculation
Formula: | =IF(x1>0,(x2*x3+x4*x5+x6*x7)/x1,0) |  |  | =IF(x8>0,x9*x10*24/x8,0)
Use of distribution time bands by units in demand forecast for three-rate tariffs
| Red | Amber | Green | Peak band load coefficient for three-rate tariffs
LV Network Domestic | 0% | 0% | 0% | 0
LV Network Non-Domestic Non-CT | 10.78% | 41.96% | 47.26% | 1.2061
LV HH Metered | 10.84% | 42.65% | 46.51% | 1.213
LV Sub HH Metered | 10.61% | 40.49% | 48.9% | 1.1868
HV HH Metered | 9.892% | 37.85% | 52.26% | 1.1067
2411. Calculation of adjusted time band load coefficients
Data sources:
x1 = 2408. Peak band load coefficient for one-rate tariffs (in Calculation of implied load coefficients for one-rate users)
x2 = 2409. Peak band load coefficient for two-rate tariffs (in Calculation of implied load coefficients for two-rate users)
x3 = 2410. Peak band load coefficient for three-rate tariffs (in Calculation of implied load coefficients for three-rate users)
x4 = Peak band load coefficient (in Calculation of adjusted time band load coefficients)
x5 = 2302. Load coefficient
Kind: | Combine tables | Calculation
Formula: | = x1 or x2 or x3 | =IF(x4<>0,x5/x4,IF(x5<0,-1,1))
| Peak band load coefficient | Load coefficient correction factor (kW at peak in band / band average kW)
Domestic Unrestricted | 1.6978 | 1.1967
Domestic Two Rate | 1.1466 | 1.4668
Domestic Off Peak (related MPAN) |  | 1
Small Non Domestic Unrestricted | 1.4765 | 1.2142
Small Non Domestic Two Rate | 1.0678 | 1.4061
Small Non Domestic Off Peak (related MPAN) |  | 1
LV Medium Non-Domestic | 1.2042 | 1.2992
LV Sub Medium Non-Domestic | 0 | 1
HV Medium Non-Domestic | 1.1601 | 1.3583
LV Network Domestic | 0 | 1
LV Network Non-Domestic Non-CT | 1.2061 | 1.3559
LV HH Metered | 1.213 | 1.2176
LV Sub HH Metered | 1.1868 | 1.2246
HV HH Metered | 1.1067 | 1.0866
LV Generation Non-Intermittent |  | -1
LV Sub Generation Non-Intermittent |  | -1
HV Generation Non-Intermittent |  | -1
2412. Normalisation of peaking probabilities
Data sources:
x1 = 1069. Red, amber and green peaking probabilities (in Peaking probabilities by network level)
x2 = Total probability (should be 100%) (in Normalisation of peaking probabilities)
x3 = 1068. Typical annual hours by distribution time band
x4 = 2401. Total hours in the year according to time band hours input data (in Adjust annual hours by distribution time band to match days in year)
Kind: | Cell summation | Calculation
Formula: | =SUM(x1) | =IF(x2,x1/x2,x3/x4)
Normalised peaking probabilities
| Total probability (should be 100%) | Red | Amber | Green
GSPs | 100% | 98.26% | 0% | 1.74%
132kV | 100% | 85.76% | 13.25% | 0.9966%
132kV/EHV | 100% | 85.76% | 13.25% | 0.9966%
EHV | 100% | 67.05% | 28.67% | 4.289%
EHV/HV | 100% | 67.05% | 28.67% | 4.289%
132kV/HV | 100% | 85.76% | 13.25% | 0.9966%
HV | 100% | 67.05% | 28.67% | 4.289%
HV/LV | 100% | 67.05% | 28.67% | 4.289%
LV circuits | 100% | 67.05% | 28.67% | 4.289%
2413. Peaking probabilities by network level (reshaped)
Data sources:
x1 = 2412. Normalised peaking probabilities (in Normalisation of peaking probabilities)
Reshape table = x1
| GSPs | Red | Amber | Green | 132kV | Red | Amber | Green | 132kV/EHV | Red | Amber | Green | EHV | Red | Amber | Green | EHV/HV | Red | Amber | Green | 132kV/HV | Red | Amber | Green | HV | Red | Amber | Green | HV/LV | Red | Amber | Green | LV circuits | Red | Amber | Green
Probability of peak within timeband |  | 98.26% | 0% | 1.74% |  | 85.76% | 13.25% | 0.9966% |  | 85.76% | 13.25% | 0.9966% |  | 67.05% | 28.67% | 4.289% |  | 67.05% | 28.67% | 4.289% |  | 85.76% | 13.25% | 0.9966% |  | 67.05% | 28.67% | 4.289% |  | 67.05% | 28.67% | 4.289% |  | 67.05% | 28.67% | 4.289%
2414. Pseudo load coefficient by time band and network level
Data sources:
x1 = 2401. Annual hours by distribution time band (reconciled to days in year) (in Adjust annual hours by distribution time band to match days in year)
x2 = 2411. Load coefficient correction factor (kW at peak in band / band average kW) (in Calculation of adjusted time band load coefficients)
x3 = 2413. Peaking probabilities by network level (reshaped)
x4 = 1010. Days in the charging year (in Financial and general assumptions)
Calculation =IF(x1>0,x2*x3*24*x4/x1,0)
| GSPs | Red | Amber | Green | 132kV | Red | Amber | Green | 132kV/EHV | Red | Amber | Green | EHV | Red | Amber | Green | EHV/HV | Red | Amber | Green | 132kV/HV | Red | Amber | Green | HV | Red | Amber | Green | HV/LV | Red | Amber | Green | LV circuits | Red | Amber | Green
Domestic Unrestricted |  | 13.1552 | 0 | 0.034829 |  | 11.4812 | 0.50672 | 0.019951 |  | 11.4812 | 0.50672 | 0.019951 |  | 8.9762 | 1.0965 | 0.085863 |  | 8.9762 | 1.0965 | 0.085863 |  | 11.4812 | 0.50672 | 0.019951 |  | 8.9762 | 1.0965 | 0.085863 |  | 8.9762 | 1.0965 | 0.085863 |  | 8.9762 | 1.0965 | 0.085863
Domestic Two Rate |  | 16.1249 | 0 | 0.042691 |  | 14.073 | 0.6211 | 0.024455 |  | 14.073 | 0.6211 | 0.024455 |  | 11.0025 | 1.344 | 0.10525 |  | 11.0025 | 1.344 | 0.10525 |  | 14.073 | 0.6211 | 0.024455 |  | 11.0025 | 1.344 | 0.10525 |  | 11.0025 | 1.344 | 0.10525 |  | 11.0025 | 1.344 | 0.10525
Domestic Off Peak (related MPAN) |  | 10.9931 | 0 | 0.029104 |  | 9.5942 | 0.42343 | 0.016672 |  | 9.5942 | 0.42343 | 0.016672 |  | 7.5009 | 0.91628 | 0.071751 |  | 7.5009 | 0.91628 | 0.071751 |  | 9.5942 | 0.42343 | 0.016672 |  | 7.5009 | 0.91628 | 0.071751 |  | 7.5009 | 0.91628 | 0.071751 |  | 7.5009 | 0.91628 | 0.071751
Small Non Domestic Unrestricted |  | 13.3473 | 0 | 0.035337 |  | 11.6489 | 0.51411 | 0.020243 |  | 11.6489 | 0.51411 | 0.020243 |  | 9.1073 | 1.1125 | 0.087117 |  | 9.1073 | 1.1125 | 0.087117 |  | 11.6489 | 0.51411 | 0.020243 |  | 9.1073 | 1.1125 | 0.087117 |  | 9.1073 | 1.1125 | 0.087117 |  | 9.1073 | 1.1125 | 0.087117
Small Non Domestic Two Rate |  | 15.457 | 0 | 0.040923 |  | 13.4901 | 0.59538 | 0.023442 |  | 13.4901 | 0.59538 | 0.023442 |  | 10.5468 | 1.2884 | 0.10089 |  | 10.5468 | 1.2884 | 0.10089 |  | 13.4901 | 0.59538 | 0.023442 |  | 10.5468 | 1.2884 | 0.10089 |  | 10.5468 | 1.2884 | 0.10089 |  | 10.5468 | 1.2884 | 0.10089
Small Non Domestic Off Peak (related MPAN) |  | 10.9931 | 0 | 0.029104 |  | 9.5942 | 0.42343 | 0.016672 |  | 9.5942 | 0.42343 | 0.016672 |  | 7.5009 | 0.91628 | 0.071751 |  | 7.5009 | 0.91628 | 0.071751 |  | 9.5942 | 0.42343 | 0.016672 |  | 7.5009 | 0.91628 | 0.071751 |  | 7.5009 | 0.91628 | 0.071751 |  | 7.5009 | 0.91628 | 0.071751
LV Medium Non-Domestic |  | 14.2823 | 0 | 0.037812 |  | 12.4649 | 0.55013 | 0.021661 |  | 12.4649 | 0.55013 | 0.021661 |  | 9.7452 | 1.1904 | 0.09322 |  | 9.7452 | 1.1904 | 0.09322 |  | 12.4649 | 0.55013 | 0.021661 |  | 9.7452 | 1.1904 | 0.09322 |  | 9.7452 | 1.1904 | 0.09322 |  | 9.7452 | 1.1904 | 0.09322
LV Sub Medium Non-Domestic |  | 10.9931 | 0 | 0.029104 |  | 9.5942 | 0.42343 | 0.016672 |  | 9.5942 | 0.42343 | 0.016672 |  | 7.5009 | 0.91628 | 0.071751 |  | 7.5009 | 0.91628 | 0.071751 |  | 9.5942 | 0.42343 | 0.016672 |  | 7.5009 | 0.91628 | 0.071751 |  | 7.5009 | 0.91628 | 0.071751 |  | 7.5009 | 0.91628 | 0.071751
HV Medium Non-Domestic |  | 14.9317 | 0 | 0.039532 |  | 13.0316 | 0.57514 | 0.022646 |  | 13.0316 | 0.57514 | 0.022646 |  | 10.1883 | 1.2446 | 0.097458 |  | 10.1883 | 1.2446 | 0.097458 |  | 13.0316 | 0.57514 | 0.022646 |  | 10.1883 | 1.2446 | 0.097458 |  | 10.1883 | 1.2446 | 0.097458 |  | 10.1883 | 1.2446 | 0.097458
LV Network Domestic |  | 10.9931 | 0 | 0.029104 |  | 9.5942 | 0.42343 | 0.016672 |  | 9.5942 | 0.42343 | 0.016672 |  | 7.5009 | 0.91628 | 0.071751 |  | 7.5009 | 0.91628 | 0.071751 |  | 9.5942 | 0.42343 | 0.016672 |  | 7.5009 | 0.91628 | 0.071751 |  | 7.5009 | 0.91628 | 0.071751 |  | 7.5009 | 0.91628 | 0.071751
LV Network Non-Domestic Non-CT |  | 14.9055 | 0 | 0.039462 |  | 13.0087 | 0.57413 | 0.022606 |  | 13.0087 | 0.57413 | 0.022606 |  | 10.1704 | 1.2424 | 0.097287 |  | 10.1704 | 1.2424 | 0.097287 |  | 13.0087 | 0.57413 | 0.022606 |  | 10.1704 | 1.2424 | 0.097287 |  | 10.1704 | 1.2424 | 0.097287 |  | 10.1704 | 1.2424 | 0.097287
LV HH Metered |  | 13.3852 | 0 | 0.035437 |  | 11.6819 | 0.51557 | 0.0203 |  | 11.6819 | 0.51557 | 0.0203 |  | 9.1331 | 1.1157 | 0.087364 |  | 9.1331 | 1.1157 | 0.087364 |  | 11.6819 | 0.51557 | 0.0203 |  | 9.1331 | 1.1157 | 0.087364 |  | 9.1331 | 1.1157 | 0.087364 |  | 9.1331 | 1.1157 | 0.087364
LV Sub HH Metered |  | 13.4626 | 0 | 0.035642 |  | 11.7495 | 0.51855 | 0.020418 |  | 11.7495 | 0.51855 | 0.020418 |  | 9.1859 | 1.1221 | 0.087869 |  | 9.1859 | 1.1221 | 0.087869 |  | 11.7495 | 0.51855 | 0.020418 |  | 9.1859 | 1.1221 | 0.087869 |  | 9.1859 | 1.1221 | 0.087869 |  | 9.1859 | 1.1221 | 0.087869
HV HH Metered |  | 11.9452 | 0 | 0.031625 |  | 10.4251 | 0.46011 | 0.018116 |  | 10.4251 | 0.46011 | 0.018116 |  | 8.1505 | 0.99564 | 0.077965 |  | 8.1505 | 0.99564 | 0.077965 |  | 10.4251 | 0.46011 | 0.018116 |  | 8.1505 | 0.99564 | 0.077965 |  | 8.1505 | 0.99564 | 0.077965 |  | 8.1505 | 0.99564 | 0.077965
LV Generation Non-Intermittent |  | -10.9931 | 0 | -0.029104 |  | -9.5942 | -0.42343 | -0.016672 |  | -9.5942 | -0.42343 | -0.016672 |  | -7.5009 | -0.91628 | -0.071751 |  | -7.5009 | -0.91628 | -0.071751 |  | -9.5942 | -0.42343 | -0.016672 |  | -7.5009 | -0.91628 | -0.071751 |  | -7.5009 | -0.91628 | -0.071751 |  | -7.5009 | -0.91628 | -0.071751
LV Sub Generation Non-Intermittent |  | -10.9931 | 0 | -0.029104 |  | -9.5942 | -0.42343 | -0.016672 |  | -9.5942 | -0.42343 | -0.016672 |  | -7.5009 | -0.91628 | -0.071751 |  | -7.5009 | -0.91628 | -0.071751 |  | -9.5942 | -0.42343 | -0.016672 |  | -7.5009 | -0.91628 | -0.071751 |  | -7.5009 | -0.91628 | -0.071751 |  | -7.5009 | -0.91628 | -0.071751
HV Generation Non-Intermittent |  | -10.9931 | 0 | -0.029104 |  | -9.5942 | -0.42343 | -0.016672 |  | -9.5942 | -0.42343 | -0.016672 |  | -7.5009 | -0.91628 | -0.071751 |  | -7.5009 | -0.91628 | -0.071751 |  | -9.5942 | -0.42343 | -0.016672 |  | -7.5009 | -0.91628 | -0.071751 |  | -7.5009 | -0.91628 | -0.071751 |  | -7.5009 | -0.91628 | -0.071751
2415. Aggregated half hourly pseudo timeband load coefficients
Data sources:
x1 = 2414. Pseudo load coefficient by time band and network level
Copy cells = x1
| GSPs | Red | Amber | Green | 132kV | Red | Amber | Green | 132kV/EHV | Red | Amber | Green | EHV | Red | Amber | Green | EHV/HV | Red | Amber | Green | 132kV/HV | Red | Amber | Green | HV | Red | Amber | Green | HV/LV | Red | Amber | Green | LV circuits | Red | Amber | Green
LV Network Domestic |  | 10.9931 | 0 | 0.029104 |  | 9.5942 | 0.42343 | 0.016672 |  | 9.5942 | 0.42343 | 0.016672 |  | 7.5009 | 0.91628 | 0.071751 |  | 7.5009 | 0.91628 | 0.071751 |  | 9.5942 | 0.42343 | 0.016672 |  | 7.5009 | 0.91628 | 0.071751 |  | 7.5009 | 0.91628 | 0.071751 |  | 7.5009 | 0.91628 | 0.071751
LV Network Non-Domestic Non-CT |  | 14.9055 | 0 | 0.039462 |  | 13.0087 | 0.57413 | 0.022606 |  | 13.0087 | 0.57413 | 0.022606 |  | 10.1704 | 1.2424 | 0.097287 |  | 10.1704 | 1.2424 | 0.097287 |  | 13.0087 | 0.57413 | 0.022606 |  | 10.1704 | 1.2424 | 0.097287 |  | 10.1704 | 1.2424 | 0.097287 |  | 10.1704 | 1.2424 | 0.097287
2416. Off-peak non half hourly units (MWh)
Data sources:
x1 = 2407. All units (MWh)
Copy cells = x1
Off-peak non half hourly units (MWh)
Domestic Off Peak (related MPAN) | 128168.6729
Small Non Domestic Off Peak (related MPAN) | 4296.8566
2417. Off-peak non half hourly timeband use
Data sources:
x1 = 2403. Split of rate 1 units between distribution time bands
Copy cells = x1
| Red | Amber | Green
Domestic Off Peak (related MPAN) | 4.507% | 31.79% | 63.71%
Small Non Domestic Off Peak (related MPAN) | 1.688% | 18.71% | 79.61%
2418. Multi rate non half hourly units (MWh)
Data sources:
x1 = 2407. All units (MWh)
Copy cells = x1
Multi rate non half hourly units (MWh)
Domestic Two Rate | 3978939.2779
Small Non Domestic Two Rate | 2088909.1128
2419. Single rate non half hourly timeband use
Data sources:
x1 = 2403. Split of rate 1 units between distribution time bands
Copy cells = x1
| Red | Amber | Green
Domestic Unrestricted | 15.18% | 41.86% | 42.96%
Small Non Domestic Unrestricted | 13.2% | 58.63% | 28.17%
2420. Single rate non half hourly units (MWh)
Data sources:
x1 = 2407. All units (MWh)
Copy cells = x1
Single rate non half hourly units (MWh)
Domestic Unrestricted | 5286992.9268
Small Non Domestic Unrestricted | 1133738.2435
2421. Multi rate non half hourly timeband use
Data sources:
x1 = 2409. Use of distribution time bands by units in demand forecast for two-rate tariffs (in Calculation of implied load coefficients for two-rate users)
Copy cells = x1
| Red | Amber | Green
Domestic Two Rate | 10.25% | 28.39% | 61.36%
Small Non Domestic Two Rate | 9.545% | 39.14% | 51.32%
2422. Average non half hourly timeband use
Data sources:
x1 = 2420. Single rate non half hourly units (MWh)
x2 = 2419. Single rate non half hourly timeband use
x3 = 2418. Multi rate non half hourly units (MWh)
x4 = 2421. Multi rate non half hourly timeband use
x5 = 2416. Off-peak non half hourly units (MWh)
x6 = 2417. Off-peak non half hourly timeband use
Calculation =(x1*x2+x3*x4+x5*x6)/(x1+x3+x5)
| Red | Amber | Green
LV Network Domestic | 12.94% | 36.02% | 51.04%
LV Network Non-Domestic Non-CT | 10.82% | 45.96% | 43.22%
2423. Aggregated half hourly tariff pseudo load coefficient using average non half hourly unit mix
Data sources:
x1 = 2415. Aggregated half hourly pseudo timeband load coefficients
x2 = 2422. Average non half hourly timeband use
Sum-product calculation =SUMPRODUCT(x1, x2)
| GSPs | 132kV | 132kV/EHV | EHV | EHV/HV | 132kV/HV | HV | HV/LV | LV circuits
LV Network Domestic | 1.4377 | 1.4028 | 1.4028 | 1.3375 | 1.3375 | 1.4028 | 1.3375 | 1.3375 | 1.3375
LV Network Non-Domestic Non-CT | 1.6294 | 1.6808 | 1.6808 | 1.7132 | 1.7132 | 1.6808 | 1.7132 | 1.7132 | 1.7132
2424. Off-peak non half hourly pseudo timeband load coefficients
Data sources:
x1 = 2414. Pseudo load coefficient by time band and network level
Copy cells = x1
| GSPs | Red | Amber | Green | 132kV | Red | Amber | Green | 132kV/EHV | Red | Amber | Green | EHV | Red | Amber | Green | EHV/HV | Red | Amber | Green | 132kV/HV | Red | Amber | Green | HV | Red | Amber | Green | HV/LV | Red | Amber | Green | LV circuits | Red | Amber | Green
Domestic Off Peak (related MPAN) |  | 10.9931 | 0 | 0.029104 |  | 9.5942 | 0.42343 | 0.016672 |  | 9.5942 | 0.42343 | 0.016672 |  | 7.5009 | 0.91628 | 0.071751 |  | 7.5009 | 0.91628 | 0.071751 |  | 9.5942 | 0.42343 | 0.016672 |  | 7.5009 | 0.91628 | 0.071751 |  | 7.5009 | 0.91628 | 0.071751 |  | 7.5009 | 0.91628 | 0.071751
Small Non Domestic Off Peak (related MPAN) |  | 10.9931 | 0 | 0.029104 |  | 9.5942 | 0.42343 | 0.016672 |  | 9.5942 | 0.42343 | 0.016672 |  | 7.5009 | 0.91628 | 0.071751 |  | 7.5009 | 0.91628 | 0.071751 |  | 9.5942 | 0.42343 | 0.016672 |  | 7.5009 | 0.91628 | 0.071751 |  | 7.5009 | 0.91628 | 0.071751 |  | 7.5009 | 0.91628 | 0.071751
2425. Off-peak non half hourly tariff pseudo load coefficient
Data sources:
x1 = 2424. Off-peak non half hourly pseudo timeband load coefficients
x2 = 2417. Off-peak non half hourly timeband use
Sum-product calculation =SUMPRODUCT(x1, x2)
| GSPs | 132kV | 132kV/EHV | EHV | EHV/HV | 132kV/HV | HV | HV/LV | LV circuits
Domestic Off Peak (related MPAN) | 0.51396 | 0.57759 | 0.57759 | 0.675 | 0.675 | 0.57759 | 0.675 | 0.675 | 0.675
Small Non Domestic Off Peak (related MPAN) | 0.20877 | 0.25447 | 0.25447 | 0.35516 | 0.35516 | 0.25447 | 0.35516 | 0.35516 | 0.35516
2426. Single rate non half hourly tariff load coefficient
Data sources:
x1 = 2302. Load coefficient
Copy cells = x1
Single rate non half hourly tariff load coefficient
Domestic Unrestricted | 2.0317
Small Non Domestic Unrestricted | 1.7927
2427. Multi rate non half hourly pseudo timeband load coefficients
Data sources:
x1 = 2414. Pseudo load coefficient by time band and network level
Copy cells = x1
| GSPs | Red | Amber | Green | 132kV | Red | Amber | Green | 132kV/EHV | Red | Amber | Green | EHV | Red | Amber | Green | EHV/HV | Red | Amber | Green | 132kV/HV | Red | Amber | Green | HV | Red | Amber | Green | HV/LV | Red | Amber | Green | LV circuits | Red | Amber | Green
Domestic Two Rate |  | 16.1249 | 0 | 0.042691 |  | 14.073 | 0.6211 | 0.024455 |  | 14.073 | 0.6211 | 0.024455 |  | 11.0025 | 1.344 | 0.10525 |  | 11.0025 | 1.344 | 0.10525 |  | 14.073 | 0.6211 | 0.024455 |  | 11.0025 | 1.344 | 0.10525 |  | 11.0025 | 1.344 | 0.10525 |  | 11.0025 | 1.344 | 0.10525
Small Non Domestic Two Rate |  | 15.457 | 0 | 0.040923 |  | 13.4901 | 0.59538 | 0.023442 |  | 13.4901 | 0.59538 | 0.023442 |  | 10.5468 | 1.2884 | 0.10089 |  | 10.5468 | 1.2884 | 0.10089 |  | 13.4901 | 0.59538 | 0.023442 |  | 10.5468 | 1.2884 | 0.10089 |  | 10.5468 | 1.2884 | 0.10089 |  | 10.5468 | 1.2884 | 0.10089
2428. Multi rate non half hourly tariff pseudo load coefficient
Data sources:
x1 = 2427. Multi rate non half hourly pseudo timeband load coefficients
x2 = 2421. Multi rate non half hourly timeband use
Sum-product calculation =SUMPRODUCT(x1, x2)
| GSPs | 132kV | 132kV/EHV | EHV | EHV/HV | 132kV/HV | HV | HV/LV | LV circuits
Domestic Two Rate | 1.6788 | 1.6336 | 1.6336 | 1.5738 | 1.5738 | 1.6336 | 1.5738 | 1.5738 | 1.5738
Small Non Domestic Two Rate | 1.4963 | 1.5326 | 1.5326 | 1.5626 | 1.5626 | 1.5326 | 1.5626 | 1.5626 | 1.5626
2429. Average non half hourly tariff pseudo load coefficient
Data sources:
x1 = 2420. Single rate non half hourly units (MWh)
x2 = 2426. Single rate non half hourly tariff load coefficient
x3 = 2418. Multi rate non half hourly units (MWh)
x4 = 2428. Multi rate non half hourly tariff pseudo load coefficient
x5 = 2416. Off-peak non half hourly units (MWh)
x6 = 2425. Off-peak non half hourly tariff pseudo load coefficient
Calculation =(x1*x2+x3*x4+x5*x6)/(x1+x3+x5)
| GSPs | 132kV | 132kV/EHV | EHV | EHV/HV | 132kV/HV | HV | HV/LV | LV circuits
Domestic equalisation group | 1.8615 | 1.8432 | 1.8432 | 1.8192 | 1.8192 | 1.8432 | 1.8192 | 1.8192 | 1.8192
Non-domestic equalisation group | 1.5987 | 1.6223 | 1.6223 | 1.6418 | 1.6418 | 1.6223 | 1.6418 | 1.6418 | 1.6418
2430. Relative correction factor for aggregated half hourly tariff
Data sources:
x1 = 2429. Average non half hourly tariff pseudo load coefficient
x2 = 2423. Aggregated half hourly tariff pseudo load coefficient using average non half hourly unit mix
Calculation =x1/x2
| GSPs | 132kV | 132kV/EHV | EHV | EHV/HV | 132kV/HV | HV | HV/LV | LV circuits
Domestic equalisation group | 1.2948 | 1.314 | 1.314 | 1.3602 | 1.3602 | 1.314 | 1.3602 | 1.3602 | 1.3602
Non-domestic equalisation group | 0.98114 | 0.96515 | 0.96515 | 0.95834 | 0.95834 | 0.96515 | 0.95834 | 0.95834 | 0.95834
2431. Aggregated half hourly units (MWh)
Data sources:
x1 = 2407. All units (MWh)
Copy cells = x1
Aggregated half hourly units (MWh)
LV Network Domestic | 0
LV Network Non-Domestic Non-CT | 56358.639
2432. Aggregated half hourly timeband use
Data sources:
x1 = 2410. Use of distribution time bands by units in demand forecast for three-rate tariffs (in Calculation of implied load coefficients for three-rate users)
Copy cells = x1
| Red | Amber | Green
LV Network Domestic | 0% | 0% | 0%
LV Network Non-Domestic Non-CT | 10.78% | 41.96% | 47.26%
2433. Aggregated half hourly tariff pseudo load coefficient
Data sources:
x1 = 2415. Aggregated half hourly pseudo timeband load coefficients
x2 = 2432. Aggregated half hourly timeband use
Sum-product calculation =SUMPRODUCT(x1, x2)
| GSPs | 132kV | 132kV/EHV | EHV | EHV/HV | 132kV/HV | HV | HV/LV | LV circuits
LV Network Domestic | 0 | 0 | 0 | 0 | 0 | 0 | 0 | 0 | 0
LV Network Non-Domestic Non-CT | 1.6256 | 1.654 | 1.654 | 1.6637 | 1.6637 | 1.654 | 1.6637 | 1.6637 | 1.6637
2434. Correction factor for non half hourly tariffs
Data sources:
x1 = 2420. Single rate non half hourly units (MWh)
x2 = 2426. Single rate non half hourly tariff load coefficient
x3 = 2418. Multi rate non half hourly units (MWh)
x4 = 2428. Multi rate non half hourly tariff pseudo load coefficient
x5 = 2416. Off-peak non half hourly units (MWh)
x6 = 2425. Off-peak non half hourly tariff pseudo load coefficient
x7 = 2431. Aggregated half hourly units (MWh)
x8 = 2433. Aggregated half hourly tariff pseudo load coefficient
x9 = 2430. Relative correction factor for aggregated half hourly tariff
Calculation =(x1*x2+x3*x4+x5*x6+x7*x8)/(x1*x2+x3*x4+x5*x6+x7*x8*x9)
| GSPs | 132kV | 132kV/EHV | EHV | EHV/HV | 132kV/HV | HV | HV/LV | LV circuits
Domestic equalisation group | 1 | 1 | 1 | 1 | 1 | 1 | 1 | 1 | 1
Non-domestic equalisation group | 1.0003 | 1.0006 | 1.0006 | 1.0007 | 1.0007 | 1.0006 | 1.0007 | 1.0007 | 1.0007
2435. Single rate non half hourly corrected pseudo timeband load coefficient
Data sources:
x1 = 2426. Single rate non half hourly tariff load coefficient
x2 = 2434. Correction factor for non half hourly tariffs
Calculation =x1*x2
| GSPs | Red | Amber | Green | 132kV | Red | Amber | Green | 132kV/EHV | Red | Amber | Green | EHV | Red | Amber | Green | EHV/HV | Red | Amber | Green | 132kV/HV | Red | Amber | Green | HV | Red | Amber | Green | HV/LV | Red | Amber | Green | LV circuits | Red | Amber | Green
Domestic Unrestricted |  | 2.0317 | 2.0317 | 2.0317 |  | 2.0317 | 2.0317 | 2.0317 |  | 2.0317 | 2.0317 | 2.0317 |  | 2.0317 | 2.0317 | 2.0317 |  | 2.0317 | 2.0317 | 2.0317 |  | 2.0317 | 2.0317 | 2.0317 |  | 2.0317 | 2.0317 | 2.0317 |  | 2.0317 | 2.0317 | 2.0317 |  | 2.0317 | 2.0317 | 2.0317
Small Non Domestic Unrestricted |  | 1.7932 | 1.7932 | 1.7932 |  | 1.7937 | 1.7937 | 1.7937 |  | 1.7937 | 1.7937 | 1.7937 |  | 1.794 | 1.794 | 1.794 |  | 1.794 | 1.794 | 1.794 |  | 1.7937 | 1.7937 | 1.7937 |  | 1.794 | 1.794 | 1.794 |  | 1.794 | 1.794 | 1.794 |  | 1.794 | 1.794 | 1.794
2436. Multi rate non half hourly corrected pseudo timeband load coefficient
Data sources:
x1 = 2427. Multi rate non half hourly pseudo timeband load coefficients
x2 = 2434. Correction factor for non half hourly tariffs
Calculation =x1*x2
| GSPs | Red | Amber | Green | 132kV | Red | Amber | Green | 132kV/EHV | Red | Amber | Green | EHV | Red | Amber | Green | EHV/HV | Red | Amber | Green | 132kV/HV | Red | Amber | Green | HV | Red | Amber | Green | HV/LV | Red | Amber | Green | LV circuits | Red | Amber | Green
Domestic Two Rate |  | 16.1249 | 0 | 0.042691 |  | 14.073 | 0.6211 | 0.024455 |  | 14.073 | 0.6211 | 0.024455 |  | 11.0025 | 1.344 | 0.10525 |  | 11.0025 | 1.344 | 0.10525 |  | 14.073 | 0.6211 | 0.024455 |  | 11.0025 | 1.344 | 0.10525 |  | 11.0025 | 1.344 | 0.10525 |  | 11.0025 | 1.344 | 0.10525
Small Non Domestic Two Rate |  | 15.4621 | 0 | 0.040936 |  | 13.4983 | 0.59574 | 0.023457 |  | 13.4983 | 0.59574 | 0.023457 |  | 10.5544 | 1.2893 | 0.10096 |  | 10.5544 | 1.2893 | 0.10096 |  | 13.4983 | 0.59574 | 0.023457 |  | 10.5544 | 1.2893 | 0.10096 |  | 10.5544 | 1.2893 | 0.10096 |  | 10.5544 | 1.2893 | 0.10096
2437. Off-peak non half hourly corrected pseudo timeband load coefficient
Data sources:
x1 = 2424. Off-peak non half hourly pseudo timeband load coefficients
x2 = 2434. Correction factor for non half hourly tariffs
Calculation =x1*x2
| GSPs | Red | Amber | Green | 132kV | Red | Amber | Green | 132kV/EHV | Red | Amber | Green | EHV | Red | Amber | Green | EHV/HV | Red | Amber | Green | 132kV/HV | Red | Amber | Green | HV | Red | Amber | Green | HV/LV | Red | Amber | Green | LV circuits | Red | Amber | Green
Domestic Off Peak (related MPAN) |  | 10.9931 | 0 | 0.029104 |  | 9.5942 | 0.42343 | 0.016672 |  | 9.5942 | 0.42343 | 0.016672 |  | 7.5009 | 0.91628 | 0.071751 |  | 7.5009 | 0.91628 | 0.071751 |  | 9.5942 | 0.42343 | 0.016672 |  | 7.5009 | 0.91628 | 0.071751 |  | 7.5009 | 0.91628 | 0.071751 |  | 7.5009 | 0.91628 | 0.071751
Small Non Domestic Off Peak (related MPAN) |  | 10.9967 | 0 | 0.029114 |  | 9.6001 | 0.42369 | 0.016683 |  | 9.6001 | 0.42369 | 0.016683 |  | 7.5063 | 0.91695 | 0.071803 |  | 7.5063 | 0.91695 | 0.071803 |  | 9.6001 | 0.42369 | 0.016683 |  | 7.5063 | 0.91695 | 0.071803 |  | 7.5063 | 0.91695 | 0.071803 |  | 7.5063 | 0.91695 | 0.071803
2438. Aggregated half hourly corrected pseudo timeband load coefficient
Data sources:
x1 = 2415. Aggregated half hourly pseudo timeband load coefficients
x2 = 2434. Correction factor for non half hourly tariffs
x3 = 2430. Relative correction factor for aggregated half hourly tariff
Calculation =x1*x2*x3
| GSPs | Red | Amber | Green | 132kV | Red | Amber | Green | 132kV/EHV | Red | Amber | Green | EHV | Red | Amber | Green | EHV/HV | Red | Amber | Green | 132kV/HV | Red | Amber | Green | HV | Red | Amber | Green | HV/LV | Red | Amber | Green | LV circuits | Red | Amber | Green
LV Network Domestic |  | 14.2337 | 0 | 0.037684 |  | 12.6065 | 0.55638 | 0.021907 |  | 12.6065 | 0.55638 | 0.021907 |  | 10.2024 | 1.2463 | 0.097593 |  | 10.2024 | 1.2463 | 0.097593 |  | 12.6065 | 0.55638 | 0.021907 |  | 10.2024 | 1.2463 | 0.097593 |  | 10.2024 | 1.2463 | 0.097593 |  | 10.2024 | 1.2463 | 0.097593
LV Network Non-Domestic Non-CT |  | 14.6292 | 0 | 0.038731 |  | 12.5631 | 0.55446 | 0.021832 |  | 12.5631 | 0.55446 | 0.021832 |  | 9.7538 | 1.1915 | 0.093302 |  | 9.7538 | 1.1915 | 0.093302 |  | 12.5631 | 0.55446 | 0.021832 |  | 9.7538 | 1.1915 | 0.093302 |  | 9.7538 | 1.1915 | 0.093302 |  | 9.7538 | 1.1915 | 0.093302
2439. Pseudo load coefficient by time band and network level (equalised)
Data sources:
x1 = 2435. Single rate non half hourly corrected pseudo timeband load coefficient
x2 = 2436. Multi rate non half hourly corrected pseudo timeband load coefficient
x3 = 2437. Off-peak non half hourly corrected pseudo timeband load coefficient
x4 = 2438. Aggregated half hourly corrected pseudo timeband load coefficient
x5 = 2414. Pseudo load coefficient by time band and network level
Combine tables = x1 or x2 or x3 or x4 or x5
| GSPs | Red | Amber | Green | 132kV | Red | Amber | Green | 132kV/EHV | Red | Amber | Green | EHV | Red | Amber | Green | EHV/HV | Red | Amber | Green | 132kV/HV | Red | Amber | Green | HV | Red | Amber | Green | HV/LV | Red | Amber | Green | LV circuits | Red | Amber | Green
Domestic Unrestricted |  | 2.0317 | 2.0317 | 2.0317 |  | 2.0317 | 2.0317 | 2.0317 |  | 2.0317 | 2.0317 | 2.0317 |  | 2.0317 | 2.0317 | 2.0317 |  | 2.0317 | 2.0317 | 2.0317 |  | 2.0317 | 2.0317 | 2.0317 |  | 2.0317 | 2.0317 | 2.0317 |  | 2.0317 | 2.0317 | 2.0317 |  | 2.0317 | 2.0317 | 2.0317
Domestic Two Rate |  | 16.1249 | 0 | 0.042691 |  | 14.073 | 0.6211 | 0.024455 |  | 14.073 | 0.6211 | 0.024455 |  | 11.0025 | 1.344 | 0.10525 |  | 11.0025 | 1.344 | 0.10525 |  | 14.073 | 0.6211 | 0.024455 |  | 11.0025 | 1.344 | 0.10525 |  | 11.0025 | 1.344 | 0.10525 |  | 11.0025 | 1.344 | 0.10525
Domestic Off Peak (related MPAN) |  | 10.9931 | 0 | 0.029104 |  | 9.5942 | 0.42343 | 0.016672 |  | 9.5942 | 0.42343 | 0.016672 |  | 7.5009 | 0.91628 | 0.071751 |  | 7.5009 | 0.91628 | 0.071751 |  | 9.5942 | 0.42343 | 0.016672 |  | 7.5009 | 0.91628 | 0.071751 |  | 7.5009 | 0.91628 | 0.071751 |  | 7.5009 | 0.91628 | 0.071751
Small Non Domestic Unrestricted |  | 1.7932 | 1.7932 | 1.7932 |  | 1.7937 | 1.7937 | 1.7937 |  | 1.7937 | 1.7937 | 1.7937 |  | 1.794 | 1.794 | 1.794 |  | 1.794 | 1.794 | 1.794 |  | 1.7937 | 1.7937 | 1.7937 |  | 1.794 | 1.794 | 1.794 |  | 1.794 | 1.794 | 1.794 |  | 1.794 | 1.794 | 1.794
Small Non Domestic Two Rate |  | 15.4621 | 0 | 0.040936 |  | 13.4983 | 0.59574 | 0.023457 |  | 13.4983 | 0.59574 | 0.023457 |  | 10.5544 | 1.2893 | 0.10096 |  | 10.5544 | 1.2893 | 0.10096 |  | 13.4983 | 0.59574 | 0.023457 |  | 10.5544 | 1.2893 | 0.10096 |  | 10.5544 | 1.2893 | 0.10096 |  | 10.5544 | 1.2893 | 0.10096
Small Non Domestic Off Peak (related MPAN) |  | 10.9967 | 0 | 0.029114 |  | 9.6001 | 0.42369 | 0.016683 |  | 9.6001 | 0.42369 | 0.016683 |  | 7.5063 | 0.91695 | 0.071803 |  | 7.5063 | 0.91695 | 0.071803 |  | 9.6001 | 0.42369 | 0.016683 |  | 7.5063 | 0.91695 | 0.071803 |  | 7.5063 | 0.91695 | 0.071803 |  | 7.5063 | 0.91695 | 0.071803
LV Medium Non-Domestic |  | 14.2823 | 0 | 0.037812 |  | 12.4649 | 0.55013 | 0.021661 |  | 12.4649 | 0.55013 | 0.021661 |  | 9.7452 | 1.1904 | 0.09322 |  | 9.7452 | 1.1904 | 0.09322 |  | 12.4649 | 0.55013 | 0.021661 |  | 9.7452 | 1.1904 | 0.09322 |  | 9.7452 | 1.1904 | 0.09322 |  | 9.7452 | 1.1904 | 0.09322
LV Sub Medium Non-Domestic |  | 10.9931 | 0 | 0.029104 |  | 9.5942 | 0.42343 | 0.016672 |  | 9.5942 | 0.42343 | 0.016672 |  | 7.5009 | 0.91628 | 0.071751 |  | 7.5009 | 0.91628 | 0.071751 |  | 9.5942 | 0.42343 | 0.016672 |  | 7.5009 | 0.91628 | 0.071751 |  | 7.5009 | 0.91628 | 0.071751 |  | 7.5009 | 0.91628 | 0.071751
HV Medium Non-Domestic |  | 14.9317 | 0 | 0.039532 |  | 13.0316 | 0.57514 | 0.022646 |  | 13.0316 | 0.57514 | 0.022646 |  | 10.1883 | 1.2446 | 0.097458 |  | 10.1883 | 1.2446 | 0.097458 |  | 13.0316 | 0.57514 | 0.022646 |  | 10.1883 | 1.2446 | 0.097458 |  | 10.1883 | 1.2446 | 0.097458 |  | 10.1883 | 1.2446 | 0.097458
LV Network Domestic |  | 14.2337 | 0 | 0.037684 |  | 12.6065 | 0.55638 | 0.021907 |  | 12.6065 | 0.55638 | 0.021907 |  | 10.2024 | 1.2463 | 0.097593 |  | 10.2024 | 1.2463 | 0.097593 |  | 12.6065 | 0.55638 | 0.021907 |  | 10.2024 | 1.2463 | 0.097593 |  | 10.2024 | 1.2463 | 0.097593 |  | 10.2024 | 1.2463 | 0.097593
LV Network Non-Domestic Non-CT |  | 14.6292 | 0 | 0.038731 |  | 12.5631 | 0.55446 | 0.021832 |  | 12.5631 | 0.55446 | 0.021832 |  | 9.7538 | 1.1915 | 0.093302 |  | 9.7538 | 1.1915 | 0.093302 |  | 12.5631 | 0.55446 | 0.021832 |  | 9.7538 | 1.1915 | 0.093302 |  | 9.7538 | 1.1915 | 0.093302 |  | 9.7538 | 1.1915 | 0.093302
LV HH Metered |  | 13.3852 | 0 | 0.035437 |  | 11.6819 | 0.51557 | 0.0203 |  | 11.6819 | 0.51557 | 0.0203 |  | 9.1331 | 1.1157 | 0.087364 |  | 9.1331 | 1.1157 | 0.087364 |  | 11.6819 | 0.51557 | 0.0203 |  | 9.1331 | 1.1157 | 0.087364 |  | 9.1331 | 1.1157 | 0.087364 |  | 9.1331 | 1.1157 | 0.087364
LV Sub HH Metered |  | 13.4626 | 0 | 0.035642 |  | 11.7495 | 0.51855 | 0.020418 |  | 11.7495 | 0.51855 | 0.020418 |  | 9.1859 | 1.1221 | 0.087869 |  | 9.1859 | 1.1221 | 0.087869 |  | 11.7495 | 0.51855 | 0.020418 |  | 9.1859 | 1.1221 | 0.087869 |  | 9.1859 | 1.1221 | 0.087869 |  | 9.1859 | 1.1221 | 0.087869
HV HH Metered |  | 11.9452 | 0 | 0.031625 |  | 10.4251 | 0.46011 | 0.018116 |  | 10.4251 | 0.46011 | 0.018116 |  | 8.1505 | 0.99564 | 0.077965 |  | 8.1505 | 0.99564 | 0.077965 |  | 10.4251 | 0.46011 | 0.018116 |  | 8.1505 | 0.99564 | 0.077965 |  | 8.1505 | 0.99564 | 0.077965 |  | 8.1505 | 0.99564 | 0.077965
LV Generation Non-Intermittent |  | -10.9931 | 0 | -0.029104 |  | -9.5942 | -0.42343 | -0.016672 |  | -9.5942 | -0.42343 | -0.016672 |  | -7.5009 | -0.91628 | -0.071751 |  | -7.5009 | -0.91628 | -0.071751 |  | -9.5942 | -0.42343 | -0.016672 |  | -7.5009 | -0.91628 | -0.071751 |  | -7.5009 | -0.91628 | -0.071751 |  | -7.5009 | -0.91628 | -0.071751
LV Sub Generation Non-Intermittent |  | -10.9931 | 0 | -0.029104 |  | -9.5942 | -0.42343 | -0.016672 |  | -9.5942 | -0.42343 | -0.016672 |  | -7.5009 | -0.91628 | -0.071751 |  | -7.5009 | -0.91628 | -0.071751 |  | -9.5942 | -0.42343 | -0.016672 |  | -7.5009 | -0.91628 | -0.071751 |  | -7.5009 | -0.91628 | -0.071751 |  | -7.5009 | -0.91628 | -0.071751
HV Generation Non-Intermittent |  | -10.9931 | 0 | -0.029104 |  | -9.5942 | -0.42343 | -0.016672 |  | -9.5942 | -0.42343 | -0.016672 |  | -7.5009 | -0.91628 | -0.071751 |  | -7.5009 | -0.91628 | -0.071751 |  | -9.5942 | -0.42343 | -0.016672 |  | -7.5009 | -0.91628 | -0.071751 |  | -7.5009 | -0.91628 | -0.071751 |  | -7.5009 | -0.91628 | -0.071751
2440. Unit rate 1 pseudo load coefficient by network level
Data sources:
x1 = 2439. Pseudo load coefficient by time band and network level (equalised)
x2 = 2403. Split of rate 1 units between distribution time bands
Sum-product calculation =SUMPRODUCT(x1, x2)
| GSPs | 132kV | 132kV/EHV | EHV | EHV/HV | 132kV/HV | HV | HV/LV | LV circuits
Domestic Unrestricted | 2.0317 | 2.0317 | 2.0317 | 2.0317 | 2.0317 | 2.0317 | 2.0317 | 2.0317 | 2.0317
Domestic Two Rate | 2.4355 | 2.3779 | 2.3779 | 2.253 | 2.253 | 2.3779 | 2.253 | 2.253 | 2.253
Domestic Off Peak (related MPAN) | 0.51396 | 0.57759 | 0.57759 | 0.675 | 0.675 | 0.57759 | 0.675 | 0.675 | 0.675
Small Non Domestic Unrestricted | 1.7932 | 1.7937 | 1.7937 | 1.794 | 1.794 | 1.7937 | 1.794 | 1.794 | 1.794
Small Non Domestic Two Rate | 1.9567 | 2.0105 | 2.0105 | 2.0258 | 2.0258 | 2.0105 | 2.0258 | 2.0258 | 2.0258
Small Non Domestic Off Peak (related MPAN) | 0.20884 | 0.25462 | 0.25462 | 0.35542 | 0.35542 | 0.25462 | 0.35542 | 0.35542 | 0.35542
LV Medium Non-Domestic | 1.9442 | 1.9831 | 1.9831 | 1.9772 | 1.9772 | 1.9831 | 1.9772 | 1.9772 | 1.9772
LV Sub Medium Non-Domestic | 1.4809 | 1.5134 | 1.5134 | 1.5125 | 1.5125 | 1.5134 | 1.5125 | 1.5125 | 1.5125
HV Medium Non-Domestic | 2.0124 | 2.0628 | 2.0628 | 2.0677 | 2.0677 | 2.0628 | 2.0677 | 2.0677 | 2.0677
LV Network Domestic | 14.2337 | 12.6065 | 12.6065 | 10.2024 | 10.2024 | 12.6065 | 10.2024 | 10.2024 | 10.2024
LV Network Non-Domestic Non-CT | 14.6292 | 12.5631 | 12.5631 | 9.7538 | 9.7538 | 12.5631 | 9.7538 | 9.7538 | 9.7538
LV HH Metered | 13.3852 | 11.6819 | 11.6819 | 9.1331 | 9.1331 | 11.6819 | 9.1331 | 9.1331 | 9.1331
LV Sub HH Metered | 13.4626 | 11.7495 | 11.7495 | 9.1859 | 9.1859 | 11.7495 | 9.1859 | 9.1859 | 9.1859
HV HH Metered | 11.9452 | 10.4251 | 10.4251 | 8.1505 | 8.1505 | 10.4251 | 8.1505 | 8.1505 | 8.1505
LV Generation Non-Intermittent | -10.9931 | -9.5942 | -9.5942 | -7.5009 | -7.5009 | -9.5942 | -7.5009 | -7.5009 | -7.5009
LV Sub Generation Non-Intermittent | -10.9931 | -9.5942 | -9.5942 | -7.5009 | -7.5009 | -9.5942 | -7.5009 | -7.5009 | -7.5009
HV Generation Non-Intermittent | -10.9931 | -9.5942 | -9.5942 | -7.5009 | -7.5009 | -9.5942 | -7.5009 | -7.5009 | -7.5009
2441. Unit rate 2 pseudo load coefficient by network level
Data sources:
x1 = 2439. Pseudo load coefficient by time band and network level (equalised)
x2 = 2405. Split of rate 2 units between distribution time bands
Sum-product calculation =SUMPRODUCT(x1, x2)
| GSPs | 132kV | 132kV/EHV | EHV | EHV/HV | 132kV/HV | HV | HV/LV | LV circuits
Domestic Two Rate | 0.042691 | 0.024455 | 0.024455 | 0.10525 | 0.10525 | 0.024455 | 0.10525 | 0.10525 | 0.10525
Small Non Domestic Two Rate | 0.040936 | 0.023457 | 0.023457 | 0.10096 | 0.10096 | 0.023457 | 0.10096 | 0.10096 | 0.10096
LV Medium Non-Domestic | 0.037812 | 0.021661 | 0.021661 | 0.09322 | 0.09322 | 0.021661 | 0.09322 | 0.09322 | 0.09322
LV Sub Medium Non-Domestic | 0.029104 | 0.016672 | 0.016672 | 0.071751 | 0.071751 | 0.016672 | 0.071751 | 0.071751 | 0.071751
HV Medium Non-Domestic | 0.039532 | 0.022646 | 0.022646 | 0.097458 | 0.097458 | 0.022646 | 0.097458 | 0.097458 | 0.097458
LV Network Domestic | 0 | 0.55638 | 0.55638 | 1.2463 | 1.2463 | 0.55638 | 1.2463 | 1.2463 | 1.2463
LV Network Non-Domestic Non-CT | 0 | 0.55446 | 0.55446 | 1.1915 | 1.1915 | 0.55446 | 1.1915 | 1.1915 | 1.1915
LV HH Metered | 0 | 0.51557 | 0.51557 | 1.1157 | 1.1157 | 0.51557 | 1.1157 | 1.1157 | 1.1157
LV Sub HH Metered | 0 | 0.51855 | 0.51855 | 1.1221 | 1.1221 | 0.51855 | 1.1221 | 1.1221 | 1.1221
HV HH Metered | 0 | 0.46011 | 0.46011 | 0.99564 | 0.99564 | 0.46011 | 0.99564 | 0.99564 | 0.99564
LV Generation Non-Intermittent | 0 | -0.42343 | -0.42343 | -0.91628 | -0.91628 | -0.42343 | -0.91628 | -0.91628 | -0.91628
LV Sub Generation Non-Intermittent | 0 | -0.42343 | -0.42343 | -0.91628 | -0.91628 | -0.42343 | -0.91628 | -0.91628 | -0.91628
HV Generation Non-Intermittent | 0 | -0.42343 | -0.42343 | -0.91628 | -0.91628 | -0.42343 | -0.91628 | -0.91628 | -0.91628
2442. Unit rate 3 pseudo load coefficient by network level
Data sources:
x1 = 2439. Pseudo load coefficient by time band and network level (equalised)
x2 = 2406. Split of rate 3 units between distribution time bands (default)
Sum-product calculation =SUMPRODUCT(x1, x2)
| GSPs | 132kV | 132kV/EHV | EHV | EHV/HV | 132kV/HV | HV | HV/LV | LV circuits
LV Network Domestic | 0.037684 | 0.021907 | 0.021907 | 0.097593 | 0.097593 | 0.021907 | 0.097593 | 0.097593 | 0.097593
LV Network Non-Domestic Non-CT | 0.038731 | 0.021832 | 0.021832 | 0.093302 | 0.093302 | 0.021832 | 0.093302 | 0.093302 | 0.093302
LV HH Metered | 0.035437 | 0.0203 | 0.0203 | 0.087364 | 0.087364 | 0.0203 | 0.087364 | 0.087364 | 0.087364
LV Sub HH Metered | 0.035642 | 0.020418 | 0.020418 | 0.087869 | 0.087869 | 0.020418 | 0.087869 | 0.087869 | 0.087869
HV HH Metered | 0.031625 | 0.018116 | 0.018116 | 0.077965 | 0.077965 | 0.018116 | 0.077965 | 0.077965 | 0.077965
LV Generation Non-Intermittent | -0.029104 | -0.016672 | -0.016672 | -0.071751 | -0.071751 | -0.016672 | -0.071751 | -0.071751 | -0.071751
LV Sub Generation Non-Intermittent | -0.029104 | -0.016672 | -0.016672 | -0.071751 | -0.071751 | -0.016672 | -0.071751 | -0.071751 | -0.071751
HV Generation Non-Intermittent | -0.029104 | -0.016672 | -0.016672 | -0.071751 | -0.071751 | -0.016672 | -0.071751 | -0.071751 | -0.071751
2443. Adjust annual hours by special distribution time band to match days in year
Data sources:
x1 = 1066. Typical annual hours by special distribution time band
x2 = 1010. Days in the charging year (in Financial and general assumptions)
x3 = Total hours in the year according to special time band hours input data (in Adjust annual hours by special distribution time band to match days in year)
Kind: | Cell summation | Calculation
Formula: | =SUM(x1) | =x1*24*x2/x3
Annual hours by special distribution time band (reconciled to days in year)
| Hours aggregate | Black | Yellow | Green
Adjust annual hours by special distribution time band to match days in year | 8760 | 258 | 3265.5 | 5236.5
2444. Normalisation of split of rate 1 units by special time band
Data sources:
x1 = 1064. Average split of rate 1 units by special distribution time band
x2 = Total split (in Normalisation of split of rate 1 units by special time band)
x3 = 2443. Annual hours by special distribution time band (reconciled to days in year) (in Adjust annual hours by special distribution time band to match days in year)
x4 = 1010. Days in the charging year (in Financial and general assumptions)
Kind: | Cell summation | Calculation
Formula: | =SUM(x1) | =IF(x2,x1/x2,x3/x4/24)
Normalised split of rate 1 units by special distribution time band
| Total split | Black | Yellow | Green
NHH UMS category A | 100% | 2.934% | 37.24% | 59.83%
NHH UMS category B | 100% | 4.947% | 8.917% | 86.14%
NHH UMS category C | 100% | 8.999% | 15.41% | 75.59%
NHH UMS category D | 100% | 0.9595% | 63.48% | 35.56%
2445. Split of rate 1 units between special distribution time bands
Data sources:
x1 = 2444. Normalised split of rate 1 units by special distribution time band (in Normalisation of split of rate 1 units by special time band)
x2 = Split of rate 1 units between special distribution time bands (default)
Combine tables = x1 or x2
| Black | Yellow | Green
NHH UMS category A | 2.934% | 37.24% | 59.83%
NHH UMS category B | 4.947% | 8.917% | 86.14%
NHH UMS category C | 8.999% | 15.41% | 75.59%
NHH UMS category D | 0.9595% | 63.48% | 35.56%
LV UMS (Pseudo HH Metered) | 100% | 0% | 0%
2446. Split of rate 2 units between special distribution time bands (default)
| Black | Yellow | Green
LV UMS (Pseudo HH Metered) | 0% | 100% | 0%
2447. Split of rate 3 units between special distribution time bands (default)
| Black | Yellow | Green
LV UMS (Pseudo HH Metered) | 0% | 0% | 100%
2448. Calculation of implied special load coefficients for one-rate users
Data sources:
x1 = 2407. All units (MWh)
x2 = 2305. Rate 1 units (MWh) (in Equivalent volume for each end user)
x3 = 2445. Split of rate 1 units between special distribution time bands
x4 = 2443. Annual hours by special distribution time band (reconciled to days in year) (in Adjust annual hours by special distribution time band to match days in year)
x5 = Use of special distribution time bands by units in demand forecast for one-rate tariffs (in Calculation of implied special load coefficients for one-rate users)
x6 = 1010. Days in the charging year (in Financial and general assumptions)
Kind: | Calculation |  |  | Calculation
Formula: | =IF(x1>0,(x2*x3)/x1,0) |  |  | =IF(x4>0,x5*x6*24/x4,0)
Use of special distribution time bands by units in demand forecast for one-rate tariffs
| Black | Yellow | Green | Peak band special load coefficient for one-rate tariffs
NHH UMS category A | 2.934% | 37.24% | 59.83% | 0.99612
NHH UMS category B | 4.947% | 8.917% | 86.14% | 1.6798
NHH UMS category C | 8.999% | 15.41% | 75.59% | 3.0554
NHH UMS category D | 0.9595% | 63.48% | 35.56% | 0.32578
2449. Calculation of implied special load coefficients for three-rate users
Data sources:
x1 = 2407. All units (MWh)
x2 = 2305. Rate 1 units (MWh) (in Equivalent volume for each end user)
x3 = 2445. Split of rate 1 units between special distribution time bands
x4 = 2305. Rate 2 units (MWh) (in Equivalent volume for each end user)
x5 = 2446. Split of rate 2 units between special distribution time bands (default)
x6 = 2305. Rate 3 units (MWh) (in Equivalent volume for each end user)
x7 = 2447. Split of rate 3 units between special distribution time bands (default)
x8 = 2443. Annual hours by special distribution time band (reconciled to days in year) (in Adjust annual hours by special distribution time band to match days in year)
x9 = Use of special distribution time bands by units in demand forecast for three-rate tariffs (in Calculation of implied special load coefficients for three-rate users)
x10 = 1010. Days in the charging year (in Financial and general assumptions)
Kind: | Calculation |  |  | Calculation
Formula: | =IF(x1>0,(x2*x3+x4*x5+x6*x7)/x1,0) |  |  | =IF(x8>0,x9*x10*24/x8,0)
Use of special distribution time bands by units in demand forecast for three-rate tariffs
| Black | Yellow | Green | Peak band special load coefficient for three-rate tariffs
LV UMS (Pseudo HH Metered) | 5.343% | 12.27% | 82.39% | 1.8141
2450. Estimated contributions to peak demand
Data sources:
x1 = 2448. Peak band special load coefficient for one-rate tariffs (in Calculation of implied special load coefficients for one-rate users)
x2 = 2449. Peak band special load coefficient for three-rate tariffs (in Calculation of implied special load coefficients for three-rate users)
x3 = Peak band special load coefficient (in Estimated contributions to peak demand)
x4 = 2407. All units (MWh)
x5 = 1010. Days in the charging year (in Financial and general assumptions)
x6 = 2302. Load coefficient
Kind: | Combine tables | Calculation | Calculation
Formula: | = x1 or x2 | =x3*x4/24/x5*1000 | =x6*x4/24/x5*1000
| Peak band special load coefficient | Contribution to peak band kW | Contribution to system-peak-time kW
NHH UMS category A | 0.99612 | 5851.9577 | 5874.728
NHH UMS category B | 1.6798 | 4529.887 | 5709.0032
NHH UMS category C | 3.0554 | 126.14 | 171.4786
NHH UMS category D | 0.32578 | 314.0261 | 9.5262
LV UMS (Pseudo HH Metered) | 1.8141 | 50747.5246 | 59504.673
2451. Load coefficient correction factor for the group
Data sources:
x1 = 2450. Contribution to peak band kW (in Estimated contributions to peak demand)
x2 = 2450. Contribution to system-peak-time kW (in Estimated contributions to peak demand)
Calculation =IF(SUM(x1),SUM(x2)/SUM(x1),0)
Load coefficient correction factor for the group
Load coefficient correction factor for the group | 1.1575
2452. Calculation of special peaking probabilities
Data sources:
x1 = 2412. Normalised peaking probabilities (in Normalisation of peaking probabilities)
x2 = Amber peaking probabilities (in Calculation of special peaking probabilities)
x3 = 1010. Days in the charging year (in Financial and general assumptions)
x4 = 2401. Annual hours by distribution time band (reconciled to days in year) (in Adjust annual hours by distribution time band to match days in year)
x5 = 1069. Black peaking probabilities (in Peaking probabilities by network level)
x6 = Red peaking probabilities (in Calculation of special peaking probabilities)
x7 = Amber peaking rates (in Calculation of special peaking probabilities)
x8 = 2443. Annual hours by special distribution time band (reconciled to days in year) (in Adjust annual hours by special distribution time band to match days in year)
x9 = Yellow peaking probabilities (in Calculation of special peaking probabilities)
x10 = Green peaking probabilities (in Calculation of special peaking probabilities)
Kind: | Copy cells | Copy cells | Copy cells | Calculation | Calculation | Calculation
Formula: | =x1 | =x1 | =x1 | =x2*24*x3/x4 | =IF(x5,x2+x6-x5,x7*x8/x3/24) | =1-x9-x10
| Red peaking probabilities | Amber peaking probabilities | Green peaking probabilities | Amber peaking rates | Yellow peaking probabilities | Black peaking probabilities
GSPs | 98.26% | 0% | 1.74% | 0 | 0% | 98.26%
132kV | 85.76% | 13.25% | 0.9966% | 0.42343 | 13.33% | 85.67%
132kV/EHV | 85.76% | 13.25% | 0.9966% | 0.42343 | 13.33% | 85.67%
EHV | 67.05% | 28.67% | 4.289% | 0.91628 | 29.28% | 66.43%
EHV/HV | 67.05% | 28.67% | 4.289% | 0.91628 | 29.28% | 66.43%
132kV/HV | 85.76% | 13.25% | 0.9966% | 0.42343 | 13.33% | 85.67%
HV | 67.05% | 28.67% | 4.289% | 0.91628 | 29.28% | 66.43%
HV/LV | 67.05% | 28.67% | 4.289% | 0.91628 | 29.28% | 66.43%
LV circuits | 67.05% | 28.67% | 4.289% | 0.91628 | 29.28% | 66.43%
2453. Special peaking probabilities by network level
Data sources:
x1 = 2452. Green peaking probabilities (in Calculation of special peaking probabilities)
x2 = 2452. Yellow peaking probabilities (in Calculation of special peaking probabilities)
x3 = 2452. Black peaking probabilities (in Calculation of special peaking probabilities)
Combine tables = x1 or x2 or x3
| Black | Yellow | Green
GSPs | 98.26% | 0% | 1.74%
132kV | 85.67% | 13.33% | 0.9966%
132kV/EHV | 85.67% | 13.33% | 0.9966%
EHV | 66.43% | 29.28% | 4.289%
EHV/HV | 66.43% | 29.28% | 4.289%
132kV/HV | 85.67% | 13.33% | 0.9966%
HV | 66.43% | 29.28% | 4.289%
HV/LV | 66.43% | 29.28% | 4.289%
LV circuits | 66.43% | 29.28% | 4.289%
2454. Special peaking probabilities by network level (reshaped)
Data sources:
x1 = 2453. Special peaking probabilities by network level
Reshape table = x1
| GSPs | Black | Yellow | Green | 132kV | Black | Yellow | Green | 132kV/EHV | Black | Yellow | Green | EHV | Black | Yellow | Green | EHV/HV | Black | Yellow | Green | 132kV/HV | Black | Yellow | Green | HV | Black | Yellow | Green | HV/LV | Black | Yellow | Green | LV circuits | Black | Yellow | Green
Probability of peak within timeband |  | 98.26% | 0% | 1.74% |  | 85.67% | 13.33% | 0.9966% |  | 85.67% | 13.33% | 0.9966% |  | 66.43% | 29.28% | 4.289% |  | 66.43% | 29.28% | 4.289% |  | 85.67% | 13.33% | 0.9966% |  | 66.43% | 29.28% | 4.289% |  | 66.43% | 29.28% | 4.289% |  | 66.43% | 29.28% | 4.289%
2455. Pseudo load coefficient by time band and network level
Data sources:
x1 = 2443. Annual hours by special distribution time band (reconciled to days in year) (in Adjust annual hours by special distribution time band to match days in year)
x2 = 2451. Load coefficient correction factor for the group
x3 = 2454. Special peaking probabilities by network level (reshaped)
x4 = 1010. Days in the charging year (in Financial and general assumptions)
Calculation =IF(x1>0,x2*x3*24*x4/x1,0)
| GSPs | Black | Yellow | Green | 132kV | Black | Yellow | Green | 132kV/EHV | Black | Yellow | Green | EHV | Black | Yellow | Green | EHV/HV | Black | Yellow | Green | 132kV/HV | Black | Yellow | Green | HV | Black | Yellow | Green | HV/LV | Black | Yellow | Green | LV circuits | Black | Yellow | Green
Pseudo load coefficient by time band and network level |  | 38.6189 | 0 | 0.03369 |  | 33.6724 | 0.41388 | 0.019299 |  | 33.6724 | 0.41388 | 0.019299 |  | 26.108 | 0.90929 | 0.083055 |  | 26.108 | 0.90929 | 0.083055 |  | 33.6724 | 0.41388 | 0.019299 |  | 26.108 | 0.90929 | 0.083055 |  | 26.108 | 0.90929 | 0.083055 |  | 26.108 | 0.90929 | 0.083055
2456. Unit rate 1 pseudo load coefficient by network level (special)
Data sources:
x1 = 2455. Pseudo load coefficient by time band and network level
x2 = 2445. Split of rate 1 units between special distribution time bands
Sum-product calculation =SUMPRODUCT(x1, x2)
| GSPs | 132kV | 132kV/EHV | EHV | EHV/HV | 132kV/HV | HV | HV/LV | LV circuits
NHH UMS category A | 1.1532 | 1.1535 | 1.1535 | 1.1542 | 1.1542 | 1.1535 | 1.1542 | 1.1542 | 1.1542
NHH UMS category B | 1.9397 | 1.7194 | 1.7194 | 1.4443 | 1.4443 | 1.7194 | 1.4443 | 1.4443 | 1.4443
NHH UMS category C | 3.5007 | 3.1085 | 3.1085 | 2.5523 | 2.5523 | 3.1085 | 2.5523 | 2.5523 | 2.5523
NHH UMS category D | 0.38252 | 0.59267 | 0.59267 | 0.85724 | 0.85724 | 0.59267 | 0.85724 | 0.85724 | 0.85724
LV UMS (Pseudo HH Metered) | 38.6189 | 33.6724 | 33.6724 | 26.108 | 26.108 | 33.6724 | 26.108 | 26.108 | 26.108
2457. Unit rate 2 pseudo load coefficient by network level (special)
Data sources:
x1 = 2455. Pseudo load coefficient by time band and network level
x2 = 2446. Split of rate 2 units between special distribution time bands (default)
Sum-product calculation =SUMPRODUCT(x1, x2)
| GSPs | 132kV | 132kV/EHV | EHV | EHV/HV | 132kV/HV | HV | HV/LV | LV circuits
LV UMS (Pseudo HH Metered) | 0 | 0.41388 | 0.41388 | 0.90929 | 0.90929 | 0.41388 | 0.90929 | 0.90929 | 0.90929
2458. Unit rate 3 pseudo load coefficient by network level (special)
Data sources:
x1 = 2455. Pseudo load coefficient by time band and network level
x2 = 2447. Split of rate 3 units between special distribution time bands (default)
Sum-product calculation =SUMPRODUCT(x1, x2)
| GSPs | 132kV | 132kV/EHV | EHV | EHV/HV | 132kV/HV | HV | HV/LV | LV circuits
LV UMS (Pseudo HH Metered) | 0.03369 | 0.019299 | 0.019299 | 0.083055 | 0.083055 | 0.019299 | 0.083055 | 0.083055 | 0.083055
2459. Unit rate 1 pseudo load coefficient by network level (combined)
Data sources:
x1 = 2440. Unit rate 1 pseudo load coefficient by network level
x2 = 2456. Unit rate 1 pseudo load coefficient by network level (special)
Combine tables = x1 or x2
| GSPs | 132kV | 132kV/EHV | EHV | EHV/HV | 132kV/HV | HV | HV/LV | LV circuits
Domestic Unrestricted | 2.0317 | 2.0317 | 2.0317 | 2.0317 | 2.0317 | 2.0317 | 2.0317 | 2.0317 | 2.0317
Domestic Two Rate | 2.4355 | 2.3779 | 2.3779 | 2.253 | 2.253 | 2.3779 | 2.253 | 2.253 | 2.253
Domestic Off Peak (related MPAN) | 0.51396 | 0.57759 | 0.57759 | 0.675 | 0.675 | 0.57759 | 0.675 | 0.675 | 0.675
Small Non Domestic Unrestricted | 1.7932 | 1.7937 | 1.7937 | 1.794 | 1.794 | 1.7937 | 1.794 | 1.794 | 1.794
Small Non Domestic Two Rate | 1.9567 | 2.0105 | 2.0105 | 2.0258 | 2.0258 | 2.0105 | 2.0258 | 2.0258 | 2.0258
Small Non Domestic Off Peak (related MPAN) | 0.20884 | 0.25462 | 0.25462 | 0.35542 | 0.35542 | 0.25462 | 0.35542 | 0.35542 | 0.35542
LV Medium Non-Domestic | 1.9442 | 1.9831 | 1.9831 | 1.9772 | 1.9772 | 1.9831 | 1.9772 | 1.9772 | 1.9772
LV Sub Medium Non-Domestic | 1.4809 | 1.5134 | 1.5134 | 1.5125 | 1.5125 | 1.5134 | 1.5125 | 1.5125 | 1.5125
HV Medium Non-Domestic | 2.0124 | 2.0628 | 2.0628 | 2.0677 | 2.0677 | 2.0628 | 2.0677 | 2.0677 | 2.0677
LV Network Domestic | 14.2337 | 12.6065 | 12.6065 | 10.2024 | 10.2024 | 12.6065 | 10.2024 | 10.2024 | 10.2024
LV Network Non-Domestic Non-CT | 14.6292 | 12.5631 | 12.5631 | 9.7538 | 9.7538 | 12.5631 | 9.7538 | 9.7538 | 9.7538
LV HH Metered | 13.3852 | 11.6819 | 11.6819 | 9.1331 | 9.1331 | 11.6819 | 9.1331 | 9.1331 | 9.1331
LV Sub HH Metered | 13.4626 | 11.7495 | 11.7495 | 9.1859 | 9.1859 | 11.7495 | 9.1859 | 9.1859 | 9.1859
HV HH Metered | 11.9452 | 10.4251 | 10.4251 | 8.1505 | 8.1505 | 10.4251 | 8.1505 | 8.1505 | 8.1505
NHH UMS category A | 1.1532 | 1.1535 | 1.1535 | 1.1542 | 1.1542 | 1.1535 | 1.1542 | 1.1542 | 1.1542
NHH UMS category B | 1.9397 | 1.7194 | 1.7194 | 1.4443 | 1.4443 | 1.7194 | 1.4443 | 1.4443 | 1.4443
NHH UMS category C | 3.5007 | 3.1085 | 3.1085 | 2.5523 | 2.5523 | 3.1085 | 2.5523 | 2.5523 | 2.5523
NHH UMS category D | 0.38252 | 0.59267 | 0.59267 | 0.85724 | 0.85724 | 0.59267 | 0.85724 | 0.85724 | 0.85724
LV UMS (Pseudo HH Metered) | 38.6189 | 33.6724 | 33.6724 | 26.108 | 26.108 | 33.6724 | 26.108 | 26.108 | 26.108
LV Generation Non-Intermittent | -10.9931 | -9.5942 | -9.5942 | -7.5009 | -7.5009 | -9.5942 | -7.5009 | -7.5009 | -7.5009
LV Sub Generation Non-Intermittent | -10.9931 | -9.5942 | -9.5942 | -7.5009 | -7.5009 | -9.5942 | -7.5009 | -7.5009 | -7.5009
HV Generation Non-Intermittent | -10.9931 | -9.5942 | -9.5942 | -7.5009 | -7.5009 | -9.5942 | -7.5009 | -7.5009 | -7.5009
2460. Unit rate 2 pseudo load coefficient by network level (combined)
Data sources:
x1 = 2441. Unit rate 2 pseudo load coefficient by network level
x2 = 2457. Unit rate 2 pseudo load coefficient by network level (special)
Combine tables = x1 or x2
| GSPs | 132kV | 132kV/EHV | EHV | EHV/HV | 132kV/HV | HV | HV/LV | LV circuits
Domestic Two Rate | 0.042691 | 0.024455 | 0.024455 | 0.10525 | 0.10525 | 0.024455 | 0.10525 | 0.10525 | 0.10525
Small Non Domestic Two Rate | 0.040936 | 0.023457 | 0.023457 | 0.10096 | 0.10096 | 0.023457 | 0.10096 | 0.10096 | 0.10096
LV Medium Non-Domestic | 0.037812 | 0.021661 | 0.021661 | 0.09322 | 0.09322 | 0.021661 | 0.09322 | 0.09322 | 0.09322
LV Sub Medium Non-Domestic | 0.029104 | 0.016672 | 0.016672 | 0.071751 | 0.071751 | 0.016672 | 0.071751 | 0.071751 | 0.071751
HV Medium Non-Domestic | 0.039532 | 0.022646 | 0.022646 | 0.097458 | 0.097458 | 0.022646 | 0.097458 | 0.097458 | 0.097458
LV Network Domestic | 0 | 0.55638 | 0.55638 | 1.2463 | 1.2463 | 0.55638 | 1.2463 | 1.2463 | 1.2463
LV Network Non-Domestic Non-CT | 0 | 0.55446 | 0.55446 | 1.1915 | 1.1915 | 0.55446 | 1.1915 | 1.1915 | 1.1915
LV HH Metered | 0 | 0.51557 | 0.51557 | 1.1157 | 1.1157 | 0.51557 | 1.1157 | 1.1157 | 1.1157
LV Sub HH Metered | 0 | 0.51855 | 0.51855 | 1.1221 | 1.1221 | 0.51855 | 1.1221 | 1.1221 | 1.1221
HV HH Metered | 0 | 0.46011 | 0.46011 | 0.99564 | 0.99564 | 0.46011 | 0.99564 | 0.99564 | 0.99564
LV UMS (Pseudo HH Metered) | 0 | 0.41388 | 0.41388 | 0.90929 | 0.90929 | 0.41388 | 0.90929 | 0.90929 | 0.90929
LV Generation Non-Intermittent | 0 | -0.42343 | -0.42343 | -0.91628 | -0.91628 | -0.42343 | -0.91628 | -0.91628 | -0.91628
LV Sub Generation Non-Intermittent | 0 | -0.42343 | -0.42343 | -0.91628 | -0.91628 | -0.42343 | -0.91628 | -0.91628 | -0.91628
HV Generation Non-Intermittent | 0 | -0.42343 | -0.42343 | -0.91628 | -0.91628 | -0.42343 | -0.91628 | -0.91628 | -0.91628
2461. Unit rate 3 pseudo load coefficient by network level (combined)
Data sources:
x1 = 2442. Unit rate 3 pseudo load coefficient by network level
x2 = 2458. Unit rate 3 pseudo load coefficient by network level (special)
Combine tables = x1 or x2
| GSPs | 132kV | 132kV/EHV | EHV | EHV/HV | 132kV/HV | HV | HV/LV | LV circuits
LV Network Domestic | 0.037684 | 0.021907 | 0.021907 | 0.097593 | 0.097593 | 0.021907 | 0.097593 | 0.097593 | 0.097593
LV Network Non-Domestic Non-CT | 0.038731 | 0.021832 | 0.021832 | 0.093302 | 0.093302 | 0.021832 | 0.093302 | 0.093302 | 0.093302
LV HH Metered | 0.035437 | 0.0203 | 0.0203 | 0.087364 | 0.087364 | 0.0203 | 0.087364 | 0.087364 | 0.087364
LV Sub HH Metered | 0.035642 | 0.020418 | 0.020418 | 0.087869 | 0.087869 | 0.020418 | 0.087869 | 0.087869 | 0.087869
HV HH Metered | 0.031625 | 0.018116 | 0.018116 | 0.077965 | 0.077965 | 0.018116 | 0.077965 | 0.077965 | 0.077965
LV UMS (Pseudo HH Metered) | 0.03369 | 0.019299 | 0.019299 | 0.083055 | 0.083055 | 0.019299 | 0.083055 | 0.083055 | 0.083055
LV Generation Non-Intermittent | -0.029104 | -0.016672 | -0.016672 | -0.071751 | -0.071751 | -0.016672 | -0.071751 | -0.071751 | -0.071751
LV Sub Generation Non-Intermittent | -0.029104 | -0.016672 | -0.016672 | -0.071751 | -0.071751 | -0.016672 | -0.071751 | -0.071751 | -0.071751
HV Generation Non-Intermittent | -0.029104 | -0.016672 | -0.016672 | -0.071751 | -0.071751 | -0.016672 | -0.071751 | -0.071751 | -0.071751

## SMD
Forecast simultaneous maximum load for WPD East Midlands in April 16 (Finals)
2501. Contributions of users on one-rate multi tariffs to system simultaneous maximum load by network level (kW)
Data sources:
x1 = 2305. Rate 1 units (MWh) (in Equivalent volume for each end user)
x2 = 2459. Unit rate 1 pseudo load coefficient by network level (combined)
x3 = 2012. Loss adjustment factors between end user meter reading and each network level, scaled by network use
x4 = 1010. Days in the charging year (in Financial and general assumptions)
Calculation =(x1*x2)*x3/(24*x4)*1000
| GSPs | 132kV | 132kV/EHV | EHV | EHV/HV | 132kV/HV | HV | HV/LV | LV circuits
Domestic Unrestricted | 1340232.113 | 1337556.999 | 1231038.0089 | 1227381.4604 | 1217736.0265 | 98798.4656 | 1296162.5851 | 1272775.0361 | 1226195.8948
Domestic Off Peak (related MPAN) | 8219.1564 | 9218.3128 | 8484.1943 | 9885.5792 | 9807.893 | 680.9094 | 10439.5564 | 10251.1883 | 9876.0304
Small Non Domestic Unrestricted | 253669.4619 | 253234.205 | 233067.3995 | 232401.8169 | 230575.4765 | 18705.1101 | 245425.3625 | 240996.9846 | 232177.3329
Small Non Domestic Off Peak (related MPAN) | 111.9644 | 136.2369 | 125.3874 | 174.5062 | 173.1348 | 10.0631 | 184.2853 | 180.9602 | 174.3376
NHH UMS category A | 7404.4796 | 7392.2116 | 6803.5182 | 6787.4162 | 6734.077 | 546.0247 | 7167.7757 | 7038.4426 | 6780.8601
NHH UMS category B | 5717.0111 | 5057.8339 | 4655.0433 | 3898.5112 | 3867.8746 | 373.5962 | 4116.9795 | 4042.694 | 3894.7455
NHH UMS category C | 157.9643 | 139.9867 | 128.8386 | 105.4735 | 104.6446 | 10.3401 | 111.3841 | 109.3743 | 105.3716
NHH UMS category D | 403.0146 | 623.1767 | 573.5488 | 827.1205 | 820.6205 | 46.0309 | 873.4714 | 857.7108 | 826.3215
2502. Contributions of users on two-rate multi tariffs to system simultaneous maximum load by network level (kW)
Data sources:
x1 = 2305. Rate 1 units (MWh) (in Equivalent volume for each end user)
x2 = 2459. Unit rate 1 pseudo load coefficient by network level (combined)
x3 = 2305. Rate 2 units (MWh) (in Equivalent volume for each end user)
x4 = 2460. Unit rate 2 pseudo load coefficient by network level (combined)
x5 = 2012. Loss adjustment factors between end user meter reading and each network level, scaled by network use
x6 = 1010. Days in the charging year (in Financial and general assumptions)
Calculation =(x1*x2+x3*x4)*x5/(24*x6)*1000
| GSPs | 132kV | 132kV/EHV | EHV | EHV/HV | 132kV/HV | HV | HV/LV | LV circuits
Domestic Two Rate | 833440.7545 | 809414.2824 | 744954.9794 | 715526.6771 | 709903.6776 | 59787.2758 | 755624.0153 | 741989.7738 | 714835.5278
Small Non Domestic Two Rate | 390119.9163 | 398898.0313 | 367130.9998 | 373251.751 | 370318.5348 | 29464.5488 | 394168.3739 | 387056.1241 | 372891.2156
LV Medium Non-Domestic | 110144.9133 | 111884.0459 | 102973.9392 | 103310.7207 | 102498.8486 | 8264.2998 | 109100.1413 | 107131.5728 | 103210.9297
LV Sub Medium Non-Domestic | 0 | 0 | 0 | 0 | 0 | 0 | 0 | 0 | 0
HV Medium Non-Domestic | 3006.194 | 3067.6194 | 2823.3235 | 2851.2706 | 2828.8638 | 226.5893 | 3011.0527 | 0 | 0
2503. Contributions of users on three-rate multi tariffs to system simultaneous maximum load by network level (kW)
Data sources:
x1 = 2305. Rate 1 units (MWh) (in Equivalent volume for each end user)
x2 = 2459. Unit rate 1 pseudo load coefficient by network level (combined)
x3 = 2305. Rate 2 units (MWh) (in Equivalent volume for each end user)
x4 = 2460. Unit rate 2 pseudo load coefficient by network level (combined)
x5 = 2305. Rate 3 units (MWh) (in Equivalent volume for each end user)
x6 = 2461. Unit rate 3 pseudo load coefficient by network level (combined)
x7 = 2012. Loss adjustment factors between end user meter reading and each network level, scaled by network use
x8 = 1010. Days in the charging year (in Financial and general assumptions)
Calculation =(x1*x2+x3*x4+x5*x6)*x7/(24*x8)*1000
| GSPs | 132kV | 132kV/EHV | EHV | EHV/HV | 132kV/HV | HV | HV/LV | LV circuits
LV Network Domestic | 0 | 0 | 0 | 0 | 0 | 0 | 0 | 0 | 0
LV Network Non-Domestic Non-CT | 11218.9276 | 11209.9181 | 10317.1941 | 10274.8788 | 10194.1332 | 828.0191 | 10850.6718 | 10654.8857 | 10264.954
LV HH Metered | 593024.8907 | 603194.3293 | 555157.759 | 557488.5223 | 553107.473 | 44554.867 | 588729.5739 | 578106.7231 | 556950.0269
LV Sub HH Metered | 18092.584 | 18315.993 | 16857.3627 | 16869.3232 | 16736.7548 | 1352.9083 | 17814.6617 | 17493.2196 | 0
HV HH Metered | 1100195.3856 | 1113325.7833 | 1024663.8884 | 1029158.9529 | 1021071.2597 | 82235.6574 | 1086831.9035 | 0 | 0
LV UMS (Pseudo HH Metered) | 63937.175 | 56932.3978 | 52398.474 | 44098.4077 | 43751.8583 | 4205.3038 | 46569.6346 | 45729.3468 | 44055.8117
LV Generation Non-Intermittent | -974.1119 | -1009.5676 | -929.1687 | -956.934 | -949.4139 | -74.5716 | -1010.5595 | -992.3253 | 0
LV Sub Generation Non-Intermittent | -496.4362 | -494.8359 | -455.4287 | -455.5278 | -451.9481 | -36.551 | -481.0551 | 0 | 0
HV Generation Non-Intermittent | -84462.4832 | -83351.8115 | -76713.9256 | -75155.8082 | -74565.1928 | -6156.7702 | 0 | 0 | 0
2504. Estimated contributions of users on each tariff to system simultaneous maximum load by network level (kW)
Data sources:
x1 = 2407. All units (MWh)
x2 = 2302. Load coefficient
x3 = 2012. Loss adjustment factors between end user meter reading and each network level, scaled by network use
x4 = 1010. Days in the charging year (in Financial and general assumptions)
Calculation =x1*x2*x3/(24*x4)*1000
| GSPs | 132kV | 132kV/EHV | EHV | EHV/HV | 132kV/HV | HV | HV/LV | LV circuits
Domestic Unrestricted | 1340232.113 | 1337556.999 | 1231038.0089 | 1227381.4604 | 1217736.0265 | 98798.4656 | 1296162.5851 | 1272775.0361 | 1226195.8948
Domestic Two Rate | 834962.726 | 833296.1337 | 766934.9524 | 764656.9278 | 758647.836 | 61551.3055 | 807507.472 | 792937.0617 | 763918.3221
Domestic Off Peak (related MPAN) | 0 | 0 | 0 | 0 | 0 | 0 | 0 | 0 | 0
Small Non Domestic Unrestricted | 253585.9875 | 253079.8279 | 232925.3166 | 232233.4592 | 230408.4418 | 18693.707 | 245247.5701 | 240822.4003 | 232009.1377
Small Non Domestic Two Rate | 391325.9736 | 390544.8838 | 359443.0716 | 358375.4189 | 355559.1092 | 28847.5447 | 378458.3884 | 371629.6046 | 358029.2531
Small Non Domestic Off Peak (related MPAN) | 0 | 0 | 0 | 0 | 0 | 0 | 0 | 0 | 0
LV Medium Non-Domestic | 110807.333 | 110586.1607 | 101779.4136 | 101477.0985 | 100679.6361 | 8168.4317 | 107163.765 | 105230.1358 | 101379.0787
LV Sub Medium Non-Domestic | 0 | 0 | 0 | 0 | 0 | 0 | 0 | 0 | 0
HV Medium Non-Domestic | 3022.4985 | 3016.4656 | 2776.2434 | 2767.9971 | 2746.2447 | 222.8108 | 2923.1127 | 0 | 0
LV Network Domestic | 0 | 0 | 0 | 0 | 0 | 0 | 0 | 0 | 0
LV Network Non-Domestic Non-CT | 11499.7289 | 11476.7754 | 10562.7997 | 10531.4251 | 10448.6634 | 847.7304 | 11121.5947 | 10920.9202 | 10521.2524
LV HH Metered | 596747.2053 | 595556.0931 | 548127.8089 | 546499.7065 | 542205.0133 | 43990.6697 | 577124.9568 | 566711.496 | 545971.8255
LV Sub HH Metered | 18190.8975 | 18154.5883 | 16708.8119 | 16659.1817 | 16528.2648 | 1340.9862 | 17592.7442 | 17275.3063 | 0
HV HH Metered | 1104230.6213 | 1102026.5681 | 1014264.5085 | 1011251.8417 | 1003304.8724 | 81401.0424 | 1067921.2972 | 0 | 0
NHH UMS category A | 6421.0777 | 6408.2612 | 5897.9266 | 5880.4081 | 5834.1966 | 473.3453 | 6209.9397 | 6097.8895 | 5874.728
NHH UMS category B | 6239.9405 | 6227.4855 | 5731.5474 | 5714.523 | 5669.6152 | 459.9924 | 6034.7587 | 5925.8694 | 5709.0032
NHH UMS category C | 187.4261 | 187.052 | 172.1557 | 171.6444 | 170.2955 | 13.8166 | 181.2631 | 177.9925 | 171.4786
NHH UMS category D | 10.4122 | 10.3914 | 9.5638 | 9.5354 | 9.4605 | 0.76756 | 10.0698 | 9.8881 | 9.5262
LV UMS (Pseudo HH Metered) | 65038.6076 | 64908.79 | 59739.6505 | 59562.206 | 59094.1337 | 4794.4789 | 62900.0074 | 61765.0595 | 59504.673
LV Generation NHH or Aggregate HH | -161.883 | -161.5599 | -148.6937 | -148.2521 | -147.087 | -11.9336 | -156.56 | -153.735 | 0
LV Sub Generation NHH | 0 | 0 | 0 | 0 | 0 | 0 | 0 | 0 | 0
LV Generation Intermittent | -4493.6557 | -4484.6863 | -4127.5395 | -4115.2795 | -4082.9393 | -331.2607 | -4345.8952 | -4267.4793 | 0
LV Generation Non-Intermittent | -914.6764 | -912.8507 | -840.154 | -837.6585 | -831.0758 | -67.4276 | -884.6 | -868.6386 | 0
LV Sub Generation Intermittent | -124.9772 | -124.7277 | -114.7948 | -114.4538 | -113.5544 | -9.213 | -120.8677 | 0 | 0
LV Sub Generation Non-Intermittent | -528.0174 | -526.9634 | -484.9977 | -483.5571 | -479.757 | -38.9241 | -510.6551 | 0 | 0
HV Generation Intermittent | -18056.1175 | -18020.0774 | -16585.013 | -16535.7505 | -16405.8036 | -1331.0506 | 0 | 0 | 0
HV Generation Non-Intermittent | -77144.0579 | -76990.0777 | -70858.821 | -70648.3493 | -70093.156 | -5686.8616 | 0 | 0 | 0
2505. Contributions of users on each tariff to system simultaneous maximum load by network level (kW)
Data sources:
x1 = 2501. Contributions of users on one-rate multi tariffs to system simultaneous maximum load by network level (kW)
x2 = 2502. Contributions of users on two-rate multi tariffs to system simultaneous maximum load by network level (kW)
x3 = 2503. Contributions of users on three-rate multi tariffs to system simultaneous maximum load by network level (kW)
x4 = 2504. Estimated contributions of users on each tariff to system simultaneous maximum load by network level (kW)
Combine tables = x1 or x2 or x3 or x4
| GSPs | 132kV | 132kV/EHV | EHV | EHV/HV | 132kV/HV | HV | HV/LV | LV circuits
Domestic Unrestricted | 1340232.113 | 1337556.999 | 1231038.0089 | 1227381.4604 | 1217736.0265 | 98798.4656 | 1296162.5851 | 1272775.0361 | 1226195.8948
Domestic Two Rate | 833440.7545 | 809414.2824 | 744954.9794 | 715526.6771 | 709903.6776 | 59787.2758 | 755624.0153 | 741989.7738 | 714835.5278
Domestic Off Peak (related MPAN) | 8219.1564 | 9218.3128 | 8484.1943 | 9885.5792 | 9807.893 | 680.9094 | 10439.5564 | 10251.1883 | 9876.0304
Small Non Domestic Unrestricted | 253669.4619 | 253234.205 | 233067.3995 | 232401.8169 | 230575.4765 | 18705.1101 | 245425.3625 | 240996.9846 | 232177.3329
Small Non Domestic Two Rate | 390119.9163 | 398898.0313 | 367130.9998 | 373251.751 | 370318.5348 | 29464.5488 | 394168.3739 | 387056.1241 | 372891.2156
Small Non Domestic Off Peak (related MPAN) | 111.9644 | 136.2369 | 125.3874 | 174.5062 | 173.1348 | 10.0631 | 184.2853 | 180.9602 | 174.3376
LV Medium Non-Domestic | 110144.9133 | 111884.0459 | 102973.9392 | 103310.7207 | 102498.8486 | 8264.2998 | 109100.1413 | 107131.5728 | 103210.9297
LV Sub Medium Non-Domestic | 0 | 0 | 0 | 0 | 0 | 0 | 0 | 0 | 0
HV Medium Non-Domestic | 3006.194 | 3067.6194 | 2823.3235 | 2851.2706 | 2828.8638 | 226.5893 | 3011.0527 | 0 | 0
LV Network Domestic | 0 | 0 | 0 | 0 | 0 | 0 | 0 | 0 | 0
LV Network Non-Domestic Non-CT | 11218.9276 | 11209.9181 | 10317.1941 | 10274.8788 | 10194.1332 | 828.0191 | 10850.6718 | 10654.8857 | 10264.954
LV HH Metered | 593024.8907 | 603194.3293 | 555157.759 | 557488.5223 | 553107.473 | 44554.867 | 588729.5739 | 578106.7231 | 556950.0269
LV Sub HH Metered | 18092.584 | 18315.993 | 16857.3627 | 16869.3232 | 16736.7548 | 1352.9083 | 17814.6617 | 17493.2196 | 0
HV HH Metered | 1100195.3856 | 1113325.7833 | 1024663.8884 | 1029158.9529 | 1021071.2597 | 82235.6574 | 1086831.9035 | 0 | 0
NHH UMS category A | 7404.4796 | 7392.2116 | 6803.5182 | 6787.4162 | 6734.077 | 546.0247 | 7167.7757 | 7038.4426 | 6780.8601
NHH UMS category B | 5717.0111 | 5057.8339 | 4655.0433 | 3898.5112 | 3867.8746 | 373.5962 | 4116.9795 | 4042.694 | 3894.7455
NHH UMS category C | 157.9643 | 139.9867 | 128.8386 | 105.4735 | 104.6446 | 10.3401 | 111.3841 | 109.3743 | 105.3716
NHH UMS category D | 403.0146 | 623.1767 | 573.5488 | 827.1205 | 820.6205 | 46.0309 | 873.4714 | 857.7108 | 826.3215
LV UMS (Pseudo HH Metered) | 63937.175 | 56932.3978 | 52398.474 | 44098.4077 | 43751.8583 | 4205.3038 | 46569.6346 | 45729.3468 | 44055.8117
LV Generation NHH or Aggregate HH | -161.883 | -161.5599 | -148.6937 | -148.2521 | -147.087 | -11.9336 | -156.56 | -153.735 | 0
LV Sub Generation NHH | 0 | 0 | 0 | 0 | 0 | 0 | 0 | 0 | 0
LV Generation Intermittent | -4493.6557 | -4484.6863 | -4127.5395 | -4115.2795 | -4082.9393 | -331.2607 | -4345.8952 | -4267.4793 | 0
LV Generation Non-Intermittent | -974.1119 | -1009.5676 | -929.1687 | -956.934 | -949.4139 | -74.5716 | -1010.5595 | -992.3253 | 0
LV Sub Generation Intermittent | -124.9772 | -124.7277 | -114.7948 | -114.4538 | -113.5544 | -9.213 | -120.8677 | 0 | 0
LV Sub Generation Non-Intermittent | -496.4362 | -494.8359 | -455.4287 | -455.5278 | -451.9481 | -36.551 | -481.0551 | 0 | 0
HV Generation Intermittent | -18056.1175 | -18020.0774 | -16585.013 | -16535.7505 | -16405.8036 | -1331.0506 | 0 | 0 | 0
HV Generation Non-Intermittent | -84462.4832 | -83351.8115 | -76713.9256 | -75155.8082 | -74565.1928 | -6156.7702 | 0 | 0 | 0
2506. Forecast system simultaneous maximum load (kW) from forecast units
Data sources:
x1 = 2505. Contributions of users on each tariff to system simultaneous maximum load by network level (kW)
Cell summation =SUM(x1)
| GSPs | 132kV | 132kV/EHV | EHV | EHV/HV | 132kV/HV | HV | HV/LV | LV circuits
Forecast system simultaneous maximum load (kW) from forecast units | 4630326.2417 | 4631954.0968 | 4263079.2954 | 4236810.3824 | 4203515.2124 | 342138.6587 | 4571066.4913 | 3419000.4972 | 3282239.36

## AMD
Forecast aggregate maximum load for WPD East Midlands in April 16 (Finals)
2601. Pre-processing of data for standing charge factors
Data sources:
x1 = Standing charges factors (in Pre-processing of data for standing charge factors)
x2 = 1018. Proportion of relevant load going through 132kV/HV direct transformation
x3 = Standing charges factors for 132kV/HV (in Pre-processing of data for standing charge factors)
Kind: | Fixed data | [7 empty] | Fixed data | Calculation
Formula: | [9 empty] | =x1+0.2*x2*x3
Standing charges factors
| GSPs | 132kV | 132kV/EHV | EHV | EHV/HV | HV | HV/LV | LV circuits | Standing charges factors for 132kV/HV | Adjusted standing charges factors for 132kV
Domestic Unrestricted | 0 | 0 | 0 | 0 | 0 | 0 | 0 | 1 | 0 | 0
Domestic Two Rate | 0 | 0 | 0 | 0 | 0 | 0 | 0 | 1 | 0 | 0
Domestic Off Peak (related MPAN) | 0 | 0 | 0 | 0 | 0 | 0 | 0 | 1 | 0 | 0
Small Non Domestic Unrestricted | 0 | 0 | 0 | 0 | 0 | 0 | 0 | 1 | 0 | 0
Small Non Domestic Two Rate | 0 | 0 | 0 | 0 | 0 | 0 | 0 | 1 | 0 | 0
Small Non Domestic Off Peak (related MPAN) | 0 | 0 | 0 | 0 | 0 | 0 | 0 | 1 | 0 | 0
LV Medium Non-Domestic | 0 | 0 | 0 | 0 | 0 | 0 | 0 | 1 | 0 | 0
LV Sub Medium Non-Domestic | 0 | 0 | 0 | 0 | 0 | 0 | 1 | 0 | 0 | 0
HV Medium Non-Domestic | 0 | 0 | 0 | 0.2 | 1 | 1 | 0 | 0 | 1 | 0.015009
LV Network Domestic | 0 | 0 | 0 | 0 | 0 | 0 | 0 | 1 | 0 | 0
LV Network Non-Domestic Non-CT | 0 | 0 | 0 | 0 | 0 | 0 | 0 | 1 | 0 | 0
LV HH Metered | 0 | 0 | 0 | 0 | 0 | 0.2 | 1 | 1 | 0 | 0
LV Sub HH Metered | 0 | 0 | 0 | 0 | 0 | 1 | 1 | 0 | 0 | 0
HV HH Metered | 0 | 0 | 0 | 0.2 | 1 | 1 | 0 | 0 | 1 | 0.015009
NHH UMS category A | 0 | 0 | 0 | 0 | 0 | 0 | 0 | 0 | 0 | 0
NHH UMS category B | 0 | 0 | 0 | 0 | 0 | 0 | 0 | 0 | 0 | 0
NHH UMS category C | 0 | 0 | 0 | 0 | 0 | 0 | 0 | 0 | 0 | 0
NHH UMS category D | 0 | 0 | 0 | 0 | 0 | 0 | 0 | 0 | 0 | 0
LV UMS (Pseudo HH Metered) | 0 | 0 | 0 | 0 | 0 | 0 | 0 | 0 | 0 | 0
2602. Standing charges factors adapted to use 132kV/HV
Data sources:
x1 = 2601. Standing charges factors for 132kV/HV (in Pre-processing of data for standing charge factors)
x2 = 2601. Adjusted standing charges factors for 132kV (in Pre-processing of data for standing charge factors)
x3 = 2601. Standing charges factors (in Pre-processing of data for standing charge factors)
Combine tables = x1 or x2 or x3
| GSPs | 132kV | 132kV/EHV | EHV | EHV/HV | 132kV/HV | HV | HV/LV | LV circuits
Domestic Unrestricted | 0 | 0 | 0 | 0 | 0 | 0 | 0 | 0 | 1
Domestic Two Rate | 0 | 0 | 0 | 0 | 0 | 0 | 0 | 0 | 1
Domestic Off Peak (related MPAN) | 0 | 0 | 0 | 0 | 0 | 0 | 0 | 0 | 1
Small Non Domestic Unrestricted | 0 | 0 | 0 | 0 | 0 | 0 | 0 | 0 | 1
Small Non Domestic Two Rate | 0 | 0 | 0 | 0 | 0 | 0 | 0 | 0 | 1
Small Non Domestic Off Peak (related MPAN) | 0 | 0 | 0 | 0 | 0 | 0 | 0 | 0 | 1
LV Medium Non-Domestic | 0 | 0 | 0 | 0 | 0 | 0 | 0 | 0 | 1
LV Sub Medium Non-Domestic | 0 | 0 | 0 | 0 | 0 | 0 | 0 | 1 | 0
HV Medium Non-Domestic | 0 | 0.015009 | 0 | 0.2 | 1 | 1 | 1 | 0 | 0
LV Network Domestic | 0 | 0 | 0 | 0 | 0 | 0 | 0 | 0 | 1
LV Network Non-Domestic Non-CT | 0 | 0 | 0 | 0 | 0 | 0 | 0 | 0 | 1
LV HH Metered | 0 | 0 | 0 | 0 | 0 | 0 | 0.2 | 1 | 1
LV Sub HH Metered | 0 | 0 | 0 | 0 | 0 | 0 | 1 | 1 | 0
HV HH Metered | 0 | 0.015009 | 0 | 0.2 | 1 | 1 | 1 | 0 | 0
NHH UMS category A | 0 | 0 | 0 | 0 | 0 | 0 | 0 | 0 | 0
NHH UMS category B | 0 | 0 | 0 | 0 | 0 | 0 | 0 | 0 | 0
NHH UMS category C | 0 | 0 | 0 | 0 | 0 | 0 | 0 | 0 | 0
NHH UMS category D | 0 | 0 | 0 | 0 | 0 | 0 | 0 | 0 | 0
LV UMS (Pseudo HH Metered) | 0 | 0 | 0 | 0 | 0 | 0 | 0 | 0 | 0
2603. Capacity-based contributions to chargeable aggregate maximum load by network level (kW)
Data sources:
x1 = 2305. Import capacity (kVA) (in Equivalent volume for each end user)
x2 = 1010. Power factor for all flows in the network model (in Financial and general assumptions)
x3 = 2602. Standing charges factors adapted to use 132kV/HV
x4 = 2012. Loss adjustment factors between end user meter reading and each network level, scaled by network use
Calculation =x1*x2*x3*x4
| GSPs | 132kV | 132kV/EHV | EHV | EHV/HV | 132kV/HV | HV | HV/LV | LV circuits
LV HH Metered | 0 | 0 | 0 | 0 | 0 | 0 | 350895.472 | 1722820.1235 | 1659770.8967
LV Sub HH Metered | 0 | 0 | 0 | 0 | 0 | 0 | 64819.5841 | 63650 | 0
HV HH Metered | 0 | 40341.6323 | 0 | 493290.5201 | 2447069.8688 | 198537.8958 | 2604669.9268 | 0 | 0
2604. Unit-based contributions to chargeable aggregate maximum load (kW)
Data sources:
x1 = 2407. All units (MWh)
x2 = 1041. Load factor for each type of demand user (in Load profile data for demand users)
x3 = 2602. Standing charges factors adapted to use 132kV/HV
x4 = 2012. Loss adjustment factors between end user meter reading and each network level, scaled by network use
x5 = 1010. Days in the charging year (in Financial and general assumptions)
Calculation =x1/x2*x3*x4/(24*x5)*1000
| GSPs | 132kV | 132kV/EHV | EHV | EHV/HV | 132kV/HV | HV | HV/LV | LV circuits
Domestic Unrestricted | 0 | 0 | 0 | 0 | 0 | 0 | 0 | 0 | 1440065.2288
Domestic Two Rate | 0 | 0 | 0 | 0 | 0 | 0 | 0 | 0 | 883771.8691
Small Non Domestic Unrestricted | 0 | 0 | 0 | 0 | 0 | 0 | 0 | 0 | 335742.9932
Small Non Domestic Two Rate | 0 | 0 | 0 | 0 | 0 | 0 | 0 | 0 | 432241.3101
LV Medium Non-Domestic | 0 | 0 | 0 | 0 | 0 | 0 | 0 | 0 | 122044.1512
LV Sub Medium Non-Domestic | 0 | 0 | 0 | 0 | 0 | 0 | 0 | 0 | 0
HV Medium Non-Domestic | 0 | 59.6544 | 0 | 729.4438 | 3618.5569 | 293.584 | 3851.6049 | 0 | 0
LV Network Domestic | 0 | 0 | 0 | 0 | 0 | 0 | 0 | 0 | 0
LV Network Non-Domestic Non-CT | 0 | 0 | 0 | 0 | 0 | 0 | 0 | 0 | 13945.7965
2605. Contributions to aggregate maximum load by network level (kW)
Data sources:
x1 = 2603. Capacity-based contributions to chargeable aggregate maximum load by network level (kW)
x2 = 2604. Unit-based contributions to chargeable aggregate maximum load (kW)
Combine tables = x1 or x2
| GSPs | 132kV | 132kV/EHV | EHV | EHV/HV | 132kV/HV | HV | HV/LV | LV circuits
Domestic Unrestricted | 0 | 0 | 0 | 0 | 0 | 0 | 0 | 0 | 1440065.2288
Domestic Two Rate | 0 | 0 | 0 | 0 | 0 | 0 | 0 | 0 | 883771.8691
Small Non Domestic Unrestricted | 0 | 0 | 0 | 0 | 0 | 0 | 0 | 0 | 335742.9932
Small Non Domestic Two Rate | 0 | 0 | 0 | 0 | 0 | 0 | 0 | 0 | 432241.3101
LV Medium Non-Domestic | 0 | 0 | 0 | 0 | 0 | 0 | 0 | 0 | 122044.1512
LV Sub Medium Non-Domestic | 0 | 0 | 0 | 0 | 0 | 0 | 0 | 0 | 0
HV Medium Non-Domestic | 0 | 59.6544 | 0 | 729.4438 | 3618.5569 | 293.584 | 3851.6049 | 0 | 0
LV Network Domestic | 0 | 0 | 0 | 0 | 0 | 0 | 0 | 0 | 0
LV Network Non-Domestic Non-CT | 0 | 0 | 0 | 0 | 0 | 0 | 0 | 0 | 13945.7965
LV HH Metered | 0 | 0 | 0 | 0 | 0 | 0 | 350895.472 | 1722820.1235 | 1659770.8967
LV Sub HH Metered | 0 | 0 | 0 | 0 | 0 | 0 | 64819.5841 | 63650 | 0
HV HH Metered | 0 | 40341.6323 | 0 | 493290.5201 | 2447069.8688 | 198537.8958 | 2604669.9268 | 0 | 0
NHH UMS category A
NHH UMS category B
NHH UMS category C
NHH UMS category D
LV UMS (Pseudo HH Metered)
2606. Forecast chargeable aggregate maximum load (kW)
Data sources:
x1 = 2605. Contributions to aggregate maximum load by network level (kW)
Cell summation =SUM(x1)
| GSPs | 132kV | 132kV/EHV | EHV | EHV/HV | 132kV/HV | HV | HV/LV | LV circuits
Forecast chargeable aggregate maximum load (kW) | 0 | 40401.2867 | 0 | 494019.9638 | 2450688.4257 | 198831.4798 | 3024236.5878 | 1786470.1235 | 4887582.2455
2607. Forecast simultaneous load subject to standing charge factors (kW)
Data sources:
x1 = 2505. Contributions of users on each tariff to system simultaneous maximum load by network level (kW)
x2 = 2602. Standing charges factors adapted to use 132kV/HV
Calculation =x1*x2
| GSPs | 132kV | 132kV/EHV | EHV | EHV/HV | 132kV/HV | HV | HV/LV | LV circuits
Domestic Unrestricted | 0 | 0 | 0 | 0 | 0 | 0 | 0 | 0 | 1226195.8948
Domestic Two Rate | 0 | 0 | 0 | 0 | 0 | 0 | 0 | 0 | 714835.5278
Domestic Off Peak (related MPAN) | 0 | 0 | 0 | 0 | 0 | 0 | 0 | 0 | 9876.0304
Small Non Domestic Unrestricted | 0 | 0 | 0 | 0 | 0 | 0 | 0 | 0 | 232177.3329
Small Non Domestic Two Rate | 0 | 0 | 0 | 0 | 0 | 0 | 0 | 0 | 372891.2156
Small Non Domestic Off Peak (related MPAN) | 0 | 0 | 0 | 0 | 0 | 0 | 0 | 0 | 174.3376
LV Medium Non-Domestic | 0 | 0 | 0 | 0 | 0 | 0 | 0 | 0 | 103210.9297
LV Sub Medium Non-Domestic | 0 | 0 | 0 | 0 | 0 | 0 | 0 | 0 | 0
HV Medium Non-Domestic | 0 | 46.0415 | 0 | 570.2541 | 2828.8638 | 226.5893 | 3011.0527 | 0 | 0
LV Network Domestic | 0 | 0 | 0 | 0 | 0 | 0 | 0 | 0 | 0
LV Network Non-Domestic Non-CT | 0 | 0 | 0 | 0 | 0 | 0 | 0 | 0 | 10264.954
LV HH Metered | 0 | 0 | 0 | 0 | 0 | 0 | 117745.9148 | 578106.7231 | 556950.0269
LV Sub HH Metered | 0 | 0 | 0 | 0 | 0 | 0 | 17814.6617 | 17493.2196 | 0
HV HH Metered | 0 | 16709.7603 | 0 | 205831.7906 | 1021071.2597 | 82235.6574 | 1086831.9035 | 0 | 0
NHH UMS category A | 0 | 0 | 0 | 0 | 0 | 0 | 0 | 0 | 0
NHH UMS category B | 0 | 0 | 0 | 0 | 0 | 0 | 0 | 0 | 0
NHH UMS category C | 0 | 0 | 0 | 0 | 0 | 0 | 0 | 0 | 0
NHH UMS category D | 0 | 0 | 0 | 0 | 0 | 0 | 0 | 0 | 0
LV UMS (Pseudo HH Metered) | 0 | 0 | 0 | 0 | 0 | 0 | 0 | 0 | 0
2608. Forecast simultaneous load replaced by standing charge (kW)
Data sources:
x1 = 2607. Forecast simultaneous load subject to standing charge factors (kW)
Cell summation =SUM(x1)
| GSPs | 132kV | 132kV/EHV | EHV | EHV/HV | 132kV/HV | HV | HV/LV | LV circuits
Forecast simultaneous load replaced by standing charge (kW) | 0 | 16755.8018 | 0 | 206402.0447 | 1023900.1235 | 82462.2467 | 1225403.5327 | 595599.9427 | 3226576.2497
2609. Calculated LV diversity allowance
Data sources:
x1 = 2606. Forecast chargeable aggregate maximum load (kW)
x2 = 2608. Forecast simultaneous load replaced by standing charge (kW)
Calculation =x1/x2-1
LV circuits
Calculated LV diversity allowance | 51.48%
2610. Network level mapping for diversity allowances
| GSPs | 132kV | 132kV/EHV | EHV | EHV/HV | 132kV/HV | HV | HV/LV | LV circuits
GSPs | 100% | 0% | 0% | 0% | 0% | 0% | 0% | 0% | 0%
132kV | 0% | 100% | 0% | 0% | 0% | 0% | 0% | 0% | 0%
132kV/EHV | 0% | 0% | 100% | 0% | 0% | 100% | 0% | 0% | 0%
EHV | 0% | 0% | 0% | 100% | 0% | 0% | 0% | 0% | 0%
EHV/HV | 0% | 0% | 0% | 0% | 100% | 0% | 0% | 0% | 0%
HV | 0% | 0% | 0% | 0% | 0% | 0% | 100% | 0% | 0%
HV/LV | 0% | 0% | 0% | 0% | 0% | 0% | 0% | 100% | 0%
LV circuits | 0% | 0% | 0% | 0% | 0% | 0% | 0% | 0% | 100%
2611. Diversity allowances including 132kV/HV
Data sources:
x1 = 2104. Diversity allowance between level exit and GSP Group (in Diversity calculations)
x2 = 2610. Network level mapping for diversity allowances
Sum-product calculation =SUMPRODUCT(x1, x2)
Diversity allowances including 132kV/HV
GSPs | 2.471%
132kV | 7.084%
132kV/EHV | 7.084%
EHV | 15.55%
EHV/HV | 15.55%
132kV/HV | 7.084%
HV | 54.83%
HV/LV | 54.83%
LV circuits | 0%
2612. Diversity allowances (including calculated LV value)
Data sources:
x1 = 2609. Calculated LV diversity allowance
x2 = 2611. Diversity allowances including 132kV/HV
Combine tables = x1 or x2
| GSPs | 132kV | 132kV/EHV | EHV | EHV/HV | 132kV/HV | HV | HV/LV | LV circuits
Diversity allowances (including calculated LV value) | 2.471% | 7.084% | 7.084% | 15.55% | 15.55% | 7.084% | 54.83% | 54.83% | 51.48%
2613. Forecast simultaneous maximum load (kW) adjusted for standing charges
Data sources:
x1 = 2506. Forecast system simultaneous maximum load (kW) from forecast units
x2 = 2608. Forecast simultaneous load replaced by standing charge (kW)
x3 = 2606. Forecast chargeable aggregate maximum load (kW)
x4 = 2612. Diversity allowances (including calculated LV value)
Calculation =x1-x2+x3/(1+x4)
| GSPs | 132kV | 132kV/EHV | EHV | EHV/HV | 132kV/HV | HV | HV/LV | LV circuits
Forecast simultaneous maximum load (kW) adjusted for standing charges | 4630326.2417 | 4652926.8997 | 4263079.2954 | 4457962.857 | 5300587.9008 | 445354.5158 | 5298913.5601 | 3977220.2845 | 3282239.36

## Otex
Other expenditure for WPD East Midlands in April 16 (Finals)
2701. Operating expenditure coded by network level (£/year)
Data sources:
x1 = 1055. Transmission exit charges (£/year)
x2 = Zero for levels other than transmission exit
Combine tables = x1 or x2
| Transmission exit | Operating 132kV | Operating 132kV/EHV | Operating EHV | Operating EHV/HV | Operating 132kV/HV | Operating HV | Operating HV/LV | Operating LV circuits | Operating LV customer | Operating HV customer
Operating expenditure coded by network level (£/year) | 11027129.7743 | 0 | 0 | 0 | 0 | 0 | 0 | 0 | 0 | 0 | 0
2702. Network model assets (£) scaled by load forecast
Data sources:
x1 = 2108. GSP simultaneous maximum load assumed through each network level (MW)
x2 = 2613. Forecast simultaneous maximum load (kW) adjusted for standing charges
x3 = 1020. Gross asset cost by network level (£)
Calculation =IF(x1,x2*x3/x1/1000,0)
| Assets 132kV | Assets 132kV/EHV | Assets EHV | Assets EHV/HV | Assets 132kV/HV | Assets HV | Assets HV/LV | Assets LV circuits
Network model assets (£) scaled by load forecast | 518726592.1319 | 259907282.8252 | 332273465.9162 | 645236238.2437 | 56182831.6805 | 1515712636.5288 | 492044167.0748 | 831750748.2505
2703. Annual consumption by tariff for unmetered users (MWh)
Data sources:
x1 = 2407. All units (MWh)
Copy cells = x1
Annual consumption by tariff for unmetered users (MWh)
NHH UMS category A | 51462.6172
NHH UMS category B | 23622.6878
NHH UMS category C | 361.6536
NHH UMS category D | 8444.0236
LV UMS (Pseudo HH Metered) | 245053.7217
2704. Total unmetered units
Data sources:
x1 = 2703. Annual consumption by tariff for unmetered users (MWh)
Cell summation =SUM(x1)
Total unmetered units
Total unmetered units | 328944.7039
2705. Service model asset data
Data sources:
x1 = 2205. Service model assets by tariff (£)
x2 = 2305. MPANs (in Equivalent volume for each end user)
x3 = 2202. Asset £/(MWh/year) from LV service models
x4 = 2704. Total unmetered units
x5 = Service model assets (£) scaled by annual MWh (in Service model asset data)
x6 = Service model assets (£) scaled by user count (in Service model asset data)
x7 = Service model assets (£) scaled by annual MWh (in Service model asset data)
Kind: | Sum-product calculation |  | Calculation | Copy cells |  | Calculation
Formula: | =SUMPRODUCT(x1, x2) |  | =x3*x4 | = x5 |  | =x6+x7
| Service model assets (£) scaled by user count |  |  | Service model assets (£) scaled by annual MWh |  | Service model assets (£)
| Assets LV customer | Assets HV customer | Service model assets (£) scaled by annual MWh | Assets LV customer | Assets HV customer | Assets LV customer | Assets HV customer
Service model asset data | 742016935.6008 | 29650784.5993 | 76221001.5433 | 76221001.5433 |  | 818237937.1441 | 29650784.5993
2706. Data for allocation of operating expenditure
Data sources:
x1 = 2702. Network model assets (£) scaled by load forecast
x2 = 2705. Service model assets (£) (in Service model asset data)
x3 = Model assets (£) scaled by demand forecast (in Data for allocation of operating expenditure)
Kind: | Combine tables | [10 empty] | Cell summation
Formula: | = x1 or x2 | [10 empty] | =SUM(x3)
Model assets (£) scaled by demand forecast
| GSPs | Assets 132kV | Assets 132kV/EHV | Assets EHV | Assets EHV/HV | Assets 132kV/HV | Assets HV | Assets HV/LV | Assets LV circuits | Assets LV customer | Assets HV customer | Denominator for allocation of operating expenditure
Data for allocation of operating expenditure |  | 518726592.1319 | 259907282.8252 | 332273465.9162 | 645236238.2437 | 56182831.6805 | 1515712636.5288 | 492044167.0748 | 831750748.2505 | 818237937.1441 | 29650784.5993 | 5499722684.3949
2707. Amount of expenditure to be allocated according to asset values (£/year)
Data sources:
x1 = 1059. Direct cost (£/year) (in Other expenditure)
x2 = 1059. Network rates (£/year) (in Other expenditure)
x3 = 1059. Indirect cost (£/year) (in Other expenditure)
x4 = 1059. Indirect cost proportion (in Other expenditure)
Calculation =x1+x2+x3*x4
Amount of expenditure to be allocated according to asset values (£/year)
Other expenditure | 127205099.0197
2708. Total operating expenditure by network level (£/year)
Data sources:
x1 = 2701. Operating expenditure coded by network level (£/year)
x2 = 2707. Amount of expenditure to be allocated according to asset values (£/year)
x3 = 2706. Denominator for allocation of operating expenditure (in Data for allocation of operating expenditure)
x4 = 2706. Model assets (£) scaled by demand forecast (in Data for allocation of operating expenditure)
Calculation =x1+x2/x3*x4
| Transmission exit | Operating 132kV | Operating 132kV/EHV | Operating EHV | Operating EHV/HV | Operating 132kV/HV | Operating HV | Operating HV/LV | Operating LV circuits | Operating LV customer | Operating HV customer
Total operating expenditure by network level (£/year) | 11027129.7743 | 11997817.2179 | 6011490.6778 | 7685274.6146 | 14923905.1289 | 1299473.2784 | 35057472.3635 | 11380669.6422 | 19237867.5003 | 18925324.7462 | 685803.85
2709. Operating expenditure percentage by network level
Data sources:
x1 = 2706. Model assets (£) scaled by demand forecast (in Data for allocation of operating expenditure)
x2 = 2708. Total operating expenditure by network level (£/year)
Calculation =IF(x1="","",IF(x1>0,x2/x1,0))
| Transmission exit | Operating 132kV | Operating 132kV/EHV | Operating EHV | Operating EHV/HV | Operating 132kV/HV | Operating HV | Operating HV/LV | Operating LV circuits | Operating LV customer | Operating HV customer
Operating expenditure percentage by network level |  | 2.313% | 2.313% | 2.313% | 2.313% | 2.313% | 2.313% | 2.313% | 2.313% | 2.313% | 2.313%
2710. Unit operating expenditure based on simultaneous maximum load (£/kW/year)
Data sources:
x1 = 2613. Forecast simultaneous maximum load (kW) adjusted for standing charges
x2 = 2708. Total operating expenditure by network level (£/year)
Calculation =IF(x1>0,x2/x1,0)
| Transmission exit | Operating 132kV | Operating 132kV/EHV | Operating EHV | Operating EHV/HV | Operating 132kV/HV | Operating HV | Operating HV/LV | Operating LV circuits
Unit operating expenditure based on simultaneous maximum load (£/kW/year) | 2.3815 | 2.5786 | 1.4101 | 1.7239 | 2.8155 | 2.9178 | 6.616 | 2.8615 | 5.8612
2711. Operating expenditure for customer assets p/MPAN/day
Data sources:
x1 = 1010. Days in the charging year (in Financial and general assumptions)
x2 = 2709. Operating expenditure percentage by network level
x3 = 2205. Service model assets by tariff (£)
x4 = Operating expenditure p/MPAN/day by level (in Operating expenditure for customer assets p/MPAN/day)
Kind: | Calculation |  | Cell summation
Formula: | =100/x1*x2*x3 |  | =SUM(x4)
Operating expenditure p/MPAN/day by level
| Operating LV customer | Operating HV customer | Operating expenditure for customer assets p/MPAN/day total
Domestic Unrestricted | 1.6175 | 0 | 1.6175
Domestic Two Rate | 1.6175 | 0 | 1.6175
Domestic Off Peak (related MPAN) | 0 | 0 | 0
Small Non Domestic Unrestricted | 3.6391 | 0 | 3.6391
Small Non Domestic Two Rate | 3.6391 | 0 | 3.6391
Small Non Domestic Off Peak (related MPAN) | 0 | 0 | 0
LV Medium Non-Domestic | 4.4306 | 0 | 4.4306
LV Sub Medium Non-Domestic | 3.2858 | 0 | 3.2858
HV Medium Non-Domestic | 0 | 57.0767 | 57.0767
LV Network Domestic | 1.6175 | 0 | 1.6175
LV Network Non-Domestic Non-CT | 3.6391 | 0 | 3.6391
LV HH Metered | 7.4694 | 0 | 7.4694
LV Sub HH Metered | 5.753 | 0 | 5.753
HV HH Metered | 0 | 57.0767 | 57.0767
NHH UMS category A | 0 | 0 | 0
NHH UMS category B | 0 | 0 | 0
NHH UMS category C | 0 | 0 | 0
NHH UMS category D | 0 | 0 | 0
LV UMS (Pseudo HH Metered) | 0 | 0 | 0
LV Generation NHH or Aggregate HH | 0 | 0 | 0
LV Sub Generation NHH | 0 | 0 | 0
LV Generation Intermittent | 0 | 0 | 0
LV Generation Non-Intermittent | 0 | 0 | 0
LV Sub Generation Intermittent | 0 | 0 | 0
LV Sub Generation Non-Intermittent | 0 | 0 | 0
HV Generation Intermittent | 0 | 27.5186 | 27.5186
HV Generation Non-Intermittent | 0 | 27.5186 | 27.5186
2712. Operating expenditure for unmetered customer assets (p/kWh)
Data sources:
x1 = 2709. Operating expenditure percentage by network level
x2 = 2202. Asset £/(MWh/year) from LV service models
Calculation =0.1*x1*x2
Operating LV customer
NHH UMS category A | 0.53594
NHH UMS category B | 0.53594
NHH UMS category C | 0.53594
NHH UMS category D | 0.53594
LV UMS (Pseudo HH Metered) | 0.53594

## Contrib
Customer contributions for WPD East Midlands in April 16 (Finals)
This sheet calculates factors used to take account of the costs deemed to be covered by connection charges.
2801. Network level of supply (for customer contributions) by tariff
| LV network | LV substation | HV network | HV substation
Domestic Unrestricted | 100% | 0% | 0% | 0%
Domestic Two Rate | 100% | 0% | 0% | 0%
Domestic Off Peak (related MPAN) | 100% | 0% | 0% | 0%
Small Non Domestic Unrestricted | 100% | 0% | 0% | 0%
Small Non Domestic Two Rate | 100% | 0% | 0% | 0%
Small Non Domestic Off Peak (related MPAN) | 100% | 0% | 0% | 0%
LV Medium Non-Domestic | 100% | 0% | 0% | 0%
LV Sub Medium Non-Domestic | 0% | 100% | 0% | 0%
HV Medium Non-Domestic | 0% | 0% | 100% | 0%
LV Network Domestic | 100% | 0% | 0% | 0%
LV Network Non-Domestic Non-CT | 100% | 0% | 0% | 0%
LV HH Metered | 100% | 0% | 0% | 0%
LV Sub HH Metered | 0% | 100% | 0% | 0%
HV HH Metered | 0% | 0% | 100% | 0%
NHH UMS category A | 100% | 0% | 0% | 0%
NHH UMS category B | 100% | 0% | 0% | 0%
NHH UMS category C | 100% | 0% | 0% | 0%
NHH UMS category D | 100% | 0% | 0% | 0%
LV UMS (Pseudo HH Metered) | 100% | 0% | 0% | 0%
LV Generation NHH or Aggregate HH | 100% | 0% | 0% | 0%
LV Sub Generation NHH | 0% | 100% | 0% | 0%
LV Generation Intermittent | 100% | 0% | 0% | 0%
LV Generation Non-Intermittent | 100% | 0% | 0% | 0%
LV Sub Generation Intermittent | 0% | 100% | 0% | 0%
LV Sub Generation Non-Intermittent | 0% | 100% | 0% | 0%
HV Generation Intermittent | 0% | 0% | 100% | 0%
HV Generation Non-Intermittent | 0% | 0% | 100% | 0%
2802. Contribution proportion of asset annuities, by customer type and network level of assets
Data sources:
x1 = 1060. Customer contributions under current connection charging policy
x2 = 1010. Annuity proportion for customer-contributed assets (in Financial and general assumptions)
Calculation =x1*(1-x2)
| LV network | LV substation | HV network | HV substation
Assets 132kV | 0% | 0% | 0% | 0%
Assets 132kV/EHV | 0% | 0% | 0% | 0%
Assets EHV | 0% | 0% | 6.542% | 6.542%
Assets EHV/HV | 0% | 0% | 35.16% | 35.16%
Assets 132kV/HV | 0% | 0% | 35.16% | 0%
Assets HV | 47.91% | 47.91% | 63.78% | 0%
Assets HV/LV | 70.89% | 70.89% | 0% | 0%
Assets LV circuits | 93.87% | 0% | 0% | 0%
2803. Proportion of assets annuities deemed to be covered by customer contributions
Data sources:
x1 = 2801. Network level of supply (for customer contributions) by tariff
x2 = 2802. Contribution proportion of asset annuities, by customer type and network level of assets
Sum-product calculation =SUMPRODUCT(x1, x2)
| Assets 132kV | Assets 132kV/EHV | Assets EHV | Assets EHV/HV | Assets 132kV/HV | Assets HV | Assets HV/LV | Assets LV circuits
Domestic Unrestricted | 0% | 0% | 0% | 0% | 0% | 47.91% | 70.89% | 93.87%
Domestic Two Rate | 0% | 0% | 0% | 0% | 0% | 47.91% | 70.89% | 93.87%
Domestic Off Peak (related MPAN) | 0% | 0% | 0% | 0% | 0% | 47.91% | 70.89% | 93.87%
Small Non Domestic Unrestricted | 0% | 0% | 0% | 0% | 0% | 47.91% | 70.89% | 93.87%
Small Non Domestic Two Rate | 0% | 0% | 0% | 0% | 0% | 47.91% | 70.89% | 93.87%
Small Non Domestic Off Peak (related MPAN) | 0% | 0% | 0% | 0% | 0% | 47.91% | 70.89% | 93.87%
LV Medium Non-Domestic | 0% | 0% | 0% | 0% | 0% | 47.91% | 70.89% | 93.87%
LV Sub Medium Non-Domestic | 0% | 0% | 0% | 0% | 0% | 47.91% | 70.89% | 0%
HV Medium Non-Domestic | 0% | 0% | 6.542% | 35.16% | 35.16% | 63.78% | 0% | 0%
LV Network Domestic | 0% | 0% | 0% | 0% | 0% | 47.91% | 70.89% | 93.87%
LV Network Non-Domestic Non-CT | 0% | 0% | 0% | 0% | 0% | 47.91% | 70.89% | 93.87%
LV HH Metered | 0% | 0% | 0% | 0% | 0% | 47.91% | 70.89% | 93.87%
LV Sub HH Metered | 0% | 0% | 0% | 0% | 0% | 47.91% | 70.89% | 0%
HV HH Metered | 0% | 0% | 6.542% | 35.16% | 35.16% | 63.78% | 0% | 0%
NHH UMS category A | 0% | 0% | 0% | 0% | 0% | 47.91% | 70.89% | 93.87%
NHH UMS category B | 0% | 0% | 0% | 0% | 0% | 47.91% | 70.89% | 93.87%
NHH UMS category C | 0% | 0% | 0% | 0% | 0% | 47.91% | 70.89% | 93.87%
NHH UMS category D | 0% | 0% | 0% | 0% | 0% | 47.91% | 70.89% | 93.87%
LV UMS (Pseudo HH Metered) | 0% | 0% | 0% | 0% | 0% | 47.91% | 70.89% | 93.87%
LV Generation NHH or Aggregate HH | 0% | 0% | 0% | 0% | 0% | 47.91% | 70.89% | 93.87%
LV Sub Generation NHH | 0% | 0% | 0% | 0% | 0% | 47.91% | 70.89% | 0%
LV Generation Intermittent | 0% | 0% | 0% | 0% | 0% | 47.91% | 70.89% | 93.87%
LV Generation Non-Intermittent | 0% | 0% | 0% | 0% | 0% | 47.91% | 70.89% | 93.87%
LV Sub Generation Intermittent | 0% | 0% | 0% | 0% | 0% | 47.91% | 70.89% | 0%
LV Sub Generation Non-Intermittent | 0% | 0% | 0% | 0% | 0% | 47.91% | 70.89% | 0%
HV Generation Intermittent | 0% | 0% | 6.542% | 35.16% | 35.16% | 63.78% | 0% | 0%
HV Generation Non-Intermittent | 0% | 0% | 6.542% | 35.16% | 35.16% | 63.78% | 0% | 0%
2804. Proportion of annual charge covered by contributions (for all charging levels)
Data sources:
x1 = Zero for operating expenditure
x2 = Zero for GSPs level
x3 = 2803. Proportion of assets annuities deemed to be covered by customer contributions
Combine tables = x1 or x2 or x3
| GSPs | Assets 132kV | Assets 132kV/EHV | Assets EHV | Assets EHV/HV | Assets 132kV/HV | Assets HV | Assets HV/LV | Assets LV circuits | Transmission exit | Operating 132kV | Operating 132kV/EHV | Operating EHV | Operating EHV/HV | Operating 132kV/HV | Operating HV | Operating HV/LV | Operating LV circuits
Domestic Unrestricted | 0% | 0% | 0% | 0% | 0% | 0% | 47.91% | 70.89% | 93.87% | 0% | 0% | 0% | 0% | 0% | 0% | 0% | 0% | 0%
Domestic Two Rate | 0% | 0% | 0% | 0% | 0% | 0% | 47.91% | 70.89% | 93.87% | 0% | 0% | 0% | 0% | 0% | 0% | 0% | 0% | 0%
Domestic Off Peak (related MPAN) | 0% | 0% | 0% | 0% | 0% | 0% | 47.91% | 70.89% | 93.87% | 0% | 0% | 0% | 0% | 0% | 0% | 0% | 0% | 0%
Small Non Domestic Unrestricted | 0% | 0% | 0% | 0% | 0% | 0% | 47.91% | 70.89% | 93.87% | 0% | 0% | 0% | 0% | 0% | 0% | 0% | 0% | 0%
Small Non Domestic Two Rate | 0% | 0% | 0% | 0% | 0% | 0% | 47.91% | 70.89% | 93.87% | 0% | 0% | 0% | 0% | 0% | 0% | 0% | 0% | 0%
Small Non Domestic Off Peak (related MPAN) | 0% | 0% | 0% | 0% | 0% | 0% | 47.91% | 70.89% | 93.87% | 0% | 0% | 0% | 0% | 0% | 0% | 0% | 0% | 0%
LV Medium Non-Domestic | 0% | 0% | 0% | 0% | 0% | 0% | 47.91% | 70.89% | 93.87% | 0% | 0% | 0% | 0% | 0% | 0% | 0% | 0% | 0%
LV Sub Medium Non-Domestic | 0% | 0% | 0% | 0% | 0% | 0% | 47.91% | 70.89% | 0% | 0% | 0% | 0% | 0% | 0% | 0% | 0% | 0% | 0%
HV Medium Non-Domestic | 0% | 0% | 0% | 6.542% | 35.16% | 35.16% | 63.78% | 0% | 0% | 0% | 0% | 0% | 0% | 0% | 0% | 0% | 0% | 0%
LV Network Domestic | 0% | 0% | 0% | 0% | 0% | 0% | 47.91% | 70.89% | 93.87% | 0% | 0% | 0% | 0% | 0% | 0% | 0% | 0% | 0%
LV Network Non-Domestic Non-CT | 0% | 0% | 0% | 0% | 0% | 0% | 47.91% | 70.89% | 93.87% | 0% | 0% | 0% | 0% | 0% | 0% | 0% | 0% | 0%
LV HH Metered | 0% | 0% | 0% | 0% | 0% | 0% | 47.91% | 70.89% | 93.87% | 0% | 0% | 0% | 0% | 0% | 0% | 0% | 0% | 0%
LV Sub HH Metered | 0% | 0% | 0% | 0% | 0% | 0% | 47.91% | 70.89% | 0% | 0% | 0% | 0% | 0% | 0% | 0% | 0% | 0% | 0%
HV HH Metered | 0% | 0% | 0% | 6.542% | 35.16% | 35.16% | 63.78% | 0% | 0% | 0% | 0% | 0% | 0% | 0% | 0% | 0% | 0% | 0%
NHH UMS category A | 0% | 0% | 0% | 0% | 0% | 0% | 47.91% | 70.89% | 93.87% | 0% | 0% | 0% | 0% | 0% | 0% | 0% | 0% | 0%
NHH UMS category B | 0% | 0% | 0% | 0% | 0% | 0% | 47.91% | 70.89% | 93.87% | 0% | 0% | 0% | 0% | 0% | 0% | 0% | 0% | 0%
NHH UMS category C | 0% | 0% | 0% | 0% | 0% | 0% | 47.91% | 70.89% | 93.87% | 0% | 0% | 0% | 0% | 0% | 0% | 0% | 0% | 0%
NHH UMS category D | 0% | 0% | 0% | 0% | 0% | 0% | 47.91% | 70.89% | 93.87% | 0% | 0% | 0% | 0% | 0% | 0% | 0% | 0% | 0%
LV UMS (Pseudo HH Metered) | 0% | 0% | 0% | 0% | 0% | 0% | 47.91% | 70.89% | 93.87% | 0% | 0% | 0% | 0% | 0% | 0% | 0% | 0% | 0%
LV Generation NHH or Aggregate HH | 0% | 0% | 0% | 0% | 0% | 0% | 47.91% | 70.89% | 93.87% | 0% | 0% | 0% | 0% | 0% | 0% | 0% | 0% | 0%
LV Sub Generation NHH | 0% | 0% | 0% | 0% | 0% | 0% | 47.91% | 70.89% | 0% | 0% | 0% | 0% | 0% | 0% | 0% | 0% | 0% | 0%
LV Generation Intermittent | 0% | 0% | 0% | 0% | 0% | 0% | 47.91% | 70.89% | 93.87% | 0% | 0% | 0% | 0% | 0% | 0% | 0% | 0% | 0%
LV Generation Non-Intermittent | 0% | 0% | 0% | 0% | 0% | 0% | 47.91% | 70.89% | 93.87% | 0% | 0% | 0% | 0% | 0% | 0% | 0% | 0% | 0%
LV Sub Generation Intermittent | 0% | 0% | 0% | 0% | 0% | 0% | 47.91% | 70.89% | 0% | 0% | 0% | 0% | 0% | 0% | 0% | 0% | 0% | 0%
LV Sub Generation Non-Intermittent | 0% | 0% | 0% | 0% | 0% | 0% | 47.91% | 70.89% | 0% | 0% | 0% | 0% | 0% | 0% | 0% | 0% | 0% | 0%
HV Generation Intermittent | 0% | 0% | 0% | 6.542% | 35.16% | 35.16% | 63.78% | 0% | 0% | 0% | 0% | 0% | 0% | 0% | 0% | 0% | 0% | 0%
HV Generation Non-Intermittent | 0% | 0% | 0% | 6.542% | 35.16% | 35.16% | 63.78% | 0% | 0% | 0% | 0% | 0% | 0% | 0% | 0% | 0% | 0% | 0%

## Yard
Yardsticks for WPD East Midlands in April 16 (Finals)
This sheet calculates average p/kWh and p/kW/day charges that would apply if no costs were recovered through capacity or fixed charges.
2901. Unit cost at each level, £/kW/year (relative to system simultaneous maximum load)
Data sources:
x1 = 2109. Network model annuity by simultaneous maximum load for each network level (£/kW/year)
x2 = 2710. Unit operating expenditure based on simultaneous maximum load (£/kW/year)
Combine tables = x1 or x2
| GSPs | Assets 132kV | Assets 132kV/EHV | Assets EHV | Assets EHV/HV | Assets 132kV/HV | Assets HV | Assets HV/LV | Assets LV circuits | Transmission exit | Operating 132kV | Operating 132kV/EHV | Operating EHV | Operating EHV/HV | Operating 132kV/HV | Operating HV | Operating HV/LV | Operating LV circuits
Unit cost at each level, £/kW/year (relative to system simultaneous maximum load) |  | 5.9292 | 3.2425 | 3.9641 | 6.4741 | 6.7094 | 15.2131 | 6.5798 | 13.4775 | 2.3815 | 2.5786 | 1.4101 | 1.7239 | 2.8155 | 2.9178 | 6.616 | 2.8615 | 5.8612
2902. Pay-as-you-go yardstick unit costs by charging level (p/kWh)
Data sources:
x1 = 2901. Unit cost at each level, £/kW/year (relative to system simultaneous maximum load)
x2 = 2302. Load coefficient
x3 = 2012. Loss adjustment factors between end user meter reading and each network level, scaled by network use
x4 = 2804. Proportion of annual charge covered by contributions (for all charging levels)
x5 = 1010. Days in the charging year (in Financial and general assumptions)
Calculation =x1*x2*x3*(1-x4)/(24*x5)*100
| GSPs | Assets 132kV | Assets 132kV/EHV | Assets EHV | Assets EHV/HV | Assets 132kV/HV | Assets HV | Assets HV/LV | Assets LV circuits | Transmission exit | Operating 132kV | Operating 132kV/EHV | Operating EHV | Operating EHV/HV | Operating 132kV/HV | Operating HV | Operating HV/LV | Operating LV circuits
Domestic Unrestricted | 0 | 0.15 | 0.0755 | 0.092027 | 0.14912 | 0.012538 | 0.19426 | 0.046106 | 0.019157 | 0.06037 | 0.065235 | 0.032834 | 0.040022 | 0.064849 | 0.0054526 | 0.1622 | 0.068886 | 0.13594
Domestic Two Rate | 0 | 0.12417 | 0.062499 | 0.076181 | 0.12344 | 0.010379 | 0.16081 | 0.038167 | 0.015858 | 0.049975 | 0.054002 | 0.02718 | 0.03313 | 0.053682 | 0.0045137 | 0.13427 | 0.057024 | 0.11253
Domestic Off Peak (related MPAN) | 0 | 0 | 0 | 0 | 0 | 0 | 0 | 0 | 0 | 0 | 0 | 0 | 0 | 0 | 0 | 0 | 0 | 0
Small Non Domestic Unrestricted | 0 | 0.13236 | 0.066617 | 0.0812 | 0.13157 | 0.011063 | 0.17141 | 0.040682 | 0.016903 | 0.053268 | 0.05756 | 0.028971 | 0.035313 | 0.057219 | 0.0048111 | 0.14312 | 0.060782 | 0.11994
Small Non Domestic Two Rate | 0 | 0.11085 | 0.055795 | 0.068009 | 0.1102 | 0.0092656 | 0.14356 | 0.034073 | 0.014157 | 0.044614 | 0.048209 | 0.024264 | 0.029576 | 0.047924 | 0.0040295 | 0.11986 | 0.050907 | 0.10046
Small Non Domestic Off Peak (related MPAN) | 0 | 0 | 0 | 0 | 0 | 0 | 0 | 0 | 0 | 0 | 0 | 0 | 0 | 0 | 0 | 0 | 0 | 0
LV Medium Non-Domestic | 0 | 0.11551 | 0.058141 | 0.070868 | 0.11483 | 0.0096552 | 0.1496 | 0.035505 | 0.014752 | 0.04649 | 0.050236 | 0.025285 | 0.03082 | 0.049939 | 0.0041989 | 0.1249 | 0.053048 | 0.10468
LV Sub Medium Non-Domestic | 0 | 0.11129 | 0.056013 | 0.068275 | 0.11063 | 0.0093018 | 0.14412 | 0.034206 | 0 | 0.044788 | 0.048397 | 0.024359 | 0.029692 | 0.048111 | 0.0040452 | 0.12033 | 0.051106 | 0
HV Medium Non-Domestic | 0 | 0.11006 | 0.055395 | 0.063104 | 0.070937 | 0.0059645 | 0.099105 | 0 | 0 | 0.044294 | 0.047864 | 0.024091 | 0.029364 | 0.047581 | 0.0040006 | 0.11901 | 0 | 0
LV Network Domestic | 0 | 0.14058 | 0.070757 | 0.086247 | 0.13975 | 0.01175 | 0.18206 | 0.04321 | 0.017953 | 0.056578 | 0.061137 | 0.030772 | 0.037508 | 0.060776 | 0.0051101 | 0.15201 | 0.064559 | 0.1274
LV Network Non-Domestic Non-CT | 0 | 0.12074 | 0.060772 | 0.074075 | 0.12003 | 0.010092 | 0.15637 | 0.037112 | 0.01542 | 0.048593 | 0.052509 | 0.026429 | 0.032214 | 0.052199 | 0.0043889 | 0.13056 | 0.055448 | 0.10942
LV HH Metered | 0 | 0.10905 | 0.054885 | 0.0669 | 0.1084 | 0.0091145 | 0.14122 | 0.033517 | 0.013926 | 0.043886 | 0.047423 | 0.023869 | 0.029094 | 0.047142 | 0.0039638 | 0.11791 | 0.050077 | 0.09882
LV Sub HH Metered | 0 | 0.10338 | 0.052033 | 0.063424 | 0.10277 | 0.0086409 | 0.13388 | 0.031776 | 0 | 0.041606 | 0.044959 | 0.022628 | 0.027582 | 0.044693 | 0.0037578 | 0.11178 | 0.047475 | 0
HV HH Metered | 0 | 0.083993 | 0.042275 | 0.048159 | 0.054137 | 0.0045519 | 0.075633 | 0 | 0 | 0.033804 | 0.036528 | 0.018385 | 0.02241 | 0.036312 | 0.0030531 | 0.090821 | 0 | 0
NHH UMS category A | 0 | 0.073833 | 0.037161 | 0.045296 | 0.073396 | 0.0061712 | 0.095618 | 0.022694 | 0.009429 | 0.029714 | 0.032109 | 0.016161 | 0.019699 | 0.031919 | 0.0026838 | 0.079834 | 0.033906 | 0.066909
NHH UMS category B | 0 | 0.15631 | 0.078673 | 0.095895 | 0.15538 | 0.013065 | 0.20243 | 0.048044 | 0.019962 | 0.062907 | 0.067977 | 0.034214 | 0.041704 | 0.067574 | 0.0056818 | 0.16901 | 0.071781 | 0.14165
NHH UMS category C | 0 | 0.30667 | 0.15435 | 0.18814 | 0.30485 | 0.025633 | 0.39716 | 0.09426 | 0.039164 | 0.12342 | 0.13337 | 0.067125 | 0.08182 | 0.13258 | 0.011147 | 0.3316 | 0.14083 | 0.27791
NHH UMS category D | 0 | 0.00072967 | 0.00036725 | 0.00044765 | 0.00072535 | 6.0988e-05 | 0.00094496 | 0.00022428 | 9.3184e-05 | 0.00029366 | 0.00031732 | 0.00015971 | 0.00019468 | 0.00031544 | 2.6523e-05 | 0.00078898 | 0.00033508 | 0.00066124
LV UMS (Pseudo HH Metered) | 0 | 0.15705 | 0.079047 | 0.096351 | 0.15612 | 0.013127 | 0.20339 | 0.048273 | 0.020057 | 0.063206 | 0.0683 | 0.034376 | 0.041902 | 0.067896 | 0.0057088 | 0.16982 | 0.072122 | 0.14232
LV Generation NHH or Aggregate HH | 0 | -0.073833 | -0.037161 | -0.045296 | -0.073396 | -0.0061712 | -0.095618 | -0.022694 | 0 | -0.029714 | -0.032109 | -0.016161 | -0.019699 | -0.031919 | -0.0026838 | -0.079834 | -0.033906 | 0
LV Sub Generation NHH | 0 | -0.071131 | -0.035801 | -0.043639 | -0.07071 | -0.0059454 | -0.092119 | 0 | 0 | -0.028627 | -0.030934 | -0.015569 | -0.018978 | -0.030751 | -0.0025856 | -0.076913 | 0 | 0
LV Generation Intermittent | 0 | -0.073833 | -0.037161 | -0.045296 | -0.073396 | -0.0061712 | -0.095618 | -0.022694 | 0 | -0.029714 | -0.032109 | -0.016161 | -0.019699 | -0.031919 | -0.0026838 | -0.079834 | -0.033906 | 0
LV Generation Non-Intermittent | 0 | -0.073833 | -0.037161 | -0.045296 | -0.073396 | -0.0061712 | -0.095618 | -0.022694 | 0 | -0.029714 | -0.032109 | -0.016161 | -0.019699 | -0.031919 | -0.0026838 | -0.079834 | -0.033906 | 0
LV Sub Generation Intermittent | 0 | -0.071131 | -0.035801 | -0.043639 | -0.07071 | -0.0059454 | -0.092119 | 0 | 0 | -0.028627 | -0.030934 | -0.015569 | -0.018978 | -0.030751 | -0.0025856 | -0.076913 | 0 | 0
LV Sub Generation Non-Intermittent | 0 | -0.071131 | -0.035801 | -0.043639 | -0.07071 | -0.0059454 | -0.092119 | 0 | 0 | -0.028627 | -0.030934 | -0.015569 | -0.018978 | -0.030751 | -0.0025856 | -0.076913 | 0 | 0
HV Generation Intermittent | 0 | -0.069847 | -0.035155 | -0.040048 | -0.045019 | -0.0037853 | 0 | 0 | 0 | -0.02811 | -0.030376 | -0.015289 | -0.018635 | -0.030196 | -0.0025389 | 0 | 0 | 0
HV Generation Non-Intermittent | 0 | -0.069847 | -0.035155 | -0.040048 | -0.045019 | -0.0037853 | 0 | 0 | 0 | -0.02811 | -0.030376 | -0.015289 | -0.018635 | -0.030196 | -0.0025389 | 0 | 0 | 0
2903. Contributions to pay-as-you-go unit rate 1 (p/kWh)
Data sources:
x1 = 2459. Unit rate 1 pseudo load coefficient by network level (combined)
x2 = 2901. Unit cost at each level, £/kW/year (relative to system simultaneous maximum load)
x3 = 2012. Loss adjustment factors between end user meter reading and each network level, scaled by network use
x4 = 2804. Proportion of annual charge covered by contributions (for all charging levels)
x5 = 1010. Days in the charging year (in Financial and general assumptions)
Calculation =x1*x2*x3*(1-x4)*100/(24*x5)
| GSPs | Assets 132kV | Assets 132kV/EHV | Assets EHV | Assets EHV/HV | Assets 132kV/HV | Assets HV | Assets HV/LV | Assets LV circuits | Transmission exit | Operating 132kV | Operating 132kV/EHV | Operating EHV | Operating EHV/HV | Operating 132kV/HV | Operating HV | Operating HV/LV | Operating LV circuits
Domestic Unrestricted | 0 | 0.15 | 0.0755 | 0.092027 | 0.14912 | 0.012538 | 0.19426 | 0.046106 | 0.019157 | 0.06037 | 0.065235 | 0.032834 | 0.040022 | 0.064849 | 0.0054526 | 0.1622 | 0.068886 | 0.13594
Domestic Two Rate | 0 | 0.17557 | 0.088367 | 0.10205 | 0.16536 | 0.014675 | 0.21543 | 0.051129 | 0.021244 | 0.07237 | 0.076353 | 0.03843 | 0.044382 | 0.071914 | 0.0063819 | 0.17987 | 0.076391 | 0.15075
Domestic Off Peak (related MPAN) | 0 | 0.042645 | 0.021464 | 0.030575 | 0.049542 | 0.0035644 | 0.064542 | 0.015318 | 0.0063646 | 0.015272 | 0.018546 | 0.0093344 | 0.013297 | 0.021545 | 0.0015501 | 0.053888 | 0.022887 | 0.045163
Small Non Domestic Unrestricted | 0 | 0.13244 | 0.066658 | 0.081259 | 0.13167 | 0.01107 | 0.17153 | 0.040712 | 0.016915 | 0.053285 | 0.057595 | 0.028989 | 0.035339 | 0.057261 | 0.004814 | 0.14322 | 0.060826 | 0.12003
Small Non Domestic Two Rate | 0 | 0.14844 | 0.074713 | 0.091761 | 0.14868 | 0.012407 | 0.1937 | 0.045973 | 0.019101 | 0.058141 | 0.064555 | 0.032492 | 0.039906 | 0.064661 | 0.0053958 | 0.16173 | 0.068686 | 0.13554
Small Non Domestic Off Peak (related MPAN) | 0 | 0.018799 | 0.0094621 | 0.016099 | 0.026086 | 0.0015713 | 0.033985 | 0.0080659 | 0.0033513 | 0.0062055 | 0.0081756 | 0.0041149 | 0.0070014 | 0.011345 | 0.00068335 | 0.028375 | 0.012051 | 0.023781
LV Medium Non-Domestic | 0 | 0.14642 | 0.073696 | 0.089562 | 0.14512 | 0.012238 | 0.18906 | 0.044871 | 0.018643 | 0.05777 | 0.063676 | 0.032049 | 0.038949 | 0.063111 | 0.0053223 | 0.15785 | 0.06704 | 0.13229
LV Sub Medium Non-Domestic | 0 | 0.10765 | 0.054181 | 0.066001 | 0.10695 | 0.0089977 | 0.13933 | 0.033067 | 0 | 0.042393 | 0.046815 | 0.023563 | 0.028703 | 0.046509 | 0.003913 | 0.11633 | 0.049404 | 0
HV Medium Non-Domestic | 0 | 0.14408 | 0.072519 | 0.082808 | 0.093087 | 0.0078083 | 0.13005 | 0 | 0 | 0.05657 | 0.062659 | 0.031538 | 0.038533 | 0.062437 | 0.0052373 | 0.15616 | 0 | 0
LV Network Domestic | 0 | 0.93077 | 0.46847 | 0.46213 | 0.74882 | 0.077798 | 0.97554 | 0.23153 | 0.096199 | 0.42295 | 0.40478 | 0.20373 | 0.20098 | 0.32565 | 0.033833 | 0.8145 | 0.34592 | 0.68263
LV Network Non-Domestic Non-CT | 0 | 0.92757 | 0.46686 | 0.44181 | 0.71589 | 0.07753 | 0.93264 | 0.22135 | 0.091969 | 0.4347 | 0.40339 | 0.20303 | 0.19214 | 0.31133 | 0.033717 | 0.77869 | 0.33071 | 0.65261
LV HH Metered | 0 | 0.8625 | 0.43411 | 0.41369 | 0.67033 | 0.072092 | 0.87329 | 0.20726 | 0.086116 | 0.39773 | 0.37509 | 0.18879 | 0.17991 | 0.29152 | 0.031352 | 0.72913 | 0.30967 | 0.61108
LV Sub HH Metered | 0 | 0.83575 | 0.42065 | 0.40086 | 0.64953 | 0.069855 | 0.84619 | 0.20083 | 0 | 0.38539 | 0.36346 | 0.18293 | 0.17433 | 0.28247 | 0.030379 | 0.70651 | 0.30006 | 0
HV HH Metered | 0 | 0.72816 | 0.3665 | 0.32641 | 0.36693 | 0.039462 | 0.51263 | 0 | 0 | 0.33578 | 0.31667 | 0.15939 | 0.15189 | 0.24611 | 0.026469 | 0.61557 | 0 | 0
NHH UMS category A | 0 | 0.085169 | 0.042867 | 0.052283 | 0.084717 | 0.0071188 | 0.11037 | 0.026194 | 0.010883 | 0.034265 | 0.037039 | 0.018642 | 0.022737 | 0.036842 | 0.0030959 | 0.092148 | 0.039136 | 0.077229
NHH UMS category B | 0 | 0.12695 | 0.063896 | 0.065421 | 0.106 | 0.010611 | 0.1381 | 0.032776 | 0.013618 | 0.057636 | 0.055209 | 0.027788 | 0.028451 | 0.0461 | 0.0046146 | 0.1153 | 0.04897 | 0.096635
NHH UMS category C | 0 | 0.22951 | 0.11551 | 0.11561 | 0.18733 | 0.019183 | 0.24405 | 0.057922 | 0.024066 | 0.10402 | 0.099809 | 0.050236 | 0.050277 | 0.081467 | 0.0083424 | 0.20376 | 0.086539 | 0.17077
NHH UMS category D | 0 | 0.043758 | 0.022024 | 0.03883 | 0.062918 | 0.0036575 | 0.081968 | 0.019454 | 0.008083 | 0.011366 | 0.01903 | 0.0095781 | 0.016887 | 0.027362 | 0.0015906 | 0.068437 | 0.029066 | 0.057357
LV UMS (Pseudo HH Metered) | 0 | 2.4861 | 1.2513 | 1.1826 | 1.9162 | 0.2078 | 2.4964 | 0.59249 | 0.24617 | 1.1475 | 1.0812 | 0.54418 | 0.51429 | 0.83334 | 0.09037 | 2.0843 | 0.88522 | 1.7469
LV Generation Non-Intermittent | 0 | -0.70837 | -0.35653 | -0.33976 | -0.55053 | -0.059208 | -0.71722 | -0.17022 | 0 | -0.32665 | -0.30806 | -0.15505 | -0.14776 | -0.23942 | -0.025749 | -0.59883 | -0.25433 | 0
LV Sub Generation Non-Intermittent | 0 | -0.68244 | -0.34348 | -0.32733 | -0.53039 | -0.057041 | -0.69097 | 0 | 0 | -0.3147 | -0.29679 | -0.14938 | -0.14235 | -0.23066 | -0.024807 | -0.57691 | 0 | 0
HV Generation Non-Intermittent | 0 | -0.67013 | -0.33729 | -0.30039 | -0.33768 | -0.036317 | 0 | 0 | 0 | -0.30902 | -0.29143 | -0.14668 | -0.13978 | -0.2265 | -0.024359 | 0 | 0 | 0
2904. Contributions to pay-as-you-go unit rate 2 (p/kWh)
Data sources:
x1 = 2460. Unit rate 2 pseudo load coefficient by network level (combined)
x2 = 2901. Unit cost at each level, £/kW/year (relative to system simultaneous maximum load)
x3 = 2012. Loss adjustment factors between end user meter reading and each network level, scaled by network use
x4 = 2804. Proportion of annual charge covered by contributions (for all charging levels)
x5 = 1010. Days in the charging year (in Financial and general assumptions)
Calculation =x1*x2*x3*(1-x4)*100/(24*x5)
| GSPs | Assets 132kV | Assets 132kV/EHV | Assets EHV | Assets EHV/HV | Assets 132kV/HV | Assets HV | Assets HV/LV | Assets LV circuits | Transmission exit | Operating 132kV | Operating 132kV/EHV | Operating EHV | Operating EHV/HV | Operating 132kV/HV | Operating HV | Operating HV/LV | Operating LV circuits
Domestic Two Rate | 0 | 0.0018056 | 0.00090879 | 0.0047672 | 0.0077246 | 0.00015092 | 0.010063 | 0.0023884 | 0.00099237 | 0.0012685 | 0.00078523 | 0.00039522 | 0.0020732 | 0.0033593 | 6.5633e-05 | 0.0084022 | 0.0035685 | 0.0070419
Small Non Domestic Two Rate | 0 | 0.0017319 | 0.00087168 | 0.0045731 | 0.00741 | 0.00014476 | 0.0096536 | 0.0022912 | 0.00095195 | 0.0012164 | 0.00075317 | 0.00037908 | 0.0019888 | 0.0032225 | 6.2953e-05 | 0.0080601 | 0.0034231 | 0.0067551
LV Medium Non-Domestic | 0 | 0.0015993 | 0.00080494 | 0.0042225 | 0.0068419 | 0.00013367 | 0.0089135 | 0.0021155 | 0.00087897 | 0.0011236 | 0.0006955 | 0.00035006 | 0.0018363 | 0.0029755 | 5.8133e-05 | 0.0074421 | 0.0031607 | 0.0062372
LV Sub Medium Non-Domestic | 0 | 0.0011859 | 0.00059689 | 0.0031311 | 0.0050735 | 9.9123e-05 | 0.0066096 | 0.0015687 | 0 | 0.00083317 | 0.00051574 | 0.00025958 | 0.0013617 | 0.0022064 | 4.3107e-05 | 0.0055186 | 0.0023438 | 0
HV Medium Non-Domestic | 0 | 0.0015817 | 0.00079611 | 0.003903 | 0.0043875 | 8.572e-05 | 0.0061296 | 0 | 0 | 0.0011113 | 0.00068788 | 0.00034622 | 0.0018162 | 0.0029428 | 5.7495e-05 | 0.0073605 | 0 | 0
LV Network Domestic | 0 | 0.041079 | 0.020676 | 0.056452 | 0.091473 | 0.0034335 | 0.11917 | 0.028283 | 0.011751 | 0 | 0.017865 | 0.0089916 | 0.02455 | 0.03978 | 0.0014932 | 0.099497 | 0.042257 | 0.083388
LV Network Non-Domestic Non-CT | 0 | 0.040938 | 0.020605 | 0.05397 | 0.08745 | 0.0034217 | 0.11393 | 0.027039 | 0.011235 | 0 | 0.017803 | 0.0089607 | 0.023471 | 0.038031 | 0.0014881 | 0.095122 | 0.040399 | 0.079721
LV HH Metered | 0 | 0.038066 | 0.019159 | 0.050535 | 0.081885 | 0.0031817 | 0.10668 | 0.025319 | 0.01052 | 0 | 0.016554 | 0.0083321 | 0.021977 | 0.035611 | 0.0013837 | 0.089068 | 0.037828 | 0.074648
LV Sub HH Metered | 0 | 0.036885 | 0.018565 | 0.048967 | 0.079345 | 0.003083 | 0.10337 | 0.024533 | 0 | 0 | 0.016041 | 0.0080736 | 0.021295 | 0.034506 | 0.0013408 | 0.086305 | 0.036654 | 0
HV HH Metered | 0 | 0.032137 | 0.016175 | 0.039873 | 0.044822 | 0.0017416 | 0.06262 | 0 | 0 | 0 | 0.013976 | 0.0070344 | 0.018554 | 0.030064 | 0.0011682 | 0.075195 | 0 | 0
LV UMS (Pseudo HH Metered) | 0 | 0.030558 | 0.01538 | 0.041188 | 0.066738 | 0.0025542 | 0.086945 | 0.020635 | 0.0085737 | 0 | 0.013289 | 0.0066888 | 0.017912 | 0.029024 | 0.0011108 | 0.072593 | 0.03083 | 0.06084
LV Generation Non-Intermittent | 0 | -0.031263 | -0.015735 | -0.041504 | -0.067251 | -0.0026131 | -0.087613 | -0.020794 | 0 | 0 | -0.013596 | -0.0068431 | -0.01805 | -0.029247 | -0.0011364 | -0.073151 | -0.031067 | 0
LV Sub Generation Non-Intermittent | 0 | -0.030119 | -0.015159 | -0.039985 | -0.06479 | -0.0025175 | -0.084407 | 0 | 0 | 0 | -0.013098 | -0.0065927 | -0.017389 | -0.028176 | -0.0010948 | -0.070474 | 0 | 0
HV Generation Non-Intermittent | 0 | -0.029576 | -0.014886 | -0.036695 | -0.04125 | -0.0016028 | 0 | 0 | 0 | 0 | -0.012862 | -0.0064737 | -0.017075 | -0.027668 | -0.0010751 | 0 | 0 | 0
2905. Contributions to pay-as-you-go unit rate 3 (p/kWh)
Data sources:
x1 = 2461. Unit rate 3 pseudo load coefficient by network level (combined)
x2 = 2901. Unit cost at each level, £/kW/year (relative to system simultaneous maximum load)
x3 = 2012. Loss adjustment factors between end user meter reading and each network level, scaled by network use
x4 = 2804. Proportion of annual charge covered by contributions (for all charging levels)
x5 = 1010. Days in the charging year (in Financial and general assumptions)
Calculation =x1*x2*x3*(1-x4)*100/(24*x5)
| GSPs | Assets 132kV | Assets 132kV/EHV | Assets EHV | Assets EHV/HV | Assets 132kV/HV | Assets HV | Assets HV/LV | Assets LV circuits | Transmission exit | Operating 132kV | Operating 132kV/EHV | Operating EHV | Operating EHV/HV | Operating 132kV/HV | Operating HV | Operating HV/LV | Operating LV circuits
LV Network Domestic | 0 | 0.0016174 | 0.00081409 | 0.0044206 | 0.0071629 | 0.00013519 | 0.0093317 | 0.0022148 | 0.00092021 | 0.0011198 | 0.00070341 | 0.00035404 | 0.0019225 | 0.0031151 | 5.8794e-05 | 0.0077913 | 0.003309 | 0.0065298
LV Network Non-Domestic Non-CT | 0 | 0.0016119 | 0.00081129 | 0.0042262 | 0.006848 | 0.00013473 | 0.0089213 | 0.0021174 | 0.00087974 | 0.0011509 | 0.00070098 | 0.00035282 | 0.0018379 | 0.0029781 | 5.8591e-05 | 0.0074487 | 0.0031635 | 0.0062427
LV HH Metered | 0 | 0.0014988 | 0.00075438 | 0.0039573 | 0.0064122 | 0.00012528 | 0.0083536 | 0.0019826 | 0.00082376 | 0.001053 | 0.00065182 | 0.00032807 | 0.001721 | 0.0027886 | 5.4481e-05 | 0.0069747 | 0.0029622 | 0.0058454
LV Sub HH Metered | 0 | 0.0014523 | 0.00073098 | 0.0038345 | 0.0062132 | 0.00012139 | 0.0080944 | 0.0019211 | 0 | 0.0010203 | 0.00063159 | 0.00031789 | 0.0016676 | 0.0027021 | 5.2791e-05 | 0.0067583 | 0.0028703 | 0
HV HH Metered | 0 | 0.0012654 | 0.00063688 | 0.0031223 | 0.0035099 | 6.8575e-05 | 0.0049036 | 0 | 0 | 0.00088899 | 0.00055029 | 0.00027697 | 0.0014529 | 0.0023542 | 4.5996e-05 | 0.0058883 | 0 | 0
LV UMS (Pseudo HH Metered) | 0 | 0.0014249 | 0.00071717 | 0.0037621 | 0.0060959 | 0.0001191 | 0.0079416 | 0.0018848 | 0.00078313 | 0.0010011 | 0.00061967 | 0.00031189 | 0.0016361 | 0.002651 | 5.1794e-05 | 0.0066306 | 0.0028161 | 0.0055571
LV Generation Non-Intermittent | 0 | -0.001231 | -0.00061956 | -0.0032501 | -0.0052662 | -0.00010289 | -0.0068607 | -0.0016283 | 0 | -0.00086482 | -0.00053533 | -0.00026944 | -0.0014134 | -0.0022902 | -4.4745e-05 | -0.0057282 | -0.0024328 | 0
LV Sub Generation Non-Intermittent | 0 | -0.0011859 | -0.00059689 | -0.0031311 | -0.0050735 | -9.9123e-05 | -0.0066096 | 0 | 0 | -0.00083317 | -0.00051574 | -0.00025958 | -0.0013617 | -0.0022064 | -4.3107e-05 | -0.0055186 | 0 | 0
HV Generation Non-Intermittent | 0 | -0.0011645 | -0.00058612 | -0.0028735 | -0.0032302 | -6.3109e-05 | 0 | 0 | 0 | -0.00081813 | -0.00050643 | -0.0002549 | -0.0013371 | -0.0021666 | -4.233e-05 | 0 | 0 | 0

## Standing
Allocation to standing charges for WPD East Midlands in April 16 (Finals)
This sheet reallocates some costs from unit charges to fixed or capacity charges, for demand users only.
3001. Costs based on aggregate maximum load (£/kW/year)
Data sources:
x1 = 2901. Unit cost at each level, £/kW/year (relative to system simultaneous maximum load)
x2 = 2612. Diversity allowances (including calculated LV value)
Calculation =x1/(1+x2)
| GSPs | Assets 132kV | Assets 132kV/EHV | Assets EHV | Assets EHV/HV | Assets 132kV/HV | Assets HV | Assets HV/LV | Assets LV circuits | Transmission exit | Operating 132kV | Operating 132kV/EHV | Operating EHV | Operating EHV/HV | Operating 132kV/HV | Operating HV | Operating HV/LV | Operating LV circuits
Costs based on aggregate maximum load (£/kW/year) | 0 | 5.537 | 3.028 | 3.4308 | 5.6031 | 6.2656 | 9.8256 | 4.2497 | 8.8973 | 2.3241 | 2.408 | 1.3168 | 1.492 | 2.4367 | 2.7248 | 4.273 | 1.8481 | 3.8693
3002. Capacity elements p/kVA/day
This calculation uses aggregate maximum load and no coincidence factor.
Data sources:
x1 = 2602. Standing charges factors adapted to use 132kV/HV
x2 = 2012. Loss adjustment factors between end user meter reading and each network level, scaled by network use
x3 = 3001. Costs based on aggregate maximum load (£/kW/year)
x4 = 1010. Power factor for all flows in the network model (in Financial and general assumptions)
x5 = 1010. Days in the charging year (in Financial and general assumptions)
x6 = 2804. Proportion of annual charge covered by contributions (for all charging levels)
Calculation =100*x1*x2*x3*x4/x5*(1-x6)
| GSPs | Assets 132kV | Assets 132kV/EHV | Assets EHV | Assets EHV/HV | Assets 132kV/HV | Assets HV | Assets HV/LV | Assets LV circuits | Transmission exit | Operating 132kV | Operating 132kV/EHV | Operating EHV | Operating EHV/HV | Operating 132kV/HV | Operating HV | Operating HV/LV | Operating LV circuits
Domestic Unrestricted | 0 | 0 | 0 | 0 | 0 | 0 | 0 | 0 | 0.14192 | 0 | 0 | 0 | 0 | 0 | 0 | 0 | 0 | 1.0071
Domestic Two Rate | 0 | 0 | 0 | 0 | 0 | 0 | 0 | 0 | 0.14192 | 0 | 0 | 0 | 0 | 0 | 0 | 0 | 0 | 1.0071
Domestic Off Peak (related MPAN) | 0 | 0 | 0 | 0 | 0 | 0 | 0 | 0 | 0.14192 | 0 | 0 | 0 | 0 | 0 | 0 | 0 | 0 | 1.0071
Small Non Domestic Unrestricted | 0 | 0 | 0 | 0 | 0 | 0 | 0 | 0 | 0.14192 | 0 | 0 | 0 | 0 | 0 | 0 | 0 | 0 | 1.0071
Small Non Domestic Two Rate | 0 | 0 | 0 | 0 | 0 | 0 | 0 | 0 | 0.14192 | 0 | 0 | 0 | 0 | 0 | 0 | 0 | 0 | 1.0071
Small Non Domestic Off Peak (related MPAN) | 0 | 0 | 0 | 0 | 0 | 0 | 0 | 0 | 0.14192 | 0 | 0 | 0 | 0 | 0 | 0 | 0 | 0 | 1.0071
LV Medium Non-Domestic | 0 | 0 | 0 | 0 | 0 | 0 | 0 | 0 | 0.14192 | 0 | 0 | 0 | 0 | 0 | 0 | 0 | 0 | 1.0071
LV Sub Medium Non-Domestic | 0 | 0 | 0 | 0 | 0 | 0 | 0 | 0.32195 | 0 | 0 | 0 | 0 | 0 | 0 | 0 | 0 | 0.48102 | 0
HV Medium Non-Domestic | 0 | 0.022321 | 0 | 0.15805 | 0.88833 | 0.080594 | 0.92617 | 0 | 0 | 0 | 0.009707 | 0 | 0.073545 | 0.59584 | 0.054058 | 1.1122 | 0 | 0
LV Network Domestic | 0 | 0 | 0 | 0 | 0 | 0 | 0 | 0 | 0.14192 | 0 | 0 | 0 | 0 | 0 | 0 | 0 | 0 | 1.0071
LV Network Non-Domestic Non-CT | 0 | 0 | 0 | 0 | 0 | 0 | 0 | 0 | 0.14192 | 0 | 0 | 0 | 0 | 0 | 0 | 0 | 0 | 1.0071
LV HH Metered | 0 | 0 | 0 | 0 | 0 | 0 | 0.28161 | 0.33418 | 0.14192 | 0 | 0 | 0 | 0 | 0 | 0 | 0.23512 | 0.49929 | 1.0071
LV Sub HH Metered | 0 | 0 | 0 | 0 | 0 | 0 | 1.3565 | 0.32195 | 0 | 0 | 0 | 0 | 0 | 0 | 0 | 1.1326 | 0.48102 | 0
HV HH Metered | 0 | 0.022321 | 0 | 0.15805 | 0.88833 | 0.080594 | 0.92617 | 0 | 0 | 0 | 0.009707 | 0 | 0.073545 | 0.59584 | 0.054058 | 1.1122 | 0 | 0
NHH UMS category A | 0 | 0 | 0 | 0 | 0 | 0 | 0 | 0 | 0 | 0 | 0 | 0 | 0 | 0 | 0 | 0 | 0 | 0
NHH UMS category B | 0 | 0 | 0 | 0 | 0 | 0 | 0 | 0 | 0 | 0 | 0 | 0 | 0 | 0 | 0 | 0 | 0 | 0
NHH UMS category C | 0 | 0 | 0 | 0 | 0 | 0 | 0 | 0 | 0 | 0 | 0 | 0 | 0 | 0 | 0 | 0 | 0 | 0
NHH UMS category D | 0 | 0 | 0 | 0 | 0 | 0 | 0 | 0 | 0 | 0 | 0 | 0 | 0 | 0 | 0 | 0 | 0 | 0
LV UMS (Pseudo HH Metered) | 0 | 0 | 0 | 0 | 0 | 0 | 0 | 0 | 0 | 0 | 0 | 0 | 0 | 0 | 0 | 0 | 0 | 0
3003. Yardstick components p/kWh (taking account of standing charges)
Data sources:
x1 = 2602. Standing charges factors adapted to use 132kV/HV
x2 = 2902. Pay-as-you-go yardstick unit costs by charging level (p/kWh)
Calculation =(1-x1)*x2
| GSPs | Assets 132kV | Assets 132kV/EHV | Assets EHV | Assets EHV/HV | Assets 132kV/HV | Assets HV | Assets HV/LV | Assets LV circuits | Transmission exit | Operating 132kV | Operating 132kV/EHV | Operating EHV | Operating EHV/HV | Operating 132kV/HV | Operating HV | Operating HV/LV | Operating LV circuits
Domestic Unrestricted | 0 | 0.15 | 0.0755 | 0.092027 | 0.14912 | 0.012538 | 0.19426 | 0.046106 | 0 | 0.06037 | 0.065235 | 0.032834 | 0.040022 | 0.064849 | 0.0054526 | 0.1622 | 0.068886 | 0
Domestic Two Rate | 0 | 0.12417 | 0.062499 | 0.076181 | 0.12344 | 0.010379 | 0.16081 | 0.038167 | 0 | 0.049975 | 0.054002 | 0.02718 | 0.03313 | 0.053682 | 0.0045137 | 0.13427 | 0.057024 | 0
Domestic Off Peak (related MPAN) | 0 | 0 | 0 | 0 | 0 | 0 | 0 | 0 | 0 | 0 | 0 | 0 | 0 | 0 | 0 | 0 | 0 | 0
Small Non Domestic Unrestricted | 0 | 0.13236 | 0.066617 | 0.0812 | 0.13157 | 0.011063 | 0.17141 | 0.040682 | 0 | 0.053268 | 0.05756 | 0.028971 | 0.035313 | 0.057219 | 0.0048111 | 0.14312 | 0.060782 | 0
Small Non Domestic Two Rate | 0 | 0.11085 | 0.055795 | 0.068009 | 0.1102 | 0.0092656 | 0.14356 | 0.034073 | 0 | 0.044614 | 0.048209 | 0.024264 | 0.029576 | 0.047924 | 0.0040295 | 0.11986 | 0.050907 | 0
Small Non Domestic Off Peak (related MPAN) | 0 | 0 | 0 | 0 | 0 | 0 | 0 | 0 | 0 | 0 | 0 | 0 | 0 | 0 | 0 | 0 | 0 | 0
LV Medium Non-Domestic | 0 | 0.11551 | 0.058141 | 0.070868 | 0.11483 | 0.0096552 | 0.1496 | 0.035505 | 0 | 0.04649 | 0.050236 | 0.025285 | 0.03082 | 0.049939 | 0.0041989 | 0.1249 | 0.053048 | 0
LV Sub Medium Non-Domestic | 0 | 0.11129 | 0.056013 | 0.068275 | 0.11063 | 0.0093018 | 0.14412 | 0 | 0 | 0.044788 | 0.048397 | 0.024359 | 0.029692 | 0.048111 | 0.0040452 | 0.12033 | 0 | 0
HV Medium Non-Domestic | 0 | 0.10841 | 0.055395 | 0.050484 | 0 | 0 | 0 | 0 | 0 | 0.044294 | 0.047145 | 0.024091 | 0.023491 | 0 | 0 | 0 | 0 | 0
LV Network Domestic | 0 | 0.14058 | 0.070757 | 0.086247 | 0.13975 | 0.01175 | 0.18206 | 0.04321 | 0 | 0.056578 | 0.061137 | 0.030772 | 0.037508 | 0.060776 | 0.0051101 | 0.15201 | 0.064559 | 0
LV Network Non-Domestic Non-CT | 0 | 0.12074 | 0.060772 | 0.074075 | 0.12003 | 0.010092 | 0.15637 | 0.037112 | 0 | 0.048593 | 0.052509 | 0.026429 | 0.032214 | 0.052199 | 0.0043889 | 0.13056 | 0.055448 | 0
LV HH Metered | 0 | 0.10905 | 0.054885 | 0.0669 | 0.1084 | 0.0091145 | 0.11298 | 0 | 0 | 0.043886 | 0.047423 | 0.023869 | 0.029094 | 0.047142 | 0.0039638 | 0.094328 | 0 | 0
LV Sub HH Metered | 0 | 0.10338 | 0.052033 | 0.063424 | 0.10277 | 0.0086409 | 0 | 0 | 0 | 0.041606 | 0.044959 | 0.022628 | 0.027582 | 0.044693 | 0.0037578 | 0 | 0 | 0
HV HH Metered | 0 | 0.082733 | 0.042275 | 0.038527 | 0 | 0 | 0 | 0 | 0 | 0.033804 | 0.035979 | 0.018385 | 0.017928 | 0 | 0 | 0 | 0 | 0
NHH UMS category A | 0 | 0.073833 | 0.037161 | 0.045296 | 0.073396 | 0.0061712 | 0.095618 | 0.022694 | 0.009429 | 0.029714 | 0.032109 | 0.016161 | 0.019699 | 0.031919 | 0.0026838 | 0.079834 | 0.033906 | 0.066909
NHH UMS category B | 0 | 0.15631 | 0.078673 | 0.095895 | 0.15538 | 0.013065 | 0.20243 | 0.048044 | 0.019962 | 0.062907 | 0.067977 | 0.034214 | 0.041704 | 0.067574 | 0.0056818 | 0.16901 | 0.071781 | 0.14165
NHH UMS category C | 0 | 0.30667 | 0.15435 | 0.18814 | 0.30485 | 0.025633 | 0.39716 | 0.09426 | 0.039164 | 0.12342 | 0.13337 | 0.067125 | 0.08182 | 0.13258 | 0.011147 | 0.3316 | 0.14083 | 0.27791
NHH UMS category D | 0 | 0.00072967 | 0.00036725 | 0.00044765 | 0.00072535 | 6.0988e-05 | 0.00094496 | 0.00022428 | 9.3184e-05 | 0.00029366 | 0.00031732 | 0.00015971 | 0.00019468 | 0.00031544 | 2.6523e-05 | 0.00078898 | 0.00033508 | 0.00066124
LV UMS (Pseudo HH Metered) | 0 | 0.15705 | 0.079047 | 0.096351 | 0.15612 | 0.013127 | 0.20339 | 0.048273 | 0.020057 | 0.063206 | 0.0683 | 0.034376 | 0.041902 | 0.067896 | 0.0057088 | 0.16982 | 0.072122 | 0.14232
3004. Contributions to unit rate 1 p/kWh by network level (taking account of standing charges)
Data sources:
x1 = 2602. Standing charges factors adapted to use 132kV/HV
x2 = 2903. Contributions to pay-as-you-go unit rate 1 (p/kWh)
Calculation =(1-x1)*x2
| GSPs | Assets 132kV | Assets 132kV/EHV | Assets EHV | Assets EHV/HV | Assets 132kV/HV | Assets HV | Assets HV/LV | Assets LV circuits | Transmission exit | Operating 132kV | Operating 132kV/EHV | Operating EHV | Operating EHV/HV | Operating 132kV/HV | Operating HV | Operating HV/LV | Operating LV circuits
Domestic Unrestricted | 0 | 0.15 | 0.0755 | 0.092027 | 0.14912 | 0.012538 | 0.19426 | 0.046106 | 0 | 0.06037 | 0.065235 | 0.032834 | 0.040022 | 0.064849 | 0.0054526 | 0.1622 | 0.068886 | 0
Domestic Two Rate | 0 | 0.17557 | 0.088367 | 0.10205 | 0.16536 | 0.014675 | 0.21543 | 0.051129 | 0 | 0.07237 | 0.076353 | 0.03843 | 0.044382 | 0.071914 | 0.0063819 | 0.17987 | 0.076391 | 0
Domestic Off Peak (related MPAN) | 0 | 0.042645 | 0.021464 | 0.030575 | 0.049542 | 0.0035644 | 0.064542 | 0.015318 | 0 | 0.015272 | 0.018546 | 0.0093344 | 0.013297 | 0.021545 | 0.0015501 | 0.053888 | 0.022887 | 0
Small Non Domestic Unrestricted | 0 | 0.13244 | 0.066658 | 0.081259 | 0.13167 | 0.01107 | 0.17153 | 0.040712 | 0 | 0.053285 | 0.057595 | 0.028989 | 0.035339 | 0.057261 | 0.004814 | 0.14322 | 0.060826 | 0
Small Non Domestic Two Rate | 0 | 0.14844 | 0.074713 | 0.091761 | 0.14868 | 0.012407 | 0.1937 | 0.045973 | 0 | 0.058141 | 0.064555 | 0.032492 | 0.039906 | 0.064661 | 0.0053958 | 0.16173 | 0.068686 | 0
Small Non Domestic Off Peak (related MPAN) | 0 | 0.018799 | 0.0094621 | 0.016099 | 0.026086 | 0.0015713 | 0.033985 | 0.0080659 | 0 | 0.0062055 | 0.0081756 | 0.0041149 | 0.0070014 | 0.011345 | 0.00068335 | 0.028375 | 0.012051 | 0
LV Medium Non-Domestic | 0 | 0.14642 | 0.073696 | 0.089562 | 0.14512 | 0.012238 | 0.18906 | 0.044871 | 0 | 0.05777 | 0.063676 | 0.032049 | 0.038949 | 0.063111 | 0.0053223 | 0.15785 | 0.06704 | 0
LV Sub Medium Non-Domestic | 0 | 0.10765 | 0.054181 | 0.066001 | 0.10695 | 0.0089977 | 0.13933 | 0 | 0 | 0.042393 | 0.046815 | 0.023563 | 0.028703 | 0.046509 | 0.003913 | 0.11633 | 0 | 0
HV Medium Non-Domestic | 0 | 0.14192 | 0.072519 | 0.066246 | 0 | 0 | 0 | 0 | 0 | 0.05657 | 0.061719 | 0.031538 | 0.030826 | 0 | 0 | 0 | 0 | 0
LV Network Domestic | 0 | 0.93077 | 0.46847 | 0.46213 | 0.74882 | 0.077798 | 0.97554 | 0.23153 | 0 | 0.42295 | 0.40478 | 0.20373 | 0.20098 | 0.32565 | 0.033833 | 0.8145 | 0.34592 | 0
LV Network Non-Domestic Non-CT | 0 | 0.92757 | 0.46686 | 0.44181 | 0.71589 | 0.07753 | 0.93264 | 0.22135 | 0 | 0.4347 | 0.40339 | 0.20303 | 0.19214 | 0.31133 | 0.033717 | 0.77869 | 0.33071 | 0
LV HH Metered | 0 | 0.8625 | 0.43411 | 0.41369 | 0.67033 | 0.072092 | 0.69863 | 0 | 0 | 0.39773 | 0.37509 | 0.18879 | 0.17991 | 0.29152 | 0.031352 | 0.58331 | 0 | 0
LV Sub HH Metered | 0 | 0.83575 | 0.42065 | 0.40086 | 0.64953 | 0.069855 | 0 | 0 | 0 | 0.38539 | 0.36346 | 0.18293 | 0.17433 | 0.28247 | 0.030379 | 0 | 0 | 0
HV HH Metered | 0 | 0.71724 | 0.3665 | 0.26113 | 0 | 0 | 0 | 0 | 0 | 0.33578 | 0.31192 | 0.15939 | 0.12151 | 0 | 0 | 0 | 0 | 0
NHH UMS category A | 0 | 0.085169 | 0.042867 | 0.052283 | 0.084717 | 0.0071188 | 0.11037 | 0.026194 | 0.010883 | 0.034265 | 0.037039 | 0.018642 | 0.022737 | 0.036842 | 0.0030959 | 0.092148 | 0.039136 | 0.077229
NHH UMS category B | 0 | 0.12695 | 0.063896 | 0.065421 | 0.106 | 0.010611 | 0.1381 | 0.032776 | 0.013618 | 0.057636 | 0.055209 | 0.027788 | 0.028451 | 0.0461 | 0.0046146 | 0.1153 | 0.04897 | 0.096635
NHH UMS category C | 0 | 0.22951 | 0.11551 | 0.11561 | 0.18733 | 0.019183 | 0.24405 | 0.057922 | 0.024066 | 0.10402 | 0.099809 | 0.050236 | 0.050277 | 0.081467 | 0.0083424 | 0.20376 | 0.086539 | 0.17077
NHH UMS category D | 0 | 0.043758 | 0.022024 | 0.03883 | 0.062918 | 0.0036575 | 0.081968 | 0.019454 | 0.008083 | 0.011366 | 0.01903 | 0.0095781 | 0.016887 | 0.027362 | 0.0015906 | 0.068437 | 0.029066 | 0.057357
LV UMS (Pseudo HH Metered) | 0 | 2.4861 | 1.2513 | 1.1826 | 1.9162 | 0.2078 | 2.4964 | 0.59249 | 0.24617 | 1.1475 | 1.0812 | 0.54418 | 0.51429 | 0.83334 | 0.09037 | 2.0843 | 0.88522 | 1.7469
3005. Contributions to unit rate 2 p/kWh by network level (taking account of standing charges)
Data sources:
x1 = 2602. Standing charges factors adapted to use 132kV/HV
x2 = 2904. Contributions to pay-as-you-go unit rate 2 (p/kWh)
Calculation =(1-x1)*x2
| GSPs | Assets 132kV | Assets 132kV/EHV | Assets EHV | Assets EHV/HV | Assets 132kV/HV | Assets HV | Assets HV/LV | Assets LV circuits | Transmission exit | Operating 132kV | Operating 132kV/EHV | Operating EHV | Operating EHV/HV | Operating 132kV/HV | Operating HV | Operating HV/LV | Operating LV circuits
Domestic Two Rate | 0 | 0.0018056 | 0.00090879 | 0.0047672 | 0.0077246 | 0.00015092 | 0.010063 | 0.0023884 | 0 | 0.0012685 | 0.00078523 | 0.00039522 | 0.0020732 | 0.0033593 | 6.5633e-05 | 0.0084022 | 0.0035685 | 0
Small Non Domestic Two Rate | 0 | 0.0017319 | 0.00087168 | 0.0045731 | 0.00741 | 0.00014476 | 0.0096536 | 0.0022912 | 0 | 0.0012164 | 0.00075317 | 0.00037908 | 0.0019888 | 0.0032225 | 6.2953e-05 | 0.0080601 | 0.0034231 | 0
LV Medium Non-Domestic | 0 | 0.0015993 | 0.00080494 | 0.0042225 | 0.0068419 | 0.00013367 | 0.0089135 | 0.0021155 | 0 | 0.0011236 | 0.0006955 | 0.00035006 | 0.0018363 | 0.0029755 | 5.8133e-05 | 0.0074421 | 0.0031607 | 0
LV Sub Medium Non-Domestic | 0 | 0.0011859 | 0.00059689 | 0.0031311 | 0.0050735 | 9.9123e-05 | 0.0066096 | 0 | 0 | 0.00083317 | 0.00051574 | 0.00025958 | 0.0013617 | 0.0022064 | 4.3107e-05 | 0.0055186 | 0 | 0
HV Medium Non-Domestic | 0 | 0.001558 | 0.00079611 | 0.0031224 | 0 | 0 | 0 | 0 | 0 | 0.0011113 | 0.00067755 | 0.00034622 | 0.0014529 | 0 | 0 | 0 | 0 | 0
LV Network Domestic | 0 | 0.041079 | 0.020676 | 0.056452 | 0.091473 | 0.0034335 | 0.11917 | 0.028283 | 0 | 0 | 0.017865 | 0.0089916 | 0.02455 | 0.03978 | 0.0014932 | 0.099497 | 0.042257 | 0
LV Network Non-Domestic Non-CT | 0 | 0.040938 | 0.020605 | 0.05397 | 0.08745 | 0.0034217 | 0.11393 | 0.027039 | 0 | 0 | 0.017803 | 0.0089607 | 0.023471 | 0.038031 | 0.0014881 | 0.095122 | 0.040399 | 0
LV HH Metered | 0 | 0.038066 | 0.019159 | 0.050535 | 0.081885 | 0.0031817 | 0.085342 | 0 | 0 | 0 | 0.016554 | 0.0083321 | 0.021977 | 0.035611 | 0.0013837 | 0.071254 | 0 | 0
LV Sub HH Metered | 0 | 0.036885 | 0.018565 | 0.048967 | 0.079345 | 0.003083 | 0 | 0 | 0 | 0 | 0.016041 | 0.0080736 | 0.021295 | 0.034506 | 0.0013408 | 0 | 0 | 0
HV HH Metered | 0 | 0.031655 | 0.016175 | 0.031898 | 0 | 0 | 0 | 0 | 0 | 0 | 0.013766 | 0.0070344 | 0.014843 | 0 | 0 | 0 | 0 | 0
LV UMS (Pseudo HH Metered) | 0 | 0.030558 | 0.01538 | 0.041188 | 0.066738 | 0.0025542 | 0.086945 | 0.020635 | 0.0085737 | 0 | 0.013289 | 0.0066888 | 0.017912 | 0.029024 | 0.0011108 | 0.072593 | 0.03083 | 0.06084
3006. Contributions to unit rate 3 p/kWh by network level (taking account of standing charges)
Data sources:
x1 = 2602. Standing charges factors adapted to use 132kV/HV
x2 = 2905. Contributions to pay-as-you-go unit rate 3 (p/kWh)
Calculation =(1-x1)*x2
| GSPs | Assets 132kV | Assets 132kV/EHV | Assets EHV | Assets EHV/HV | Assets 132kV/HV | Assets HV | Assets HV/LV | Assets LV circuits | Transmission exit | Operating 132kV | Operating 132kV/EHV | Operating EHV | Operating EHV/HV | Operating 132kV/HV | Operating HV | Operating HV/LV | Operating LV circuits
LV Network Domestic | 0 | 0.0016174 | 0.00081409 | 0.0044206 | 0.0071629 | 0.00013519 | 0.0093317 | 0.0022148 | 0 | 0.0011198 | 0.00070341 | 0.00035404 | 0.0019225 | 0.0031151 | 5.8794e-05 | 0.0077913 | 0.003309 | 0
LV Network Non-Domestic Non-CT | 0 | 0.0016119 | 0.00081129 | 0.0042262 | 0.006848 | 0.00013473 | 0.0089213 | 0.0021174 | 0 | 0.0011509 | 0.00070098 | 0.00035282 | 0.0018379 | 0.0029781 | 5.8591e-05 | 0.0074487 | 0.0031635 | 0
LV HH Metered | 0 | 0.0014988 | 0.00075438 | 0.0039573 | 0.0064122 | 0.00012528 | 0.0066829 | 0 | 0 | 0.001053 | 0.00065182 | 0.00032807 | 0.001721 | 0.0027886 | 5.4481e-05 | 0.0055797 | 0 | 0
LV Sub HH Metered | 0 | 0.0014523 | 0.00073098 | 0.0038345 | 0.0062132 | 0.00012139 | 0 | 0 | 0 | 0.0010203 | 0.00063159 | 0.00031789 | 0.0016676 | 0.0027021 | 5.2791e-05 | 0 | 0 | 0
HV HH Metered | 0 | 0.0012464 | 0.00063688 | 0.0024979 | 0 | 0 | 0 | 0 | 0 | 0.00088899 | 0.00054203 | 0.00027697 | 0.0011623 | 0 | 0 | 0 | 0 | 0
LV UMS (Pseudo HH Metered) | 0 | 0.0014249 | 0.00071717 | 0.0037621 | 0.0060959 | 0.0001191 | 0.0079416 | 0.0018848 | 0.00078313 | 0.0010011 | 0.00061967 | 0.00031189 | 0.0016361 | 0.002651 | 5.1794e-05 | 0.0066306 | 0.0028161 | 0.0055571

## AggCap
Standing charges as fixed charges for WPD East Midlands in April 16 (Finals)
This sheet allocates standing charges to fixed charges for non half hourly settled demand users.
3101. Mapping of tariffs to tariff groups
| LV domestic and small non-domestic tariffs | LV medium non-domestic tariffs | LV substation aggregated tariffs | HV network aggregated tariffs
Domestic Unrestricted | 1 | 0 | 0 | 0
Domestic Two Rate | 1 | 0 | 0 | 0
Small Non Domestic Unrestricted | 1 | 0 | 0 | 0
Small Non Domestic Two Rate | 1 | 0 | 0 | 0
LV Medium Non-Domestic | 0 | 1 | 0 | 0
LV Sub Medium Non-Domestic | 0 | 0 | 1 | 0
HV Medium Non-Domestic | 0 | 0 | 0 | 1
LV Network Domestic | 1 | 0 | 0 | 0
LV Network Non-Domestic Non-CT | 1 | 0 | 0 | 0
3102. Capacity use for tariffs charged for capacity on an exit point basis
Data sources:
x1 = 2407. All units (MWh)
x2 = 1041. Load factor for each type of demand user (in Load profile data for demand users)
x3 = 1010. Days in the charging year (in Financial and general assumptions)
x4 = 2305. MPANs (in Equivalent volume for each end user)
Kind: | Calculation | Copy cells
Formula: | =x1/x2/(24*x3)*1000 | = x4
| Unit-based contributions to aggregate maximum load (kW) | MPANs
Domestic Unrestricted | 1440065.2288 | 1556957.7997
Domestic Two Rate | 883771.8691 | 884126.4441
Small Non Domestic Unrestricted | 335742.9932 | 95068.778
Small Non Domestic Two Rate | 432241.3101 | 82553.047
LV Medium Non-Domestic | 122044.1512 | 5462.3655
LV Sub Medium Non-Domestic | 0 | 0
HV Medium Non-Domestic | 3851.6049 | 104.0658
LV Network Domestic | 0 | 0
LV Network Non-Domestic Non-CT | 13945.7965 | 883.828
3103. Aggregate number of users charged for capacity on an exit point basis
Data sources:
x1 = 3101. Mapping of tariffs to tariff groups
x2 = 3102. MPANs (in Equivalent volume for each end user) (in Capacity use for tariffs charged for capacity on an exit point basis)
Sum-product calculation =SUMPRODUCT(x1, x2)
| LV domestic and small non-domestic tariffs | LV medium non-domestic tariffs | LV substation aggregated tariffs | HV network aggregated tariffs
Aggregate number of users charged for capacity on an exit point basis | 2619589.8969 | 5462.3655 | 0 | 104.0658
3104. Aggregate capacity (kW)
Data sources:
x1 = 3101. Mapping of tariffs to tariff groups
x2 = 3102. Unit-based contributions to aggregate maximum load (kW) (in Capacity use for tariffs charged for capacity on an exit point basis)
Sum-product calculation =SUMPRODUCT(x1, x2)
| LV domestic and small non-domestic tariffs | LV medium non-domestic tariffs | LV substation aggregated tariffs | HV network aggregated tariffs
Aggregate capacity (kW) | 3105767.1976 | 122044.1512 | 0 | 3851.6049
3105. Average maximum kVA by exit point
Data sources:
x1 = 3103. Aggregate number of users charged for capacity on an exit point basis
x2 = 3104. Aggregate capacity (kW)
x3 = 1010. Power factor for all flows in the network model (in Financial and general assumptions)
Calculation =IF(x1,x2/x1/x3,0)
| LV domestic and small non-domestic tariffs | LV medium non-domestic tariffs | LV substation aggregated tariffs | HV network aggregated tariffs
Average maximum kVA by exit point | 1.248 | 23.5187 | 0 | 38.9592
3106. Deemed average maximum kVA for each tariff
Data sources:
x1 = 3101. Mapping of tariffs to tariff groups
x2 = 3105. Average maximum kVA by exit point
Sum-product calculation =SUMPRODUCT(x1, x2)
Deemed average maximum kVA for each tariff
Domestic Unrestricted | 1.248
Domestic Two Rate | 1.248
Small Non Domestic Unrestricted | 1.248
Small Non Domestic Two Rate | 1.248
LV Medium Non-Domestic | 23.5187
LV Sub Medium Non-Domestic | 0
HV Medium Non-Domestic | 38.9592
LV Network Domestic | 1.248
LV Network Non-Domestic Non-CT | 1.248
3107. Capacity-driven fixed charge elements from standing charges factors p/MPAN/day
Data sources:
x1 = 3002. Capacity elements p/kVA/day
x2 = 3106. Deemed average maximum kVA for each tariff
Calculation =x1*x2
| GSPs | Assets 132kV | Assets 132kV/EHV | Assets EHV | Assets EHV/HV | Assets 132kV/HV | Assets HV | Assets HV/LV | Assets LV circuits | Transmission exit | Operating 132kV | Operating 132kV/EHV | Operating EHV | Operating EHV/HV | Operating 132kV/HV | Operating HV | Operating HV/LV | Operating LV circuits
Domestic Unrestricted | 0 | 0 | 0 | 0 | 0 | 0 | 0 | 0 | 0.17712 | 0 | 0 | 0 | 0 | 0 | 0 | 0 | 0 | 1.2568
Domestic Two Rate | 0 | 0 | 0 | 0 | 0 | 0 | 0 | 0 | 0.17712 | 0 | 0 | 0 | 0 | 0 | 0 | 0 | 0 | 1.2568
Small Non Domestic Unrestricted | 0 | 0 | 0 | 0 | 0 | 0 | 0 | 0 | 0.17712 | 0 | 0 | 0 | 0 | 0 | 0 | 0 | 0 | 1.2568
Small Non Domestic Two Rate | 0 | 0 | 0 | 0 | 0 | 0 | 0 | 0 | 0.17712 | 0 | 0 | 0 | 0 | 0 | 0 | 0 | 0 | 1.2568
LV Medium Non-Domestic | 0 | 0 | 0 | 0 | 0 | 0 | 0 | 0 | 3.3378 | 0 | 0 | 0 | 0 | 0 | 0 | 0 | 0 | 23.6852
LV Sub Medium Non-Domestic | 0 | 0 | 0 | 0 | 0 | 0 | 0 | 0 | 0 | 0 | 0 | 0 | 0 | 0 | 0 | 0 | 0 | 0
HV Medium Non-Domestic | 0 | 0.86959 | 0 | 6.1575 | 34.6088 | 3.1399 | 36.0829 | 0 | 0 | 0 | 0.37818 | 0 | 2.8652 | 23.2135 | 2.1061 | 43.3288 | 0 | 0
LV Network Domestic | 0 | 0 | 0 | 0 | 0 | 0 | 0 | 0 | 0.17712 | 0 | 0 | 0 | 0 | 0 | 0 | 0 | 0 | 1.2568
LV Network Non-Domestic Non-CT | 0 | 0 | 0 | 0 | 0 | 0 | 0 | 0 | 0.17712 | 0 | 0 | 0 | 0 | 0 | 0 | 0 | 0 | 1.2568

## Reactive
Reactive power unit charges for WPD East Midlands in April 16 (Finals)
3201. Standard components p/kWh for reactive power (absolute value)
Data sources:
x1 = 3003. Yardstick components p/kWh (taking account of standing charges)
Calculation =ABS(x1)
| GSPs | Assets 132kV | Assets 132kV/EHV | Assets EHV | Assets EHV/HV | Assets 132kV/HV | Assets HV | Assets HV/LV | Assets LV circuits | Transmission exit | Operating 132kV | Operating 132kV/EHV | Operating EHV | Operating EHV/HV | Operating 132kV/HV | Operating HV | Operating HV/LV | Operating LV circuits
LV HH Metered | 0 | 0.10905 | 0.054885 | 0.0669 | 0.1084 | 0.0091145 | 0.11298 | 0 | 0 | 0.043886 | 0.047423 | 0.023869 | 0.029094 | 0.047142 | 0.0039638 | 0.094328 | 0 | 0
LV Sub HH Metered | 0 | 0.10338 | 0.052033 | 0.063424 | 0.10277 | 0.0086409 | 0 | 0 | 0 | 0.041606 | 0.044959 | 0.022628 | 0.027582 | 0.044693 | 0.0037578 | 0 | 0 | 0
HV HH Metered | 0 | 0.082733 | 0.042275 | 0.038527 | 0 | 0 | 0 | 0 | 0 | 0.033804 | 0.035979 | 0.018385 | 0.017928 | 0 | 0 | 0 | 0 | 0
3202. Standard reactive p/kVArh
Data sources:
x1 = 3201. Standard components p/kWh for reactive power (absolute value)
x2 = 1092. Average kVAr by kVA, by network level
x3 = 1010. Power factor for all flows in the network model (in Financial and general assumptions)
Calculation =x1*x2*x3
| GSPs | Assets 132kV | Assets 132kV/EHV | Assets EHV | Assets EHV/HV | Assets 132kV/HV | Assets HV | Assets HV/LV | Assets LV circuits | Transmission exit | Operating 132kV | Operating 132kV/EHV | Operating EHV | Operating EHV/HV | Operating 132kV/HV | Operating HV | Operating HV/LV | Operating LV circuits
LV HH Metered | 0 | 0.03011 | 0.015155 | 0.018473 | 0.029932 | 0.0025167 | 0.031196 | 0 | 0 | 0.012118 | 0.013095 | 0.0065907 | 0.0080335 | 0.013017 | 0.0010945 | 0.026046 | 0 | 0
LV Sub HH Metered | 0 | 0.028546 | 0.014368 | 0.017513 | 0.028377 | 0.002386 | 0 | 0 | 0 | 0.011488 | 0.012414 | 0.0062483 | 0.0076161 | 0.012341 | 0.0010376 | 0 | 0 | 0
HV HH Metered | 0 | 0.022844 | 0.011673 | 0.010638 | 0 | 0 | 0 | 0 | 0 | 0.009334 | 0.0099348 | 0.0050765 | 0.0049503 | 0 | 0 | 0 | 0 | 0
3203. Network use factors for generator reactive unit charges
These factors differ from the network use factors for active power charges/credits in the case of generators,
who do not qualify for active power credits at the voltage of connection but are charged reactive unit charges for costs caused at that voltage.
| GSPs | 132kV | 132kV/EHV | EHV | EHV/HV | 132kV/HV | HV | HV/LV | LV circuits
LV Generation Intermittent | 1 | 1 | 1 | 1 | 1 | 1 | 1 | 1 | 1
LV Generation Non-Intermittent | 1 | 1 | 1 | 1 | 1 | 1 | 1 | 1 | 1
LV Sub Generation Intermittent | 1 | 1 | 1 | 1 | 1 | 1 | 1 | 1 | 0
LV Sub Generation Non-Intermittent | 1 | 1 | 1 | 1 | 1 | 1 | 1 | 1 | 0
HV Generation Intermittent | 1 | 1 | 1 | 1 | 1 | 1 | 1 | 0 | 0
HV Generation Non-Intermittent | 1 | 1 | 1 | 1 | 1 | 1 | 1 | 0 | 0
3204. Absolute value of load coefficient (kW peak / average kW)
Data sources:
x1 = 2302. Load coefficient
Calculation =ABS(x1)
Absolute load coefficient
LV Generation Intermittent | 1
LV Generation Non-Intermittent | 1
LV Sub Generation Intermittent | 1
LV Sub Generation Non-Intermittent | 1
HV Generation Intermittent | 1
HV Generation Non-Intermittent | 1
3205. Pay-as-you-go components p/kWh for reactive power (absolute value)
Data sources:
x1 = 2901. Unit cost at each level, £/kW/year (relative to system simultaneous maximum load)
x2 = 3204. Absolute value of load coefficient (kW peak / average kW)
x3 = 2001. Loss adjustment factor to transmission (in Loss adjustment factors to transmission)
x4 = 2004. Loss adjustment factor to transmission for each network level
x5 = 2804. Proportion of annual charge covered by contributions (for all charging levels)
x6 = 3203. Network use factors for generator reactive unit charges
x7 = 1010. Days in the charging year (in Financial and general assumptions)
Calculation =x1*x2*x3/x4*(1-x5)*x6/(24*x7)*100
| GSPs | Assets 132kV | Assets 132kV/EHV | Assets EHV | Assets EHV/HV | Assets 132kV/HV | Assets HV | Assets HV/LV | Assets LV circuits | Transmission exit | Operating 132kV | Operating 132kV/EHV | Operating EHV | Operating EHV/HV | Operating 132kV/HV | Operating HV | Operating HV/LV | Operating LV circuits
LV Generation Intermittent | 0 | 0.073833 | 0.040176 | 0.048971 | 0.079351 | 0.082234 | 0.095618 | 0.022694 | 0.009429 | 0.029714 | 0.032109 | 0.017472 | 0.021297 | 0.034509 | 0.035763 | 0.079834 | 0.033906 | 0.066909
LV Generation Non-Intermittent | 0 | 0.073833 | 0.040176 | 0.048971 | 0.079351 | 0.082234 | 0.095618 | 0.022694 | 0.009429 | 0.029714 | 0.032109 | 0.017472 | 0.021297 | 0.034509 | 0.035763 | 0.079834 | 0.033906 | 0.066909
LV Sub Generation Intermittent | 0 | 0.071131 | 0.038706 | 0.047179 | 0.076447 | 0.079225 | 0.092119 | 0.021863 | 0 | 0.028627 | 0.030934 | 0.016833 | 0.020518 | 0.033246 | 0.034454 | 0.076913 | 0.032665 | 0
LV Sub Generation Non-Intermittent | 0 | 0.071131 | 0.038706 | 0.047179 | 0.076447 | 0.079225 | 0.092119 | 0.021863 | 0 | 0.028627 | 0.030934 | 0.016833 | 0.020518 | 0.033246 | 0.034454 | 0.076913 | 0.032665 | 0
HV Generation Intermittent | 0 | 0.069847 | 0.038007 | 0.043297 | 0.048671 | 0.05044 | 0.062895 | 0 | 0 | 0.02811 | 0.030376 | 0.016529 | 0.020147 | 0.032646 | 0.033832 | 0.075525 | 0 | 0
HV Generation Non-Intermittent | 0 | 0.069847 | 0.038007 | 0.043297 | 0.048671 | 0.05044 | 0.062895 | 0 | 0 | 0.02811 | 0.030376 | 0.016529 | 0.020147 | 0.032646 | 0.033832 | 0.075525 | 0 | 0
3206. Pay-as-you-go reactive p/kVArh
Data sources:
x1 = 3205. Pay-as-you-go components p/kWh for reactive power (absolute value)
x2 = 1092. Average kVAr by kVA, by network level
x3 = 1010. Power factor for all flows in the network model (in Financial and general assumptions)
Calculation =x1*x2*x3
| GSPs | Assets 132kV | Assets 132kV/EHV | Assets EHV | Assets EHV/HV | Assets 132kV/HV | Assets HV | Assets HV/LV | Assets LV circuits | Transmission exit | Operating 132kV | Operating 132kV/EHV | Operating EHV | Operating EHV/HV | Operating 132kV/HV | Operating HV | Operating HV/LV | Operating LV circuits
LV Generation Intermittent | 0 | 0.020387 | 0.011094 | 0.013522 | 0.021911 | 0.022707 | 0.026402 | 0.0062663 | 0.0026036 | 0.0082048 | 0.008866 | 0.0048245 | 0.0058806 | 0.0095286 | 0.0098749 | 0.022044 | 0.0093622 | 0.018475
LV Generation Non-Intermittent | 0 | 0.020387 | 0.011094 | 0.013522 | 0.021911 | 0.022707 | 0.026402 | 0.0062663 | 0.0026036 | 0.0082048 | 0.008866 | 0.0048245 | 0.0058806 | 0.0095286 | 0.0098749 | 0.022044 | 0.0093622 | 0.018475
LV Sub Generation Intermittent | 0 | 0.019641 | 0.010688 | 0.013027 | 0.021109 | 0.021876 | 0.025436 | 0.0060369 | 0 | 0.0079046 | 0.0085415 | 0.0046479 | 0.0056654 | 0.0091799 | 0.0095135 | 0.021237 | 0.0090196 | 0
LV Sub Generation Non-Intermittent | 0 | 0.019641 | 0.010688 | 0.013027 | 0.021109 | 0.021876 | 0.025436 | 0.0060369 | 0 | 0.0079046 | 0.0085415 | 0.0046479 | 0.0056654 | 0.0091799 | 0.0095135 | 0.021237 | 0.0090196 | 0
HV Generation Intermittent | 0 | 0.019286 | 0.010495 | 0.011955 | 0.013439 | 0.013928 | 0.017367 | 0 | 0 | 0.0077619 | 0.0083874 | 0.004564 | 0.0055632 | 0.0090143 | 0.0093419 | 0.020854 | 0 | 0
HV Generation Non-Intermittent | 0 | 0.019286 | 0.010495 | 0.011955 | 0.013439 | 0.013928 | 0.017367 | 0 | 0 | 0.0077619 | 0.0083874 | 0.004564 | 0.0055632 | 0.0090143 | 0.0093419 | 0.020854 | 0 | 0

## Aggreg
Aggregation for WPD East Midlands in April 16 (Finals)
This sheet aggregates elements of tariffs excluding revenue matching and final adjustments and rounding.
3301. Unit rate 1 p/kWh (elements)
Data sources:
x1 = 3004. Unit rate 1 total p/kWh (taking account of standing charges) — for Tariffs with Unit rate 1 p/kWh from Standard 1 kWh
x2 = 2903. Pay-as-you-go unit rate 1 (p/kWh) — for Tariffs with Unit rate 1 p/kWh from PAYG 1 kWh
x3 = 2903. Pay-as-you-go unit rate 1 (p/kWh) — for Tariffs with Unit rate 1 p/kWh from PAYG 1 kWh & customer
x4 = 2902. Pay-as-you-go yardstick unit rate (p/kWh) — for Tariffs with Unit rate 1 p/kWh from PAYG yardstick kWh
x5 = 2203. Service model asset p/kWh charge for unmetered tariffs — for Tariffs with Unit rate 1 p/kWh from PAYG 1 kWh & customer
x6 = 2712. Operating expenditure for unmetered customer assets (p/kWh) — for Tariffs with Unit rate 1 p/kWh from PAYG 1 kWh & customer
Combine tables = x1 or x2 or x3 or x4 or x5 or x6
| GSPs | Assets 132kV | Assets 132kV/EHV | Assets EHV | Assets EHV/HV | Assets 132kV/HV | Assets HV | Assets HV/LV | Assets LV circuits | Assets LV customer | Assets HV customer | Transmission exit | Operating 132kV | Operating 132kV/EHV | Operating EHV | Operating EHV/HV | Operating 132kV/HV | Operating HV | Operating HV/LV | Operating LV circuits | Operating LV customer | Operating HV customer
Domestic Unrestricted | 0 | 0.15 | 0.0755 | 0.092027 | 0.14912 | 0.012538 | 0.19426 | 0.046106 | 0 |  |  | 0.06037 | 0.065235 | 0.032834 | 0.040022 | 0.064849 | 0.0054526 | 0.1622 | 0.068886 | 0
Domestic Two Rate | 0 | 0.17557 | 0.088367 | 0.10205 | 0.16536 | 0.014675 | 0.21543 | 0.051129 | 0 |  |  | 0.07237 | 0.076353 | 0.03843 | 0.044382 | 0.071914 | 0.0063819 | 0.17987 | 0.076391 | 0
Domestic Off Peak (related MPAN) | 0 | 0.042645 | 0.021464 | 0.030575 | 0.049542 | 0.0035644 | 0.064542 | 0.015318 | 0 |  |  | 0.015272 | 0.018546 | 0.0093344 | 0.013297 | 0.021545 | 0.0015501 | 0.053888 | 0.022887 | 0
Small Non Domestic Unrestricted | 0 | 0.13244 | 0.066658 | 0.081259 | 0.13167 | 0.01107 | 0.17153 | 0.040712 | 0 |  |  | 0.053285 | 0.057595 | 0.028989 | 0.035339 | 0.057261 | 0.004814 | 0.14322 | 0.060826 | 0
Small Non Domestic Two Rate | 0 | 0.14844 | 0.074713 | 0.091761 | 0.14868 | 0.012407 | 0.1937 | 0.045973 | 0 |  |  | 0.058141 | 0.064555 | 0.032492 | 0.039906 | 0.064661 | 0.0053958 | 0.16173 | 0.068686 | 0
Small Non Domestic Off Peak (related MPAN) | 0 | 0.018799 | 0.0094621 | 0.016099 | 0.026086 | 0.0015713 | 0.033985 | 0.0080659 | 0 |  |  | 0.0062055 | 0.0081756 | 0.0041149 | 0.0070014 | 0.011345 | 0.00068335 | 0.028375 | 0.012051 | 0
LV Medium Non-Domestic | 0 | 0.14642 | 0.073696 | 0.089562 | 0.14512 | 0.012238 | 0.18906 | 0.044871 | 0 |  |  | 0.05777 | 0.063676 | 0.032049 | 0.038949 | 0.063111 | 0.0053223 | 0.15785 | 0.06704 | 0
LV Sub Medium Non-Domestic | 0 | 0.10765 | 0.054181 | 0.066001 | 0.10695 | 0.0089977 | 0.13933 | 0 | 0 |  |  | 0.042393 | 0.046815 | 0.023563 | 0.028703 | 0.046509 | 0.003913 | 0.11633 | 0 | 0
HV Medium Non-Domestic | 0 | 0.14192 | 0.072519 | 0.066246 | 0 | 0 | 0 | 0 | 0 |  |  | 0.05657 | 0.061719 | 0.031538 | 0.030826 | 0 | 0 | 0 | 0 | 0
LV Network Domestic | 0 | 0.93077 | 0.46847 | 0.46213 | 0.74882 | 0.077798 | 0.97554 | 0.23153 | 0 |  |  | 0.42295 | 0.40478 | 0.20373 | 0.20098 | 0.32565 | 0.033833 | 0.8145 | 0.34592 | 0
LV Network Non-Domestic Non-CT | 0 | 0.92757 | 0.46686 | 0.44181 | 0.71589 | 0.07753 | 0.93264 | 0.22135 | 0 |  |  | 0.4347 | 0.40339 | 0.20303 | 0.19214 | 0.31133 | 0.033717 | 0.77869 | 0.33071 | 0
LV HH Metered | 0 | 0.8625 | 0.43411 | 0.41369 | 0.67033 | 0.072092 | 0.69863 | 0 | 0 |  |  | 0.39773 | 0.37509 | 0.18879 | 0.17991 | 0.29152 | 0.031352 | 0.58331 | 0 | 0
LV Sub HH Metered | 0 | 0.83575 | 0.42065 | 0.40086 | 0.64953 | 0.069855 | 0 | 0 | 0 |  |  | 0.38539 | 0.36346 | 0.18293 | 0.17433 | 0.28247 | 0.030379 | 0 | 0 | 0
HV HH Metered | 0 | 0.71724 | 0.3665 | 0.26113 | 0 | 0 | 0 | 0 | 0 |  |  | 0.33578 | 0.31192 | 0.15939 | 0.12151 | 0 | 0 | 0 | 0 | 0
NHH UMS category A | 0 | 0.085169 | 0.042867 | 0.052283 | 0.084717 | 0.0071188 | 0.11037 | 0.026194 | 0.010883 |  |  | 0.034265 | 0.037039 | 0.018642 | 0.022737 | 0.036842 | 0.0030959 | 0.092148 | 0.039136 | 0.077229 | 0.53594
NHH UMS category B | 0 | 0.12695 | 0.063896 | 0.065421 | 0.106 | 0.010611 | 0.1381 | 0.032776 | 0.013618 |  |  | 0.057636 | 0.055209 | 0.027788 | 0.028451 | 0.0461 | 0.0046146 | 0.1153 | 0.04897 | 0.096635 | 0.53594
NHH UMS category C | 0 | 0.22951 | 0.11551 | 0.11561 | 0.18733 | 0.019183 | 0.24405 | 0.057922 | 0.024066 |  |  | 0.10402 | 0.099809 | 0.050236 | 0.050277 | 0.081467 | 0.0083424 | 0.20376 | 0.086539 | 0.17077 | 0.53594
NHH UMS category D | 0 | 0.043758 | 0.022024 | 0.03883 | 0.062918 | 0.0036575 | 0.081968 | 0.019454 | 0.008083 |  |  | 0.011366 | 0.01903 | 0.0095781 | 0.016887 | 0.027362 | 0.0015906 | 0.068437 | 0.029066 | 0.057357 | 0.53594
LV UMS (Pseudo HH Metered) | 0 | 2.4861 | 1.2513 | 1.1826 | 1.9162 | 0.2078 | 2.4964 | 0.59249 | 0.24617 |  |  | 1.1475 | 1.0812 | 0.54418 | 0.51429 | 0.83334 | 0.09037 | 2.0843 | 0.88522 | 1.7469 | 0.53594
LV Generation NHH or Aggregate HH | 0 | -0.073833 | -0.037161 | -0.045296 | -0.073396 | -0.0061712 | -0.095618 | -0.022694 | 0 |  |  | -0.029714 | -0.032109 | -0.016161 | -0.019699 | -0.031919 | -0.0026838 | -0.079834 | -0.033906 | 0
LV Sub Generation NHH | 0 | -0.071131 | -0.035801 | -0.043639 | -0.07071 | -0.0059454 | -0.092119 | 0 | 0 |  |  | -0.028627 | -0.030934 | -0.015569 | -0.018978 | -0.030751 | -0.0025856 | -0.076913 | 0 | 0
LV Generation Intermittent | 0 | -0.073833 | -0.037161 | -0.045296 | -0.073396 | -0.0061712 | -0.095618 | -0.022694 | 0 |  |  | -0.029714 | -0.032109 | -0.016161 | -0.019699 | -0.031919 | -0.0026838 | -0.079834 | -0.033906 | 0
LV Generation Non-Intermittent | 0 | -0.70837 | -0.35653 | -0.33976 | -0.55053 | -0.059208 | -0.71722 | -0.17022 | 0 |  |  | -0.32665 | -0.30806 | -0.15505 | -0.14776 | -0.23942 | -0.025749 | -0.59883 | -0.25433 | 0
LV Sub Generation Intermittent | 0 | -0.071131 | -0.035801 | -0.043639 | -0.07071 | -0.0059454 | -0.092119 | 0 | 0 |  |  | -0.028627 | -0.030934 | -0.015569 | -0.018978 | -0.030751 | -0.0025856 | -0.076913 | 0 | 0
LV Sub Generation Non-Intermittent | 0 | -0.68244 | -0.34348 | -0.32733 | -0.53039 | -0.057041 | -0.69097 | 0 | 0 |  |  | -0.3147 | -0.29679 | -0.14938 | -0.14235 | -0.23066 | -0.024807 | -0.57691 | 0 | 0
HV Generation Intermittent | 0 | -0.069847 | -0.035155 | -0.040048 | -0.045019 | -0.0037853 | 0 | 0 | 0 |  |  | -0.02811 | -0.030376 | -0.015289 | -0.018635 | -0.030196 | -0.0025389 | 0 | 0 | 0
HV Generation Non-Intermittent | 0 | -0.67013 | -0.33729 | -0.30039 | -0.33768 | -0.036317 | 0 | 0 | 0 |  |  | -0.30902 | -0.29143 | -0.14668 | -0.13978 | -0.2265 | -0.024359 | 0 | 0 | 0
3302. Unit rate 2 p/kWh (elements)
Data sources:
x1 = 3005. Unit rate 2 total p/kWh (taking account of standing charges) — for Tariffs with Unit rate 2 p/kWh from Standard 2 kWh
x2 = 2904. Pay-as-you-go unit rate 2 (p/kWh) — for Tariffs with Unit rate 2 p/kWh from PAYG 2 kWh
x3 = 2904. Pay-as-you-go unit rate 2 (p/kWh) — for Tariffs with Unit rate 2 p/kWh from PAYG 2 kWh & customer
x4 = 2203. Service model asset p/kWh charge for unmetered tariffs — for Tariffs with Unit rate 2 p/kWh from PAYG 2 kWh & customer
x5 = 2712. Operating expenditure for unmetered customer assets (p/kWh) — for Tariffs with Unit rate 2 p/kWh from PAYG 2 kWh & customer
Combine tables = x1 or x2 or x3 or x4 or x5
| GSPs | Assets 132kV | Assets 132kV/EHV | Assets EHV | Assets EHV/HV | Assets 132kV/HV | Assets HV | Assets HV/LV | Assets LV circuits | Assets LV customer | Assets HV customer | Transmission exit | Operating 132kV | Operating 132kV/EHV | Operating EHV | Operating EHV/HV | Operating 132kV/HV | Operating HV | Operating HV/LV | Operating LV circuits | Operating LV customer | Operating HV customer
Domestic Unrestricted
Domestic Two Rate | 0 | 0.0018056 | 0.00090879 | 0.0047672 | 0.0077246 | 0.00015092 | 0.010063 | 0.0023884 | 0 |  |  | 0.0012685 | 0.00078523 | 0.00039522 | 0.0020732 | 0.0033593 | 6.5633e-05 | 0.0084022 | 0.0035685 | 0
Domestic Off Peak (related MPAN)
Small Non Domestic Unrestricted
Small Non Domestic Two Rate | 0 | 0.0017319 | 0.00087168 | 0.0045731 | 0.00741 | 0.00014476 | 0.0096536 | 0.0022912 | 0 |  |  | 0.0012164 | 0.00075317 | 0.00037908 | 0.0019888 | 0.0032225 | 6.2953e-05 | 0.0080601 | 0.0034231 | 0
Small Non Domestic Off Peak (related MPAN)
LV Medium Non-Domestic | 0 | 0.0015993 | 0.00080494 | 0.0042225 | 0.0068419 | 0.00013367 | 0.0089135 | 0.0021155 | 0 |  |  | 0.0011236 | 0.0006955 | 0.00035006 | 0.0018363 | 0.0029755 | 5.8133e-05 | 0.0074421 | 0.0031607 | 0
LV Sub Medium Non-Domestic | 0 | 0.0011859 | 0.00059689 | 0.0031311 | 0.0050735 | 9.9123e-05 | 0.0066096 | 0 | 0 |  |  | 0.00083317 | 0.00051574 | 0.00025958 | 0.0013617 | 0.0022064 | 4.3107e-05 | 0.0055186 | 0 | 0
HV Medium Non-Domestic | 0 | 0.001558 | 0.00079611 | 0.0031224 | 0 | 0 | 0 | 0 | 0 |  |  | 0.0011113 | 0.00067755 | 0.00034622 | 0.0014529 | 0 | 0 | 0 | 0 | 0
LV Network Domestic | 0 | 0.041079 | 0.020676 | 0.056452 | 0.091473 | 0.0034335 | 0.11917 | 0.028283 | 0 |  |  | 0 | 0.017865 | 0.0089916 | 0.02455 | 0.03978 | 0.0014932 | 0.099497 | 0.042257 | 0
LV Network Non-Domestic Non-CT | 0 | 0.040938 | 0.020605 | 0.05397 | 0.08745 | 0.0034217 | 0.11393 | 0.027039 | 0 |  |  | 0 | 0.017803 | 0.0089607 | 0.023471 | 0.038031 | 0.0014881 | 0.095122 | 0.040399 | 0
LV HH Metered | 0 | 0.038066 | 0.019159 | 0.050535 | 0.081885 | 0.0031817 | 0.085342 | 0 | 0 |  |  | 0 | 0.016554 | 0.0083321 | 0.021977 | 0.035611 | 0.0013837 | 0.071254 | 0 | 0
LV Sub HH Metered | 0 | 0.036885 | 0.018565 | 0.048967 | 0.079345 | 0.003083 | 0 | 0 | 0 |  |  | 0 | 0.016041 | 0.0080736 | 0.021295 | 0.034506 | 0.0013408 | 0 | 0 | 0
HV HH Metered | 0 | 0.031655 | 0.016175 | 0.031898 | 0 | 0 | 0 | 0 | 0 |  |  | 0 | 0.013766 | 0.0070344 | 0.014843 | 0 | 0 | 0 | 0 | 0
NHH UMS category A
NHH UMS category B
NHH UMS category C
NHH UMS category D
LV UMS (Pseudo HH Metered) | 0 | 0.030558 | 0.01538 | 0.041188 | 0.066738 | 0.0025542 | 0.086945 | 0.020635 | 0.0085737 |  |  | 0 | 0.013289 | 0.0066888 | 0.017912 | 0.029024 | 0.0011108 | 0.072593 | 0.03083 | 0.06084 | 0.53594
LV Generation NHH or Aggregate HH
LV Sub Generation NHH
LV Generation Intermittent
LV Generation Non-Intermittent | 0 | -0.031263 | -0.015735 | -0.041504 | -0.067251 | -0.0026131 | -0.087613 | -0.020794 | 0 |  |  | 0 | -0.013596 | -0.0068431 | -0.01805 | -0.029247 | -0.0011364 | -0.073151 | -0.031067 | 0
LV Sub Generation Intermittent
LV Sub Generation Non-Intermittent | 0 | -0.030119 | -0.015159 | -0.039985 | -0.06479 | -0.0025175 | -0.084407 | 0 | 0 |  |  | 0 | -0.013098 | -0.0065927 | -0.017389 | -0.028176 | -0.0010948 | -0.070474 | 0 | 0
HV Generation Intermittent
HV Generation Non-Intermittent | 0 | -0.029576 | -0.014886 | -0.036695 | -0.04125 | -0.0016028 | 0 | 0 | 0 |  |  | 0 | -0.012862 | -0.0064737 | -0.017075 | -0.027668 | -0.0010751 | 0 | 0 | 0
3303. Unit rate 3 p/kWh (elements)
Data sources:
x1 = 3006. Unit rate 3 total p/kWh (taking account of standing charges) — for Tariffs with Unit rate 3 p/kWh from Standard 3 kWh
x2 = 2905. Pay-as-you-go unit rate 3 (p/kWh) — for Tariffs with Unit rate 3 p/kWh from PAYG 3 kWh
x3 = 2905. Pay-as-you-go unit rate 3 (p/kWh) — for Tariffs with Unit rate 3 p/kWh from PAYG 3 kWh & customer
x4 = 2203. Service model asset p/kWh charge for unmetered tariffs — for Tariffs with Unit rate 3 p/kWh from PAYG 3 kWh & customer
x5 = 2712. Operating expenditure for unmetered customer assets (p/kWh) — for Tariffs with Unit rate 3 p/kWh from PAYG 3 kWh & customer
Combine tables = x1 or x2 or x3 or x4 or x5
| GSPs | Assets 132kV | Assets 132kV/EHV | Assets EHV | Assets EHV/HV | Assets 132kV/HV | Assets HV | Assets HV/LV | Assets LV circuits | Assets LV customer | Assets HV customer | Transmission exit | Operating 132kV | Operating 132kV/EHV | Operating EHV | Operating EHV/HV | Operating 132kV/HV | Operating HV | Operating HV/LV | Operating LV circuits | Operating LV customer | Operating HV customer
Domestic Unrestricted
Domestic Two Rate
Domestic Off Peak (related MPAN)
Small Non Domestic Unrestricted
Small Non Domestic Two Rate
Small Non Domestic Off Peak (related MPAN)
LV Medium Non-Domestic
LV Sub Medium Non-Domestic
HV Medium Non-Domestic
LV Network Domestic | 0 | 0.0016174 | 0.00081409 | 0.0044206 | 0.0071629 | 0.00013519 | 0.0093317 | 0.0022148 | 0 |  |  | 0.0011198 | 0.00070341 | 0.00035404 | 0.0019225 | 0.0031151 | 5.8794e-05 | 0.0077913 | 0.003309 | 0
LV Network Non-Domestic Non-CT | 0 | 0.0016119 | 0.00081129 | 0.0042262 | 0.006848 | 0.00013473 | 0.0089213 | 0.0021174 | 0 |  |  | 0.0011509 | 0.00070098 | 0.00035282 | 0.0018379 | 0.0029781 | 5.8591e-05 | 0.0074487 | 0.0031635 | 0
LV HH Metered | 0 | 0.0014988 | 0.00075438 | 0.0039573 | 0.0064122 | 0.00012528 | 0.0066829 | 0 | 0 |  |  | 0.001053 | 0.00065182 | 0.00032807 | 0.001721 | 0.0027886 | 5.4481e-05 | 0.0055797 | 0 | 0
LV Sub HH Metered | 0 | 0.0014523 | 0.00073098 | 0.0038345 | 0.0062132 | 0.00012139 | 0 | 0 | 0 |  |  | 0.0010203 | 0.00063159 | 0.00031789 | 0.0016676 | 0.0027021 | 5.2791e-05 | 0 | 0 | 0
HV HH Metered | 0 | 0.0012464 | 0.00063688 | 0.0024979 | 0 | 0 | 0 | 0 | 0 |  |  | 0.00088899 | 0.00054203 | 0.00027697 | 0.0011623 | 0 | 0 | 0 | 0 | 0
NHH UMS category A
NHH UMS category B
NHH UMS category C
NHH UMS category D
LV UMS (Pseudo HH Metered) | 0 | 0.0014249 | 0.00071717 | 0.0037621 | 0.0060959 | 0.0001191 | 0.0079416 | 0.0018848 | 0.00078313 |  |  | 0.0010011 | 0.00061967 | 0.00031189 | 0.0016361 | 0.002651 | 5.1794e-05 | 0.0066306 | 0.0028161 | 0.0055571 | 0.53594
LV Generation NHH or Aggregate HH
LV Sub Generation NHH
LV Generation Intermittent
LV Generation Non-Intermittent | 0 | -0.001231 | -0.00061956 | -0.0032501 | -0.0052662 | -0.00010289 | -0.0068607 | -0.0016283 | 0 |  |  | -0.00086482 | -0.00053533 | -0.00026944 | -0.0014134 | -0.0022902 | -4.4745e-05 | -0.0057282 | -0.0024328 | 0
LV Sub Generation Intermittent
LV Sub Generation Non-Intermittent | 0 | -0.0011859 | -0.00059689 | -0.0031311 | -0.0050735 | -9.9123e-05 | -0.0066096 | 0 | 0 |  |  | -0.00083317 | -0.00051574 | -0.00025958 | -0.0013617 | -0.0022064 | -4.3107e-05 | -0.0055186 | 0 | 0
HV Generation Intermittent
HV Generation Non-Intermittent | 0 | -0.0011645 | -0.00058612 | -0.0028735 | -0.0032302 | -6.3109e-05 | 0 | 0 | 0 |  |  | -0.00081813 | -0.00050643 | -0.0002549 | -0.0013371 | -0.0021666 | -4.233e-05 | 0 | 0 | 0
3304. Fixed charge p/MPAN/day (elements)
Data sources:
x1 = 3107. Fixed charge from standing charges factors p/MPAN/day — for Tariffs with Fixed charge p/MPAN/day from Fixed from network & customer
x2 = 2206. Service model p/MPAN/day (in Replacement annuities for service models) — for Tariffs with Fixed charge p/MPAN/day from Customer
x3 = 2206. Service model p/MPAN/day (in Replacement annuities for service models) — for Tariffs with Fixed charge p/MPAN/day from Fixed from network & customer
x4 = 2711. Operating expenditure for customer assets p/MPAN/day total (in Operating expenditure for customer assets p/MPAN/day) — for Tariffs with Fixed charge p/MPAN/day from Customer
x5 = 2711. Operating expenditure for customer assets p/MPAN/day total (in Operating expenditure for customer assets p/MPAN/day) — for Tariffs with Fixed charge p/MPAN/day from Fixed from network & customer
Combine tables = x1 or x2 or x3 or x4 or x5
| GSPs | Assets 132kV | Assets 132kV/EHV | Assets EHV | Assets EHV/HV | Assets 132kV/HV | Assets HV | Assets HV/LV | Assets LV circuits | Assets LV customer | Assets HV customer | Transmission exit | Operating 132kV | Operating 132kV/EHV | Operating EHV | Operating EHV/HV | Operating 132kV/HV | Operating HV | Operating HV/LV | Operating LV circuits | Operating LV customer | Operating HV customer
Domestic Unrestricted | 0 | 0 | 0 | 0 | 0 | 0 | 0 | 0 | 0.17712 | 0 | 0 | 0 | 0 | 0 | 0 | 0 | 0 | 0 | 0 | 1.2568 | 1.6175 | 0
Domestic Two Rate | 0 | 0 | 0 | 0 | 0 | 0 | 0 | 0 | 0.17712 | 0 | 0 | 0 | 0 | 0 | 0 | 0 | 0 | 0 | 0 | 1.2568 | 1.6175 | 0
Domestic Off Peak (related MPAN)
Small Non Domestic Unrestricted | 0 | 0 | 0 | 0 | 0 | 0 | 0 | 0 | 0.17712 | 0 | 0 | 0 | 0 | 0 | 0 | 0 | 0 | 0 | 0 | 1.2568 | 3.6391 | 0
Small Non Domestic Two Rate | 0 | 0 | 0 | 0 | 0 | 0 | 0 | 0 | 0.17712 | 0 | 0 | 0 | 0 | 0 | 0 | 0 | 0 | 0 | 0 | 1.2568 | 3.6391 | 0
Small Non Domestic Off Peak (related MPAN)
LV Medium Non-Domestic | 0 | 0 | 0 | 0 | 0 | 0 | 0 | 0 | 3.3378 | 0 | 0 | 0 | 0 | 0 | 0 | 0 | 0 | 0 | 0 | 23.6852 | 4.4306 | 0
LV Sub Medium Non-Domestic | 0 | 0 | 0 | 0 | 0 | 0 | 0 | 0 | 0 | 0 | 0 | 0 | 0 | 0 | 0 | 0 | 0 | 0 | 0 | 0 | 3.2858 | 0
HV Medium Non-Domestic | 0 | 0.86959 | 0 | 6.1575 | 34.6088 | 3.1399 | 36.0829 | 0 | 0 | 0 | 0 | 0 | 0.37818 | 0 | 2.8652 | 23.2135 | 2.1061 | 43.3288 | 0 | 0 | 0 | 57.0767
LV Network Domestic | 0 | 0 | 0 | 0 | 0 | 0 | 0 | 0 | 0.17712 | 0 | 0 | 0 | 0 | 0 | 0 | 0 | 0 | 0 | 0 | 1.2568 | 1.6175 | 0
LV Network Non-Domestic Non-CT | 0 | 0 | 0 | 0 | 0 | 0 | 0 | 0 | 0.17712 | 0 | 0 | 0 | 0 | 0 | 0 | 0 | 0 | 0 | 0 | 1.2568 | 3.6391 | 0
LV HH Metered | [9 empty] | 0 | 0 | [9 empty] | 7.4694 | 0
LV Sub HH Metered | [9 empty] | 0 | 0 | [9 empty] | 5.753 | 0
HV HH Metered | [9 empty] | 0 | 0 | [9 empty] | 0 | 57.0767
NHH UMS category A
NHH UMS category B
NHH UMS category C
NHH UMS category D
LV UMS (Pseudo HH Metered)
LV Generation NHH or Aggregate HH | [9 empty] | 0 | 0 | [9 empty] | 0 | 0
LV Sub Generation NHH | [9 empty] | 0 | 0 | [9 empty] | 0 | 0
LV Generation Intermittent | [9 empty] | 0 | 0 | [9 empty] | 0 | 0
LV Generation Non-Intermittent | [9 empty] | 0 | 0 | [9 empty] | 0 | 0
LV Sub Generation Intermittent | [9 empty] | 0 | 0 | [9 empty] | 0 | 0
LV Sub Generation Non-Intermittent | [9 empty] | 0 | 0 | [9 empty] | 0 | 0
HV Generation Intermittent | [9 empty] | 0 | 0 | [9 empty] | 0 | 27.5186
HV Generation Non-Intermittent | [9 empty] | 0 | 0 | [9 empty] | 0 | 27.5186
3305. Capacity charge p/kVA/day (elements)
Data sources:
x1 = 3002. Capacity charge p/kVA/day — for Tariffs with Capacity charge p/kVA/day from Capacity
Copy cells = x1
| GSPs | Assets 132kV | Assets 132kV/EHV | Assets EHV | Assets EHV/HV | Assets 132kV/HV | Assets HV | Assets HV/LV | Assets LV circuits | Assets LV customer | Assets HV customer | Transmission exit | Operating 132kV | Operating 132kV/EHV | Operating EHV | Operating EHV/HV | Operating 132kV/HV | Operating HV | Operating HV/LV | Operating LV circuits | Operating LV customer | Operating HV customer
Domestic Unrestricted
Domestic Two Rate
Domestic Off Peak (related MPAN)
Small Non Domestic Unrestricted
Small Non Domestic Two Rate
Small Non Domestic Off Peak (related MPAN)
LV Medium Non-Domestic
LV Sub Medium Non-Domestic
HV Medium Non-Domestic
LV Network Domestic
LV Network Non-Domestic Non-CT
LV HH Metered | 0 | 0 | 0 | 0 | 0 | 0 | 0.28161 | 0.33418 | 0.14192 |  |  | 0 | 0 | 0 | 0 | 0 | 0 | 0.23512 | 0.49929 | 1.0071
LV Sub HH Metered | 0 | 0 | 0 | 0 | 0 | 0 | 1.3565 | 0.32195 | 0 |  |  | 0 | 0 | 0 | 0 | 0 | 0 | 1.1326 | 0.48102 | 0
HV HH Metered | 0 | 0.022321 | 0 | 0.15805 | 0.88833 | 0.080594 | 0.92617 | 0 | 0 |  |  | 0 | 0.009707 | 0 | 0.073545 | 0.59584 | 0.054058 | 1.1122 | 0 | 0
NHH UMS category A
NHH UMS category B
NHH UMS category C
NHH UMS category D
LV UMS (Pseudo HH Metered)
LV Generation NHH or Aggregate HH
LV Sub Generation NHH
LV Generation Intermittent
LV Generation Non-Intermittent
LV Sub Generation Intermittent
LV Sub Generation Non-Intermittent
HV Generation Intermittent
HV Generation Non-Intermittent
3306. Reactive power charge p/kVArh (elements)
Data sources:
x1 = 3206. Pay-as-you-go reactive p/kVArh
x2 = 3202. Standard reactive p/kVArh
Combine tables = x1 or x2
| GSPs | Assets 132kV | Assets 132kV/EHV | Assets EHV | Assets EHV/HV | Assets 132kV/HV | Assets HV | Assets HV/LV | Assets LV circuits | Assets LV customer | Assets HV customer | Transmission exit | Operating 132kV | Operating 132kV/EHV | Operating EHV | Operating EHV/HV | Operating 132kV/HV | Operating HV | Operating HV/LV | Operating LV circuits | Operating LV customer | Operating HV customer
Domestic Unrestricted
Domestic Two Rate
Domestic Off Peak (related MPAN)
Small Non Domestic Unrestricted
Small Non Domestic Two Rate
Small Non Domestic Off Peak (related MPAN)
LV Medium Non-Domestic
LV Sub Medium Non-Domestic
HV Medium Non-Domestic
LV Network Domestic
LV Network Non-Domestic Non-CT
LV HH Metered | 0 | 0.03011 | 0.015155 | 0.018473 | 0.029932 | 0.0025167 | 0.031196 | 0 | 0 |  |  | 0.012118 | 0.013095 | 0.0065907 | 0.0080335 | 0.013017 | 0.0010945 | 0.026046 | 0 | 0
LV Sub HH Metered | 0 | 0.028546 | 0.014368 | 0.017513 | 0.028377 | 0.002386 | 0 | 0 | 0 |  |  | 0.011488 | 0.012414 | 0.0062483 | 0.0076161 | 0.012341 | 0.0010376 | 0 | 0 | 0
HV HH Metered | 0 | 0.022844 | 0.011673 | 0.010638 | 0 | 0 | 0 | 0 | 0 |  |  | 0.009334 | 0.0099348 | 0.0050765 | 0.0049503 | 0 | 0 | 0 | 0 | 0
NHH UMS category A
NHH UMS category B
NHH UMS category C
NHH UMS category D
LV UMS (Pseudo HH Metered)
LV Generation NHH or Aggregate HH
LV Sub Generation NHH
LV Generation Intermittent | 0 | 0.020387 | 0.011094 | 0.013522 | 0.021911 | 0.022707 | 0.026402 | 0.0062663 | 0.0026036 |  |  | 0.0082048 | 0.008866 | 0.0048245 | 0.0058806 | 0.0095286 | 0.0098749 | 0.022044 | 0.0093622 | 0.018475
LV Generation Non-Intermittent | 0 | 0.020387 | 0.011094 | 0.013522 | 0.021911 | 0.022707 | 0.026402 | 0.0062663 | 0.0026036 |  |  | 0.0082048 | 0.008866 | 0.0048245 | 0.0058806 | 0.0095286 | 0.0098749 | 0.022044 | 0.0093622 | 0.018475
LV Sub Generation Intermittent | 0 | 0.019641 | 0.010688 | 0.013027 | 0.021109 | 0.021876 | 0.025436 | 0.0060369 | 0 |  |  | 0.0079046 | 0.0085415 | 0.0046479 | 0.0056654 | 0.0091799 | 0.0095135 | 0.021237 | 0.0090196 | 0
LV Sub Generation Non-Intermittent | 0 | 0.019641 | 0.010688 | 0.013027 | 0.021109 | 0.021876 | 0.025436 | 0.0060369 | 0 |  |  | 0.0079046 | 0.0085415 | 0.0046479 | 0.0056654 | 0.0091799 | 0.0095135 | 0.021237 | 0.0090196 | 0
HV Generation Intermittent | 0 | 0.019286 | 0.010495 | 0.011955 | 0.013439 | 0.013928 | 0.017367 | 0 | 0 |  |  | 0.0077619 | 0.0083874 | 0.004564 | 0.0055632 | 0.0090143 | 0.0093419 | 0.020854 | 0 | 0
HV Generation Non-Intermittent | 0 | 0.019286 | 0.010495 | 0.011955 | 0.013439 | 0.013928 | 0.017367 | 0 | 0 |  |  | 0.0077619 | 0.0083874 | 0.004564 | 0.0055632 | 0.0090143 | 0.0093419 | 0.020854 | 0 | 0
3307. Summary of charges before revenue matching
Data sources:
x1 = 3301. Unit rate 1 p/kWh (elements)
x2 = 3302. Unit rate 2 p/kWh (elements)
x3 = 3303. Unit rate 3 p/kWh (elements)
x4 = 3304. Fixed charge p/MPAN/day (elements)
x5 = 3305. Capacity charge p/kVA/day (elements)
x6 = 3306. Reactive power charge p/kVArh (elements)
Kind: | Cell summation | Cell summation | Cell summation | Cell summation | Cell summation | Cell summation
Formula: | =SUM(x1) | =SUM(x2) | =SUM(x3) | =SUM(x4) | =SUM(x5) | =SUM(x6)
| Unit rate 1 p/kWh (total) | Unit rate 2 p/kWh (total) | Unit rate 3 p/kWh (total) | Fixed charge p/MPAN/day (total) | Capacity charge p/kVA/day (total) | Reactive power charge p/kVArh
Domestic Unrestricted | 1.2194 | 0 | 0 | 3.0515 | 0 | 0
Domestic Two Rate | 1.3787 | 0.047727 | 0 | 3.0515 | 0 | 0
Domestic Off Peak (related MPAN) | 0.38397 | 0 | 0 | 0 | 0 | 0
Small Non Domestic Unrestricted | 1.0767 | 0 | 0 | 5.0731 | 0 | 0
Small Non Domestic Two Rate | 1.2112 | 0.045782 | 0 | 5.0731 | 0 | 0
Small Non Domestic Off Peak (related MPAN) | 0.19202 | 0 | 0 | 0 | 0 | 0
LV Medium Non-Domestic | 1.1867 | 0.042273 | 0 | 31.4536 | 0 | 0
LV Sub Medium Non-Domestic | 0.79132 | 0.027434 | 0 | 3.2858 | 0 | 0
HV Medium Non-Domestic | 0.46134 | 0.0090645 | 0 | 209.8272 | 0 | 0
LV Network Domestic | 6.6474 | 0.595 | 0.044071 | 3.0515 | 0 | 0
LV Network Non-Domestic Non-CT | 6.4713 | 0.57262 | 0.042362 | 5.0731 | 0 | 0
LV HH Metered | 5.1991 | 0.43328 | 0.031607 | 7.4694 | 2.4992 | 0.20738
LV Sub HH Metered | 3.7956 | 0.2681 | 0.018745 | 5.753 | 3.2921 | 0.14233
HV HH Metered | 2.2735 | 0.11537 | 0.0072515 | 57.0767 | 3.9208 | 0.074451
NHH UMS category A | 1.3167 | 0 | 0 | 0 | 0 | 0
NHH UMS category B | 1.574 | 0 | 0 | 0 | 0 | 0
NHH UMS category C | 2.3843 | 0 | 0 | 0 | 0 | 0
NHH UMS category D | 1.0573 | 0 | 0 | 0 | 0 | 0
LV UMS (Pseudo HH Metered) | 19.8423 | 1.0408 | 0.57994 | 0 | 0 | 0
LV Generation NHH or Aggregate HH | -0.60019 | 0 | 0 | 0 | 0 | 0
LV Sub Generation NHH | -0.5237 | 0 | 0 | 0 | 0 | 0
LV Generation Intermittent | -0.60019 | 0 | 0 | 0 | 0 | 0.22195
LV Generation Non-Intermittent | -4.9577 | -0.43986 | -0.032538 | 0 | 0 | 0.22195
LV Sub Generation Intermittent | -0.5237 | 0 | 0 | 0 | 0 | 0.19352
LV Sub Generation Non-Intermittent | -4.3672 | -0.3738 | -0.027434 | 0 | 0 | 0.19352
HV Generation Intermittent | -0.319 | 0 | 0 | 27.5186 | 0 | 0.15196
HV Generation Non-Intermittent | -2.8196 | -0.18916 | -0.013043 | 27.5186 | 0 | 0.15196

## Revenue
Revenue shortfall or surplus for WPD East Midlands in April 16 (Finals)
3401. Net revenues by tariff before matching (£)
Data sources:
x1 = 1010. Days in the charging year (in Financial and general assumptions)
x2 = 3307. Fixed charge p/MPAN/day (total) (in Summary of charges before revenue matching)
x3 = 2305. MPANs (in Equivalent volume for each end user)
x4 = 3307. Capacity charge p/kVA/day (total) (in Summary of charges before revenue matching)
x5 = 2305. Import capacity (kVA) (in Equivalent volume for each end user)
x6 = 3307. Unit rate 1 p/kWh (total) (in Summary of charges before revenue matching)
x7 = 2305. Rate 1 units (MWh) (in Equivalent volume for each end user)
x8 = 3307. Unit rate 2 p/kWh (total) (in Summary of charges before revenue matching)
x9 = 2305. Rate 2 units (MWh) (in Equivalent volume for each end user)
x10 = 3307. Unit rate 3 p/kWh (total) (in Summary of charges before revenue matching)
x11 = 2305. Rate 3 units (MWh) (in Equivalent volume for each end user)
x12 = 3307. Reactive power charge p/kVArh (in Summary of charges before revenue matching)
x13 = 2305. Reactive power units (MVArh) (in Equivalent volume for each end user)
Calculation =0.01*x1*(x2*x3+x4*x5)+10*(x6*x7+x8*x9+x10*x11+x12*x13)
Net revenues
Domestic Unrestricted | 81810961.7126
Domestic Two Rate | 47955789.7112
Domestic Off Peak (related MPAN) | 492129.8587
Small Non Domestic Unrestricted | 13966920.49
Small Non Domestic Two Rate | 20986464.0998
Small Non Domestic Off Peak (related MPAN) | 8250.839
LV Medium Non-Domestic | 6037834.3205
LV Sub Medium Non-Domestic | 0
HV Medium Non-Domestic | 138085.9292
LV Network Domestic | 0
LV Network Non-Domestic Non-CT | 556236.454
LV HH Metered | 41625728.4169
LV Sub HH Metered | 1366918.2092
HV HH Metered | 61575028.2158
NHH UMS category A | 677593.551
NHH UMS category B | 371826.767
NHH UMS category C | 8623.0605
NHH UMS category D | 89279.1488
LV UMS (Pseudo HH Metered) | 4081690.4263
LV Generation NHH or Aggregate HH | -7787.1246
LV Sub Generation NHH | 0
LV Generation Intermittent | -210894.1064
LV Generation Non-Intermittent | -48132.7552
LV Sub Generation Intermittent | -5195.8091
LV Sub Generation Non-Intermittent | -21581.4715
HV Generation Intermittent | -475374.2295
HV Generation Non-Intermittent | -2213185.5007
3402. Target CDCM revenue
Data sources:
x1 = 1001. Value (in CDCM target revenue)
x2 = Target CDCM revenue (£/year) (in Target CDCM revenue)
x3 = 1001. Revenue elements and subtotals (£/year) (in CDCM target revenue)
Kind: | Special calculation | Calculation
Formula: | = derived from x1 | =x2-x3
| Target CDCM revenue (£/year) | Check (should be zero)
Latest Forecast of CDCM Revenue | 453530616.2183 | 0
3403. Revenue surplus or shortfall
Data sources:
x1 = 3401. Net revenues by tariff before matching (£)
x2 = 3402. Target CDCM revenue (£/year) (in Target CDCM revenue)
x3 = Total net revenues before matching (£) (in Revenue surplus or shortfall)
Kind: | Cell summation | Calculation
Formula: | =SUM(x1) | =x2-x3
| Total net revenues before matching (£) | Revenue shortfall (surplus) £
Revenue surplus or shortfall | 278767210.2136 | 174763406.0048

## Scaler
Revenue matching for WPD East Midlands in April 16 (Finals)
This sheet modifies tariffs so that the total expected net revenues matches the target.
3501. Factor to scale to £1/kW at transmission exit level
Data sources:
x1 = 2901. Unit cost at each level, £/kW/year (relative to system simultaneous maximum load)
Calculation =IF(x1,1/x1,0)
Transmission exit
Factor to scale to £1/kW at transmission exit level | 0.4199
3502. Applicability factor for £1/kW scaler
Data sources:
x1 = 3501. Factor to scale to £1/kW at transmission exit level
x2 = Zero for other levels
Combine tables = x1 or x2
| GSPs | Assets 132kV | Assets 132kV/EHV | Assets EHV | Assets EHV/HV | Assets 132kV/HV | Assets HV | Assets HV/LV | Assets LV circuits | Assets LV customer | Assets HV customer | Transmission exit | Operating 132kV | Operating 132kV/EHV | Operating EHV | Operating EHV/HV | Operating 132kV/HV | Operating HV | Operating HV/LV | Operating LV circuits | Operating LV customer | Operating HV customer
Applicability factor for £1/kW scaler | 0 | 0 | 0 | 0 | 0 | 0 | 0 | 0 | 0 | 0 | 0 | 0.4199 | 0 | 0 | 0 | 0 | 0 | 0 | 0 | 0 | 0 | 0
3503. Scalable elements of tariff components
Data sources:
x1 = 3301. Unit rate 1 p/kWh (elements)
x2 = 3502. Applicability factor for £1/kW scaler
x3 = 3302. Unit rate 2 p/kWh (elements)
x4 = 3303. Unit rate 3 p/kWh (elements)
x5 = 3304. Fixed charge p/MPAN/day (elements)
x6 = 3305. Capacity charge p/kVA/day (elements)
x7 = 3306. Reactive power charge p/kVArh (elements)
Kind: | Sum-product calculation | Sum-product calculation | Sum-product calculation | Sum-product calculation | Sum-product calculation | Sum-product calculation
Formula: | =SUMPRODUCT(x1, x2) | =SUMPRODUCT(x3, x2) | =SUMPRODUCT(x4, x2) | =SUMPRODUCT(x5, x2) | =SUMPRODUCT(x6, x2) | =SUMPRODUCT(x7, x2)
| Unit rate 1 p/kWh scalable part | Unit rate 2 p/kWh scalable part | Unit rate 3 p/kWh scalable part | Fixed charge p/MPAN/day scalable part | Capacity charge p/kVA/day scalable part | Reactive power charge p/kVArh scalable part
Domestic Unrestricted | 0.02535 | 0 | 0 | 0 | 0 | 0
Domestic Two Rate | 0.030388 | 0.00053266 | 0 | 0 | 0 | 0
Domestic Off Peak (related MPAN) | 0.0064128 | 0 | 0 | 0 | 0 | 0
Small Non Domestic Unrestricted | 0.022375 | 0 | 0 | 0 | 0 | 0
Small Non Domestic Two Rate | 0.024413 | 0.00051077 | 0 | 0 | 0 | 0
Small Non Domestic Off Peak (related MPAN) | 0.0026057 | 0 | 0 | 0 | 0 | 0
LV Medium Non-Domestic | 0.024258 | 0.00047179 | 0 | 0 | 0 | 0
LV Sub Medium Non-Domestic | 0.017801 | 0.00034985 | 0 | 0 | 0 | 0
HV Medium Non-Domestic | 0.023754 | 0.00046662 | 0 | 0 | 0 | 0
LV Network Domestic | 0.1776 | 0 | 0.00047019 | 0 | 0 | 0
LV Network Non-Domestic Non-CT | 0.18253 | 0 | 0.00048325 | 0 | 0 | 0
LV HH Metered | 0.16701 | 0 | 0.00044216 | 0 | 0 | 0.0050884
LV Sub HH Metered | 0.16183 | 0 | 0.00042844 | 0 | 0 | 0.004824
HV HH Metered | 0.141 | 0 | 0.00037329 | 0 | 0 | 0.0039194
NHH UMS category A | 0.014388 | 0 | 0 | 0 | 0 | 0
NHH UMS category B | 0.024201 | 0 | 0 | 0 | 0 | 0
NHH UMS category C | 0.043678 | 0 | 0 | 0 | 0 | 0
NHH UMS category D | 0.0047728 | 0 | 0 | 0 | 0 | 0
LV UMS (Pseudo HH Metered) | 0.48185 | 0 | 0.00042035 | 0 | 0 | 0
LV Generation NHH or Aggregate HH | -0.012477 | 0 | 0 | 0 | 0 | 0
LV Sub Generation NHH | -0.012021 | 0 | 0 | 0 | 0 | 0
LV Generation Intermittent | -0.012477 | 0 | 0 | 0 | 0 | 0.0034452
LV Generation Non-Intermittent | -0.13716 | 0 | -0.00036314 | 0 | 0 | 0.0034452
LV Sub Generation Intermittent | -0.012021 | 0 | 0 | 0 | 0 | 0.0033192
LV Sub Generation Non-Intermittent | -0.13214 | 0 | -0.00034985 | 0 | 0 | 0.0033192
HV Generation Intermittent | -0.011804 | 0 | 0 | 0 | 0 | 0.0032593
HV Generation Non-Intermittent | -0.12976 | 0 | -0.00034354 | 0 | 0 | 0.0032593
3504. Scaler value at which the minimum is breached
Data sources:
x1 = 3503. Unit rate 1 p/kWh scalable part (in Scalable elements of tariff components)
x2 = 3307. Unit rate 1 p/kWh (total) (in Summary of charges before revenue matching)
x3 = 3503. Unit rate 2 p/kWh scalable part (in Scalable elements of tariff components)
x4 = 3307. Unit rate 2 p/kWh (total) (in Summary of charges before revenue matching)
x5 = 3503. Unit rate 3 p/kWh scalable part (in Scalable elements of tariff components)
x6 = 3307. Unit rate 3 p/kWh (total) (in Summary of charges before revenue matching)
x7 = 3503. Fixed charge p/MPAN/day scalable part (in Scalable elements of tariff components)
x8 = 3307. Fixed charge p/MPAN/day (total) (in Summary of charges before revenue matching)
x9 = 3503. Capacity charge p/kVA/day scalable part (in Scalable elements of tariff components)
x10 = 3307. Capacity charge p/kVA/day (total) (in Summary of charges before revenue matching)
x11 = 3503. Reactive power charge p/kVArh scalable part (in Scalable elements of tariff components)
x12 = 3307. Reactive power charge p/kVArh (in Summary of charges before revenue matching)
Kind: | Calculation | Calculation | Calculation | Calculation | Calculation | Calculation
Formula: | =IF(x1,0-x2/x1,0) | =IF(x3,0-x4/x3,0) | =IF(x5,0-x6/x5,0) | =IF(x7,0-x8/x7,0) | =IF(x9,0-x10/x9,0) | =IF(x11,0-x12/x11,0)
| Scaler threshold for Unit rate 1 p/kWh | Scaler threshold for Unit rate 2 p/kWh | Scaler threshold for Unit rate 3 p/kWh | Scaler threshold for Fixed charge p/MPAN/day | Scaler threshold for Capacity charge p/kVA/day | Scaler threshold for Reactive power charge p/kVArh
Domestic Unrestricted | -48.1034 |  |  | 0
Domestic Two Rate | -45.3686 | -89.6011 |  | 0
Domestic Off Peak (related MPAN) | -59.876
Small Non Domestic Unrestricted | -48.12 |  |  | 0
Small Non Domestic Two Rate | -49.6139 | -89.6347 |  | 0
Small Non Domestic Off Peak (related MPAN) | -73.6917
LV Medium Non-Domestic | -48.9219 | -89.6011 |  | 0
LV Sub Medium Non-Domestic | -44.454 | -78.4178 |  | 0
HV Medium Non-Domestic | -19.4216 | -19.4258 |  | 0
LV Network Domestic | -37.4298 | 0 | -93.7295 | 0
LV Network Non-Domestic Non-CT | -35.4534 | 0 | -87.6608 | 0
LV HH Metered | -31.1304 | 0 | -71.4844 | 0 | 0 | -40.7548
LV Sub HH Metered | -23.4546 | 0 | -43.7509 | 0 | 0 | -29.5053
HV HH Metered | -16.1242 | 0 | -19.4258 | 0 | 0 | -18.9958
NHH UMS category A | -91.5113
NHH UMS category B | -65.0387
NHH UMS category C | -54.5887
NHH UMS category D | -221.5283
LV UMS (Pseudo HH Metered) | -41.1791 | 0 | -1379.6687
LV Generation NHH or Aggregate HH | -48.1034 |  |  | 0
LV Sub Generation NHH | -43.5672 |  |  | 0
LV Generation Intermittent | -48.1034 |  |  | 0 |  | -64.4231
LV Generation Non-Intermittent | -36.1446 | 0 | -89.6011 | 0 |  | -64.4231
LV Sub Generation Intermittent | -43.5672 |  |  | 0 |  | -58.3049
LV Sub Generation Non-Intermittent | -33.0494 | 0 | -78.4178 | 0 |  | -58.3049
HV Generation Intermittent | -27.0255 |  |  | 0 |  | -46.6231
HV Generation Non-Intermittent | -21.7294 | 0 | -37.9664 | 0 |  | -46.6231
3505. Marginal revenue effect of scaler
Data sources:
x1 = 2302. Load coefficient
x2 = 3503. Unit rate 1 p/kWh scalable part (in Scalable elements of tariff components)
x3 = 2305. Rate 1 units (MWh) (in Equivalent volume for each end user)
x4 = 3503. Unit rate 2 p/kWh scalable part (in Scalable elements of tariff components)
x5 = 2305. Rate 2 units (MWh) (in Equivalent volume for each end user)
x6 = 3503. Unit rate 3 p/kWh scalable part (in Scalable elements of tariff components)
x7 = 2305. Rate 3 units (MWh) (in Equivalent volume for each end user)
x8 = 3503. Fixed charge p/MPAN/day scalable part (in Scalable elements of tariff components)
x9 = 1010. Days in the charging year (in Financial and general assumptions)
x10 = 2305. MPANs (in Equivalent volume for each end user)
x11 = 3503. Capacity charge p/kVA/day scalable part (in Scalable elements of tariff components)
x12 = 2305. Import capacity (kVA) (in Equivalent volume for each end user)
x13 = 3503. Reactive power charge p/kVArh scalable part (in Scalable elements of tariff components)
x14 = 2305. Reactive power units (MVArh) (in Equivalent volume for each end user)
Kind: | Calculation | Calculation | Calculation | Calculation | Calculation | Calculation
Formula: | =IF(x1<0,0,x2*x3*10) | =IF(x1<0,0,x4*x5*10) | =IF(x1<0,0,x6*x7*10) | =x8*x9*x10/100 | =x11*x9*x12/100 | =IF(x1<0,0,x13*x14*10)
| Effect through Unit rate 1 p/kWh | Effect through Unit rate 2 p/kWh | Effect through Unit rate 3 p/kWh | Effect through Fixed charge p/MPAN/day | Effect through Capacity charge p/kVA/day | Effect through Reactive power charge p/kVArh
Domestic Unrestricted | 1340232.113 | 0 | 0 | 0 | 0 | 0
Domestic Two Rate | 826737.9977 | 6702.7569 | 0 | 0 | 0 | 0
Domestic Off Peak (related MPAN) | 8219.1564 | 0 | 0 | 0 | 0 | 0
Small Non Domestic Unrestricted | 253669.4619 | 0 | 0 | 0 | 0 | 0
Small Non Domestic Two Rate | 387558.7755 | 2561.1408 | 0 | 0 | 0 | 0
Small Non Domestic Off Peak (related MPAN) | 111.9644 | 0 | 0 | 0 | 0 | 0
LV Medium Non-Domestic | 109598.4797 | 546.4336 | 0 | 0 | 0 | 0
LV Sub Medium Non-Domestic | 0 | 0 | 0 | 0 | 0 | 0
HV Medium Non-Domestic | 2989.0832 | 17.1108 | 0 | 0 | 0 | 0
LV Network Domestic | 0 | 0 | 0 | 0 | 0 | 0
LV Network Non-Domestic Non-CT | 11090.203 | 0 | 128.7246 | 0 | 0 | 0
LV HH Metered | 586365.1173 | 0 | 6659.7734 | 0 | 0 | 16860.7759
LV Sub HH Metered | 17874.4159 | 0 | 218.1681 | 0 | 0 | 572.2893
HV HH Metered | 1085019.4388 | 0 | 15175.9468 | 0 | 0 | 26886.1775
NHH UMS category A | 7404.4796 | 0 | 0 | 0 | 0 | 0
NHH UMS category B | 5717.0111 | 0 | 0 | 0 | 0 | 0
NHH UMS category C | 157.9643 | 0 | 0 | 0 | 0 | 0
NHH UMS category D | 403.0146 | 0 | 0 | 0 | 0 | 0
LV UMS (Pseudo HH Metered) | 63088.4762 | 0 | 848.6988 | 0 | 0 | 0
LV Generation NHH or Aggregate HH | 0 | 0 | 0 | 0 | 0 | 0
LV Sub Generation NHH | 0 | 0 | 0 | 0 | 0 | 0
LV Generation Intermittent | 0 | 0 | 0 | 0 | 0 | 0
LV Generation Non-Intermittent | 0 | 0 | 0 | 0 | 0 | 0
LV Sub Generation Intermittent | 0 | 0 | 0 | 0 | 0 | 0
LV Sub Generation Non-Intermittent | 0 | 0 | 0 | 0 | 0 | 0
HV Generation Intermittent | 0 | 0 | 0 | 0 | 0 | 0
HV Generation Non-Intermittent | 0 | 0 | 0 | 0 | 0 | 0
3506. Constraint-free solution
Data sources:
x1 = 3403. Revenue shortfall (surplus) £ (in Revenue surplus or shortfall)
x2 = 3505. Effect through Unit rate 1 p/kWh (in Marginal revenue effect of scaler)
x3 = 3505. Effect through Unit rate 2 p/kWh (in Marginal revenue effect of scaler)
x4 = 3505. Effect through Unit rate 3 p/kWh (in Marginal revenue effect of scaler)
x5 = 3505. Effect through Fixed charge p/MPAN/day (in Marginal revenue effect of scaler)
x6 = 3505. Effect through Capacity charge p/kVA/day (in Marginal revenue effect of scaler)
x7 = 3505. Effect through Reactive power charge p/kVArh (in Marginal revenue effect of scaler)
Calculation =x1/SUM(x2,x3,x4,x5,x6,x7)
Constraint-free solution
Constraint-free solution | 36.5353
3507. Starting point
Data sources:
x1 = 3506. Constraint-free solution
x2 = 3504. Scaler threshold for Unit rate 1 p/kWh (in Scaler value at which the minimum is breached)
x3 = 3504. Scaler threshold for Unit rate 2 p/kWh (in Scaler value at which the minimum is breached)
x4 = 3504. Scaler threshold for Unit rate 3 p/kWh (in Scaler value at which the minimum is breached)
x5 = 3504. Scaler threshold for Fixed charge p/MPAN/day (in Scaler value at which the minimum is breached)
x6 = 3504. Scaler threshold for Capacity charge p/kVA/day (in Scaler value at which the minimum is breached)
x7 = 3504. Scaler threshold for Reactive power charge p/kVArh (in Scaler value at which the minimum is breached)
Calculation =MIN(x1,x2,x3,x4,x5,x6,x7)
Starting point
Starting point | -1379.6687
3508. Solve for General scaler rate
Data sources:
x1 = 3507. Starting point
x2 = 3504. Scaler threshold for Unit rate 1 p/kWh (in Scaler value at which the minimum is breached)
x3 = 3504. Scaler threshold for Unit rate 2 p/kWh (in Scaler value at which the minimum is breached)
x4 = 3504. Scaler threshold for Unit rate 3 p/kWh (in Scaler value at which the minimum is breached)
x5 = 3504. Scaler threshold for Fixed charge p/MPAN/day (in Scaler value at which the minimum is breached)
x6 = 3504. Scaler threshold for Capacity charge p/kVA/day (in Scaler value at which the minimum is breached)
x7 = 3504. Scaler threshold for Reactive power charge p/kVArh (in Scaler value at which the minimum is breached)
x8 = 3505. Effect through Unit rate 1 p/kWh (in Marginal revenue effect of scaler)
x9 = 3505. Effect through Unit rate 2 p/kWh (in Marginal revenue effect of scaler)
x10 = 3505. Effect through Unit rate 3 p/kWh (in Marginal revenue effect of scaler)
x11 = 3505. Effect through Fixed charge p/MPAN/day (in Marginal revenue effect of scaler)
x12 = 3505. Effect through Capacity charge p/kVA/day (in Marginal revenue effect of scaler)
x13 = 3505. Effect through Reactive power charge p/kVArh (in Marginal revenue effect of scaler)
x14 = Location (in Solve for General scaler rate)
x15 = Kink (in Solve for General scaler rate)
x16 = Ranking before tie break (in Solve for General scaler rate)
x17 = Counter (in Solve for General scaler rate)
x18 = Tie breaker (in Solve for General scaler rate)
x19 = Ranking (in Solve for General scaler rate)
x20 = Kink reordering (in Solve for General scaler rate)
x21 = Starting slope contributions (in Solve for General scaler rate)
x22 = New slope (in Solve for General scaler rate)
x23 = Location (ordered) (in Solve for General scaler rate)
x24 = Starting values (in Solve for General scaler rate)
x25 = 3403. Revenue shortfall (surplus) £ (in Revenue surplus or shortfall)
x26 = 3506. Constraint-free solution
x27 = Value (in Solve for General scaler rate)
Kind: | Special calculation | Special calculation | Special calculation | Special calculation | Special calculation | Fixed data | Calculation | Special calculation | Special calculation | Special calculation | Special calculation | Special calculation | Special calculation
Formula: | Special calculation | Special calculation | Special calculation | Special calculation | Special calculation |  | =x16*162+x17 | Special calculation | Special calculation | Special calculation | Special calculation | Special calculation | Special calculation
| Location | Kink | Starting slope contributions | Starting values | Ranking before tie break | Counter | Tie breaker | Ranking | Kink reordering | Location (ordered) | New slope | Value | Root
Starting point | -1379.6687 |  |  |  |  | 0 | 0 |  |  | -1379.6687 | 0 | -358459484.1905 | 36.5353
Kink 1 | -48.1034 | 1340232.113 | 0 | -64469736.8221 | 24 | 1 | 3889 | 24 | 73 | -1379.6687 | 848.6988 | -358459484.1905
Kink 2 | -45.3686 | 826737.9977 | 0 | -37507912.187 | 29 | 2 | 4700 | 29 | 18 | -221.5283 | 1251.7135 | -357476571.8263
Kink 3 | -59.876 | 8219.1564 | 0 | -492129.8587 | 17 | 3 | 2757 | 17 | 64 | -93.7295 | 1251.7135 | -357316604.3111
Kink 4 | -48.12 | 253669.4619 | 0 | -12206562.503 | 23 | 4 | 3730 | 23 | 15 | -91.5113 | 8656.193 | -357313827.7758
Kink 5 | -49.6139 | 387558.7755 | 0 | -19228288.7558 | 21 | 5 | 3407 | 21 | 32 | -89.6347 | 11217.3338 | -357297583.6847
Kink 6 | -73.6917 | 111.9644 | 0 | -8250.839 | 12 | 6 | 1950 | 12 | 29 | -89.6011 | 17920.0907 | -357297206.5476
Kink 7 | -48.9219 | 109598.4797 | 0 | -5361761.9392 | 22 | 7 | 3571 | 22 | 34 | -89.6011 | 18466.5243 | -357297206.5476
Kink 8 | -44.454 | 0 | 0 | 0 | 30 | 8 | 4868 | 30 | 77 | -89.6011 | 18466.5243 | -357297206.5476
Kink 9 | -19.4216 | 2989.0832 | 0 | -58052.7851 | 48 | 9 | 7785 | 48 | 65 | -87.6608 | 18595.2488 | -357261375.8266
Kink 10 | -37.4298 | 0 | 0 | 0 | 37 | 10 | 6004 | 37 | 35 | -78.4178 | 18595.2488 | -357089499.9922
Kink 11 | -35.4534 | 11090.203 | 0 | -393185.8701 | 39 | 11 | 6329 | 39 | 79 | -78.4178 | 18595.2488 | -357089499.9922
Kink 12 | -31.1304 | 586365.1173 | 0 | -18253793.7209 | 41 | 12 | 6654 | 41 | 6 | -73.6917 | 18707.2132 | -357001616.387
Kink 13 | -23.4546 | 17874.4159 | 0 | -419236.9598 | 44 | 13 | 7141 | 44 | 66 | -71.4844 | 25366.9866 | -356960324.9773
Kink 14 | -16.1242 | 1085019.4388 | 0 | -17495088.5912 | 50 | 14 | 8114 | 50 | 16 | -65.0387 | 31083.9977 | -356796815.793
Kink 15 | -91.5113 | 7404.4796 | 0 | -677593.551 | 4 | 15 | 663 | 4 | 157 | -64.4231 | 31083.9977 | -356777681.8403
Kink 16 | -65.0387 | 5717.0111 | 0 | -371826.767 | 14 | 16 | 2284 | 14 | 158 | -64.4231 | 31083.9977 | -356777681.8403
Kink 17 | -54.5887 | 157.9643 | 0 | -8623.0605 | 20 | 17 | 3257 | 20 | 3 | -59.876 | 39303.1541 | -356636338.2219
Kink 18 | -221.5283 | 403.0146 | 0 | -89279.1488 | 2 | 18 | 342 | 2 | 159 | -58.3049 | 39303.1541 | -356574591.3607
Kink 19 | -41.1791 | 63088.4762 | 0 | -2597926.3927 | 34 | 19 | 5527 | 34 | 160 | -58.3049 | 39303.1541 | -356574591.3607
Kink 20 | -48.1034 | 0 | 0 | 0 | 25 | 20 | 4070 | 25 | 17 | -54.5887 | 39461.1184 | -356428531.1905
Kink 21 | -43.5672 | 0 | 0 | 0 | 32 | 21 | 5205 | 32 | 5 | -49.6139 | 427019.8939 | -356232219.7868
Kink 22 | -48.1034 | 0 | 0 | 0 | 25 | 22 | 4072 | 26 | 7 | -48.9219 | 536618.3737 | -355936721.6783
Kink 23 | -36.1446 | 0 | 0 | 0 | 38 | 23 | 6179 | 38 | 4 | -48.12 | 790287.8356 | -355506401.2356
Kink 24 | -43.5672 | 0 | 0 | 0 | 32 | 24 | 5208 | 33 | 1 | -48.1034 | 2130519.9486 | -355493328.9386
Kink 25 | -33.0494 | 0 | 0 | 0 | 40 | 25 | 6505 | 40 | 20 | -48.1034 | 2130519.9486 | -355493328.9386
Kink 26 | -27.0255 | 0 | 0 | 0 | 43 | 26 | 6992 | 43 | 22 | -48.1034 | 2130519.9486 | -355493328.9386
Kink 27 | -21.7294 | 0 | 0 | 0 | 45 | 27 | 7317 | 45 | 161 | -46.6231 | 2130519.9486 | -352339531.6089
Kink 28 | 0 | 0 | 0 | 0 | 51 | 28 | 8290 | 51 | 162 | -46.6231 | 2130519.9486 | -352339531.6089
Kink 29 | -89.6011 | 6702.7569 | 0 | -600574.3403 | 6 | 29 | 1001 | 6 | 2 | -45.3686 | 2957257.9463 | -349666672.6033
Kink 30 | 0 | 0 | 0 | 0 | 51 | 30 | 8292 | 52 | 8 | -44.454 | 2957257.9463 | -346962015.7447
Kink 31 | 0 | 0 | 0 | 0 | 51 | 31 | 8293 | 53 | 67 | -43.7509 | 2957476.1144 | -344882838.5325
Kink 32 | -89.6347 | 2561.1408 | 0 | -229567.1234 | 5 | 32 | 842 | 5 | 21 | -43.5672 | 2957476.1144 | -344339404.0399
Kink 33 | 0 | 0 | 0 | 0 | 51 | 33 | 8295 | 54 | 24 | -43.5672 | 2957476.1144 | -344339404.0399
Kink 34 | -89.6011 | 546.4336 | 0 | -48961.0478 | 7 | 34 | 1168 | 7 | 19 | -41.1791 | 3020564.5905 | -337276785.6361
Kink 35 | -78.4178 | 0 | 0 | 0 | 10 | 35 | 1655 | 10 | 147 | -40.7548 | 3037425.3664 | -335995113.7185
Kink 36 | -19.4258 | 17.1108 | 0 | -332.3912 | 47 | 36 | 7650 | 47 | 81 | -37.9664 | 3037425.3664 | -327525752.7768
Kink 37 | 0 | 0 | 0 | 0 | 51 | 37 | 8299 | 55 | 10 | -37.4298 | 3037425.3664 | -325895741.4542
Kink 38 | 0 | 0 | 0 | 0 | 51 | 38 | 8300 | 56 | 23 | -36.1446 | 3037425.3664 | -321992035.0534
Kink 39 | 0 | 0 | 0 | 0 | 51 | 39 | 8301 | 57 | 11 | -35.4534 | 3048515.5694 | -319892694.4864
Kink 40 | 0 | 0 | 0 | 0 | 51 | 40 | 8302 | 58 | 25 | -33.0494 | 3048515.5694 | -312563880.8936
Kink 41 | 0 | 0 | 0 | 0 | 51 | 41 | 8303 | 59 | 12 | -31.1304 | 3634880.6868 | -306713901.4953
Kink 42 | 0 | 0 | 0 | 0 | 51 | 42 | 8304 | 60 | 148 | -29.5053 | 3635452.976 | -300806758.0976
Kink 43 | 0 | 0 | 0 | 0 | 51 | 43 | 8305 | 61 | 26 | -27.0255 | 3635452.976 | -291791411.1937
Kink 44 | 0 | 0 | 0 | 0 | 51 | 44 | 8306 | 62 | 13 | -23.4546 | 3653327.3919 | -278809676.3516
Kink 45 | 0 | 0 | 0 | 0 | 51 | 45 | 8307 | 63 | 27 | -21.7294 | 3653327.3919 | -272507018.3631
Kink 46 | 0 | 0 | 0 | 0 | 51 | 46 | 8308 | 64 | 68 | -19.4258 | 3668503.3387 | -264091310.5448
Kink 47 | 0 | 0 | 0 | 0 | 51 | 47 | 8309 | 65 | 36 | -19.4258 | 3668520.4495 | -264091310.5448
Kink 48 | 0 | 0 | 0 | 0 | 51 | 48 | 8310 | 66 | 9 | -19.4216 | 3671509.5327 | -264075815.7147
Kink 49 | 0 | 0 | 0 | 0 | 51 | 49 | 8311 | 67 | 149 | -18.9958 | 3698395.7102 | -262512298.6103
Kink 50 | 0 | 0 | 0 | 0 | 51 | 50 | 8312 | 68 | 14 | -16.1242 | 4783415.149 | -251892228.5923
Kink 51 | 0 | 0 | 0 | 0 | 51 | 51 | 8313 | 69 | 28 | 0 | 4783415.149 | -174763406.0048
Kink 52 | 0 | 0 | 0 | 0 | 51 | 52 | 8314 | 70 | 30 | 0 | 4783415.149 | -174763406.0048
Kink 53 | 0 | 0 | 0 | 0 | 51 | 53 | 8315 | 71 | 31 | 0 | 4783415.149 | -174763406.0048
Kink 54 | 0 | 0 | 0 | 0 | 51 | 54 | 8316 | 72 | 33 | 0 | 4783415.149 | -174763406.0048
Kink 55 | 0 | 0 | 0 | 0 | 51 | 55 | 8317 | 73 | 37 | 0 | 4783415.149 | -174763406.0048
Kink 56 | 0 | 0 | 0 | 0 | 51 | 56 | 8318 | 74 | 38 | 0 | 4783415.149 | -174763406.0048
Kink 57 | 0 | 0 | 0 | 0 | 51 | 57 | 8319 | 75 | 39 | 0 | 4783415.149 | -174763406.0048
Kink 58 | 0 | 0 | 0 | 0 | 51 | 58 | 8320 | 76 | 40 | 0 | 4783415.149 | -174763406.0048
Kink 59 | 0 | 0 | 0 | 0 | 51 | 59 | 8321 | 77 | 41 | 0 | 4783415.149 | -174763406.0048
Kink 60 | 0 | 0 | 0 | 0 | 51 | 60 | 8322 | 78 | 42 | 0 | 4783415.149 | -174763406.0048
Kink 61 | 0 | 0 | 0 | 0 | 51 | 61 | 8323 | 79 | 43 | 0 | 4783415.149 | -174763406.0048
Kink 62 | 0 | 0 | 0 | 0 | 51 | 62 | 8324 | 80 | 44 | 0 | 4783415.149 | -174763406.0048
Kink 63 | 0 | 0 | 0 | 0 | 51 | 63 | 8325 | 81 | 45 | 0 | 4783415.149 | -174763406.0048
Kink 64 | -93.7295 | 0 | 0 | 0 | 3 | 64 | 550 | 3 | 46 | 0 | 4783415.149 | -174763406.0048
Kink 65 | -87.6608 | 128.7246 | 0 | -11284.0968 | 9 | 65 | 1523 | 9 | 47 | 0 | 4783415.149 | -174763406.0048
Kink 66 | -71.4844 | 6659.7734 | 0 | -476069.9799 | 13 | 66 | 2172 | 13 | 48 | 0 | 4783415.149 | -174763406.0048
Kink 67 | -43.7509 | 218.1681 | 0 | -9545.0497 | 31 | 67 | 5089 | 31 | 49 | 0 | 4783415.149 | -174763406.0048
Kink 68 | -19.4258 | 15175.9468 | 0 | -294805.3017 | 46 | 68 | 7520 | 46 | 50 | 0 | 4783415.149 | -174763406.0048
Kink 69 | 0 | 0 | 0 | 0 | 51 | 69 | 8331 | 82 | 51 | 0 | 4783415.149 | -174763406.0048
Kink 70 | 0 | 0 | 0 | 0 | 51 | 70 | 8332 | 83 | 52 | 0 | 4783415.149 | -174763406.0048
Kink 71 | 0 | 0 | 0 | 0 | 51 | 71 | 8333 | 84 | 53 | 0 | 4783415.149 | -174763406.0048
Kink 72 | 0 | 0 | 0 | 0 | 51 | 72 | 8334 | 85 | 54 | 0 | 4783415.149 | -174763406.0048
Kink 73 | -1379.6687 | 848.6988 | 0 | -1170923.1914 | 1 | 73 | 235 | 1 | 55 | 0 | 4783415.149 | -174763406.0048
Kink 74 | 0 | 0 | 0 | 0 | 51 | 74 | 8336 | 86 | 56 | 0 | 4783415.149 | -174763406.0048
Kink 75 | 0 | 0 | 0 | 0 | 51 | 75 | 8337 | 87 | 57 | 0 | 4783415.149 | -174763406.0048
Kink 76 | 0 | 0 | 0 | 0 | 51 | 76 | 8338 | 88 | 58 | 0 | 4783415.149 | -174763406.0048
Kink 77 | -89.6011 | 0 | 0 | 0 | 8 | 77 | 1373 | 8 | 59 | 0 | 4783415.149 | -174763406.0048
Kink 78 | 0 | 0 | 0 | 0 | 51 | 78 | 8340 | 89 | 60 | 0 | 4783415.149 | -174763406.0048
Kink 79 | -78.4178 | 0 | 0 | 0 | 10 | 79 | 1699 | 11 | 61 | 0 | 4783415.149 | -174763406.0048
Kink 80 | 0 | 0 | 0 | 0 | 51 | 80 | 8342 | 90 | 62 | 0 | 4783415.149 | -174763406.0048
Kink 81 | -37.9664 | 0 | 0 | 0 | 36 | 81 | 5913 | 36 | 63 | 0 | 4783415.149 | -174763406.0048
Kink 82 | 0 | 0 | 0 | 0 | 51 | 82 | 8344 | 91 | 69 | 0 | 4783415.149 | -174763406.0048
Kink 83 | 0 | 0 | 0 | 0 | 51 | 83 | 8345 | 92 | 70 | 0 | 4783415.149 | -174763406.0048
Kink 84 | 0 | 0 | 0 | 0 | 51 | 84 | 8346 | 93 | 71 | 0 | 4783415.149 | -174763406.0048
Kink 85 | 0 | 0 | 0 | 0 | 51 | 85 | 8347 | 94 | 72 | 0 | 4783415.149 | -174763406.0048
Kink 86 | 0 | 0 | 0 | 0 | 51 | 86 | 8348 | 95 | 74 | 0 | 4783415.149 | -174763406.0048
Kink 87 | 0 | 0 | 0 | 0 | 51 | 87 | 8349 | 96 | 75 | 0 | 4783415.149 | -174763406.0048
Kink 88 | 0 | 0 | 0 | 0 | 51 | 88 | 8350 | 97 | 76 | 0 | 4783415.149 | -174763406.0048
Kink 89 | 0 | 0 | 0 | 0 | 51 | 89 | 8351 | 98 | 78 | 0 | 4783415.149 | -174763406.0048
Kink 90 | 0 | 0 | 0 | 0 | 51 | 90 | 8352 | 99 | 80 | 0 | 4783415.149 | -174763406.0048
Kink 91 | 0 | 0 | 0 | 0 | 51 | 91 | 8353 | 100 | 82 | 0 | 4783415.149 | -174763406.0048
Kink 92 | 0 | 0 | 0 | 0 | 51 | 92 | 8354 | 101 | 83 | 0 | 4783415.149 | -174763406.0048
Kink 93 | 0 | 0 | 0 | 0 | 51 | 93 | 8355 | 102 | 84 | 0 | 4783415.149 | -174763406.0048
Kink 94 | 0 | 0 | 0 | 0 | 51 | 94 | 8356 | 103 | 85 | 0 | 4783415.149 | -174763406.0048
Kink 95 | 0 | 0 | 0 | 0 | 51 | 95 | 8357 | 104 | 86 | 0 | 4783415.149 | -174763406.0048
Kink 96 | 0 | 0 | 0 | 0 | 51 | 96 | 8358 | 105 | 87 | 0 | 4783415.149 | -174763406.0048
Kink 97 | 0 | 0 | 0 | 0 | 51 | 97 | 8359 | 106 | 88 | 0 | 4783415.149 | -174763406.0048
Kink 98 | 0 | 0 | 0 | 0 | 51 | 98 | 8360 | 107 | 89 | 0 | 4783415.149 | -174763406.0048
Kink 99 | 0 | 0 | 0 | 0 | 51 | 99 | 8361 | 108 | 90 | 0 | 4783415.149 | -174763406.0048
Kink 100 | 0 | 0 | 0 | 0 | 51 | 100 | 8362 | 109 | 91 | 0 | 4783415.149 | -174763406.0048
Kink 101 | 0 | 0 | 0 | 0 | 51 | 101 | 8363 | 110 | 92 | 0 | 4783415.149 | -174763406.0048
Kink 102 | 0 | 0 | 0 | 0 | 51 | 102 | 8364 | 111 | 93 | 0 | 4783415.149 | -174763406.0048
Kink 103 | 0 | 0 | 0 | 0 | 51 | 103 | 8365 | 112 | 94 | 0 | 4783415.149 | -174763406.0048
Kink 104 | 0 | 0 | 0 | 0 | 51 | 104 | 8366 | 113 | 95 | 0 | 4783415.149 | -174763406.0048
Kink 105 | 0 | 0 | 0 | 0 | 51 | 105 | 8367 | 114 | 96 | 0 | 4783415.149 | -174763406.0048
Kink 106 | 0 | 0 | 0 | 0 | 51 | 106 | 8368 | 115 | 97 | 0 | 4783415.149 | -174763406.0048
Kink 107 | 0 | 0 | 0 | 0 | 51 | 107 | 8369 | 116 | 98 | 0 | 4783415.149 | -174763406.0048
Kink 108 | 0 | 0 | 0 | 0 | 51 | 108 | 8370 | 117 | 99 | 0 | 4783415.149 | -174763406.0048
Kink 109 | 0 | 0 | 0 | 0 | 51 | 109 | 8371 | 118 | 100 | 0 | 4783415.149 | -174763406.0048
Kink 110 | 0 | 0 | 0 | 0 | 51 | 110 | 8372 | 119 | 101 | 0 | 4783415.149 | -174763406.0048
Kink 111 | 0 | 0 | 0 | 0 | 51 | 111 | 8373 | 120 | 102 | 0 | 4783415.149 | -174763406.0048
Kink 112 | 0 | 0 | 0 | 0 | 51 | 112 | 8374 | 121 | 103 | 0 | 4783415.149 | -174763406.0048
Kink 113 | 0 | 0 | 0 | 0 | 51 | 113 | 8375 | 122 | 104 | 0 | 4783415.149 | -174763406.0048
Kink 114 | 0 | 0 | 0 | 0 | 51 | 114 | 8376 | 123 | 105 | 0 | 4783415.149 | -174763406.0048
Kink 115 | 0 | 0 | 0 | 0 | 51 | 115 | 8377 | 124 | 106 | 0 | 4783415.149 | -174763406.0048
Kink 116 | 0 | 0 | 0 | 0 | 51 | 116 | 8378 | 125 | 107 | 0 | 4783415.149 | -174763406.0048
Kink 117 | 0 | 0 | 0 | 0 | 51 | 117 | 8379 | 126 | 108 | 0 | 4783415.149 | -174763406.0048
Kink 118 | 0 | 0 | 0 | 0 | 51 | 118 | 8380 | 127 | 109 | 0 | 4783415.149 | -174763406.0048
Kink 119 | 0 | 0 | 0 | 0 | 51 | 119 | 8381 | 128 | 110 | 0 | 4783415.149 | -174763406.0048
Kink 120 | 0 | 0 | 0 | 0 | 51 | 120 | 8382 | 129 | 111 | 0 | 4783415.149 | -174763406.0048
Kink 121 | 0 | 0 | 0 | 0 | 51 | 121 | 8383 | 130 | 112 | 0 | 4783415.149 | -174763406.0048
Kink 122 | 0 | 0 | 0 | 0 | 51 | 122 | 8384 | 131 | 113 | 0 | 4783415.149 | -174763406.0048
Kink 123 | 0 | 0 | 0 | 0 | 51 | 123 | 8385 | 132 | 114 | 0 | 4783415.149 | -174763406.0048
Kink 124 | 0 | 0 | 0 | 0 | 51 | 124 | 8386 | 133 | 115 | 0 | 4783415.149 | -174763406.0048
Kink 125 | 0 | 0 | 0 | 0 | 51 | 125 | 8387 | 134 | 116 | 0 | 4783415.149 | -174763406.0048
Kink 126 | 0 | 0 | 0 | 0 | 51 | 126 | 8388 | 135 | 117 | 0 | 4783415.149 | -174763406.0048
Kink 127 | 0 | 0 | 0 | 0 | 51 | 127 | 8389 | 136 | 118 | 0 | 4783415.149 | -174763406.0048
Kink 128 | 0 | 0 | 0 | 0 | 51 | 128 | 8390 | 137 | 119 | 0 | 4783415.149 | -174763406.0048
Kink 129 | 0 | 0 | 0 | 0 | 51 | 129 | 8391 | 138 | 120 | 0 | 4783415.149 | -174763406.0048
Kink 130 | 0 | 0 | 0 | 0 | 51 | 130 | 8392 | 139 | 121 | 0 | 4783415.149 | -174763406.0048
Kink 131 | 0 | 0 | 0 | 0 | 51 | 131 | 8393 | 140 | 122 | 0 | 4783415.149 | -174763406.0048
Kink 132 | 0 | 0 | 0 | 0 | 51 | 132 | 8394 | 141 | 123 | 0 | 4783415.149 | -174763406.0048
Kink 133 | 0 | 0 | 0 | 0 | 51 | 133 | 8395 | 142 | 124 | 0 | 4783415.149 | -174763406.0048
Kink 134 | 0 | 0 | 0 | 0 | 51 | 134 | 8396 | 143 | 125 | 0 | 4783415.149 | -174763406.0048
Kink 135 | 0 | 0 | 0 | 0 | 51 | 135 | 8397 | 144 | 126 | 0 | 4783415.149 | -174763406.0048
Kink 136 | 0 | 0 | 0 | 0 | 51 | 136 | 8398 | 145 | 127 | 0 | 4783415.149 | -174763406.0048
Kink 137 | 0 | 0 | 0 | 0 | 51 | 137 | 8399 | 146 | 128 | 0 | 4783415.149 | -174763406.0048
Kink 138 | 0 | 0 | 0 | 0 | 51 | 138 | 8400 | 147 | 129 | 0 | 4783415.149 | -174763406.0048
Kink 139 | 0 | 0 | 0 | 0 | 51 | 139 | 8401 | 148 | 130 | 0 | 4783415.149 | -174763406.0048
Kink 140 | 0 | 0 | 0 | 0 | 51 | 140 | 8402 | 149 | 131 | 0 | 4783415.149 | -174763406.0048
Kink 141 | 0 | 0 | 0 | 0 | 51 | 141 | 8403 | 150 | 132 | 0 | 4783415.149 | -174763406.0048
Kink 142 | 0 | 0 | 0 | 0 | 51 | 142 | 8404 | 151 | 133 | 0 | 4783415.149 | -174763406.0048
Kink 143 | 0 | 0 | 0 | 0 | 51 | 143 | 8405 | 152 | 134 | 0 | 4783415.149 | -174763406.0048
Kink 144 | 0 | 0 | 0 | 0 | 51 | 144 | 8406 | 153 | 135 | 0 | 4783415.149 | -174763406.0048
Kink 145 | 0 | 0 | 0 | 0 | 51 | 145 | 8407 | 154 | 136 | 0 | 4783415.149 | -174763406.0048
Kink 146 | 0 | 0 | 0 | 0 | 51 | 146 | 8408 | 155 | 137 | 0 | 4783415.149 | -174763406.0048
Kink 147 | -40.7548 | 16860.7759 | 0 | -687157.2158 | 35 | 147 | 5817 | 35 | 138 | 0 | 4783415.149 | -174763406.0048
Kink 148 | -29.5053 | 572.2893 | 0 | -16885.5632 | 42 | 148 | 6952 | 42 | 139 | 0 | 4783415.149 | -174763406.0048
Kink 149 | -18.9958 | 26886.1775 | 0 | -510723.1324 | 49 | 149 | 8087 | 49 | 140 | 0 | 4783415.149 | -174763406.0048
Kink 150 | 0 | 0 | 0 | 0 | 51 | 150 | 8412 | 156 | 141 | 0 | 4783415.149 | -174763406.0048
Kink 151 | 0 | 0 | 0 | 0 | 51 | 151 | 8413 | 157 | 142 | 0 | 4783415.149 | -174763406.0048
Kink 152 | 0 | 0 | 0 | 0 | 51 | 152 | 8414 | 158 | 143 | 0 | 4783415.149 | -174763406.0048
Kink 153 | 0 | 0 | 0 | 0 | 51 | 153 | 8415 | 159 | 144 | 0 | 4783415.149 | -174763406.0048
Kink 154 | 0 | 0 | 0 | 0 | 51 | 154 | 8416 | 160 | 145 | 0 | 4783415.149 | -174763406.0048
Kink 155 | 0 | 0 | 0 | 0 | 51 | 155 | 8417 | 161 | 146 | 0 | 4783415.149 | -174763406.0048
Kink 156 | 0 | 0 | 0 | 0 | 51 | 156 | 8418 | 162 | 150 | 0 | 4783415.149 | -174763406.0048
Kink 157 | -64.4231 | 0 | 0 | 0 | 15 | 157 | 2587 | 15 | 151 | 0 | 4783415.149 | -174763406.0048
Kink 158 | -64.4231 | 0 | 0 | 0 | 15 | 158 | 2588 | 16 | 152 | 0 | 4783415.149 | -174763406.0048
Kink 159 | -58.3049 | 0 | 0 | 0 | 18 | 159 | 3075 | 18 | 153 | 0 | 4783415.149 | -174763406.0048
Kink 160 | -58.3049 | 0 | 0 | 0 | 18 | 160 | 3076 | 19 | 154 | 0 | 4783415.149 | -174763406.0048
Kink 161 | -46.6231 | 0 | 0 | 0 | 27 | 161 | 4535 | 27 | 155 | 0 | 4783415.149 | -174763406.0048
Kink 162 | -46.6231 | 0 | 0 | 0 | 27 | 162 | 4536 | 28 | 156 | 0 | 4783415.149 | -174763406.0048
3509. General scaler rate
Data sources:
x1 = 3508. Root (in Solve for General scaler rate)
Calculation =MIN(x1)
General scaler rate
General scaler rate | 36.5353
3510. Scaler
Data sources:
x1 = 2302. Load coefficient
x2 = 3503. Unit rate 1 p/kWh scalable part (in Scalable elements of tariff components)
x3 = 3509. General scaler rate
x4 = 3307. Unit rate 1 p/kWh (total) (in Summary of charges before revenue matching)
x5 = 3503. Unit rate 2 p/kWh scalable part (in Scalable elements of tariff components)
x6 = 3307. Unit rate 2 p/kWh (total) (in Summary of charges before revenue matching)
x7 = 3503. Unit rate 3 p/kWh scalable part (in Scalable elements of tariff components)
x8 = 3307. Unit rate 3 p/kWh (total) (in Summary of charges before revenue matching)
x9 = 3503. Fixed charge p/MPAN/day scalable part (in Scalable elements of tariff components)
x10 = 3307. Fixed charge p/MPAN/day (total) (in Summary of charges before revenue matching)
x11 = 3503. Capacity charge p/kVA/day scalable part (in Scalable elements of tariff components)
x12 = 3307. Capacity charge p/kVA/day (total) (in Summary of charges before revenue matching)
x13 = 3503. Reactive power charge p/kVArh scalable part (in Scalable elements of tariff components)
x14 = 3307. Reactive power charge p/kVArh (in Summary of charges before revenue matching)
x15 = 1010. Days in the charging year (in Financial and general assumptions)
x16 = Fixed charge p/MPAN/day scaler (in Scaler)
x17 = 2305. MPANs (in Equivalent volume for each end user)
x18 = Capacity charge p/kVA/day scaler (in Scaler)
x19 = 2305. Import capacity (kVA) (in Equivalent volume for each end user)
x20 = Unit rate 1 p/kWh scaler (in Scaler)
x21 = 2305. Rate 1 units (MWh) (in Equivalent volume for each end user)
x22 = Unit rate 2 p/kWh scaler (in Scaler)
x23 = 2305. Rate 2 units (MWh) (in Equivalent volume for each end user)
x24 = Unit rate 3 p/kWh scaler (in Scaler)
x25 = 2305. Rate 3 units (MWh) (in Equivalent volume for each end user)
x26 = Reactive power charge p/kVArh scaler (in Scaler)
x27 = 2305. Reactive power units (MVArh) (in Equivalent volume for each end user)
Kind: | Calculation | Calculation | Calculation | Calculation | Calculation | Calculation | Calculation
Formula: | =IF(x1<0,0,IF(x2*x3+x4>0,x2*x3,0-x4)) | =IF(x1<0,0,IF(x5*x3+x6>0,x5*x3,0-x6)) | =IF(x1<0,0,IF(x7*x3+x8>0,x7*x3,0-x8)) | =IF(x1<0,0,IF(x9*x3+x10>0,x9*x3,0-x10)) | =IF(x1<0,0,IF(x11*x3+x12>0,x11*x3,0-x12)) | =IF(x1<0,0,IF(x13*x3+x14>0,x13*x3,0-x14)) | =0.01*x15*(x16*x17+x18*x19)+10*(x20*x21+x22*x23+x24*x25+x26*x27)
| Unit rate 1 p/kWh scaler | Unit rate 2 p/kWh scaler | Unit rate 3 p/kWh scaler | Fixed charge p/MPAN/day scaler | Capacity charge p/kVA/day scaler | Reactive power charge p/kVArh scaler | Net revenues by tariff from scaler
Domestic Unrestricted | 0.92616 | 0 | 0 | 0 | 0 | 0 | 48965753.8836
Domestic Two Rate | 1.1102 | 0.019461 | 0 | 0 | 0 | 0 | 30449990.3164
Domestic Off Peak (related MPAN) | 0.23429 | 0 | 0 | 0 | 0 | 0 | 300289.1715
Small Non Domestic Unrestricted | 0.81746 | 0 | 0 | 0 | 0 | 0 | 9267884.5107
Small Non Domestic Two Rate | 0.89195 | 0.018661 | 0 | 0 | 0 | 0 | 14253139.9016
Small Non Domestic Off Peak (related MPAN) | 0.095201 | 0 | 0 | 0 | 0 | 0 | 4090.649
LV Medium Non-Domestic | 0.88627 | 0.017237 | 0 | 0 | 0 | 0 | 4024175.1157
LV Sub Medium Non-Domestic | 0.65036 | 0.012782 | 0 | 0 | 0 | 0 | 0
HV Medium Non-Domestic | 0.86785 | 0.017048 | 0 | 0 | 0 | 0 | 109832.1354
LV Network Domestic | 6.4885 | 0 | 0.017178 | 0 | 0 | 0 | 0
LV Network Non-Domestic Non-CT | 6.6688 | 0 | 0.017656 | 0 | 0 | 0 | 409886.6472
LV HH Metered | 6.1017 | 0 | 0.016154 | 0 | 0 | 0.18591 | 22282342.8547
LV Sub HH Metered | 5.9124 | 0 | 0.015653 | 0 | 0 | 0.17625 | 681926.3469
HV HH Metered | 5.1513 | 0 | 0.013638 | 0 | 0 | 0.1432 | 41178239.1171
NHH UMS category A | 0.52567 | 0 | 0 | 0 | 0 | 0 | 270524.7252
NHH UMS category B | 0.8842 | 0 | 0 | 0 | 0 | 0 | 208872.5955
NHH UMS category C | 1.5958 | 0 | 0 | 0 | 0 | 0 | 5771.2693
NHH UMS category D | 0.17437 | 0 | 0 | 0 | 0 | 0 | 14724.2512
LV UMS (Pseudo HH Metered) | 17.6047 | 0 | 0.015358 | 0 | 0 | 0 | 2335962.5138
LV Generation NHH or Aggregate HH | 0 | 0 | 0 | 0 | 0 | 0 | 0
LV Sub Generation NHH | 0 | 0 | 0 | 0 | 0 | 0 | 0
LV Generation Intermittent | 0 | 0 | 0 | 0 | 0 | 0 | 0
LV Generation Non-Intermittent | 0 | 0 | 0 | 0 | 0 | 0 | 0
LV Sub Generation Intermittent | 0 | 0 | 0 | 0 | 0 | 0 | 0
LV Sub Generation Non-Intermittent | 0 | 0 | 0 | 0 | 0 | 0 | 0
HV Generation Intermittent | 0 | 0 | 0 | 0 | 0 | 0 | 0
HV Generation Non-Intermittent | 0 | 0 | 0 | 0 | 0 | 0 | 0

## Adjust
Tariff component adjustment and rounding for WPD East Midlands in April 16 (Finals)
3601. Tariffs before rounding
Data sources:
x1 = 3307. Unit rate 1 p/kWh (total) (in Summary of charges before revenue matching)
x2 = 3510. Unit rate 1 p/kWh scaler (in Scaler)
x3 = 3307. Unit rate 2 p/kWh (total) (in Summary of charges before revenue matching)
x4 = 3510. Unit rate 2 p/kWh scaler (in Scaler)
x5 = 3307. Unit rate 3 p/kWh (total) (in Summary of charges before revenue matching)
x6 = 3510. Unit rate 3 p/kWh scaler (in Scaler)
x7 = 3307. Fixed charge p/MPAN/day (total) (in Summary of charges before revenue matching)
x8 = 3510. Fixed charge p/MPAN/day scaler (in Scaler)
x9 = 3307. Capacity charge p/kVA/day (total) (in Summary of charges before revenue matching)
x10 = 3510. Capacity charge p/kVA/day scaler (in Scaler)
x11 = 3307. Reactive power charge p/kVArh (in Summary of charges before revenue matching)
x12 = 3510. Reactive power charge p/kVArh scaler (in Scaler)
Kind: | Calculation | Calculation | Calculation | Calculation | Calculation | Calculation
Formula: | =x1+x2 | =x3+x4 | =x5+x6 | =x7+x8 | =x9+x10 | =x11+x12
| Unit rate 1 p/kWh | Unit rate 2 p/kWh | Unit rate 3 p/kWh | Fixed charge p/MPAN/day | Capacity charge p/kVA/day | Reactive power charge p/kVArh
Domestic Unrestricted | 2.1456 |  |  | 3.0515
Domestic Two Rate | 2.4889 | 0.067188 |  | 3.0515
Domestic Off Peak (related MPAN) | 0.61826
Small Non Domestic Unrestricted | 1.8941 |  |  | 5.0731
Small Non Domestic Two Rate | 2.1032 | 0.064443 |  | 5.0731
Small Non Domestic Off Peak (related MPAN) | 0.28722
LV Medium Non-Domestic | 2.073 | 0.05951 |  | 31.4536
LV Sub Medium Non-Domestic | 1.4417 | 0.040216 |  | 3.2858
HV Medium Non-Domestic | 1.3292 | 0.026113 |  | 209.8272
LV Network Domestic | 13.1359 | 0.595 | 0.061249 | 3.0515
LV Network Non-Domestic Non-CT | 13.1402 | 0.57262 | 0.060018 | 5.0731
LV HH Metered | 11.3008 | 0.43328 | 0.047762 | 7.4694 | 2.4992 | 0.39328
LV Sub HH Metered | 9.708 | 0.2681 | 0.034398 | 5.753 | 3.2921 | 0.31858
HV HH Metered | 7.4248 | 0.11537 | 0.02089 | 57.0767 | 3.9208 | 0.21765
NHH UMS category A | 1.8423
NHH UMS category B | 2.4582
NHH UMS category C | 3.9801
NHH UMS category D | 1.2317
LV UMS (Pseudo HH Metered) | 37.447 | 1.0408 | 0.5953
LV Generation NHH or Aggregate HH | -0.60019 |  |  | 0
LV Sub Generation NHH | -0.5237 |  |  | 0
LV Generation Intermittent | -0.60019 |  |  | 0 |  | 0.22195
LV Generation Non-Intermittent | -4.9577 | -0.43986 | -0.032538 | 0 |  | 0.22195
LV Sub Generation Intermittent | -0.5237 |  |  | 0 |  | 0.19352
LV Sub Generation Non-Intermittent | -4.3672 | -0.3738 | -0.027434 | 0 |  | 0.19352
HV Generation Intermittent | -0.319 |  |  | 27.5186 |  | 0.15196
HV Generation Non-Intermittent | -2.8196 | -0.18916 | -0.013043 | 27.5186 |  | 0.15196
3602. Decimal places
| Unit rate 1 p/kWh | Unit rate 2 p/kWh | Unit rate 3 p/kWh | Fixed charge p/MPAN/day | Capacity charge p/kVA/day | Reactive power charge p/kVArh
Decimal places | 3 | 3 | 3 | 2 | 2 | 3
3603. Tariff rounding
Data sources:
x1 = 3601. Unit rate 1 p/kWh before rounding (in Tariffs before rounding)
x2 = 3602. Unit rate 1 p/kWh decimal places (in Decimal places)
x3 = 3601. Unit rate 2 p/kWh before rounding (in Tariffs before rounding)
x4 = 3602. Unit rate 2 p/kWh decimal places (in Decimal places)
x5 = 3601. Unit rate 3 p/kWh before rounding (in Tariffs before rounding)
x6 = 3602. Unit rate 3 p/kWh decimal places (in Decimal places)
x7 = 3601. Fixed charge p/MPAN/day before rounding (in Tariffs before rounding)
x8 = 3602. Fixed charge p/MPAN/day decimal places (in Decimal places)
x9 = 3601. Capacity charge p/kVA/day before rounding (in Tariffs before rounding)
x10 = 3602. Capacity charge p/kVA/day decimal places (in Decimal places)
x11 = 3601. Reactive power charge p/kVArh before rounding (in Tariffs before rounding)
x12 = 3602. Reactive power charge p/kVArh decimal places (in Decimal places)
Kind: | Calculation | Calculation | Calculation | Calculation | Calculation | Calculation
Formula: | =ROUND(x1,x2)-x1 | =ROUND(x3,x4)-x3 | =ROUND(x5,x6)-x5 | =ROUND(x7,x8)-x7 | =ROUND(x9,x10)-x9 | =ROUND(x11,x12)-x11
| Unit rate 1 p/kWh | Unit rate 2 p/kWh | Unit rate 3 p/kWh | Fixed charge p/MPAN/day | Capacity charge p/kVA/day | Reactive power charge p/kVArh
Domestic Unrestricted | 0.00044217 |  |  | -0.0014767
Domestic Two Rate | 8.3591e-05 | -0.00018772 |  | -0.0014767
Domestic Off Peak (related MPAN) | -0.00026265
Small Non Domestic Unrestricted | -0.00012743 |  |  | -0.0030626
Small Non Domestic Two Rate | -0.00020152 | -0.00044334 |  | -0.0030626
Small Non Domestic Off Peak (related MPAN) | -0.00022132
LV Medium Non-Domestic | -6.5026e-06 | 0.00048983 |  | -0.0036483
LV Sub Medium Non-Domestic | 0.0003185 | -0.0002163 |  | 0.0041827
HV Medium Non-Domestic | -0.00018879 | -0.00011251 |  | 0.0028284
LV Network Domestic | 5.3573e-05 | 2.4258e-06 | -0.00024898 | -0.0014767
LV Network Non-Domestic Non-CT | -0.00015619 | 0.00037529 | -1.7948e-05 | -0.0030626
LV HH Metered | 0.00022145 | -0.00028156 | 0.00023828 | 0.00060603 | 0.00079073 | -0.00028318
LV Sub HH Metered | -2.1096e-05 | -0.00010144 | -0.00039782 | -0.003025 | -0.0020792 | 0.0004195
HV HH Metered | 0.00019441 | -0.00037219 | 0.00011031 | 0.0033163 | -0.00077852 | 0.00035324
NHH UMS category A | -0.00034368
NHH UMS category B | -0.00022731
NHH UMS category C | -0.00014249
NHH UMS category D | 0.00031941
LV UMS (Pseudo HH Metered) | 1.7811e-05 | 0.00020143 | -0.00030077
LV Generation NHH or Aggregate HH | 0.00019439 |  |  | 0
LV Sub Generation NHH | -0.00029897 |  |  | 0
LV Generation Intermittent | 0.00019439 |  |  | 0 |  | 4.6966e-05
LV Generation Non-Intermittent | -0.00030786 | -0.00013635 | -0.00046231 | 0 |  | 4.6966e-05
LV Sub Generation Intermittent | -0.00029897 |  |  | 0 |  | 0.00047691
LV Sub Generation Non-Intermittent | 0.00024633 | -0.00019715 | 0.00043444 | 0 |  | 0.00047691
HV Generation Intermittent | -9.234e-07 |  |  | 0.0014027 |  | 4.2866e-05
HV Generation Non-Intermittent | -0.00042123 | 0.00016353 | 4.2885e-05 | 0.0014027 |  | 4.2866e-05
3604. All the way tariffs
Data sources:
x1 = 3601. Unit rate 1 p/kWh before rounding (in Tariffs before rounding)
x2 = 3603. Unit rate 1 p/kWh rounding (in Tariff rounding)
x3 = 3601. Unit rate 2 p/kWh before rounding (in Tariffs before rounding)
x4 = 3603. Unit rate 2 p/kWh rounding (in Tariff rounding)
x5 = 3601. Unit rate 3 p/kWh before rounding (in Tariffs before rounding)
x6 = 3603. Unit rate 3 p/kWh rounding (in Tariff rounding)
x7 = 3601. Fixed charge p/MPAN/day before rounding (in Tariffs before rounding)
x8 = 3603. Fixed charge p/MPAN/day rounding (in Tariff rounding)
x9 = 3601. Capacity charge p/kVA/day before rounding (in Tariffs before rounding)
x10 = 3603. Capacity charge p/kVA/day rounding (in Tariff rounding)
x11 = 3601. Reactive power charge p/kVArh before rounding (in Tariffs before rounding)
x12 = 3603. Reactive power charge p/kVArh rounding (in Tariff rounding)
Kind: | Calculation | Calculation | Calculation | Calculation | Calculation | Calculation
Formula: | =x1+x2 | =x3+x4 | =x5+x6 | =x7+x8 | =x9+x10 | =x11+x12
| Unit rate 1 p/kWh | Unit rate 2 p/kWh | Unit rate 3 p/kWh | Fixed charge p/MPAN/day | Capacity charge p/kVA/day | Reactive power charge p/kVArh
Domestic Unrestricted | 2.146 |  |  | 3.05
Domestic Two Rate | 2.489 | 0.067 |  | 3.05
Domestic Off Peak (related MPAN) | 0.618
Small Non Domestic Unrestricted | 1.894 |  |  | 5.07
Small Non Domestic Two Rate | 2.103 | 0.064 |  | 5.07
Small Non Domestic Off Peak (related MPAN) | 0.287
LV Medium Non-Domestic | 2.073 | 0.06 |  | 31.45
LV Sub Medium Non-Domestic | 1.442 | 0.04 |  | 3.29
HV Medium Non-Domestic | 1.329 | 0.026 |  | 209.83
LV Network Domestic | 13.136 | 0.595 | 0.061 | 3.05
LV Network Non-Domestic Non-CT | 13.14 | 0.573 | 0.06 | 5.07
LV HH Metered | 11.301 | 0.433 | 0.048 | 7.47 | 2.5 | 0.393
LV Sub HH Metered | 9.708 | 0.268 | 0.034 | 5.75 | 3.29 | 0.319
HV HH Metered | 7.425 | 0.115 | 0.021 | 57.08 | 3.92 | 0.218
NHH UMS category A | 1.842
NHH UMS category B | 2.458
NHH UMS category C | 3.98
NHH UMS category D | 1.232
LV UMS (Pseudo HH Metered) | 37.447 | 1.041 | 0.595
LV Generation NHH or Aggregate HH | -0.6 |  |  | 0
LV Sub Generation NHH | -0.524 |  |  | 0
LV Generation Intermittent | -0.6 |  |  | 0 |  | 0.222
LV Generation Non-Intermittent | -4.958 | -0.44 | -0.033 | 0 |  | 0.222
LV Sub Generation Intermittent | -0.524 |  |  | 0 |  | 0.194
LV Sub Generation Non-Intermittent | -4.367 | -0.374 | -0.027 | 0 |  | 0.194
HV Generation Intermittent | -0.319 |  |  | 27.52 |  | 0.152
HV Generation Non-Intermittent | -2.82 | -0.189 | -0.013 | 27.52 |  | 0.152
3605. Net revenues by tariff from rounding
Data sources:
x1 = 1010. Days in the charging year (in Financial and general assumptions)
x2 = 3603. Fixed charge p/MPAN/day rounding (in Tariff rounding)
x3 = 2305. MPANs (in Equivalent volume for each end user)
x4 = 3603. Capacity charge p/kVA/day rounding (in Tariff rounding)
x5 = 2305. Import capacity (kVA) (in Equivalent volume for each end user)
x6 = 3603. Unit rate 1 p/kWh rounding (in Tariff rounding)
x7 = 2305. Rate 1 units (MWh) (in Equivalent volume for each end user)
x8 = 3603. Unit rate 2 p/kWh rounding (in Tariff rounding)
x9 = 2305. Rate 2 units (MWh) (in Equivalent volume for each end user)
x10 = 3603. Unit rate 3 p/kWh rounding (in Tariff rounding)
x11 = 2305. Rate 3 units (MWh) (in Equivalent volume for each end user)
x12 = 3603. Reactive power charge p/kVArh rounding (in Tariff rounding)
x13 = 2305. Reactive power units (MVArh) (in Equivalent volume for each end user)
Calculation =0.01*x1*(x2*x3+x4*x5)+10*(x6*x7+x8*x9+x10*x11+x12*x13)
Net revenues by tariff from rounding
Domestic Unrestricted | 14985.3177
Domestic Two Rate | -4853.5429
Domestic Off Peak (related MPAN) | -336.6317
Small Non Domestic Unrestricted | -2507.3977
Small Non Domestic Two Rate | -6344.9453
Small Non Domestic Off Peak (related MPAN) | -9.5096
LV Medium Non-Domestic | 465.208
LV Sub Medium Non-Domestic | 0
HV Medium Non-Domestic | -26.8086
LV Network Domestic | 0
LV Network Non-Domestic Non-CT | 64.5899
LV HH Metered | 4605.7749
LV Sub HH Metered | -708.0297
HV HH Metered | -10308.5151
NHH UMS category A | -176.8679
NHH UMS category B | -53.6957
NHH UMS category C | -0.5153
NHH UMS category D | 26.9707
LV UMS (Pseudo HH Metered) | -544.3761
LV Generation NHH or Aggregate HH | 2.5221
LV Sub Generation NHH | 0
LV Generation Intermittent | 71.1247
LV Generation Non-Intermittent | -22.2932
LV Sub Generation Intermittent | -2.4945
LV Sub Generation Non-Intermittent | 10.4326
HV Generation Intermittent | 0.44734
HV Generation Non-Intermittent | 233.7785
3606. Revenue forecast summary
Data sources:
x1 = 3403. Total net revenues before matching (£) (in Revenue surplus or shortfall)
x2 = 3510. Net revenues by tariff from scaler (in Scaler)
x3 = 3605. Net revenues by tariff from rounding
x4 = Total net revenues before matching (£) (in Revenue forecast summary)
x5 = Total net revenues from scaler (£) (in Revenue forecast summary)
x6 = Total net revenues from rounding (£) (in Revenue forecast summary)
x7 = Total net revenues (£) (in Revenue forecast summary)
x8 = 3402. Target CDCM revenue (£/year) (in Target CDCM revenue)
Kind: | Copy cells | Cell summation | Cell summation | Calculation | Calculation
Formula: | =x1 | =SUM(x2) | =SUM(x3) | =x4+x5+x6 | =x7-x8
| Total net revenues before matching (£) | Total net revenues from scaler (£) | Total net revenues from rounding (£) | Total net revenues (£) | Deviation from target revenue (£)
Revenue forecast summary | 278767210.2136 | 174763406.0048 | -5429.4569 | 453525186.7615 | -5429.4569
3607. Tariffs
Data sources:
x1 = 3604. Unit rate 1 p/kWh (in All the way tariffs)
x2 = 2304. Discount for each tariff (except for fixed charges) (in LDNO discounts and volumes adjusted for discount)
x3 = 3604. Unit rate 2 p/kWh (in All the way tariffs)
x4 = 3604. Unit rate 3 p/kWh (in All the way tariffs)
x5 = 3604. Fixed charge p/MPAN/day (in All the way tariffs)
x6 = 2304. Discount for each tariff for fixed charges only (in LDNO discounts and volumes adjusted for discount)
x7 = 3604. Capacity charge p/kVA/day (in All the way tariffs)
x8 = 3604. Reactive power charge p/kVArh (in All the way tariffs)
Kind: | Calculation | Calculation | Calculation | Calculation | Calculation | Calculation
Formula: | =ROUND(x1*(1-x2),3) | =ROUND(x3*(1-x2),3) | =ROUND(x4*(1-x2),3) | =ROUND(x5*(1-x6),2) | =ROUND(x7*(1-x2),2) | =ROUND(x8*(1-x2),3)
| Unit rate 1 p/kWh | Unit rate 2 p/kWh | Unit rate 3 p/kWh | Fixed charge p/MPAN/day | Capacity charge p/kVA/day | Reactive power charge p/kVArh
> Domestic Unrestricted
Domestic Unrestricted | 2.146 | 0 | 0 | 3.05 | 0 | 0
LDNO LV: Domestic Unrestricted | 1.5 | 0 | 0 | 2.13 | 0 | 0
LDNO HV: Domestic Unrestricted | 1.099 | 0 | 0 | 1.56 | 0 | 0
> Domestic Two Rate
Domestic Two Rate | 2.489 | 0.067 | 0 | 3.05 | 0 | 0
LDNO LV: Domestic Two Rate | 1.74 | 0.047 | 0 | 2.13 | 0 | 0
LDNO HV: Domestic Two Rate | 1.275 | 0.034 | 0 | 1.56 | 0 | 0
> Domestic Off Peak (related MPAN)
Domestic Off Peak (related MPAN) | 0.618 | 0 | 0 | 0 | 0 | 0
LDNO LV: Domestic Off Peak (related MPAN) | 0.432 | 0 | 0 | 0 | 0 | 0
LDNO HV: Domestic Off Peak (related MPAN) | 0.317 | 0 | 0 | 0 | 0 | 0
> Small Non Domestic Unrestricted
Small Non Domestic Unrestricted | 1.894 | 0 | 0 | 5.07 | 0 | 0
LDNO LV: Small Non Domestic Unrestricted | 1.324 | 0 | 0 | 3.54 | 0 | 0
LDNO HV: Small Non Domestic Unrestricted | 0.97 | 0 | 0 | 2.6 | 0 | 0
> Small Non Domestic Two Rate
Small Non Domestic Two Rate | 2.103 | 0.064 | 0 | 5.07 | 0 | 0
LDNO LV: Small Non Domestic Two Rate | 1.47 | 0.045 | 0 | 3.54 | 0 | 0
LDNO HV: Small Non Domestic Two Rate | 1.077 | 0.033 | 0 | 2.6 | 0 | 0
> Small Non Domestic Off Peak (related MPAN)
Small Non Domestic Off Peak (related MPAN) | 0.287 | 0 | 0 | 0 | 0 | 0
LDNO LV: Small Non Domestic Off Peak (related MPAN) | 0.201 | 0 | 0 | 0 | 0 | 0
LDNO HV: Small Non Domestic Off Peak (related MPAN) | 0.147 | 0 | 0 | 0 | 0 | 0
> LV Medium Non-Domestic
LV Medium Non-Domestic | 2.073 | 0.06 | 0 | 31.45 | 0 | 0
LDNO LV: LV Medium Non-Domestic | 1.449 | 0.042 | 0 | 21.98 | 0 | 0
LDNO HV: LV Medium Non-Domestic | 1.062 | 0.031 | 0 | 16.11 | 0 | 0
> LV Sub Medium Non-Domestic
LV Sub Medium Non-Domestic | 1.442 | 0.04 | 0 | 3.29 | 0 | 0
> HV Medium Non-Domestic
HV Medium Non-Domestic | 1.329 | 0.026 | 0 | 209.83 | 0 | 0
> LV Network Domestic
LV Network Domestic | 13.136 | 0.595 | 0.061 | 3.05 | 0 | 0
LDNO LV: LV Network Domestic | 9.182 | 0.416 | 0.043 | 2.13 | 0 | 0
LDNO HV: LV Network Domestic | 6.728 | 0.305 | 0.031 | 1.56 | 0 | 0
> LV Network Non-Domestic Non-CT
LV Network Non-Domestic Non-CT | 13.14 | 0.573 | 0.06 | 5.07 | 0 | 0
LDNO LV: LV Network Non-Domestic Non-CT | 9.185 | 0.401 | 0.042 | 3.54 | 0 | 0
LDNO HV: LV Network Non-Domestic Non-CT | 6.73 | 0.293 | 0.031 | 2.6 | 0 | 0
> LV HH Metered
LV HH Metered | 11.301 | 0.433 | 0.048 | 7.47 | 2.5 | 0.393
LDNO LV: LV HH Metered | 7.899 | 0.303 | 0.034 | 5.22 | 1.75 | 0.275
LDNO HV: LV HH Metered | 5.788 | 0.222 | 0.025 | 3.83 | 1.28 | 0.201
> LV Sub HH Metered
LV Sub HH Metered | 9.708 | 0.268 | 0.034 | 5.75 | 3.29 | 0.319
LDNO HV: LV Sub HH Metered | 7.202 | 0.199 | 0.025 | 4.27 | 2.44 | 0.237
> HV HH Metered
HV HH Metered | 7.425 | 0.115 | 0.021 | 57.08 | 3.92 | 0.218
LDNO HV: HV HH Metered | 6.243 | 0.097 | 0.018 | 47.99 | 3.3 | 0.183
> NHH UMS category A
NHH UMS category A | 1.842 | 0 | 0 | 0 | 0 | 0
LDNO LV: NHH UMS category A | 1.288 | 0 | 0 | 0 | 0 | 0
LDNO HV: NHH UMS category A | 0.943 | 0 | 0 | 0 | 0 | 0
> NHH UMS category B
NHH UMS category B | 2.458 | 0 | 0 | 0 | 0 | 0
LDNO LV: NHH UMS category B | 1.718 | 0 | 0 | 0 | 0 | 0
LDNO HV: NHH UMS category B | 1.259 | 0 | 0 | 0 | 0 | 0
> NHH UMS category C
NHH UMS category C | 3.98 | 0 | 0 | 0 | 0 | 0
LDNO LV: NHH UMS category C | 2.782 | 0 | 0 | 0 | 0 | 0
LDNO HV: NHH UMS category C | 2.038 | 0 | 0 | 0 | 0 | 0
> NHH UMS category D
NHH UMS category D | 1.232 | 0 | 0 | 0 | 0 | 0
LDNO LV: NHH UMS category D | 0.861 | 0 | 0 | 0 | 0 | 0
LDNO HV: NHH UMS category D | 0.631 | 0 | 0 | 0 | 0 | 0
> LV UMS (Pseudo HH Metered)
LV UMS (Pseudo HH Metered) | 37.447 | 1.041 | 0.595 | 0 | 0 | 0
LDNO LV: LV UMS (Pseudo HH Metered) | 26.175 | 0.728 | 0.416 | 0 | 0 | 0
LDNO HV: LV UMS (Pseudo HH Metered) | 19.179 | 0.533 | 0.305 | 0 | 0 | 0
> LV Generation NHH or Aggregate HH
LV Generation NHH or Aggregate HH | -0.6 | 0 | 0 | 0 | 0 | 0
LDNO LV: LV Generation NHH or Aggregate HH | -0.6 | 0 | 0 | 0 | 0 | 0
LDNO HV: LV Generation NHH or Aggregate HH | -0.6 | 0 | 0 | 0 | 0 | 0
> LV Sub Generation NHH
LV Sub Generation NHH | -0.524 | 0 | 0 | 0 | 0 | 0
LDNO HV: LV Sub Generation NHH | -0.524 | 0 | 0 | 0 | 0 | 0
> LV Generation Intermittent
LV Generation Intermittent | -0.6 | 0 | 0 | 0 | 0 | 0.222
LDNO LV: LV Generation Intermittent | -0.6 | 0 | 0 | 0 | 0 | 0.222
LDNO HV: LV Generation Intermittent | -0.6 | 0 | 0 | 0 | 0 | 0.222
> LV Generation Non-Intermittent
LV Generation Non-Intermittent | -4.958 | -0.44 | -0.033 | 0 | 0 | 0.222
LDNO LV: LV Generation Non-Intermittent | -4.958 | -0.44 | -0.033 | 0 | 0 | 0.222
LDNO HV: LV Generation Non-Intermittent | -4.958 | -0.44 | -0.033 | 0 | 0 | 0.222
> LV Sub Generation Intermittent
LV Sub Generation Intermittent | -0.524 | 0 | 0 | 0 | 0 | 0.194
LDNO HV: LV Sub Generation Intermittent | -0.524 | 0 | 0 | 0 | 0 | 0.194
> LV Sub Generation Non-Intermittent
LV Sub Generation Non-Intermittent | -4.367 | -0.374 | -0.027 | 0 | 0 | 0.194
LDNO HV: LV Sub Generation Non-Intermittent | -4.367 | -0.374 | -0.027 | 0 | 0 | 0.194
> HV Generation Intermittent
HV Generation Intermittent | -0.319 | 0 | 0 | 27.52 | 0 | 0.152
LDNO HV: HV Generation Intermittent | -0.319 | 0 | 0 | 0 | 0 | 0.152
> HV Generation Non-Intermittent
HV Generation Non-Intermittent | -2.82 | -0.189 | -0.013 | 27.52 | 0 | 0.152
LDNO HV: HV Generation Non-Intermittent | -2.82 | -0.189 | -0.013 | 0 | 0 | 0.152

## Tariffs
Tariffs for WPD East Midlands in April 16 (Finals)
3701. Tariffs
Data sources:
x1 = 3607. Unit rate 1 p/kWh (in Tariffs)
x2 = 3607. Unit rate 2 p/kWh (in Tariffs)
x3 = 3607. Unit rate 3 p/kWh (in Tariffs)
x4 = 3607. Fixed charge p/MPAN/day (in Tariffs)
x5 = 3607. Capacity charge p/kVA/day (in Tariffs)
x6 = 3607. Reactive power charge p/kVArh (in Tariffs)
Kind: | Input data | Fixed data | Copy cells | Copy cells | Copy cells | Copy cells | Copy cells | Copy cells | Input data
Formula: |  |  | = x1 | = x2 | = x3 | = x4 | = x5 | = x6
| Open LLFCs | PCs | Unit rate 1 p/kWh | Unit rate 2 p/kWh | Unit rate 3 p/kWh | Fixed charge p/MPAN/day | Capacity charge p/kVA/day | Reactive power charge p/kVArh | Closed LLFCs
Domestic Unrestricted | 1 | 1 | 2.146 | 0 | 0 | 3.05 | 0 | 0
Domestic Two Rate | 3 | 2 | 2.489 | 0.067 | 0 | 3.05 | 0 | 0 | 4, 8
Domestic Off Peak (related MPAN) | 11 | 2 | 0.618 | 0 | 0 | 0 | 0 | 0 | 900
Small Non Domestic Unrestricted | 13 | 3 | 1.894 | 0 | 0 | 5.07 | 0 | 0 | 22, 34, 43
Small Non Domestic Two Rate | 37 | 4 | 2.103 | 0.064 | 0 | 5.07 | 0 | 0 | 16, 28, 31, 49, 52
Small Non Domestic Off Peak (related MPAN) | 901 | 4 | 0.287 | 0 | 0 | 0 | 0 | 0
LV Medium Non-Domestic | 81 | 5-8 | 2.073 | 0.06 | 0 | 31.45 | 0 | 0 | 83,85
LV Sub Medium Non-Domestic | 80 | 5-8 | 1.442 | 0.04 | 0 | 3.29 | 0 | 0
HV Medium Non-Domestic | 90 | 5-8 | 1.329 | 0.026 | 0 | 209.83 | 0 | 0
LV Network Domestic | 246 |  | 13.136 | 0.595 | 0.061 | 3.05 | 0 | 0
LV Network Non-Domestic Non-CT | 247 |  | 13.14 | 0.573 | 0.06 | 5.07 | 0 | 0
LV HH Metered | 58, 990 |  | 11.301 | 0.433 | 0.048 | 7.47 | 2.5 | 0.393
LV Sub HH Metered | 59 |  | 9.708 | 0.268 | 0.034 | 5.75 | 3.29 | 0.319
HV HH Metered | 60, 991 |  | 7.425 | 0.115 | 0.021 | 57.08 | 3.92 | 0.218 | 929
NHH UMS category A | 800 | 8 | 1.842 | 0 | 0 | 0 | 0 | 0
NHH UMS category B | 801 | 1 | 2.458 | 0 | 0 | 0 | 0 | 0
NHH UMS category C | 802 | 1 | 3.98 | 0 | 0 | 0 | 0 | 0
NHH UMS category D | 803 | 1 | 1.232 | 0 | 0 | 0 | 0 | 0
LV UMS (Pseudo HH Metered) | 804 |  | 37.447 | 1.041 | 0.595 | 0 | 0 | 0
LV Generation NHH or Aggregate HH | 986 | 8&0 | -0.6 | 0 | 0 | 0 | 0 | 0
LV Sub Generation NHH | 970 | 8 | -0.524 | 0 | 0 | 0 | 0 | 0
LV Generation Intermittent | 971 |  | -0.6 | 0 | 0 | 0 | 0 | 0.222
LV Generation Non-Intermittent | 973 |  | -4.958 | -0.44 | -0.033 | 0 | 0 | 0.222
LV Sub Generation Intermittent | 972 |  | -0.524 | 0 | 0 | 0 | 0 | 0.194
LV Sub Generation Non-Intermittent | 974 |  | -4.367 | -0.374 | -0.027 | 0 | 0 | 0.194
HV Generation Intermittent | 975 |  | -0.319 | 0 | 0 | 27.52 | 0 | 0.152
HV Generation Non-Intermittent | 977 |  | -2.82 | -0.189 | -0.013 | 27.52 | 0 | 0.152
LDNO LV: Domestic Unrestricted |  | 1 | 1.5 | 0 | 0 | 2.13 | 0 | 0
LDNO LV: Domestic Two Rate |  | 2 | 1.74 | 0.047 | 0 | 2.13 | 0 | 0
LDNO LV: Domestic Off Peak (related MPAN) |  | 2 | 0.432 | 0 | 0 | 0 | 0 | 0
LDNO LV: Small Non Domestic Unrestricted |  | 3 | 1.324 | 0 | 0 | 3.54 | 0 | 0
LDNO LV: Small Non Domestic Two Rate |  | 4 | 1.47 | 0.045 | 0 | 3.54 | 0 | 0
LDNO LV: Small Non Domestic Off Peak (related MPAN) |  | 4 | 0.201 | 0 | 0 | 0 | 0 | 0
LDNO LV: LV Medium Non-Domestic |  | 5-8 | 1.449 | 0.042 | 0 | 21.98 | 0 | 0
LDNO LV: LV Network Domestic |  |  | 9.182 | 0.416 | 0.043 | 2.13 | 0 | 0
LDNO LV: LV Network Non-Domestic Non-CT |  |  | 9.185 | 0.401 | 0.042 | 3.54 | 0 | 0
LDNO LV: LV HH Metered |  |  | 7.899 | 0.303 | 0.034 | 5.22 | 1.75 | 0.275
LDNO LV: NHH UMS category A |  | 8 | 1.288 | 0 | 0 | 0 | 0 | 0
LDNO LV: NHH UMS category B |  | 1 | 1.718 | 0 | 0 | 0 | 0 | 0
LDNO LV: NHH UMS category C |  | 1 | 2.782 | 0 | 0 | 0 | 0 | 0
LDNO LV: NHH UMS category D |  | 1 | 0.861 | 0 | 0 | 0 | 0 | 0
LDNO LV: LV UMS (Pseudo HH Metered) |  |  | 26.175 | 0.728 | 0.416 | 0 | 0 | 0
LDNO LV: LV Generation NHH or Aggregate HH |  | 8&0 | -0.6 | 0 | 0 | 0 | 0 | 0
LDNO LV: LV Generation Intermittent |  |  | -0.6 | 0 | 0 | 0 | 0 | 0.222
LDNO LV: LV Generation Non-Intermittent |  |  | -4.958 | -0.44 | -0.033 | 0 | 0 | 0.222
LDNO HV: Domestic Unrestricted |  | 1 | 1.099 | 0 | 0 | 1.56 | 0 | 0
LDNO HV: Domestic Two Rate |  | 2 | 1.275 | 0.034 | 0 | 1.56 | 0 | 0
LDNO HV: Domestic Off Peak (related MPAN) |  | 2 | 0.317 | 0 | 0 | 0 | 0 | 0
LDNO HV: Small Non Domestic Unrestricted |  | 3 | 0.97 | 0 | 0 | 2.6 | 0 | 0
LDNO HV: Small Non Domestic Two Rate |  | 4 | 1.077 | 0.033 | 0 | 2.6 | 0 | 0
LDNO HV: Small Non Domestic Off Peak (related MPAN) |  | 4 | 0.147 | 0 | 0 | 0 | 0 | 0
LDNO HV: LV Medium Non-Domestic |  | 5-8 | 1.062 | 0.031 | 0 | 16.11 | 0 | 0
LDNO HV: LV Network Domestic |  |  | 6.728 | 0.305 | 0.031 | 1.56 | 0 | 0
LDNO HV: LV Network Non-Domestic Non-CT |  |  | 6.73 | 0.293 | 0.031 | 2.6 | 0 | 0
LDNO HV: LV HH Metered |  |  | 5.788 | 0.222 | 0.025 | 3.83 | 1.28 | 0.201
LDNO HV: LV Sub HH Metered |  |  | 7.202 | 0.199 | 0.025 | 4.27 | 2.44 | 0.237
LDNO HV: HV HH Metered |  |  | 6.243 | 0.097 | 0.018 | 47.99 | 3.3 | 0.183
LDNO HV: NHH UMS category A |  | 8 | 0.943 | 0 | 0 | 0 | 0 | 0
LDNO HV: NHH UMS category B |  | 1 | 1.259 | 0 | 0 | 0 | 0 | 0
LDNO HV: NHH UMS category C |  | 1 | 2.038 | 0 | 0 | 0 | 0 | 0
LDNO HV: NHH UMS category D |  | 1 | 0.631 | 0 | 0 | 0 | 0 | 0
LDNO HV: LV UMS (Pseudo HH Metered) |  |  | 19.179 | 0.533 | 0.305 | 0 | 0 | 0
LDNO HV: LV Generation NHH or Aggregate HH |  | 8&0 | -0.6 | 0 | 0 | 0 | 0 | 0
LDNO HV: LV Sub Generation NHH |  | 8 | -0.524 | 0 | 0 | 0 | 0 | 0
LDNO HV: LV Generation Intermittent |  |  | -0.6 | 0 | 0 | 0 | 0 | 0.222
LDNO HV: LV Generation Non-Intermittent |  |  | -4.958 | -0.44 | -0.033 | 0 | 0 | 0.222
LDNO HV: LV Sub Generation Intermittent |  |  | -0.524 | 0 | 0 | 0 | 0 | 0.194
LDNO HV: LV Sub Generation Non-Intermittent |  |  | -4.367 | -0.374 | -0.027 | 0 | 0 | 0.194
LDNO HV: HV Generation Intermittent |  |  | -0.319 | 0 | 0 | 0 | 0 | 0.152
LDNO HV: HV Generation Non-Intermittent |  |  | -2.82 | -0.189 | -0.013 | 0 | 0 | 0.152

## Summary
Summary statistics for WPD East Midlands in April 16 (Finals)
This sheet is for information only. It can be deleted without affecting any calculations elsewhere in the model.
3801. Headline parameters
Data sources:
x1 = 1010. Annuity proportion for customer-contributed assets (in Financial and general assumptions)
x2 = 3606. Total net revenues from scaler (£) (in Revenue forecast summary)
x3 = 3606. Deviation from target revenue (£) (in Revenue forecast summary)
x4 = 3402. Target CDCM revenue (£/year) (in Target CDCM revenue)
Kind: | Copy cells | Copy cells | Copy cells | Calculation
Formula: | = x1 | = x2 | = x3 | =x3/x4
| Annuity proportion for customer-contributed assets | Total net revenues from scaler (£) | Deviation from target revenue (£) | Over/under recovery
Headline parameters | 0 | 174763406.0048 | -5429.4569 | -0.001197%
3802. Revenue summary
Data sources:
x1 = 1053. Rate 1 units (MWh) by tariff (in Volume forecasts for the charging year)
x2 = 1053. Rate 2 units (MWh) by tariff (in Volume forecasts for the charging year)
x3 = 1053. Rate 3 units (MWh) by tariff (in Volume forecasts for the charging year)
x4 = 1053. MPANs by tariff (in Volume forecasts for the charging year)
x5 = 1010. Days in the charging year (in Financial and general assumptions)
x6 = 3607. Fixed charge p/MPAN/day (in Tariffs)
x7 = 3607. Capacity charge p/kVA/day (in Tariffs)
x8 = 1053. Import capacity (kVA) by tariff (in Volume forecasts for the charging year)
x9 = 3607. Unit rate 1 p/kWh (in Tariffs)
x10 = 3607. Unit rate 2 p/kWh (in Tariffs)
x11 = 3607. Unit rate 3 p/kWh (in Tariffs)
x12 = 3607. Reactive power charge p/kVArh (in Tariffs)
x13 = 1053. Reactive power units (MVArh) by tariff (in Volume forecasts for the charging year)
x14 = All units (MWh) (in Revenue summary)
x15 = Net revenues (£) (in Revenue summary)
x16 = MPANs by tariff (in Volume forecasts for the charging year) (copy) (in Revenue summary)
x17 = Revenues from unit rates (£) (in Revenue summary)
x18 = Net revenues from unit rate 1 (£) (in Revenue summary)
x19 = Net revenues from unit rate 2 (£) (in Revenue summary)
x20 = Net revenues from unit rate 3 (£) (in Revenue summary)
x21 = Revenues from fixed charges (£) (in Revenue summary)
x22 = Revenues from capacity charges (£) (in Revenue summary)
x23 = Revenues from reactive power charges (£) (in Revenue summary)
Kind: | Calculation | Copy cells | Calculation | Calculation | Calculation | Calculation | Calculation | Calculation | Calculation | Calculation | Calculation | Calculation | Calculation | Calculation | Calculation | Calculation | Calculation | Calculation | Calculation
Formula: | =x1+x2+x3 | = x4 | =0.01*x5*(x6*x4+x7*x8)+10*(x9*x1+x10*x2+x11*x3+x12*x13) | =10*(x9*x1+x10*x2+x11*x3) | =x6*x5*x4/100 | =x7*x5*x8/100 | =x12*x13*10 | =IF(x14<>0,0.1*x15/x14,"") | =IF(x16<>0,x15/x16,"") | =IF(x14<>0,0.1*x17/x14,0) | =x9*x1*10 | =x10*x2*10 | =x11*x3*10 | =IF(x17<>0,x18/x17,"") | =IF(x17<>0,x19/x17,"") | =IF(x17<>0,x20/x17,"") | =IF(x15<>0,x21/x15,"") | =IF(x15<>0,x22/x15,"") | =IF(x15<>0,x23/x15,"")
| All units (MWh) | MPANs | Net revenues (£) | Revenues from unit rates (£) | Revenues from fixed charges (£) | Revenues from capacity charges (£) | Revenues from reactive power charges (£) | Average p/kWh | Average £/MPAN | Average unit rate p/kWh | Net revenues from unit rate 1 (£) | Net revenues from unit rate 2 (£) | Net revenues from unit rate 3 (£) | Rate 1 revenue proportion | Rate 2 revenue proportion | Rate 3 revenue proportion | Fixed charge proportion | Capacity charge proportion | Reactive power charge proportion
> Domestic Unrestricted
Domestic Unrestricted | 5214022.0769 | 1532365 | 128951967.1334 | 111892913.7709 | 17059053.3625 | 0 | 0 | 2.4732 | 84.1523 | 2.146 | 111892913.7709 | 0 | 0 | 100% | 0% | 0% | 13.23% | 0% | 0%
LDNO LV: Domestic Unrestricted | 54362.0545 | 18154 | 956569.0899 | 815430.8169 | 141138.273 | 0 | 0 | 1.7596 | 52.6919 | 1.5 | 815430.8169 | 0 | 0 | 100% | 0% | 0% | 14.75% | 0% | 0%
LDNO HV: Domestic Unrestricted | 68282.6939 | 23241 | 882761.0598 | 750426.8058 | 132334.254 | 0 | 0 | 1.2928 | 37.9829 | 1.099 | 750426.8058 | 0 | 0 | 100% | 0% | 0% | 14.99% | 0% | 0%
> Domestic Two Rate
Domestic Two Rate | 3972376.1576 | 882638 | 78259688.1238 | 68433720.5888 | 9825967.535 | 0 | 0 | 1.9701 | 88.6657 | 1.7227 | 67591691.5334 | 842029.0554 | 0 | 98.77% | 1.23% | 0% | 12.56% | 0% | 0%
LDNO LV: Domestic Two Rate | 4735.5694 | 1023 | 71132.686 | 63179.3725 | 7953.3135 | 0 | 0 | 1.5021 | 69.5334 | 1.3341 | 62645.8119 | 533.5606 | 0 | 99.16% | 0.8445% | 0% | 11.18% | 0% | 0%
LDNO HV: Domestic Two Rate | 6351.4169 | 1510 | 70101.4823 | 61503.5423 | 8597.94 | 0 | 0 | 1.1037 | 46.4248 | 0.96834 | 60969.9252 | 533.6171 | 0 | 99.13% | 0.8676% | 0% | 12.26% | 0% | 0%
> Domestic Off Peak (related MPAN)
Domestic Off Peak (related MPAN) | 128168.6729 | 37550 | 792082.3986 | 792082.3986 | 0 | 0 | 0 | 0.618 | 21.0941 | 0.618 | 792082.3986 | 0 | 0 | 100% | 0% | 0% | 0% | 0% | 0%
LDNO LV: Domestic Off Peak (related MPAN) | 0 | 0 | 0 | 0 | 0 | 0 | 0 |  |  | 0 | 0 | 0 | 0
LDNO HV: Domestic Off Peak (related MPAN) | 0 | 0 | 0 | 0 | 0 | 0 | 0 |  |  | 0 | 0 | 0 | 0
> Small Non Domestic Unrestricted
Small Non Domestic Unrestricted | 1127084.5753 | 94412 | 23094123.1214 | 21346981.8554 | 1747141.266 | 0 | 0 | 2.049 | 244.61 | 1.894 | 21346981.8554 | 0 | 0 | 100% | 0% | 0% | 7.565% | 0% | 0%
LDNO LV: Small Non Domestic Unrestricted | 3635.8629 | 467 | 54172.9312 | 48138.8242 | 6034.107 | 0 | 0 | 1.49 | 116.002 | 1.324 | 48138.8242 | 0 | 0 | 100% | 0% | 0% | 11.14% | 0% | 0%
LDNO HV: Small Non Domestic Unrestricted | 8029.0143 | 645 | 84002.4887 | 77881.4387 | 6121.05 | 0 | 0 | 1.0462 | 130.2364 | 0.97 | 77881.4387 | 0 | 0 | 100% | 0% | 0% | 7.287% | 0% | 0%
> Small Non Domestic Two Rate
Small Non Domestic Two Rate | 2088199.6631 | 82534 | 35221029.8621 | 33693696.9251 | 1527332.937 | 0 | 0 | 1.6867 | 426.7457 | 1.6135 | 33372876.382 | 320820.5431 | 0 | 99.05% | 0.9522% | 0% | 4.336% | 0% | 0%
LDNO LV: Small Non Domestic Two Rate | 232.3004 | 6 | 2552.6011 | 2475.0751 | 77.526 | 0 | 0 | 1.0988 | 425.4335 | 1.0655 | 2445.3991 | 29.676 | 0 | 98.8% | 1.199% | 0% | 3.037% | 0% | 0%
LDNO HV: Small Non Domestic Two Rate | 1068.1416 | 29 | 9676.6331 | 9401.4231 | 275.21 | 0 | 0 | 0.90593 | 333.677 | 0.88017 | 9334.966 | 66.4571 | 0 | 99.29% | 0.7069% | 0% | 2.844% | 0% | 0%
> Small Non Domestic Off Peak (related MPAN)
Small Non Domestic Off Peak (related MPAN) | 4296.8566 | 725 | 12331.9783 | 12331.9783 | 0 | 0 | 0 | 0.287 | 17.0096 | 0.287 | 12331.9783 | 0 | 0 | 100% | 0% | 0% | 0% | 0% | 0%
LDNO LV: Small Non Domestic Off Peak (related MPAN) | 0 | 0 | 0 | 0 | 0 | 0 | 0 |  |  | 0 | 0 | 0 | 0
LDNO HV: Small Non Domestic Off Peak (related MPAN) | 0 | 0 | 0 | 0 | 0 | 0 | 0 |  |  | 0 | 0 | 0 | 0
> LV Medium Non-Domestic
LV Medium Non-Domestic | 565008.9534 | 5436.1348 | 10015661.5596 | 9391634.0562 | 624027.5034 | 0 | 0 | 1.7727 | 1842.4233 | 1.6622 | 9322453.6823 | 69180.374 | 0 | 99.26% | 0.7366% | 0% | 6.231% | 0% | 0%
LDNO LV: LV Medium Non-Domestic | 531.2884 | 8.4553 | 6524.3702 | 5846.0234 | 678.3468 | 0 | 0 | 1.228 | 771.627 | 1.1003 | 5790.7295 | 55.2939 | 0 | 99.05% | 0.9458% | 0% | 10.4% | 0% | 0%
LDNO HV: LV Medium Non-Domestic | 4386.648 | 39.6751 | 40300.5479 | 37967.5943 | 2332.9535 | 0 | 0 | 0.91871 | 1015.765 | 0.86553 | 37708.4509 | 259.1434 | 0 | 99.32% | 0.6825% | 0% | 5.789% | 0% | 0%
> LV Sub Medium Non-Domestic
LV Sub Medium Non-Domestic | 0 | 0 | 0 | 0 | 0 | 0 | 0 |  |  | 0 | 0 | 0 | 0
> HV Medium Non-Domestic
HV Medium Non-Domestic | 16250.5702 | 104.0658 | 247891.2559 | 168189.4287 | 79701.8272 | 0 | 0 | 1.5254 | 2382.0637 | 1.035 | 167236.0159 | 953.4128 | 0 | 99.43% | 0.5669% | 0% | 32.15% | 0% | 0%
> LV Network Domestic
LV Network Domestic | 0 | 0 | 0 | 0 | 0 | 0 | 0 |  |  | 0 | 0 | 0 | 0
LDNO LV: LV Network Domestic | 0 | 0 | 0 | 0 | 0 | 0 | 0 |  |  | 0 | 0 | 0 | 0
LDNO HV: LV Network Domestic | 0 | 0 | 0 | 0 | 0 | 0 | 0 |  |  | 0 | 0 | 0 | 0
> LV Network Non-Domestic Non-CT
LV Network Non-Domestic Non-CT | 56080.2709 | 879.5838 | 961375.6629 | 945098.5246 | 16277.1383 | 0 | 0 | 1.7143 | 1092.9893 | 1.6853 | 794380.1082 | 134814.2341 | 15904.1824 | 84.05% | 14.26% | 1.683% | 1.693% | 0% | 0%
LDNO LV: LV Network Non-Domestic Non-CT | 57.349 | 1.3681 | 645.8579 | 628.1806 | 17.6772 | 0 | 0 | 1.1262 | 472.0834 | 1.0954 | 526.4256 | 89.4438 | 12.3112 | 83.8% | 14.24% | 1.96% | 2.737% | 0% | 0%
LDNO HV: LV Network Non-Domestic Non-CT | 465.2357 | 6.4196 | 4166.009 | 4105.0874 | 60.9215 | 0 | 0 | 0.89546 | 648.9564 | 0.88237 | 3453.5354 | 585.1465 | 66.4055 | 84.13% | 14.25% | 1.618% | 1.462% | 0% | 0%
> LV HH Metered
LV HH Metered | 3189915.0849 | 10454.2814 | 62916602.5074 | 45696101.8466 | 285041.2093 | 15649007.2387 | 1286452.2129 | 1.9724 | 6018.2618 | 1.4325 | 39090880.536 | 5893407.946 | 711813.3645 | 85.55% | 12.9% | 1.558% | 0.453% | 24.87% | 2.045%
LDNO LV: LV HH Metered | 5022.0116 | 20.1766 | 78109.369 | 49562.0953 | 384.4239 | 26970.3178 | 1192.532 | 1.5553 | 3871.2934 | 0.9869 | 42555.6782 | 6175.0132 | 831.404 | 85.86% | 12.46% | 1.677% | 0.4922% | 34.53% | 1.527%
LDNO HV: LV HH Metered | 87542.0705 | 167.9054 | 918161.3951 | 634739.5691 | 2347.2333 | 266506.6554 | 14567.9373 | 1.0488 | 5468.3262 | 0.72507 | 544138.2494 | 80084.6274 | 10516.6923 | 85.73% | 12.62% | 1.657% | 0.2556% | 29.03% | 1.587%
> LV Sub HH Metered
LV Sub HH Metered | 104123.5892 | 150 | 2048136.5265 | 1202574.8246 | 3148.125 | 804569.5 | 37844.0769 | 1.967 | 13654.2435 | 1.1549 | 1072281.398 | 112980.1199 | 17313.3067 | 89.17% | 9.395% | 1.44% | 0.1537% | 39.28% | 1.848%
LDNO HV: LV Sub HH Metered | 0 | 0 | 0 | 0 | 0 | 0 | 0 |  |  | 0 | 0 | 0 | 0
> HV HH Metered
HV HH Metered | 7748849.7257 | 3061.9342 | 102246589.7118 | 61126806.8047 | 637929.5048 | 38988479.6224 | 1493373.7799 | 1.3195 | 33392.8104 | 0.78885 | 56903439.3421 | 3372984.305 | 850383.1576 | 93.09% | 5.518% | 1.391% | 0.6239% | 38.13% | 1.461%
LDNO HV: HV HH Metered | 36348.7073 | 15 | 496796.596 | 251205.8368 | 2627.4525 | 240900 | 2063.3067 | 1.3668 | 33119.7731 | 0.6911 | 234647.0569 | 13128.8319 | 3429.948 | 93.41% | 5.226% | 1.365% | 0.5289% | 48.49% | 0.4153%
> NHH UMS category A
NHH UMS category A | 51128.4829 | 1430.4748 | 941786.655 | 941786.655 | 0 | 0 | 0 | 1.842 | 658.3735 | 1.842 | 941786.655 | 0 | 0 | 100% | 0% | 0% | 0% | 0% | 0%
LDNO LV: NHH UMS category A | 250.091 | 0 | 3221.1717 | 3221.1717 | 0 | 0 | 0 | 1.288 |  | 1.288 | 3221.1717 | 0 | 0 | 100% | 0% | 0% | 0% | 0% | 0%
LDNO HV: NHH UMS category A | 311.0751 | 0 | 2933.4382 | 2933.4382 | 0 | 0 | 0 | 0.943 |  | 0.943 | 2933.4382 | 0 | 0 | 100% | 0% | 0% | 0% | 0% | 0%
> NHH UMS category B
NHH UMS category B | 23251.9646 | 1177.2666 | 571533.2896 | 571533.2896 | 0 | 0 | 0 | 2.458 | 485.4748 | 2.458 | 571533.2896 | 0 | 0 | 100% | 0% | 0% | 0% | 0% | 0%
LDNO LV: NHH UMS category B | 165.4292 | 0 | 2842.074 | 2842.074 | 0 | 0 | 0 | 1.718 |  | 1.718 | 2842.074 | 0 | 0 | 100% | 0% | 0% | 0% | 0% | 0%
LDNO HV: NHH UMS category B | 498.0542 | 0 | 6270.5028 | 6270.5028 | 0 | 0 | 0 | 1.259 |  | 1.259 | 6270.5028 | 0 | 0 | 100% | 0% | 0% | 0% | 0% | 0%
> NHH UMS category C
NHH UMS category C | 361.6536 | 160.3988 | 14393.8145 | 14393.8145 | 0 | 0 | 0 | 3.98 | 89.7377 | 3.98 | 14393.8145 | 0 | 0 | 100% | 0% | 0% | 0% | 0% | 0%
LDNO LV: NHH UMS category C | 0 | 0 | 0 | 0 | 0 | 0 | 0 |  |  | 0 | 0 | 0 | 0
LDNO HV: NHH UMS category C | 0 | 0 | 0 | 0 | 0 | 0 | 0 |  |  | 0 | 0 | 0 | 0
> NHH UMS category D
NHH UMS category D | 8444.0236 | 259.2609 | 104030.3707 | 104030.3707 | 0 | 0 | 0 | 1.232 | 401.2574 | 1.232 | 104030.3707 | 0 | 0 | 100% | 0% | 0% | 0% | 0% | 0%
LDNO LV: NHH UMS category D | 0 | 0 | 0 | 0 | 0 | 0 | 0 |  |  | 0 | 0 | 0 | 0
LDNO HV: NHH UMS category D | 0 | 0 | 0 | 0 | 0 | 0 | 0 |  |  | 0 | 0 | 0 | 0
> LV UMS (Pseudo HH Metered)
LV UMS (Pseudo HH Metered) | 245053.7217 | 116.0117 | 6417108.564 | 6417108.564 | 0 | 0 | 0 | 2.6187 | 55314.3194 | 2.6187 | 4902883.7896 | 312901.3887 | 1201323.3858 | 76.4% | 4.876% | 18.72% | 0% | 0% | 0%
LDNO LV: LV UMS (Pseudo HH Metered) | 0 | 0 | 0 | 0 | 0 | 0 | 0 |  |  | 0 | 0 | 0 | 0
LDNO HV: LV UMS (Pseudo HH Metered) | 0 | 0 | 0 | 0 | 0 | 0 | 0 |  |  | 0 | 0 | 0 | 0
> LV Generation NHH or Aggregate HH
LV Generation NHH or Aggregate HH | 1264.7942 | 18.1584 | -7588.765 | -7588.765 | 0 | 0 | 0 | -0.6 | -417.9214 | -0.6 | -7588.765 | 0 | 0 | 100% | 0% | 0% | 0% | 0% | 0%
LDNO LV: LV Generation NHH or Aggregate HH | 32.6396 | 0 | -195.8374 | -195.8374 | 0 | 0 | 0 | -0.6 |  | -0.6 | -195.8374 | 0 | 0 | 100% | 0% | 0% | 0% | 0% | 0%
LDNO HV: LV Generation NHH or Aggregate HH | 0 | 0 | 0 | 0 | 0 | 0 | 0 |  |  | 0 | 0 | 0 | 0
> LV Sub Generation NHH
LV Sub Generation NHH | 0 | 0 | 0 | 0 | 0 | 0 | 0 |  |  | 0 | 0 | 0 | 0
LDNO HV: LV Sub Generation NHH | 0 | 0 | 0 | 0 | 0 | 0 | 0 |  |  | 0 | 0 | 0 | 0
> LV Generation Intermittent
LV Generation Intermittent | 35926.515 | 188.6451 | -210481.4729 | -215559.0902 | 0 | 0 | 5077.6173 | -0.58587 | -1115.7536 | -0.6 | -215559.0902 | 0 | 0 | 100% | 0% | 0% | 0% | 0% | -2.412%
LDNO LV: LV Generation Intermittent | 0 | 0 | 0 | 0 | 0 | 0 | 0 |  |  | 0 | 0 | 0 | 0
LDNO HV: LV Generation Intermittent | 88.5113 | 0 | -341.5087 | -531.0679 | 0 | 0 | 189.5591 | -0.38584 |  | -0.6 | -531.0679 | 0 | 0 | 100% | 0% | 0% | 0% | 0% | -55.51%
> LV Generation Non-Intermittent
LV Generation Non-Intermittent | 7330.8009 | 70.6158 | -48155.0484 | -49669.0174 | 0 | 0 | 1513.969 | -0.65689 | -681.93 | -0.67754 | -34751.3632 | -13761.937 | -1155.7171 | 69.97% | 27.71% | 2.327% | 0% | 0% | -3.144%
LDNO LV: LV Generation Non-Intermittent | 0 | 0 | 0 | 0 | 0 | 0 | 0 |  |  | 0 | 0 | 0 | 0
LDNO HV: LV Generation Non-Intermittent | 0 | 0 | 0 | 0 | 0 | 0 | 0 |  |  | 0 | 0 | 0 | 0
> LV Sub Generation Intermittent
LV Sub Generation Intermittent | 1039.6963 | 4.0352 | -5198.3036 | -5448.0087 | 0 | 0 | 249.7052 | -0.49998 | -1288.2426 | -0.524 | -5448.0087 | 0 | 0 | 100% | 0% | 0% | 0% | 0% | -4.804%
LDNO HV: LV Sub Generation Intermittent | 0 | 0 | 0 | 0 | 0 | 0 | 0 |  |  | 0 | 0 | 0 | 0
> LV Sub Generation Non-Intermittent
LV Sub Generation Non-Intermittent | 4392.623 | 1.0088 | -21571.039 | -21636.8263 | 0 | 0 | 65.7873 | -0.49107 | -21382.9239 | -0.49257 | -16089.3556 | -4808.0435 | -739.4273 | 74.36% | 22.22% | 3.417% | 0% | 0% | -0.305%
LDNO HV: LV Sub Generation Non-Intermittent | 0 | 0 | 0 | 0 | 0 | 0 | 0 |  |  | 0 | 0 | 0 | 0
> HV Generation Intermittent
HV Generation Intermittent | 152907.1315 | 73 | -475171.3515 | -487773.7495 | 7332.704 | 0 | 5269.6941 | -0.31076 | -6509.1966 | -0.319 | -487773.7495 | 0 | 0 | 100% | 0% | 0% | -1.543% | 0% | -1.109%
LDNO HV: HV Generation Intermittent | 63.4579 | 0 | -202.4307 | -202.4307 | 0 | 0 | 0 | -0.319 |  | -0.319 | -202.4307 | 0 | 0 | 100% | 0% | 0% | 0% | 0% | 0%
> HV Generation Non-Intermittent
HV Generation Non-Intermittent | 653560.8774 | 162 | -2212951.7222 | -2242667.1098 | 16272.576 | 0 | 13442.8116 | -0.3386 | -13660.1958 | -0.34315 | -1806820.0576 | -385746.2622 | -50100.7901 | 80.57% | 17.2% | 2.234% | -0.7353% | 0% | -0.6075%
LDNO HV: HV Generation Non-Intermittent | 0 | 0 | 0 | 0 | 0 | 0 | 0 |  |  | 0 | 0 | 0 | 0
3803. Revenue summary by tariff component
Data sources:
x1 = 3802. All units (MWh) (in Revenue summary)
x2 = 3802. MPANs by tariff (in Volume forecasts for the charging year) (copy) (in Revenue summary)
x3 = 3802. Net revenues (£) (in Revenue summary)
x4 = 3802. Revenues from unit rates (£) (in Revenue summary)
x5 = 3802. Revenues from fixed charges (£) (in Revenue summary)
x6 = 3802. Revenues from capacity charges (£) (in Revenue summary)
x7 = 3802. Revenues from reactive power charges (£) (in Revenue summary)
Kind: | Cell summation | Cell summation | Cell summation | Cell summation | Cell summation | Cell summation | Cell summation
Formula: | =SUM(x1) | =SUM(x2) | =SUM(x3) | =SUM(x4) | =SUM(x5) | =SUM(x6) | =SUM(x7)
| Total units (MWh) | Total MPANs | Total net revenues (£) | Total net revenues from unit rates (£) | Total revenues from fixed charges (£) | Total revenues from capacity charges (£) | Total revenues from reactive power charges (£)
Revenue summary by tariff component | 25681498.1039 | 2699304.8761 | 453525415.3601 | 362547472.6658 | 32140206.3707 | 55976433.3343 | 2861302.9893

## M-ATW
Tariff matrices for WPD East Midlands in April 16 (Finals)
This sheet provides matrices breaking down each tariff component into its elements.
This sheet is for information only. It can be deleted without affecting any calculations elsewhere in the model.
Domestic Unrestricted
Domestic Two Rate
Domestic Off Peak (related MPAN)
Small Non Domestic Unrestricted
Small Non Domestic Two Rate
Small Non Domestic Off Peak (related MPAN)
LV Medium Non-Domestic
LV Sub Medium Non-Domestic
HV Medium Non-Domestic
LV Network Domestic
LV Network Non-Domestic Non-CT
LV HH Metered
LV Sub HH Metered
HV HH Metered
NHH UMS category A
NHH UMS category B
NHH UMS category C
NHH UMS category D
LV UMS (Pseudo HH Metered)
LV Generation NHH or Aggregate HH
LV Sub Generation NHH
LV Generation Intermittent
LV Generation Non-Intermittent
LV Sub Generation Intermittent
LV Sub Generation Non-Intermittent
HV Generation Intermittent
HV Generation Non-Intermittent
Domestic Unrestricted
| Rate 1 units (MWh) | MPANs | MWh/year | MWh/MPAN/year
Domestic Unrestricted | 5286992.9268 | 1556957.7997 | 5286992.9268 | 3.3957
| Unit rate 1 p/kWh | Fixed charge p/MPAN/day | Revenue (£/year) | Average p/kWh | Average £/MPAN/year
Assets 132kV | 0.15 | 0 | 7930705.6353 | 0.15 | 5.0937
Assets 132kV/EHV | 0.0755 | 0 | 3991661.9095 | 0.0755 | 2.5638
Assets EHV | 0.092027 | 0 | 4865483.726 | 0.092027 | 3.125
Assets EHV/HV | 0.14912 | 0 | 7883791.2046 | 0.14912 | 5.0636
Assets 132kV/HV | 0.012538 | 0 | 662880.4539 | 0.012538 | 0.42575
Assets HV | 0.19426 | 0 | 10270774.0987 | 0.19426 | 6.5967
Assets HV/LV | 0.046106 | 0 | 2437642.2498 | 0.046106 | 1.5656
Assets LV circuits | 0 | 0.17712 | 1006538.8535 | 0.019038 | 0.64648
Assets LV customer |  | 0 | 0 | 0 | 0
Assets HV customer |  | 0 | 0 | 0 | 0
Transmission exit | 0.06037 | 0 | 3191765.0434 | 0.06037 | 2.05
Operating 132kV | 0.065235 | 0 | 3448961.2105 | 0.065235 | 2.2152
Operating 132kV/EHV | 0.032834 | 0 | 1735922.0887 | 0.032834 | 1.1149
Operating EHV | 0.040022 | 0 | 2115935.8843 | 0.040022 | 1.359
Operating EHV/HV | 0.064849 | 0 | 3428558.732 | 0.064849 | 2.2021
Operating 132kV/HV | 0.0054526 | 0 | 288278.1278 | 0.0054526 | 0.18515
Operating HV | 0.1622 | 0 | 8575377.479 | 0.1622 | 5.5078
Operating HV/LV | 0.068886 | 0 | 3641998.9788 | 0.068886 | 2.3392
Operating LV circuits | 0 | 1.2568 | 7142446.0338 | 0.13509 | 4.5874
Operating LV customer |  | 1.6175 | 9192240.0031 | 0.17387 | 5.904
Operating HV customer |  | 0 | 0 | 0 | 0
Scaler | 0.92616 | 0 | 48965753.8836 | 0.92616 | 31.4496
Rounding | 0.00044217 | -0.0014767 | 14985.3177 | 0.00028344 | 0.0096247
Total | 2.146 | 3.05 | 130791700.9139 | 2.4738 | 84.0047
Domestic Two Rate
| Rate 1 units (MWh) | Rate 2 units (MWh) | MPANs | MWh/year | MWh/MPAN/year
Domestic Two Rate | 2720582.1441 | 1258357.1338 | 884126.4441 | 3978939.2779 | 4.5004
| Unit rate 1 p/kWh | Unit rate 2 p/kWh | Fixed charge p/MPAN/day | Average unit rate (p/kWh) | Revenue (£/year) | Average p/kWh | Average £/MPAN/year
Assets 132kV | 0.17557 | 0.0018056 | 0 | 0.12062 | 4799217.0917 | 0.12062 | 5.4282
Assets 132kV/EHV | 0.088367 | 0.00090879 | 0 | 0.060708 | 2415529.3288 | 0.060708 | 2.7321
Assets EHV | 0.10205 | 0.0047672 | 0 | 0.071286 | 2836431.4722 | 0.071286 | 3.2082
Assets EHV/HV | 0.16536 | 0.0077246 | 0 | 0.11551 | 4596014.4464 | 0.11551 | 5.1984
Assets 132kV/HV | 0.014675 | 0.00015092 | 0 | 0.010082 | 401137.9756 | 0.010082 | 0.45371
Assets HV | 0.21543 | 0.010063 | 0 | 0.15048 | 5987554.0724 | 0.15048 | 6.7723
Assets HV/LV | 0.051129 | 0.0023884 | 0 | 0.035715 | 1421072.515 | 0.035715 | 1.6073
Assets LV circuits | 0 | 0 | 0.17712 | 0 | 571568.2323 | 0.014365 | 0.64648
Assets LV customer |  |  | 0 | 0 | 0 | 0 | 0
Assets HV customer |  |  | 0 | 0 | 0 | 0 | 0
Transmission exit | 0.07237 | 0.0012685 | 0 | 0.049884 | 1984840.5662 | 0.049884 | 2.245
Operating 132kV | 0.076353 | 0.00078523 | 0 | 0.052454 | 2087117.3829 | 0.052454 | 2.3607
Operating 132kV/EHV | 0.03843 | 0.00039522 | 0 | 0.026401 | 1050482.4339 | 0.026401 | 1.1882
Operating EHV | 0.044382 | 0.0020732 | 0 | 0.031001 | 1233527.3271 | 0.031001 | 1.3952
Operating EHV/HV | 0.071914 | 0.0033593 | 0 | 0.050233 | 1998747.1831 | 0.050233 | 2.2607
Operating 132kV/HV | 0.0063819 | 6.5633e-05 | 0 | 0.0043843 | 174449.7125 | 0.0043843 | 0.19731
Operating HV | 0.17987 | 0.0084022 | 0 | 0.12564 | 4999188.5571 | 0.12564 | 5.6544
Operating HV/LV | 0.076391 | 0.0035685 | 0 | 0.05336 | 2123176.4624 | 0.05336 | 2.4014
Operating LV circuits | 0 | 0 | 1.2568 | 0 | 4055874.4849 | 0.10193 | 4.5874
Operating LV customer |  |  | 1.6175 | 0 | 5219860.4667 | 0.13119 | 5.904
Operating HV customer |  |  | 0 | 0 | 0 | 0 | 0
Scaler | 1.1102 | 0.019461 | 0 | 0.76528 | 30449990.3164 | 0.76528 | 34.4408
Rounding | 8.3591e-05 | -0.00018772 | -0.0014767 | -2.2116e-06 | -4853.5429 | -0.00012198 | -0.0054896
Total | 2.489 | 0.067 | 3.05 | 1.723 | 78400926.4847 | 1.9704 | 88.6761
Domestic Off Peak (related MPAN)
| Rate 1 units (MWh) | MWh/year
Domestic Off Peak (related MPAN) | 128168.6729 | 128168.6729
| Unit rate 1 p/kWh | Revenue (£/year) | Average p/kWh
Assets 132kV | 0.042645 | 54657.6523 | 0.042645
Assets 132kV/EHV | 0.021464 | 27510.1459 | 0.021464
Assets EHV | 0.030575 | 39187.5928 | 0.030575
Assets EHV/HV | 0.049542 | 63497.6534 | 0.049542
Assets 132kV/HV | 0.0035644 | 4568.5077 | 0.0035644
Assets HV | 0.064542 | 82722.8978 | 0.064542
Assets HV/LV | 0.015318 | 19633.2651 | 0.015318
Assets LV circuits | 0 | 0 | 0
Transmission exit | 0.015272 | 19573.9349 | 0.015272
Operating 132kV | 0.018546 | 23769.9054 | 0.018546
Operating 132kV/EHV | 0.0093344 | 11963.8063 | 0.0093344
Operating EHV | 0.013297 | 17042.1768 | 0.013297
Operating EHV/HV | 0.021545 | 27614.3074 | 0.021545
Operating 132kV/HV | 0.0015501 | 1986.7848 | 0.0015501
Operating HV | 0.053888 | 69067.8296 | 0.053888
Operating HV/LV | 0.022887 | 29333.3985 | 0.022887
Operating LV circuits | 0 | 0 | 0
Scaler | 0.23429 | 300289.1715 | 0.23429
Rounding | -0.00026265 | -336.6317 | -0.00026265
Total | 0.618 | 792082.3986 | 0.618
Small Non Domestic Unrestricted
| Rate 1 units (MWh) | MPANs | MWh/year | MWh/MPAN/year
Small Non Domestic Unrestricted | 1133738.2435 | 95068.778 | 1133738.2435 | 11.9255
| Unit rate 1 p/kWh | Fixed charge p/MPAN/day | Revenue (£/year) | Average p/kWh | Average £/MPAN/year
Assets 132kV | 0.13244 | 0 | 1501488.1144 | 0.13244 | 15.7937
Assets 132kV/EHV | 0.066658 | 0 | 755725.0501 | 0.066658 | 7.9492
Assets EHV | 0.081259 | 0 | 921267.9959 | 0.081259 | 9.6905
Assets EHV/HV | 0.13167 | 0 | 1492777.4775 | 0.13167 | 15.7021
Assets 132kV/HV | 0.01107 | 0 | 125500.4496 | 0.01107 | 1.3201
Assets HV | 0.17153 | 0 | 1944747.1214 | 0.17153 | 20.4562
Assets HV/LV | 0.040712 | 0 | 461561.8748 | 0.040712 | 4.855
Assets LV circuits | 0 | 0.17712 | 61459.8667 | 0.005421 | 0.64648
Assets LV customer |  | 0 | 0 | 0 | 0
Assets HV customer |  | 0 | 0 | 0 | 0
Transmission exit | 0.053285 | 0 | 604114.2525 | 0.053285 | 6.3545
Operating 132kV | 0.057595 | 0 | 652977.7428 | 0.057595 | 6.8685
Operating 132kV/EHV | 0.028989 | 0 | 328655.0407 | 0.028989 | 3.457
Operating EHV | 0.035339 | 0 | 400647.5248 | 0.035339 | 4.2143
Operating EHV/HV | 0.057261 | 0 | 649189.5996 | 0.057261 | 6.8286
Operating 132kV/HV | 0.004814 | 0 | 54578.5208 | 0.004814 | 0.5741
Operating HV | 0.14322 | 0 | 1623727.7256 | 0.14322 | 17.0795
Operating HV/LV | 0.060826 | 0 | 689604.0125 | 0.060826 | 7.2537
Operating LV circuits | 0 | 1.2568 | 436122.0431 | 0.038468 | 4.5874
Operating LV customer |  | 3.6391 | 1262776.0773 | 0.11138 | 13.2828
Operating HV customer |  | 0 | 0 | 0 | 0
Scaler | 0.81746 | 0 | 9267884.5107 | 0.81746 | 97.4861
Rounding | -0.00012743 | -0.0030626 | -2507.3977 | -0.00022116 | -0.026375
Total | 1.894 | 5.07 | 23232297.6031 | 2.0492 | 244.3736
Small Non Domestic Two Rate
| Rate 1 units (MWh) | Rate 2 units (MWh) | MPANs | MWh/year | MWh/MPAN/year
Small Non Domestic Two Rate | 1587477.7741 | 501431.3387 | 82553.047 | 2088909.1128 | 25.3038
| Unit rate 1 p/kWh | Unit rate 2 p/kWh | Fixed charge p/MPAN/day | Average unit rate (p/kWh) | Revenue (£/year) | Average p/kWh | Average £/MPAN/year
Assets 132kV | 0.14844 | 0.0017319 | 0 | 0.11322 | 2365164.8995 | 0.11322 | 28.6502
Assets 132kV/EHV | 0.074713 | 0.00087168 | 0 | 0.056988 | 1190428.5789 | 0.056988 | 14.4202
Assets EHV | 0.091761 | 0.0045731 | 0 | 0.070832 | 1479613.6153 | 0.070832 | 17.9232
Assets EHV/HV | 0.14868 | 0.00741 | 0 | 0.11477 | 2397493.3354 | 0.11477 | 29.0419
Assets 132kV/HV | 0.012407 | 0.00014476 | 0 | 0.0094638 | 197690.0485 | 0.0094638 | 2.3947
Assets HV | 0.1937 | 0.0096536 | 0 | 0.14952 | 3123384.6524 | 0.14952 | 37.8349
Assets HV/LV | 0.045973 | 0.0022912 | 0 | 0.035487 | 741297.0354 | 0.035487 | 8.9796
Assets LV circuits | 0 | 0 | 0.17712 | 0 | 53368.7228 | 0.0025549 | 0.64648
Assets LV customer |  |  | 0 | 0 | 0 | 0 | 0
Assets HV customer |  |  | 0 | 0 | 0 | 0 | 0
Transmission exit | 0.058141 | 0.0012164 | 0 | 0.044476 | 929071.2404 | 0.044476 | 11.2542
Operating 132kV | 0.064555 | 0.00075317 | 0 | 0.04924 | 1028579.5956 | 0.04924 | 12.4596
Operating 132kV/EHV | 0.032492 | 0.00037908 | 0 | 0.024783 | 517701.9778 | 0.024783 | 6.2711
Operating EHV | 0.039906 | 0.0019888 | 0 | 0.030804 | 643464.8063 | 0.030804 | 7.7946
Operating EHV/HV | 0.064661 | 0.0032225 | 0 | 0.049913 | 1042638.8138 | 0.049913 | 12.6299
Operating 132kV/HV | 0.0053958 | 6.2953e-05 | 0 | 0.0041157 | 85972.8428 | 0.0041157 | 1.0414
Operating HV | 0.16173 | 0.0080601 | 0 | 0.12484 | 2607807.5663 | 0.12484 | 31.5895
Operating HV/LV | 0.068686 | 0.0034231 | 0 | 0.05302 | 1107546.8709 | 0.05302 | 13.4162
Operating LV circuits | 0 | 0 | 1.2568 | 0 | 378706.9136 | 0.018129 | 4.5874
Operating LV customer |  |  | 3.6391 | 0 | 1096532.584 | 0.052493 | 13.2828
Operating HV customer |  |  | 0 | 0 | 0 | 0 | 0
Scaler | 0.89195 | 0.018661 | 0 | 0.68232 | 14253139.9016 | 0.68232 | 172.6543
Rounding | -0.00020152 | -0.00044334 | -0.0030626 | -0.00025957 | -6344.9453 | -0.00030374 | -0.076859
Total | 2.103 | 0.064 | 5.07 | 1.6135 | 35233259.056 | 1.6867 | 426.7954
Small Non Domestic Off Peak (related MPAN)
| Rate 1 units (MWh) | MWh/year
Small Non Domestic Off Peak (related MPAN) | 4296.8566 | 4296.8566
| Unit rate 1 p/kWh | Revenue (£/year) | Average p/kWh
Assets 132kV | 0.018799 | 807.7823 | 0.018799
Assets 132kV/EHV | 0.0094621 | 406.5709 | 0.0094621
Assets EHV | 0.016099 | 691.763 | 0.016099
Assets EHV/HV | 0.026086 | 1120.8989 | 0.026086
Assets 132kV/HV | 0.0015713 | 67.5177 | 0.0015713
Assets HV | 0.033985 | 1460.2745 | 0.033985
Assets HV/LV | 0.0080659 | 346.5782 | 0.0080659
Assets LV circuits | 0 | 0 | 0
Transmission exit | 0.0062055 | 266.6433 | 0.0062055
Operating 132kV | 0.0081756 | 351.2941 | 0.0081756
Operating 132kV/EHV | 0.0041149 | 176.8124 | 0.0041149
Operating EHV | 0.0070014 | 300.8388 | 0.0070014
Operating EHV/HV | 0.011345 | 487.4644 | 0.011345
Operating 132kV/HV | 0.00068335 | 29.3626 | 0.00068335
Operating HV | 0.028375 | 1219.227 | 0.028375
Operating HV/LV | 0.012051 | 517.8108 | 0.012051
Operating LV circuits | 0 | 0 | 0
Scaler | 0.095201 | 4090.649 | 0.095201
Rounding | -0.00022132 | -9.5096 | -0.00022132
Total | 0.287 | 12331.9783 | 0.287
LV Medium Non-Domestic
| Rate 1 units (MWh) | Rate 2 units (MWh) | MPANs | MWh/year | MWh/MPAN/year
LV Medium Non-Domestic | 451806.2504 | 115820.797 | 5462.3655 | 567627.0474 | 103.916
| Unit rate 1 p/kWh | Unit rate 2 p/kWh | Fixed charge p/MPAN/day | Average unit rate (p/kWh) | Revenue (£/year) | Average p/kWh | Average £/MPAN/year
Assets 132kV | 0.14642 | 0.0015993 | 0 | 0.11687 | 663388.1277 | 0.11687 | 121.447
Assets 132kV/EHV | 0.073696 | 0.00080494 | 0 | 0.058823 | 333894.7683 | 0.058823 | 61.1264
Assets EHV | 0.089562 | 0.0042225 | 0 | 0.072149 | 409535.7852 | 0.072149 | 74.9741
Assets EHV/HV | 0.14512 | 0.0068419 | 0 | 0.11691 | 663591.701 | 0.11691 | 121.4843
Assets 132kV/HV | 0.012238 | 0.00013367 | 0 | 0.0097685 | 55448.6629 | 0.0097685 | 10.151
Assets HV | 0.18906 | 0.0089135 | 0 | 0.1523 | 864507.9857 | 0.1523 | 158.2662
Assets HV/LV | 0.044871 | 0.0021155 | 0 | 0.036147 | 205180.3663 | 0.036147 | 37.5625
Assets LV circuits | 0 | 0 | 3.3378 | 0 | 66548.0113 | 0.011724 | 12.183
Assets LV customer |  |  | 0 | 0 | 0 | 0 | 0
Assets HV customer |  |  | 0 | 0 | 0 | 0 | 0
Transmission exit | 0.05777 | 0.0011236 | 0 | 0.046212 | 262310.2974 | 0.046212 | 48.0214
Operating 132kV | 0.063676 | 0.0006955 | 0 | 0.050825 | 288498.9086 | 0.050825 | 52.8157
Operating 132kV/EHV | 0.032049 | 0.00035006 | 0 | 0.025581 | 145206.5122 | 0.025581 | 26.5831
Operating EHV | 0.038949 | 0.0018363 | 0 | 0.031377 | 178101.8112 | 0.031377 | 32.6053
Operating EHV/HV | 0.063111 | 0.0029755 | 0 | 0.050841 | 288587.4399 | 0.050841 | 52.832
Operating 132kV/HV | 0.0053223 | 5.8133e-05 | 0 | 0.0042482 | 24113.9057 | 0.0042482 | 4.4146
Operating HV | 0.15785 | 0.0074421 | 0 | 0.12716 | 721803.6577 | 0.12716 | 132.1412
Operating HV/LV | 0.06704 | 0.0031607 | 0 | 0.054006 | 306553.0573 | 0.054006 | 56.1209
Operating LV circuits | 0 | 0 | 23.6852 | 0 | 472227.7512 | 0.083193 | 86.4511
Operating LV customer |  |  | 4.4306 | 0 | 88335.571 | 0.015562 | 16.1717
Operating HV customer |  |  | 0 | 0 | 0 | 0 | 0
Scaler | 0.88627 | 0.017237 | 0 | 0.70895 | 4024175.1157 | 0.70895 | 736.7092
Rounding | -6.5026e-06 | 0.00048983 | -0.0036483 | 9.4771e-05 | 465.208 | 8.1957e-05 | 0.085166
Total | 2.073 | 0.06 | 31.45 | 1.6623 | 10062474.6441 | 1.7727 | 1842.146
LV Sub Medium Non-Domestic
| Rate 1 units (MWh) | Rate 2 units (MWh) | MPANs | MWh/year | MWh/MPAN/year
LV Sub Medium Non-Domestic | 0 | 0 | 0 | 0
| Unit rate 1 p/kWh | Unit rate 2 p/kWh | Fixed charge p/MPAN/day | Average unit rate (p/kWh) | Revenue (£/year) | Average p/kWh | Average £/MPAN/year
Assets 132kV | 0.10765 | 0.0011859 | 0 | 0 | 0
Assets 132kV/EHV | 0.054181 | 0.00059689 | 0 | 0 | 0
Assets EHV | 0.066001 | 0.0031311 | 0 | 0 | 0
Assets EHV/HV | 0.10695 | 0.0050735 | 0 | 0 | 0
Assets 132kV/HV | 0.0089977 | 9.9123e-05 | 0 | 0 | 0
Assets HV | 0.13933 | 0.0066096 | 0 | 0 | 0
Assets HV/LV | 0 | 0 | 0 | 0 | 0
Assets LV circuits | 0 | 0 | 0 | 0 | 0
Assets LV customer |  |  | 0 | 0 | 0
Assets HV customer |  |  | 0 | 0 | 0
Transmission exit | 0.042393 | 0.00083317 | 0 | 0 | 0
Operating 132kV | 0.046815 | 0.00051574 | 0 | 0 | 0
Operating 132kV/EHV | 0.023563 | 0.00025958 | 0 | 0 | 0
Operating EHV | 0.028703 | 0.0013617 | 0 | 0 | 0
Operating EHV/HV | 0.046509 | 0.0022064 | 0 | 0 | 0
Operating 132kV/HV | 0.003913 | 4.3107e-05 | 0 | 0 | 0
Operating HV | 0.11633 | 0.0055186 | 0 | 0 | 0
Operating HV/LV | 0 | 0 | 0 | 0 | 0
Operating LV circuits | 0 | 0 | 0 | 0 | 0
Operating LV customer |  |  | 3.2858 | 0 | 0
Operating HV customer |  |  | 0 | 0 | 0
Scaler | 0.65036 | 0.012782 | 0 | 0 | 0
Rounding | 0.0003185 | -0.0002163 | 0.0041827 | 0 | 0
Total | 1.442 | 0.04 | 3.29 | 0 | 0 | 0 | 0
HV Medium Non-Domestic
| Rate 1 units (MWh) | Rate 2 units (MWh) | MPANs | MWh/year | MWh/MPAN/year
HV Medium Non-Domestic | 12583.5979 | 3666.9724 | 104.0658 | 16250.5702 | 156.1568
| Unit rate 1 p/kWh | Unit rate 2 p/kWh | Fixed charge p/MPAN/day | Average unit rate (p/kWh) | Revenue (£/year) | Average p/kWh | Average £/MPAN/year
Assets 132kV | 0.14192 | 0.001558 | 0.86959 | 0.11025 | 18245.988 | 0.11228 | 175.3313
Assets 132kV/EHV | 0.072519 | 0.00079611 | 0 | 0.056334 | 9154.6749 | 0.056334 | 87.9701
Assets EHV | 0.066246 | 0.0031224 | 6.1575 | 0.052002 | 10789.5206 | 0.066395 | 103.6798
Assets EHV/HV | 0 | 0 | 34.6088 | 0 | 13145.8155 | 0.080894 | 126.3222
Assets 132kV/HV | 0 | 0 | 3.1399 | 0 | 1192.6587 | 0.0073392 | 11.4606
Assets HV | 0 | 0 | 36.0829 | 0 | 13705.7457 | 0.08434 | 131.7027
Assets HV/LV | 0 | 0 | 0 | 0 | 0 | 0 | 0
Assets LV circuits | 0 | 0 | 0 | 0 | 0 | 0 | 0
Assets LV customer |  |  | 0 | 0 | 0 | 0 | 0
Assets HV customer |  |  | 0 | 0 | 0 | 0 | 0
Transmission exit | 0.05657 | 0.0011113 | 0 | 0.044055 | 7159.2561 | 0.044055 | 68.7955
Operating 132kV | 0.061719 | 0.00067755 | 0.37818 | 0.047945 | 7934.944 | 0.048829 | 76.2493
Operating 132kV/EHV | 0.031538 | 0.00034622 | 0 | 0.024499 | 3981.2496 | 0.024499 | 38.2571
Operating EHV | 0.030826 | 0.0014529 | 2.8652 | 0.024198 | 5020.6757 | 0.030895 | 48.2452
Operating EHV/HV | 0 | 0 | 23.2135 | 0 | 8817.4062 | 0.054259 | 84.7292
Operating 132kV/HV | 0 | 0 | 2.1061 | 0 | 799.9623 | 0.0049227 | 7.6871
Operating HV | 0 | 0 | 43.3288 | 0 | 16458.0245 | 0.10128 | 158.1502
Operating HV/LV | 0 | 0 | 0 | 0 | 0 | 0 | 0
Operating LV circuits | 0 | 0 | 0 | 0 | 0 | 0 | 0
Operating LV customer |  |  | 0 | 0 | 0 | 0 | 0
Operating HV customer |  |  | 57.0767 | 0 | 21680.0075 | 0.13341 | 208.3299
Scaler | 0.86785 | 0.017048 | 0 | 0.67587 | 109832.1354 | 0.67587 | 1055.4109
Rounding | -0.00018879 | -0.00011251 | 0.0028284 | -0.00017158 | -26.8086 | -0.00016497 | -0.25761
Total | 1.329 | 0.026 | 209.83 | 1.035 | 247891.2559 | 1.5254 | 2382.0637
LV Network Domestic
| Rate 1 units (MWh) | Rate 2 units (MWh) | Rate 3 units (MWh) | MPANs | MWh/year | MWh/MPAN/year
LV Network Domestic | 0 | 0 | 0 | 0 | 0
| Unit rate 1 p/kWh | Unit rate 2 p/kWh | Unit rate 3 p/kWh | Fixed charge p/MPAN/day | Average unit rate (p/kWh) | Revenue (£/year) | Average p/kWh | Average £/MPAN/year
Assets 132kV | 0.93077 | 0.041079 | 0.0016174 | 0 | 0 | 0
Assets 132kV/EHV | 0.46847 | 0.020676 | 0.00081409 | 0 | 0 | 0
Assets EHV | 0.46213 | 0.056452 | 0.0044206 | 0 | 0 | 0
Assets EHV/HV | 0.74882 | 0.091473 | 0.0071629 | 0 | 0 | 0
Assets 132kV/HV | 0.077798 | 0.0034335 | 0.00013519 | 0 | 0 | 0
Assets HV | 0.97554 | 0.11917 | 0.0093317 | 0 | 0 | 0
Assets HV/LV | 0.23153 | 0.028283 | 0.0022148 | 0 | 0 | 0
Assets LV circuits | 0 | 0 | 0 | 0.17712 | 0 | 0
Assets LV customer |  |  |  | 0 | 0 | 0
Assets HV customer |  |  |  | 0 | 0 | 0
Transmission exit | 0.42295 | 0 | 0.0011198 | 0 | 0 | 0
Operating 132kV | 0.40478 | 0.017865 | 0.00070341 | 0 | 0 | 0
Operating 132kV/EHV | 0.20373 | 0.0089916 | 0.00035404 | 0 | 0 | 0
Operating EHV | 0.20098 | 0.02455 | 0.0019225 | 0 | 0 | 0
Operating EHV/HV | 0.32565 | 0.03978 | 0.0031151 | 0 | 0 | 0
Operating 132kV/HV | 0.033833 | 0.0014932 | 5.8794e-05 | 0 | 0 | 0
Operating HV | 0.8145 | 0.099497 | 0.0077913 | 0 | 0 | 0
Operating HV/LV | 0.34592 | 0.042257 | 0.003309 | 0 | 0 | 0
Operating LV circuits | 0 | 0 | 0 | 1.2568 | 0 | 0
Operating LV customer |  |  |  | 1.6175 | 0 | 0
Operating HV customer |  |  |  | 0 | 0 | 0
Scaler | 6.4885 | 0 | 0.017178 | 0 | 0 | 0
Rounding | 5.3573e-05 | 2.4258e-06 | -0.00024898 | -0.0014767 | 0 | 0
Total | 13.136 | 0.595 | 0.061 | 3.05 | 0 | 0 | 0 | 0
LV Network Non-Domestic Non-CT
| Rate 1 units (MWh) | Rate 2 units (MWh) | Rate 3 units (MWh) | MPANs | MWh/year | MWh/MPAN/year
LV Network Non-Domestic Non-CT | 6075.7994 | 23645.6663 | 26637.1733 | 883.828 | 56358.639 | 63.7665
| Unit rate 1 p/kWh | Unit rate 2 p/kWh | Unit rate 3 p/kWh | Fixed charge p/MPAN/day | Average unit rate (p/kWh) | Revenue (£/year) | Average p/kWh | Average £/MPAN/year
Assets 132kV | 0.92757 | 0.040938 | 0.0016119 | 0 | 0.11793 | 66466.3716 | 0.11793 | 75.2028
Assets 132kV/EHV | 0.46686 | 0.020605 | 0.00081129 | 0 | 0.059359 | 33453.6794 | 0.059359 | 37.8509
Assets EHV | 0.44181 | 0.05397 | 0.0042262 | 0 | 0.072271 | 40730.8218 | 0.072271 | 46.0846
Assets EHV/HV | 0.71589 | 0.08745 | 0.006848 | 0 | 0.1171 | 65998.226 | 0.1171 | 74.6732
Assets 132kV/HV | 0.07753 | 0.0034217 | 0.00013473 | 0 | 0.0098575 | 5555.5282 | 0.0098575 | 6.2858
Assets HV | 0.93264 | 0.11393 | 0.0089213 | 0 | 0.15256 | 85980.5711 | 0.15256 | 97.282
Assets HV/LV | 0.22135 | 0.027039 | 0.0021174 | 0 | 0.036208 | 20406.4339 | 0.036208 | 23.0887
Assets LV circuits | 0 | 0 | 0 | 0.17712 | 0 | 571.3753 | 0.0010138 | 0.64648
Assets LV customer |  |  |  | 0 | 0 | 0 | 0 | 0
Assets HV customer |  |  |  | 0 | 0 | 0 | 0 | 0
Transmission exit | 0.4347 | 0 | 0.0011509 | 0 | 0.047407 | 26717.895 | 0.047407 | 30.2297
Operating 132kV | 0.40339 | 0.017803 | 0.00070098 | 0 | 0.051288 | 28905.3645 | 0.051288 | 32.7047
Operating 132kV/EHV | 0.20303 | 0.0089607 | 0.00035282 | 0 | 0.025814 | 14548.5721 | 0.025814 | 16.4609
Operating EHV | 0.19214 | 0.023471 | 0.0018379 | 0 | 0.03143 | 17713.3071 | 0.03143 | 20.0416
Operating EHV/HV | 0.31133 | 0.038031 | 0.0029781 | 0 | 0.050927 | 28701.7741 | 0.050927 | 32.4744
Operating 132kV/HV | 0.033717 | 0.0014881 | 5.8591e-05 | 0 | 0.0042869 | 2416.0273 | 0.0042869 | 2.7336
Operating HV | 0.77869 | 0.095122 | 0.0074487 | 0 | 0.12738 | 71787.7587 | 0.12738 | 81.2237
Operating HV/LV | 0.33071 | 0.040399 | 0.0031635 | 0 | 0.054097 | 30488.5639 | 0.054097 | 34.496
Operating LV circuits | 0 | 0 | 0 | 1.2568 | 0 | 4054.5055 | 0.0071941 | 4.5874
Operating LV customer |  |  |  | 3.6391 | 0 | 11739.6785 | 0.02083 | 13.2828
Operating HV customer |  |  |  | 0 | 0 | 0 | 0 | 0
Scaler | 6.6688 | 0 | 0.017656 | 0 | 0.72728 | 409886.6472 | 0.72728 | 463.7629
Rounding | -0.00015619 | 0.00037529 | -1.7948e-05 | -0.0030626 | 0.00013214 | 64.5899 | 0.00011461 | 0.07308
Total | 13.14 | 0.573 | 0.06 | 5.07 | 1.6853 | 966187.6911 | 1.7144 | 1093.1852
LV HH Metered
| Rate 1 units (MWh) | Rate 2 units (MWh) | Rate 3 units (MWh) | MPANs | Import capacity (kVA) | Reactive power units (MVArh) | MWh/year | MWh/MPAN/year
LV HH Metered | 351097.9937 | 1380964.9787 | 1506199.2944 | 10554.3814 | 1747127.2596 | 331356.7505 | 3238262.2668 | 306.8169
| Unit rate 1 p/kWh | Unit rate 2 p/kWh | Unit rate 3 p/kWh | Fixed charge p/MPAN/day | Capacity charge p/kVA/day | Reactive power charge p/kVArh | Average unit rate (p/kWh) | Revenue (£/year) | Average p/kWh | Average £/MPAN/year | Average p/kVA/day
Assets 132kV | 0.8625 | 0.038066 | 0.0014988 |  | 0 | 0.03011 | 0.11353 | 3676260.2404 | 0.11353 | 348.316 | 0.57649
Assets 132kV/EHV | 0.43411 | 0.019159 | 0.00075438 |  | 0 | 0.015155 | 0.057139 | 1850325.6388 | 0.057139 | 175.3135 | 0.29016
Assets EHV | 0.41369 | 0.050535 | 0.0039573 |  | 0 | 0.018473 | 0.070135 | 2271159.9009 | 0.070135 | 215.1865 | 0.35615
Assets EHV/HV | 0.67033 | 0.081885 | 0.0064122 |  | 0 | 0.029932 | 0.11364 | 3680076.1156 | 0.11364 | 348.6776 | 0.57708
Assets 132kV/HV | 0.072092 | 0.0031817 | 0.00012528 |  | 0 | 0.0025167 | 0.0094889 | 307276.7 | 0.0094889 | 29.1137 | 0.048185
Assets HV | 0.69863 | 0.085342 | 0.0066829 |  | 0.28161 | 0.031196 | 0.11844 | 5631260.5387 | 0.1739 | 533.5472 | 0.88306
Assets HV/LV | 0 | 0 | 0 |  | 0.33418 | 0 | 0 | 2131083.4647 | 0.065809 | 201.9146 | 0.33418
Assets LV circuits | 0 | 0 | 0 |  | 0.14192 | 0 | 0 | 905036.8354 | 0.027948 | 85.7499 | 0.14192
Assets LV customer |  |  |  | 0 |  |  | 0 | 0 | 0 | 0 | 0
Assets HV customer |  |  |  | 0 |  |  | 0 | 0 | 0 | 0 | 0
Transmission exit | 0.39773 | 0 | 0.001053 |  | 0 | 0.012118 | 0.044853 | 1452443.7463 | 0.044853 | 137.6152 | 0.22776
Operating 132kV | 0.37509 | 0.016554 | 0.00065182 |  | 0 | 0.013095 | 0.049371 | 1598757.986 | 0.049371 | 151.4781 | 0.25071
Operating 132kV/EHV | 0.18879 | 0.0083321 | 0.00032807 |  | 0 | 0.0065907 | 0.024849 | 804682.6662 | 0.024849 | 76.2416 | 0.12618
Operating EHV | 0.17991 | 0.021977 | 0.001721 |  | 0 | 0.0080335 | 0.030501 | 987698.0387 | 0.030501 | 93.5818 | 0.15488
Operating EHV/HV | 0.29152 | 0.035611 | 0.0027886 |  | 0 | 0.013017 | 0.049422 | 1600417.4607 | 0.049422 | 151.6354 | 0.25097
Operating 132kV/HV | 0.031352 | 0.0013837 | 5.4481e-05 |  | 0 | 0.0010945 | 0.0041266 | 133630.6589 | 0.0041266 | 12.6612 | 0.020955
Operating HV | 0.58331 | 0.071254 | 0.0055797 |  | 0.23512 | 0.026046 | 0.09889 | 4701708.3949 | 0.14519 | 445.4746 | 0.73729
Operating HV/LV | 0 | 0 | 0 |  | 0.49929 | 0 | 0 | 3183979.8489 | 0.098324 | 301.6738 | 0.49929
Operating LV circuits | 0 | 0 | 0 |  | 1.0071 | 0 | 0 | 6422183.0412 | 0.19832 | 608.485 | 1.0071
Operating LV customer |  |  |  | 7.4694 |  |  | 0 | 287747.1406 | 0.0088859 | 27.2633 | 0.045123
Operating HV customer |  |  |  | 0 |  |  | 0 | 0 | 0 | 0 | 0
Scaler | 6.1017 | 0 | 0.016154 | 0 | 0 | 0.18591 | 0.6881 | 22282342.8547 | 0.6881 | 2111.1936 | 3.4942
Rounding | 0.00022145 | -0.00028156 | 0.00023828 | 0.00060603 | 0.00079073 | -0.00028318 | -1.4208e-05 | 4605.7749 | 0.00014223 | 0.43639 | 0.00072225
Total | 11.301 | 0.433 | 0.048 | 7.47 | 2.5 | 0.393 | 1.4725 | 63912677.0465 | 1.9737 | 6055.5588 | 10.0224
LV Sub HH Metered
| Rate 1 units (MWh) | Rate 2 units (MWh) | Rate 3 units (MWh) | MPANs | Import capacity (kVA) | Reactive power units (MVArh) | MWh/year | MWh/MPAN/year
LV Sub HH Metered | 11045.3378 | 42156.7612 | 50921.4902 | 150 | 67000 | 11863.347 | 104123.5892 | 694.1573
| Unit rate 1 p/kWh | Unit rate 2 p/kWh | Unit rate 3 p/kWh | Fixed charge p/MPAN/day | Capacity charge p/kVA/day | Reactive power charge p/kVArh | Average unit rate (p/kWh) | Revenue (£/year) | Average p/kWh | Average £/MPAN/year | Average p/kVA/day
Assets 132kV | 0.83575 | 0.036885 | 0.0014523 |  | 0 | 0.028546 | 0.10755 | 111986.5151 | 0.10755 | 746.5768 | 0.45793
Assets 132kV/EHV | 0.42065 | 0.018565 | 0.00073098 |  | 0 | 0.014368 | 0.054133 | 56364.7583 | 0.054133 | 375.7651 | 0.23048
Assets EHV | 0.40086 | 0.048967 | 0.0038345 |  | 0 | 0.017513 | 0.066219 | 68949.5693 | 0.066219 | 459.6638 | 0.28194
Assets EHV/HV | 0.64953 | 0.079345 | 0.0062132 |  | 0 | 0.028377 | 0.1073 | 111722.5005 | 0.1073 | 744.8167 | 0.45685
Assets 132kV/HV | 0.069855 | 0.003083 | 0.00012139 |  | 0 | 0.002386 | 0.0089896 | 9360.2859 | 0.0089896 | 62.4019 | 0.038276
Assets HV | 0 | 0 | 0 |  | 1.3565 | 0 | 0 | 331735.6458 | 0.3186 | 2211.571 | 1.3565
Assets HV/LV | 0 | 0 | 0 |  | 0.32195 | 0 | 0 | 78733.3864 | 0.075615 | 524.8892 | 0.32195
Assets LV circuits | 0 | 0 | 0 |  | 0 | 0 | 0 | 0 | 0 | 0 | 0
Assets LV customer |  |  |  | 0 |  |  | 0 | 0 | 0 | 0 | 0
Assets HV customer |  |  |  | 0 |  |  | 0 | 0 | 0 | 0 | 0
Transmission exit | 0.38539 | 0 | 0.0010203 |  | 0 | 0.011488 | 0.04269 | 44450.4272 | 0.04269 | 296.3362 | 0.18176
Operating 132kV | 0.36346 | 0.016041 | 0.00063159 |  | 0 | 0.012414 | 0.046773 | 48701.4856 | 0.046773 | 324.6766 | 0.19915
Operating 132kV/EHV | 0.18293 | 0.0080736 | 0.00031789 |  | 0 | 0.0062483 | 0.023542 | 24512.3037 | 0.023542 | 163.4154 | 0.10023
Operating EHV | 0.17433 | 0.021295 | 0.0016676 |  | 0 | 0.0076161 | 0.028798 | 29985.2751 | 0.028798 | 199.9018 | 0.12261
Operating EHV/HV | 0.28247 | 0.034506 | 0.0027021 |  | 0 | 0.012341 | 0.046662 | 48586.6691 | 0.046662 | 323.9111 | 0.19868
Operating 132kV/HV | 0.030379 | 0.0013408 | 5.2791e-05 |  | 0 | 0.0010376 | 0.0039095 | 4070.6671 | 0.0039095 | 27.1378 | 0.016646
Operating HV | 0 | 0 | 0 |  | 1.1326 | 0 | 0 | 276976.0447 | 0.26601 | 1846.507 | 1.1326
Operating HV/LV | 0 | 0 | 0 |  | 0.48102 | 0 | 0 | 117632.8942 | 0.11297 | 784.2193 | 0.48102
Operating LV circuits | 0 | 0 | 0 |  | 0 | 0 | 0 | 0 | 0 | 0 | 0
Operating LV customer |  |  |  | 5.753 |  |  | 0 | 3149.7812 | 0.003025 | 20.9985 | 0.01288
Operating HV customer |  |  |  | 0 |  |  | 0 | 0 | 0 | 0 | 0
Scaler | 5.9124 | 0 | 0.015653 | 0 | 0 | 0.17625 | 0.65492 | 681926.3469 | 0.65492 | 4546.1756 | 2.7885
Rounding | -2.1096e-05 | -0.00010144 | -0.00039782 | -0.003025 | -0.0020792 | 0.0004195 | -0.00019006 | -708.0297 | -0.00067999 | -4.7202 | -0.0028952
Total | 9.708 | 0.268 | 0.034 | 5.75 | 3.29 | 0.319 | 1.1913 | 2048136.5265 | 1.967 | 13654.2435 | 8.3751
HV HH Metered
| Rate 1 units (MWh) | Rate 2 units (MWh) | Rate 3 units (MWh) | MPANs | Import capacity (kVA) | Reactive power units (MVArh) | MWh/year | MWh/MPAN/year
HV HH Metered | 769536.3279 | 2944409.384 | 4065464.4704 | 3074.5456 | 2741757.8177 | 685981.7899 | 7779410.1824 | 2530.2634
| Unit rate 1 p/kWh | Unit rate 2 p/kWh | Unit rate 3 p/kWh | Fixed charge p/MPAN/day | Capacity charge p/kVA/day | Reactive power charge p/kVArh | Average unit rate (p/kWh) | Revenue (£/year) | Average p/kWh | Average £/MPAN/year | Average p/kVA/day
Assets 132kV | 0.71724 | 0.031655 | 0.0012464 |  | 0.022321 | 0.022844 | 0.085595 | 6882187.7444 | 0.088467 | 2238.4406 | 0.68771
Assets 132kV/EHV | 0.3665 | 0.016175 | 0.00063688 |  | 0 | 0.011673 | 0.043738 | 3402566.3529 | 0.043738 | 1106.6892 | 0.34
Assets EHV | 0.26113 | 0.031898 | 0.0024979 |  | 0.15805 | 0.010638 | 0.040147 | 4704884.1879 | 0.060479 | 1530.2698 | 0.47014
Assets EHV/HV | 0 | 0 | 0 |  | 0.88833 | 0 | 0 | 8889933.1437 | 0.11428 | 2891.4624 | 0.88833
Assets 132kV/HV | 0 | 0 | 0 |  | 0.080594 | 0 | 0 | 806542.2828 | 0.010368 | 262.3289 | 0.080594
Assets HV | 0 | 0 | 0 |  | 0.92617 | 0 | 0 | 9268589.1236 | 0.11914 | 3014.6208 | 0.92617
Assets HV/LV | 0 | 0 | 0 |  | 0 | 0 | 0 | 0 | 0 | 0 | 0
Assets LV circuits | 0 | 0 | 0 |  | 0 | 0 | 0 | 0 | 0 | 0 | 0
Assets LV customer |  |  |  | 0 |  |  | 0 | 0 | 0 | 0 | 0
Assets HV customer |  |  |  | 0 |  |  | 0 | 0 | 0 | 0 | 0
Transmission exit | 0.33578 | 0 | 0.00088899 |  | 0 | 0.009334 | 0.034503 | 2684146.6482 | 0.034503 | 873.0222 | 0.26822
Operating 132kV | 0.31192 | 0.013766 | 0.00054203 |  | 0.009707 | 0.0099348 | 0.037224 | 2992974.3538 | 0.038473 | 973.4688 | 0.29908
Operating 132kV/EHV | 0.15939 | 0.0070344 | 0.00027697 |  | 0 | 0.0050765 | 0.019021 | 1479732.0575 | 0.019021 | 481.2848 | 0.14786
Operating EHV | 0.12151 | 0.014843 | 0.0011623 |  | 0.073545 | 0.0049503 | 0.018682 | 2189318.5525 | 0.028142 | 712.0787 | 0.21877
Operating EHV/HV | 0 | 0 | 0 |  | 0.59584 | 0 | 0 | 5962821.5173 | 0.076649 | 1939.4155 | 0.59584
Operating 132kV/HV | 0 | 0 | 0 |  | 0.054058 | 0 | 0 | 540979.0603 | 0.006954 | 175.9542 | 0.054058
Operating HV | 0 | 0 | 0 |  | 1.1122 | 0 | 0 | 11129833.4251 | 0.14307 | 3619.9929 | 1.1122
Operating HV/LV | 0 | 0 | 0 |  | 0 | 0 | 0 | 0 | 0 | 0 | 0
Operating LV circuits | 0 | 0 | 0 |  | 0 | 0 | 0 | 0 | 0 | 0 | 0
Operating LV customer |  |  |  | 0 |  |  | 0 | 0 | 0 | 0 | 0
Operating HV customer |  |  |  | 57.0767 |  |  | 0 | 640519.7657 | 0.0082335 | 208.3299 | 0.064005
Scaler | 5.1513 | 0 | 0.013638 | 0 | 0 | 0.1432 | 0.52932 | 41178239.1171 | 0.52932 | 13393.2764 | 4.1148
Rounding | 0.00019441 | -0.00037219 | 0.00011031 | 0.0033163 | -0.00077852 | 0.00035324 | -3.2841e-05 | -10308.5151 | -0.00013251 | -3.3529 | -0.0010301
Total | 7.425 | 0.115 | 0.021 | 57.08 | 3.92 | 0.218 | 0.8082 | 102742958.8177 | 1.3207 | 33417.2823 | 10.2667
NHH UMS category A
| Rate 1 units (MWh) | MWh/year
NHH UMS category A | 51462.6172 | 51462.6172
| Unit rate 1 p/kWh | Revenue (£/year) | Average p/kWh
Assets 132kV | 0.085169 | 43830.2474 | 0.085169
Assets 132kV/EHV | 0.042867 | 22060.5249 | 0.042867
Assets EHV | 0.052283 | 26906.1122 | 0.052283
Assets EHV/HV | 0.084717 | 43597.3446 | 0.084717
Assets 132kV/HV | 0.0071188 | 3663.5094 | 0.0071188
Assets HV | 0.11037 | 56797.3538 | 0.11037
Assets HV/LV | 0.026194 | 13480.1552 | 0.026194
Assets LV circuits | 0.010883 | 5600.8641 | 0.010883
Assets LV customer |  | 0 | 0
Transmission exit | 0.034265 | 17633.7806 | 0.034265
Operating 132kV | 0.037039 | 19061.2072 | 0.037039
Operating 132kV/EHV | 0.018642 | 9593.8367 | 0.018642
Operating EHV | 0.022737 | 11701.1199 | 0.022737
Operating EHV/HV | 0.036842 | 18959.9208 | 0.036842
Operating 132kV/HV | 0.0030959 | 1593.2128 | 0.0030959
Operating HV | 0.092148 | 47421.8149 | 0.092148
Operating HV/LV | 0.039136 | 20140.2448 | 0.039136
Operating LV circuits | 0.077229 | 39743.9898 | 0.077229
Operating LV customer | 0.53594 | 275808.312 | 0.53594
Scaler | 0.52567 | 270524.7252 | 0.52567
Rounding | -0.00034368 | -176.8679 | -0.00034368
Total | 1.842 | 947941.4083 | 1.842
NHH UMS category B
| Rate 1 units (MWh) | MWh/year
NHH UMS category B | 23622.6878 | 23622.6878
| Unit rate 1 p/kWh | Revenue (£/year) | Average p/kWh
Assets 132kV | 0.12695 | 29989.146 | 0.12695
Assets 132kV/EHV | 0.063896 | 15094.0581 | 0.063896
Assets EHV | 0.065421 | 15454.1545 | 0.065421
Assets EHV/HV | 0.106 | 25041.1541 | 0.106
Assets 132kV/HV | 0.010611 | 2506.6141 | 0.010611
Assets HV | 0.1381 | 32622.8879 | 0.1381
Assets HV/LV | 0.032776 | 7742.6423 | 0.032776
Assets LV circuits | 0.013618 | 3216.9873 | 0.013618
Assets LV customer |  | 0 | 0
Transmission exit | 0.057636 | 13615.0717 | 0.057636
Operating 132kV | 0.055209 | 13041.8913 | 0.055209
Operating 132kV/EHV | 0.027788 | 6564.2105 | 0.027788
Operating EHV | 0.028451 | 6720.8117 | 0.028451
Operating EHV/HV | 0.0461 | 10890.0737 | 0.0461
Operating 132kV/HV | 0.0046146 | 1090.094 | 0.0046146
Operating HV | 0.1153 | 27237.828 | 0.1153
Operating HV/LV | 0.04897 | 11568.0204 | 0.04897
Operating LV circuits | 0.096635 | 22827.8896 | 0.096635
Operating LV customer | 0.53594 | 126603.2319 | 0.53594
Scaler | 0.8842 | 208872.5955 | 0.8842
Rounding | -0.00022731 | -53.6957 | -0.00022731
Total | 2.458 | 580645.6669 | 2.458
NHH UMS category C
| Rate 1 units (MWh) | MWh/year
NHH UMS category C | 361.6536 | 361.6536
| Unit rate 1 p/kWh | Revenue (£/year) | Average p/kWh
Assets 132kV | 0.22951 | 830.016 | 0.22951
Assets 132kV/EHV | 0.11551 | 417.7615 | 0.11551
Assets EHV | 0.11561 | 418.1093 | 0.11561
Assets EHV/HV | 0.18733 | 677.4837 | 0.18733
Assets 132kV/HV | 0.019183 | 69.3761 | 0.019183
Assets HV | 0.24405 | 882.6061 | 0.24405
Assets HV/LV | 0.057922 | 209.4757 | 0.057922
Assets LV circuits | 0.024066 | 87.035 | 0.024066
Assets LV customer |  | 0 | 0
Transmission exit | 0.10402 | 376.1922 | 0.10402
Operating 132kV | 0.099809 | 360.9632 | 0.099809
Operating 132kV/EHV | 0.050236 | 181.6791 | 0.050236
Operating EHV | 0.050277 | 181.8303 | 0.050277
Operating EHV/HV | 0.081467 | 294.6289 | 0.081467
Operating 132kV/HV | 0.0083424 | 30.1708 | 0.0083424
Operating HV | 0.20376 | 736.9143 | 0.20376
Operating HV/LV | 0.086539 | 312.9706 | 0.086539
Operating LV circuits | 0.17077 | 617.6043 | 0.17077
Operating LV customer | 0.53594 | 1938.2434 | 0.53594
Scaler | 1.5958 | 5771.2693 | 1.5958
Rounding | -0.00014249 | -0.5153 | -0.00014249
Total | 3.98 | 14393.8145 | 3.98
NHH UMS category D
| Rate 1 units (MWh) | MWh/year
NHH UMS category D | 8444.0236 | 8444.0236
| Unit rate 1 p/kWh | Revenue (£/year) | Average p/kWh
Assets 132kV | 0.043758 | 3694.9682 | 0.043758
Assets 132kV/EHV | 0.022024 | 1859.7417 | 0.022024
Assets EHV | 0.03883 | 3278.8024 | 0.03883
Assets EHV/HV | 0.062918 | 5312.8106 | 0.062918
Assets 132kV/HV | 0.0036575 | 308.8404 | 0.0036575
Assets HV | 0.081968 | 6921.3753 | 0.081968
Assets HV/LV | 0.019454 | 1642.7035 | 0.019454
Assets LV circuits | 0.008083 | 682.5262 | 0.008083
Assets LV customer |  | 0 | 0
Transmission exit | 0.011366 | 959.78 | 0.011366
Operating 132kV | 0.01903 | 1606.8938 | 0.01903
Operating 132kV/EHV | 0.0095781 | 808.7776 | 0.0095781
Operating EHV | 0.016887 | 1425.9087 | 0.016887
Operating EHV/HV | 0.027362 | 2310.4725 | 0.027362
Operating 132kV/HV | 0.0015906 | 134.3107 | 0.0015906
Operating HV | 0.068437 | 5778.8639 | 0.068437
Operating HV/LV | 0.029066 | 2454.3079 | 0.029066
Operating LV circuits | 0.057357 | 4843.2374 | 0.057357
Operating LV customer | 0.53594 | 45254.8281 | 0.53594
Scaler | 0.17437 | 14724.2512 | 0.17437
Rounding | 0.00031941 | 26.9707 | 0.00031941
Total | 1.232 | 104030.3707 | 1.232
LV UMS (Pseudo HH Metered)
| Rate 1 units (MWh) | Rate 2 units (MWh) | Rate 3 units (MWh) | MWh/year
LV UMS (Pseudo HH Metered) | 13092.8613 | 30057.7703 | 201903.09 | 245053.7217
| Unit rate 1 p/kWh | Unit rate 2 p/kWh | Unit rate 3 p/kWh | Average unit rate (p/kWh) | Revenue (£/year) | Average p/kWh
Assets 132kV | 2.4861 | 0.030558 | 0.0014249 | 0.13775 | 337566.2411 | 0.13775
Assets 132kV/EHV | 1.2513 | 0.01538 | 0.00071717 | 0.069333 | 169902.953 | 0.069333
Assets EHV | 1.1826 | 0.041188 | 0.0037621 | 0.071336 | 174811.248 | 0.071336
Assets EHV/HV | 1.9162 | 0.066738 | 0.0060959 | 0.11559 | 283255.5727 | 0.11559
Assets 132kV/HV | 0.2078 | 0.0025542 | 0.0001191 | 0.011514 | 28215.1518 | 0.011514
Assets HV | 2.4964 | 0.086945 | 0.0079416 | 0.15059 | 369017.1295 | 0.15059
Assets HV/LV | 0.59249 | 0.020635 | 0.0018848 | 0.03574 | 87581.6893 | 0.03574
Assets LV circuits | 0.24617 | 0.0085737 | 0.00078313 | 0.01485 | 36389.28 | 0.01485
Assets LV customer |  |  |  | 0 | 0 | 0
Transmission exit | 1.1475 | 0 | 0.0010011 | 0.062136 | 152266.4904 | 0.062136
Operating 132kV | 1.0812 | 0.013289 | 0.00061967 | 0.059907 | 146803.1882 | 0.059907
Operating 132kV/EHV | 0.54418 | 0.0066888 | 0.00031189 | 0.030152 | 73888.5947 | 0.030152
Operating EHV | 0.51429 | 0.017912 | 0.0016361 | 0.031023 | 76023.1487 | 0.031023
Operating EHV/HV | 0.83334 | 0.029024 | 0.002651 | 0.050268 | 123184.1816 | 0.050268
Operating 132kV/HV | 0.09037 | 0.0011108 | 5.1794e-05 | 0.0050072 | 12270.4042 | 0.0050072
Operating HV | 2.0843 | 0.072593 | 0.0066306 | 0.12573 | 308103.4741 | 0.12573
Operating HV/LV | 0.88522 | 0.03083 | 0.0028161 | 0.053398 | 130852.8448 | 0.053398
Operating LV circuits | 1.7469 | 0.06084 | 0.0055571 | 0.10537 | 258220.006 | 0.10537
Operating LV customer | 0.53594 | 0.53594 | 0.53594 | 0.53594 | 1313338.8283 | 0.53594
Scaler | 17.6047 | 0 | 0.015358 | 0.95325 | 2335962.5138 | 0.95325
Rounding | 1.7811e-05 | 0.00020143 | -0.00030077 | -0.00022215 | -544.3761 | -0.00022215
Total | 37.447 | 1.041 | 0.595 | 2.6187 | 6417108.564 | 2.6187
LV Generation NHH or Aggregate HH
| Rate 1 units (MWh) | MPANs | MWh/year | MWh/MPAN/year
LV Generation NHH or Aggregate HH | 1297.4337 | 18.1584 | 1297.4337 | 71.4511
| Unit rate 1 p/kWh | Fixed charge p/MPAN/day | Revenue (£/year) | Average p/kWh | Average £/MPAN/year
Assets 132kV | -0.073833 |  | -957.9284 | -0.073833 | -52.7541
Assets 132kV/EHV | -0.037161 |  | -482.142 | -0.037161 | -26.5521
Assets EHV | -0.045296 |  | -587.6886 | -0.045296 | -32.3646
Assets EHV/HV | -0.073396 |  | -952.2617 | -0.073396 | -52.4421
Assets 132kV/HV | -0.0061712 |  | -80.0675 | -0.0061712 | -4.4094
Assets HV | -0.095618 |  | -1240.5789 | -0.095618 | -68.32
Assets HV/LV | -0.022694 |  | -294.4362 | -0.022694 | -16.2149
Assets LV circuits | 0 |  | 0 | 0 | 0
Assets LV customer |  | 0 | 0 | 0 | 0
Assets HV customer |  | 0 | 0 | 0 | 0
Transmission exit | -0.029714 |  | -385.5246 | -0.029714 | -21.2313
Operating 132kV | -0.032109 |  | -416.5907 | -0.032109 | -22.9421
Operating 132kV/EHV | -0.016161 |  | -209.6773 | -0.016161 | -11.5472
Operating EHV | -0.019699 |  | -255.5782 | -0.019699 | -14.075
Operating EHV/HV | -0.031919 |  | -414.1263 | -0.031919 | -22.8064
Operating 132kV/HV | -0.0026838 |  | -34.8203 | -0.0026838 | -1.9176
Operating HV | -0.079834 |  | -1035.7966 | -0.079834 | -57.0424
Operating HV/LV | -0.033906 |  | -439.9072 | -0.033906 | -24.2262
Operating LV circuits | 0 |  | 0 | 0 | 0
Operating LV customer |  | 0 | 0 | 0 | 0
Operating HV customer |  | 0 | 0 | 0 | 0
Scaler | 0 | 0 | 0 | 0 | 0
Rounding | 0.00019439 | 0 | 2.5221 | 0.00019439 | 0.1389
Total | -0.6 | 0 | -7784.6025 | -0.6 | -428.7064
LV Sub Generation NHH
| Rate 1 units (MWh) | MPANs | MWh/year | MWh/MPAN/year
LV Sub Generation NHH | 0 | 0 | 0
| Unit rate 1 p/kWh | Fixed charge p/MPAN/day | Revenue (£/year) | Average p/kWh | Average £/MPAN/year
Assets 132kV | -0.071131 |  | 0
Assets 132kV/EHV | -0.035801 |  | 0
Assets EHV | -0.043639 |  | 0
Assets EHV/HV | -0.07071 |  | 0
Assets 132kV/HV | -0.0059454 |  | 0
Assets HV | -0.092119 |  | 0
Assets HV/LV | 0 |  | 0
Assets LV circuits | 0 |  | 0
Assets LV customer |  | 0 | 0
Assets HV customer |  | 0 | 0
Transmission exit | -0.028627 |  | 0
Operating 132kV | -0.030934 |  | 0
Operating 132kV/EHV | -0.015569 |  | 0
Operating EHV | -0.018978 |  | 0
Operating EHV/HV | -0.030751 |  | 0
Operating 132kV/HV | -0.0025856 |  | 0
Operating HV | -0.076913 |  | 0
Operating HV/LV | 0 |  | 0
Operating LV circuits | 0 |  | 0
Operating LV customer |  | 0 | 0
Operating HV customer |  | 0 | 0
Scaler | 0 | 0 | 0
Rounding | -0.00029897 | 0 | 0
Total | -0.524 | 0 | 0 | 0 | 0
LV Generation Intermittent
| Rate 1 units (MWh) | MPANs | Reactive power units (MVArh) | MWh/year | MWh/MPAN/year
LV Generation Intermittent | 36015.0264 | 188.6451 | 2372.602 | 36015.0264 | 190.9142
| Unit rate 1 p/kWh | Fixed charge p/MPAN/day | Reactive power charge p/kVArh | Revenue (£/year) | Average p/kWh | Average £/MPAN/year
Assets 132kV | -0.073833 |  | 0.020387 | -26107.1122 | -0.072489 | -138.3927
Assets 132kV/EHV | -0.037161 |  | 0.011094 | -13120.4109 | -0.03643 | -69.5508
Assets EHV | -0.045296 |  | 0.013522 | -15992.6234 | -0.044405 | -84.7762
Assets EHV/HV | -0.073396 |  | 0.021911 | -25913.6626 | -0.071952 | -137.3673
Assets 132kV/HV | -0.0061712 |  | 0.022707 | -1683.8248 | -0.0046753 | -8.9259
Assets HV | -0.095618 |  | 0.026402 | -33810.3902 | -0.093879 | -179.2275
Assets HV/LV | -0.022694 |  | 0.0062663 | -8024.4814 | -0.022281 | -42.5374
Assets LV circuits | 0 |  | 0.0026036 | 61.7724 | 0.00017152 | 0.32745
Assets LV customer |  | 0 |  | 0 | 0 | 0
Assets HV customer |  | 0 |  | 0 | 0 | 0
Transmission exit | -0.029714 |  | 0.0082048 | -10506.9803 | -0.029174 | -55.6971
Operating 132kV | -0.032109 |  | 0.008866 | -11353.6451 | -0.031525 | -60.1852
Operating 132kV/EHV | -0.016161 |  | 0.0048245 | -5705.8968 | -0.015843 | -30.2467
Operating EHV | -0.019699 |  | 0.0058806 | -6954.9849 | -0.019311 | -36.8681
Operating EHV/HV | -0.031919 |  | 0.0095286 | -11269.5164 | -0.031291 | -59.7392
Operating 132kV/HV | -0.0026838 |  | 0.0098749 | -732.2736 | -0.0020332 | -3.8818
Operating HV | -0.079834 |  | 0.022044 | -28229.3093 | -0.078382 | -149.6424
Operating HV/LV | -0.033906 |  | 0.0093622 | -11989.1067 | -0.033289 | -63.5538
Operating LV circuits | 0 |  | 0.018475 | 438.3397 | 0.0012171 | 2.3236
Operating LV customer |  | 0 |  | 0 | 0 | 0
Operating HV customer |  | 0 |  | 0 | 0 | 0
Scaler | 0 | 0 | 0 | 0 | 0 | 0
Rounding | 0.00019439 | 0 | 4.6966e-05 | 71.1247 | 0.00019749 | 0.37703
Total | -0.6 | 0 | 0.222 | -210822.9817 | -0.58538 | -1117.5639
LV Generation Non-Intermittent
| Rate 1 units (MWh) | Rate 2 units (MWh) | Rate 3 units (MWh) | MPANs | Reactive power units (MVArh) | MWh/year | MWh/MPAN/year
LV Generation Non-Intermittent | 700.915 | 3127.713 | 3502.173 | 70.6158 | 681.968 | 7330.8009 | 103.8124
| Unit rate 1 p/kWh | Unit rate 2 p/kWh | Unit rate 3 p/kWh | Fixed charge p/MPAN/day | Reactive power charge p/kVArh | Average unit rate (p/kWh) | Revenue (£/year) | Average p/kWh | Average £/MPAN/year
Assets 132kV | -0.70837 | -0.031263 | -0.001231 |  | 0.020387 | -0.079759 | -5846.9433 | -0.079759 | -82.7993
Assets 132kV/EHV | -0.35653 | -0.015735 | -0.00061956 |  | 0.011094 | -0.040066 | -2937.1907 | -0.040066 | -41.5939
Assets EHV | -0.33976 | -0.041504 | -0.0032501 |  | 0.013522 | -0.050488 | -3701.1817 | -0.050488 | -52.4129
Assets EHV/HV | -0.55053 | -0.067251 | -0.0052662 |  | 0.021911 | -0.081808 | -5997.2133 | -0.081808 | -84.9273
Assets 132kV/HV | -0.059208 | -0.0026131 | -0.00010289 |  | 0.022707 | -0.0047127 | -345.4787 | -0.0047127 | -4.8924
Assets HV | -0.71722 | -0.087613 | -0.0068607 |  | 0.026402 | -0.10678 | -7827.6037 | -0.10678 | -110.8477
Assets HV/LV | -0.17022 | -0.020794 | -0.0016283 |  | 0.0062663 | -0.025342 | -1857.7857 | -0.025342 | -26.3083
Assets LV circuits | 0 | 0 | 0 |  | 0.0026036 | 0.0002422 | 17.7555 | 0.0002422 | 0.25144
Assets LV customer |  |  |  | 0 |  | 0 | 0 | 0 | 0
Assets HV customer |  |  |  | 0 |  | 0 | 0 | 0 | 0
Transmission exit | -0.32665 | 0 | -0.00086482 |  | 0.0082048 | -0.030882 | -2263.8947 | -0.030882 | -32.0593
Operating 132kV | -0.30806 | -0.013596 | -0.00053533 |  | 0.008866 | -0.034686 | -2542.7599 | -0.034686 | -36.0084
Operating 132kV/EHV | -0.15505 | -0.0068431 | -0.00026944 |  | 0.0048245 | -0.017424 | -1277.3462 | -0.017424 | -18.0887
Operating EHV | -0.14776 | -0.01805 | -0.0014134 |  | 0.0058806 | -0.021957 | -1609.596 | -0.021957 | -22.7937
Operating EHV/HV | -0.23942 | -0.029247 | -0.0022902 |  | 0.0095286 | -0.035577 | -2608.1104 | -0.035577 | -36.9338
Operating 132kV/HV | -0.025749 | -0.0011364 | -4.4745e-05 |  | 0.0098749 | -0.0020495 | -150.2442 | -0.0020495 | -2.1276
Operating HV | -0.59883 | -0.073151 | -0.0057282 |  | 0.022044 | -0.089151 | -6535.5012 | -0.089151 | -92.5501
Operating HV/LV | -0.25433 | -0.031067 | -0.0024328 |  | 0.0093622 | -0.037863 | -2775.6549 | -0.037863 | -39.3064
Operating LV circuits | 0 | 0 | 0 |  | 0.018475 | 0.0017187 | 125.994 | 0.0017187 | 1.7842
Operating LV customer |  |  |  | 0 |  | 0 | 0 | 0 | 0
Operating HV customer |  |  |  | 0 |  | 0 | 0 | 0 | 0
Scaler | 0 | 0 | 0 | 0 | 0 | 0 | 0 | 0 | 0
Rounding | -0.00030786 | -0.00013635 | -0.00046231 | 0 | 4.6966e-05 | -0.0003041 | -22.2932 | -0.0003041 | -0.3157
Total | -4.958 | -0.44 | -0.033 | 0 | 0.222 | -0.65689 | -48155.0484 | -0.65689 | -681.93
LV Sub Generation Intermittent
| Rate 1 units (MWh) | MPANs | Reactive power units (MVArh) | MWh/year | MWh/MPAN/year
LV Sub Generation Intermittent | 1039.6963 | 4.0352 | 128.714 | 1039.6963 | 257.6574
| Unit rate 1 p/kWh | Fixed charge p/MPAN/day | Reactive power charge p/kVArh | Revenue (£/year) | Average p/kWh | Average £/MPAN/year
Assets 132kV | -0.071131 |  | 0.019641 | -714.2611 | -0.068699 | -177.0081
Assets 132kV/EHV | -0.035801 |  | 0.010688 | -358.4677 | -0.034478 | -88.8354
Assets EHV | -0.043639 |  | 0.013027 | -436.9405 | -0.042026 | -108.2825
Assets EHV/HV | -0.07071 |  | 0.021109 | -707.9969 | -0.068097 | -175.4557
Assets 132kV/HV | -0.0059454 |  | 0.021876 | -33.6566 | -0.0032372 | -8.3408
Assets HV | -0.092119 |  | 0.025436 | -925.0141 | -0.08897 | -229.2368
Assets HV/LV | 0 |  | 0.0060369 | 7.7704 | 0.00074737 | 1.9257
Assets LV circuits | 0 |  | 0 | 0 | 0 | 0
Assets LV customer |  | 0 |  | 0 | 0 | 0
Assets HV customer |  | 0 |  | 0 | 0 | 0
Transmission exit | -0.028627 |  | 0.0079046 | -287.4591 | -0.027648 | -71.2381
Operating 132kV | -0.030934 |  | 0.0085415 | -310.6229 | -0.029876 | -76.9785
Operating 132kV/EHV | -0.015569 |  | 0.0046479 | -155.8929 | -0.014994 | -38.6334
Operating EHV | -0.018978 |  | 0.0056654 | -190.0197 | -0.018276 | -47.0907
Operating EHV/HV | -0.030751 |  | 0.0091799 | -307.8987 | -0.029614 | -76.3034
Operating 132kV/HV | -0.0025856 |  | 0.0095135 | -14.6368 | -0.0014078 | -3.6273
Operating HV | -0.076913 |  | 0.021237 | -772.322 | -0.074283 | -191.3967
Operating HV/LV | 0 |  | 0.0090196 | 11.6095 | 0.0011166 | 2.8771
Operating LV circuits | 0 |  | 0 | 0 | 0 | 0
Operating LV customer |  | 0 |  | 0 | 0 | 0
Operating HV customer |  | 0 |  | 0 | 0 | 0
Scaler | 0 | 0 | 0 | 0 | 0 | 0
Rounding | -0.00029897 | 0 | 0.00047691 | -2.4945 | -0.00023993 | -0.61818
Total | -0.524 | 0 | 0.194 | -5198.3036 | -0.49998 | -1288.2426
LV Sub Generation Non-Intermittent
| Rate 1 units (MWh) | Rate 2 units (MWh) | Rate 3 units (MWh) | MPANs | Reactive power units (MVArh) | MWh/year | MWh/MPAN/year
LV Sub Generation Non-Intermittent | 368.4304 | 1285.5731 | 2738.6195 | 1.0088 | 33.911 | 4392.623 | 4354.3162
| Unit rate 1 p/kWh | Unit rate 2 p/kWh | Unit rate 3 p/kWh | Fixed charge p/MPAN/day | Reactive power charge p/kVArh | Average unit rate (p/kWh) | Revenue (£/year) | Average p/kWh | Average £/MPAN/year
Assets 132kV | -0.68244 | -0.030119 | -0.0011859 |  | 0.019641 | -0.066642 | -2927.344 | -0.066642 | -2901.8154
Assets 132kV/EHV | -0.34348 | -0.015159 | -0.00059689 |  | 0.010688 | -0.033536 | -1473.1111 | -0.033536 | -1460.2645
Assets EHV | -0.32733 | -0.039985 | -0.0031311 |  | 0.013027 | -0.041008 | -1801.348 | -0.041008 | -1785.6389
Assets EHV/HV | -0.53039 | -0.06479 | -0.0050735 |  | 0.021109 | -0.066448 | -2918.8159 | -0.066448 | -2893.3617
Assets 132kV/HV | -0.057041 | -0.0025175 | -9.9123e-05 |  | 0.021876 | -0.005414 | -237.8176 | -0.005414 | -235.7437
Assets HV | -0.69097 | -0.084407 | -0.0066096 |  | 0.025436 | -0.086583 | -3803.2484 | -0.086583 | -3770.0813
Assets HV/LV | 0 | 0 | 0 |  | 0.0060369 | 4.6605e-05 | 2.0472 | 4.6605e-05 | 2.0293
Assets LV circuits | 0 | 0 | 0 |  | 0 | 0 | 0 | 0 | 0
Assets LV customer |  |  |  | 0 |  | 0 | 0 | 0 | 0
Assets HV customer |  |  |  | 0 |  | 0 | 0 | 0 | 0
Transmission exit | -0.3147 | 0 | -0.00083317 |  | 0.0079046 | -0.026854 | -1179.5832 | -0.026854 | -1169.2964
Operating 132kV | -0.29679 | -0.013098 | -0.00051574 |  | 0.0085415 | -0.028982 | -1273.064 | -0.028982 | -1261.962
Operating 132kV/EHV | -0.14938 | -0.0065927 | -0.00025958 |  | 0.0046479 | -0.014584 | -640.6369 | -0.014584 | -635.0501
Operating EHV | -0.14235 | -0.017389 | -0.0013617 |  | 0.0056654 | -0.017834 | -783.3829 | -0.017834 | -776.5513
Operating EHV/HV | -0.23066 | -0.028176 | -0.0022064 |  | 0.0091799 | -0.028897 | -1269.3553 | -0.028897 | -1258.2856
Operating 132kV/HV | -0.024807 | -0.0010948 | -4.3107e-05 |  | 0.0095135 | -0.0023545 | -103.4238 | -0.0023545 | -102.5219
Operating HV | -0.57691 | -0.070474 | -0.0055186 |  | 0.021237 | -0.07229 | -3175.4462 | -0.07229 | -3147.754
Operating HV/LV | 0 | 0 | 0 |  | 0.0090196 | 6.9631e-05 | 3.0586 | 6.9631e-05 | 3.032
Operating LV circuits | 0 | 0 | 0 |  | 0 | 0 | 0 | 0 | 0
Operating LV customer |  |  |  | 0 |  | 0 | 0 | 0 | 0
Operating HV customer |  |  |  | 0 |  | 0 | 0 | 0 | 0
Scaler | 0 | 0 | 0 | 0 | 0 | 0 | 0 | 0 | 0
Rounding | 0.00024633 | -0.00019715 | 0.00043444 | 0 | 0.00047691 | 0.0002375 | 10.4326 | 0.0002375 | 10.3416
Total | -4.367 | -0.374 | -0.027 | 0 | 0.194 | -0.49107 | -21571.039 | -0.49107 | -21382.9239
HV Generation Intermittent
| Rate 1 units (MWh) | MPANs | Reactive power units (MVArh) | MWh/year | MWh/MPAN/year
HV Generation Intermittent | 152970.5894 | 73 | 3466.904 | 152970.5894 | 2095.4875
| Unit rate 1 p/kWh | Fixed charge p/MPAN/day | Reactive power charge p/kVArh | Revenue (£/year) | Average p/kWh | Average £/MPAN/year
Assets 132kV | -0.069847 |  | 0.019286 | -106176.8455 | -0.06941 | -1454.4773
Assets 132kV/EHV | -0.035155 |  | 0.010495 | -53413.3463 | -0.034917 | -731.6897
Assets EHV | -0.040048 |  | 0.011955 | -60846.9091 | -0.039777 | -833.5193
Assets EHV/HV | -0.045019 |  | 0.013439 | -68399.7187 | -0.044714 | -936.9824
Assets 132kV/HV | -0.0037853 |  | 0.013928 | -5307.4613 | -0.0034696 | -72.7049
Assets HV | 0 |  | 0.017367 | 602.0878 | 0.0003936 | 8.2478
Assets HV/LV | 0 |  | 0 | 0 | 0 | 0
Assets LV circuits | 0 |  | 0 | 0 | 0 | 0
Assets LV customer |  | 0 |  | 0 | 0 | 0
Assets HV customer |  | 0 |  | 0 | 0 | 0
Transmission exit | -0.02811 |  | 0.0077619 | -42731.5751 | -0.027935 | -585.364
Operating 132kV | -0.030376 |  | 0.0083874 | -46174.9355 | -0.030185 | -632.5334
Operating 132kV/EHV | -0.015289 |  | 0.004564 | -23228.7728 | -0.015185 | -318.2024
Operating EHV | -0.018635 |  | 0.0055632 | -28313.8249 | -0.018509 | -387.8606
Operating EHV/HV | -0.030196 |  | 0.0090143 | -45878.3332 | -0.029992 | -628.4703
Operating 132kV/HV | -0.0025389 |  | 0.0093419 | -3559.9193 | -0.0023272 | -48.766
Operating HV | 0 |  | 0.020854 | 722.9942 | 0.00047264 | 9.904
Operating HV/LV | 0 |  | 0 | 0 | 0 | 0
Operating LV circuits | 0 |  | 0 | 0 | 0 | 0
Operating LV customer |  | 0 |  | 0 | 0 | 0
Operating HV customer |  | 27.5186 |  | 7332.3303 | 0.0047933 | 100.4429
Scaler | 0 | 0 | 0 | 0 | 0 | 0
Rounding | -9.234e-07 | 0.0014027 | 4.2866e-05 | 0.44734 | 2.9243e-07 | 0.0061279
Total | -0.319 | 27.52 | 0.152 | -475373.7821 | -0.31076 | -6511.9696
HV Generation Non-Intermittent
| Rate 1 units (MWh) | Rate 2 units (MWh) | Rate 3 units (MWh) | MPANs | Reactive power units (MVArh) | MWh/year | MWh/MPAN/year
HV Generation Non-Intermittent | 64071.6332 | 204098.5514 | 385390.6927 | 162 | 8843.955 | 653560.8774 | 4034.3264
| Unit rate 1 p/kWh | Unit rate 2 p/kWh | Unit rate 3 p/kWh | Fixed charge p/MPAN/day | Reactive power charge p/kVArh | Average unit rate (p/kWh) | Revenue (£/year) | Average p/kWh | Average £/MPAN/year
Assets 132kV | -0.67013 | -0.029576 | -0.0011645 |  | 0.019286 | -0.075358 | -492507.7845 | -0.075358 | -3040.1715
Assets 132kV/EHV | -0.33729 | -0.014886 | -0.00058612 |  | 0.010495 | -0.037918 | -247818.0707 | -0.037918 | -1529.7412
Assets EHV | -0.30039 | -0.036695 | -0.0028735 |  | 0.011955 | -0.042441 | -277378.7333 | -0.042441 | -1712.2144
Assets EHV/HV | -0.33768 | -0.04125 | -0.0032302 |  | 0.013439 | -0.047709 | -311809.2213 | -0.047709 | -1924.7483
Assets 132kV/HV | -0.036317 | -0.0016028 | -6.3109e-05 |  | 0.013928 | -0.0039096 | -25551.3555 | -0.0039096 | -157.7244
Assets HV | 0 | 0 | 0 |  | 0.017367 | 0.00023501 | 1535.9055 | 0.00023501 | 9.4809
Assets HV/LV | 0 | 0 | 0 |  | 0 | 0 | 0 | 0 | 0
Assets LV circuits | 0 | 0 | 0 |  | 0 | 0 | 0 | 0 | 0
Assets LV customer |  |  |  | 0 |  | 0 | 0 | 0 | 0
Assets HV customer |  |  |  | 0 |  | 0 | 0 | 0 | 0
Transmission exit | -0.30902 | 0 | -0.00081813 |  | 0.0077619 | -0.030672 | -200461.0833 | -0.030672 | -1237.4141
Operating 132kV | -0.29143 | -0.012862 | -0.00050643 |  | 0.0083874 | -0.032772 | -214185.2595 | -0.032772 | -1322.1312
Operating 132kV/EHV | -0.14668 | -0.0064737 | -0.0002549 |  | 0.004564 | -0.01649 | -107772.8707 | -0.01649 | -665.2646
Operating EHV | -0.13978 | -0.017075 | -0.0013371 |  | 0.0055632 | -0.019749 | -129072.339 | -0.019749 | -796.7428
Operating EHV/HV | -0.2265 | -0.027668 | -0.0021666 |  | 0.0090143 | -0.032 | -209142.4878 | -0.032 | -1291.003
Operating 132kV/HV | -0.024359 | -0.0010751 | -4.233e-05 |  | 0.0093419 | -0.0026223 | -17138.281 | -0.0026223 | -105.7919
Operating HV | 0 | 0 | 0 |  | 0.020854 | 0.0002822 | 1844.3339 | 0.0002822 | 11.3848
Operating HV/LV | 0 | 0 | 0 |  | 0 | 0 | 0 | 0 | 0
Operating LV circuits | 0 | 0 | 0 |  | 0 | 0 | 0 | 0 | 0
Operating LV customer |  |  |  | 0 |  | 0 | 0 | 0 | 0
Operating HV customer |  |  |  | 27.5186 |  | 0 | 16271.7466 | 0.0024897 | 100.4429
Scaler | 0 | 0 | 0 | 0 | 0 | 0 | 0 | 0 | 0
Rounding | -0.00042123 | 0.00016353 | 4.2885e-05 | 0.0014027 | 4.2866e-05 | 3.5643e-05 | 233.7785 | 3.577e-05 | 1.4431
Total | -2.82 | -0.189 | -0.013 | 27.52 | 0.152 | -0.34109 | -2212951.7222 | -0.3386 | -13660.1958

## M-Rev
Revenue matrix for WPD East Midlands in April 16 (Finals)
This sheet is for information only. It can be deleted without affecting any calculations elsewhere in the model.
3901. Revenue matrix by tariff
Revenue matrix by tariff, charging element and network level
| Assets 132kV | Assets 132kV/EHV | Assets EHV | Assets EHV/HV | Assets 132kV/HV | Assets HV | Assets HV/LV | Assets LV circuits | Assets LV customer | Assets HV customer | Transmission exit | Operating 132kV | Operating 132kV/EHV | Operating EHV | Operating EHV/HV | Operating 132kV/HV | Operating HV | Operating HV/LV | Operating LV circuits | Operating LV customer | Operating HV customer | Scaler | Rounding | Total net revenue by tariff (£/year)
Domestic Unrestricted | 7930705.6353 | 3991661.9095 | 4865483.726 | 7883791.2046 | 662880.4539 | 10270774.0987 | 2437642.2498 | 1006538.8535 | 0 | 0 | 3191765.0434 | 3448961.2105 | 1735922.0887 | 2115935.8843 | 3428558.732 | 288278.1278 | 8575377.479 | 3641998.9788 | 7142446.0338 | 9192240.0031 | 0 | 48965753.8836 | 14985.3177 | 130791700.9139
Domestic Two Rate | 4799217.0917 | 2415529.3288 | 2836431.4722 | 4596014.4464 | 401137.9756 | 5987554.0724 | 1421072.515 | 571568.2323 | 0 | 0 | 1984840.5662 | 2087117.3829 | 1050482.4339 | 1233527.3271 | 1998747.1831 | 174449.7125 | 4999188.5571 | 2123176.4624 | 4055874.4849 | 5219860.4667 | 0 | 30449990.3164 | -4853.5429 | 78400926.4847
Domestic Off Peak (related MPAN) | 54657.6523 | 27510.1459 | 39187.5928 | 63497.6534 | 4568.5077 | 82722.8978 | 19633.2651 | 0 |  |  | 19573.9349 | 23769.9054 | 11963.8063 | 17042.1768 | 27614.3074 | 1986.7848 | 69067.8296 | 29333.3985 | 0 |  |  | 300289.1715 | -336.6317 | 792082.3986
Small Non Domestic Unrestricted | 1501488.1144 | 755725.0501 | 921267.9959 | 1492777.4775 | 125500.4496 | 1944747.1214 | 461561.8748 | 61459.8667 | 0 | 0 | 604114.2525 | 652977.7428 | 328655.0407 | 400647.5248 | 649189.5996 | 54578.5208 | 1623727.7256 | 689604.0125 | 436122.0431 | 1262776.0773 | 0 | 9267884.5107 | -2507.3977 | 23232297.6031
Small Non Domestic Two Rate | 2365164.8995 | 1190428.5789 | 1479613.6153 | 2397493.3354 | 197690.0485 | 3123384.6524 | 741297.0354 | 53368.7228 | 0 | 0 | 929071.2404 | 1028579.5956 | 517701.9778 | 643464.8063 | 1042638.8138 | 85972.8428 | 2607807.5663 | 1107546.8709 | 378706.9136 | 1096532.584 | 0 | 14253139.9016 | -6344.9453 | 35233259.056
Small Non Domestic Off Peak (related MPAN) | 807.7823 | 406.5709 | 691.763 | 1120.8989 | 67.5177 | 1460.2745 | 346.5782 | 0 |  |  | 266.6433 | 351.2941 | 176.8124 | 300.8388 | 487.4644 | 29.3626 | 1219.227 | 517.8108 | 0 |  |  | 4090.649 | -9.5096 | 12331.9783
LV Medium Non-Domestic | 663388.1277 | 333894.7683 | 409535.7852 | 663591.701 | 55448.6629 | 864507.9857 | 205180.3663 | 66548.0113 | 0 | 0 | 262310.2974 | 288498.9086 | 145206.5122 | 178101.8112 | 288587.4399 | 24113.9057 | 721803.6577 | 306553.0573 | 472227.7512 | 88335.571 | 0 | 4024175.1157 | 465.208 | 10062474.6441
LV Sub Medium Non-Domestic | 0 | 0 | 0 | 0 | 0 | 0 | 0 | 0 | 0 | 0 | 0 | 0 | 0 | 0 | 0 | 0 | 0 | 0 | 0 | 0 | 0 | 0 | 0 | 0
HV Medium Non-Domestic | 18245.988 | 9154.6749 | 10789.5206 | 13145.8155 | 1192.6587 | 13705.7457 | 0 | 0 | 0 | 0 | 7159.2561 | 7934.944 | 3981.2496 | 5020.6757 | 8817.4062 | 799.9623 | 16458.0245 | 0 | 0 | 0 | 21680.0075 | 109832.1354 | -26.8086 | 247891.2559
LV Network Domestic | 0 | 0 | 0 | 0 | 0 | 0 | 0 | 0 | 0 | 0 | 0 | 0 | 0 | 0 | 0 | 0 | 0 | 0 | 0 | 0 | 0 | 0 | 0 | 0
LV Network Non-Domestic Non-CT | 66466.3716 | 33453.6794 | 40730.8218 | 65998.226 | 5555.5282 | 85980.5711 | 20406.4339 | 571.3753 | 0 | 0 | 26717.895 | 28905.3645 | 14548.5721 | 17713.3071 | 28701.7741 | 2416.0273 | 71787.7587 | 30488.5639 | 4054.5055 | 11739.6785 | 0 | 409886.6472 | 64.5899 | 966187.6911
LV HH Metered | 3676260.2404 | 1850325.6388 | 2271159.9009 | 3680076.1156 | 307276.7 | 5631260.5387 | 2131083.4647 | 905036.8354 | 0 | 0 | 1452443.7463 | 1598757.986 | 804682.6662 | 987698.0387 | 1600417.4607 | 133630.6589 | 4701708.3949 | 3183979.8489 | 6422183.0412 | 287747.1406 | 0 | 22282342.8547 | 4605.7749 | 63912677.0465
LV Sub HH Metered | 111986.5151 | 56364.7583 | 68949.5693 | 111722.5005 | 9360.2859 | 331735.6458 | 78733.3864 | 0 | 0 | 0 | 44450.4272 | 48701.4856 | 24512.3037 | 29985.2751 | 48586.6691 | 4070.6671 | 276976.0447 | 117632.8942 | 0 | 3149.7812 | 0 | 681926.3469 | -708.0297 | 2048136.5265
HV HH Metered | 6882187.7444 | 3402566.3529 | 4704884.1879 | 8889933.1437 | 806542.2828 | 9268589.1236 | 0 | 0 | 0 | 0 | 2684146.6482 | 2992974.3538 | 1479732.0575 | 2189318.5525 | 5962821.5173 | 540979.0603 | 11129833.4251 | 0 | 0 | 0 | 640519.7657 | 41178239.1171 | -10308.5151 | 102742958.8177
NHH UMS category A | 43830.2474 | 22060.5249 | 26906.1122 | 43597.3446 | 3663.5094 | 56797.3538 | 13480.1552 | 5600.8641 | 0 |  | 17633.7806 | 19061.2072 | 9593.8367 | 11701.1199 | 18959.9208 | 1593.2128 | 47421.8149 | 20140.2448 | 39743.9898 | 275808.312 |  | 270524.7252 | -176.8679 | 947941.4083
NHH UMS category B | 29989.146 | 15094.0581 | 15454.1545 | 25041.1541 | 2506.6141 | 32622.8879 | 7742.6423 | 3216.9873 | 0 |  | 13615.0717 | 13041.8913 | 6564.2105 | 6720.8117 | 10890.0737 | 1090.094 | 27237.828 | 11568.0204 | 22827.8896 | 126603.2319 |  | 208872.5955 | -53.6957 | 580645.6669
NHH UMS category C | 830.016 | 417.7615 | 418.1093 | 677.4837 | 69.3761 | 882.6061 | 209.4757 | 87.035 | 0 |  | 376.1922 | 360.9632 | 181.6791 | 181.8303 | 294.6289 | 30.1708 | 736.9143 | 312.9706 | 617.6043 | 1938.2434 |  | 5771.2693 | -0.5153 | 14393.8145
NHH UMS category D | 3694.9682 | 1859.7417 | 3278.8024 | 5312.8106 | 308.8404 | 6921.3753 | 1642.7035 | 682.5262 | 0 |  | 959.78 | 1606.8938 | 808.7776 | 1425.9087 | 2310.4725 | 134.3107 | 5778.8639 | 2454.3079 | 4843.2374 | 45254.8281 |  | 14724.2512 | 26.9707 | 104030.3707
LV UMS (Pseudo HH Metered) | 337566.2411 | 169902.953 | 174811.248 | 283255.5727 | 28215.1518 | 369017.1295 | 87581.6893 | 36389.28 | 0 |  | 152266.4904 | 146803.1882 | 73888.5947 | 76023.1487 | 123184.1816 | 12270.4042 | 308103.4741 | 130852.8448 | 258220.006 | 1313338.8283 |  | 2335962.5138 | -544.3761 | 6417108.564
LV Generation NHH or Aggregate HH | -957.9284 | -482.142 | -587.6886 | -952.2617 | -80.0675 | -1240.5789 | -294.4362 | 0 | 0 | 0 | -385.5246 | -416.5907 | -209.6773 | -255.5782 | -414.1263 | -34.8203 | -1035.7966 | -439.9072 | 0 | 0 | 0 | 0 | 2.5221 | -7784.6025
LV Sub Generation NHH | 0 | 0 | 0 | 0 | 0 | 0 | 0 | 0 | 0 | 0 | 0 | 0 | 0 | 0 | 0 | 0 | 0 | 0 | 0 | 0 | 0 | 0 | 0 | 0
LV Generation Intermittent | -26107.1122 | -13120.4109 | -15992.6234 | -25913.6626 | -1683.8248 | -33810.3902 | -8024.4814 | 61.7724 | 0 | 0 | -10506.9803 | -11353.6451 | -5705.8968 | -6954.9849 | -11269.5164 | -732.2736 | -28229.3093 | -11989.1067 | 438.3397 | 0 | 0 | 0 | 71.1247 | -210822.9817
LV Generation Non-Intermittent | -5846.9433 | -2937.1907 | -3701.1817 | -5997.2133 | -345.4787 | -7827.6037 | -1857.7857 | 17.7555 | 0 | 0 | -2263.8947 | -2542.7599 | -1277.3462 | -1609.596 | -2608.1104 | -150.2442 | -6535.5012 | -2775.6549 | 125.994 | 0 | 0 | 0 | -22.2932 | -48155.0484
LV Sub Generation Intermittent | -714.2611 | -358.4677 | -436.9405 | -707.9969 | -33.6566 | -925.0141 | 7.7704 | 0 | 0 | 0 | -287.4591 | -310.6229 | -155.8929 | -190.0197 | -307.8987 | -14.6368 | -772.322 | 11.6095 | 0 | 0 | 0 | 0 | -2.4945 | -5198.3036
LV Sub Generation Non-Intermittent | -2927.344 | -1473.1111 | -1801.348 | -2918.8159 | -237.8176 | -3803.2484 | 2.0472 | 0 | 0 | 0 | -1179.5832 | -1273.064 | -640.6369 | -783.3829 | -1269.3553 | -103.4238 | -3175.4462 | 3.0586 | 0 | 0 | 0 | 0 | 10.4326 | -21571.039
HV Generation Intermittent | -106176.8455 | -53413.3463 | -60846.9091 | -68399.7187 | -5307.4613 | 602.0878 | 0 | 0 | 0 | 0 | -42731.5751 | -46174.9355 | -23228.7728 | -28313.8249 | -45878.3332 | -3559.9193 | 722.9942 | 0 | 0 | 0 | 7332.3303 | 0 | 0.44734 | -475373.7821
HV Generation Non-Intermittent | -492507.7845 | -247818.0707 | -277378.7333 | -311809.2213 | -25551.3555 | 1535.9055 | 0 | 0 | 0 | 0 | -200461.0833 | -214185.2595 | -107772.8707 | -129072.339 | -209142.4878 | -17138.281 | 1844.3339 | 0 | 0 | 0 | 16271.7466 | 0 | 233.7785 | -2212951.7222
3902. Revenues by charging element and network level
Total net revenue by charging element and network level (£/year)
| Assets 132kV | Assets 132kV/EHV | Assets EHV | Assets EHV/HV | Assets 132kV/HV | Assets HV | Assets HV/LV | Assets LV circuits | Assets LV customer | Assets HV customer | Transmission exit | Operating 132kV | Operating 132kV/EHV | Operating EHV | Operating EHV/HV | Operating 132kV/HV | Operating HV | Operating HV/LV | Operating LV circuits | Operating LV customer | Operating HV customer | Scaler | Rounding | Total net revenue (£/year)
Revenues by charging element and network level | 27851248.5624 | 13956753.7564 | 17508848.9529 | 29800347.9936 | 2578744.9011 | 38027195.2384 | 7617446.9499 | 2711148.1179 | 0 | 0 | 11133895.1653 | 12112147.4399 | 6069611.5257 | 7747629.312 | 14969917.8171 | 1304690.2263 | 35147053.538 | 11380970.2861 | 19238431.8341 | 18925324.7462 | 685803.85 | 174763406.0048 | -5429.4569 | 453525186.7615

## CData
Additional calculations for tariff comparisons for WPD East Midlands in April 16 (Finals)
This sheet is for information only. It can be deleted without affecting any calculations elsewhere in the model.
4001. Revenues under current tariffs (£)
Data sources:
x1 = 1201. Current revenues if known (£) (in Current tariff information)
x2 = 1010. Days in the charging year (in Financial and general assumptions)
x3 = 1201. Current Fixed charge p/MPAN/day (in Current tariff information)
x4 = 1053. MPANs by tariff (in Volume forecasts for the charging year)
x5 = 1201. Current Capacity charge p/kVA/day (in Current tariff information)
x6 = 1053. Import capacity (kVA) by tariff (in Volume forecasts for the charging year)
x7 = 1201. Current Unit rate 1 p/kWh (in Current tariff information)
x8 = 1053. Rate 1 units (MWh) by tariff (in Volume forecasts for the charging year)
x9 = 1201. Current Unit rate 2 p/kWh (in Current tariff information)
x10 = 1053. Rate 2 units (MWh) by tariff (in Volume forecasts for the charging year)
x11 = 1201. Current Unit rate 3 p/kWh (in Current tariff information)
x12 = 1053. Rate 3 units (MWh) by tariff (in Volume forecasts for the charging year)
x13 = 1201. Current Reactive power charge p/kVArh (in Current tariff information)
x14 = 1053. Reactive power units (MVArh) by tariff (in Volume forecasts for the charging year)
Calculation =IF(x1,x1,0.01*x2*(x3*x4+x5*x6)+10*(x7*x8+x9*x10+x11*x12+x13*x14))
Revenues under current tariffs (£)
Domestic Unrestricted | 125813166.0734
Domestic Two Rate | 75124828.4869
Domestic Off Peak (related MPAN) | 704927.701
Small Non Domestic Unrestricted | 19923854.3159
Small Non Domestic Two Rate | 31500529.0892
Small Non Domestic Off Peak (related MPAN) | 11601.5127
LV Medium Non-Domestic | 8885278.1577
LV Sub Medium Non-Domestic | 0
HV Medium Non-Domestic | 227872.0793
LV Network Domestic | 0
LV Network Non-Domestic Non-CT | 840867.8349
LV HH Metered | 56373196.9967
LV Sub HH Metered | 1903829.2081
HV HH Metered | 94597434.0842
NHH UMS category A | 904974.1473
NHH UMS category B | 541538.2553
NHH UMS category C | 13486.0639
NHH UMS category D | 108674.5837
LV UMS (Pseudo HH Metered) | 6046219.9466
4002. All-the-way volumes
Data sources:
x1 = 1053. Rate 1 units (MWh) by tariff (in Volume forecasts for the charging year)
x2 = 1053. Rate 2 units (MWh) by tariff (in Volume forecasts for the charging year)
x3 = 1053. Rate 3 units (MWh) by tariff (in Volume forecasts for the charging year)
x4 = 1053. MPANs by tariff (in Volume forecasts for the charging year)
x5 = 1053. Import capacity (kVA) by tariff (in Volume forecasts for the charging year)
x6 = 1053. Reactive power units (MVArh) by tariff (in Volume forecasts for the charging year)
x7 = 3802. All units (MWh) (in Revenue summary)
Kind: | Copy cells | Copy cells | Copy cells | Copy cells | Copy cells | Copy cells | Copy cells
Formula: | = x1 | = x2 | = x3 | = x4 | = x5 | = x6 | = x7
| Rate 1 units (MWh) | Rate 2 units (MWh) | Rate 3 units (MWh) | MPANs | Import capacity (kVA) | Reactive power units (MVArh) | All units (MWh)
Domestic Unrestricted | 5214022.0769 | 0 | 0 | 1532365 | 0 | 0 | 5214022.0769
Domestic Two Rate | 2715616.3734 | 1256759.7842 | 0 | 882638 | 0 | 0 | 3972376.1576
Domestic Off Peak (related MPAN) | 128168.6729 | 0 | 0 | 37550 | 0 | 0 | 128168.6729
Small Non Domestic Unrestricted | 1127084.5753 | 0 | 0 | 94412 | 0 | 0 | 1127084.5753
Small Non Domestic Two Rate | 1586917.5645 | 501282.0986 | 0 | 82534 | 0 | 0 | 2088199.6631
Small Non Domestic Off Peak (related MPAN) | 4296.8566 | 0 | 0 | 725 | 0 | 0 | 4296.8566
LV Medium Non-Domestic | 449708.3301 | 115300.6233 | 0 | 5436.1348 | 0 | 0 | 565008.9534
LV Sub Medium Non-Domestic | 0 | 0 | 0 | 0 | 0 | 0 | 0
HV Medium Non-Domestic | 12583.5979 | 3666.9724 | 0 | 104.0658 | 0 | 0 | 16250.5702
LV Network Domestic | 0 | 0 | 0 | 0 | 0 | 0 | 0
LV Network Non-Domestic Non-CT | 6045.5107 | 23527.7895 | 26506.9706 | 879.5838 | 0 | 0 | 56080.2709
LV HH Metered | 345906.3847 | 1361064.1908 | 1482944.5094 | 10454.2814 | 1714959.6974 | 327341.53 | 3189915.0849
LV Sub HH Metered | 11045.3378 | 42156.7612 | 50921.4902 | 150 | 67000 | 11863.347 | 104123.5892
HV HH Metered | 766376.2874 | 2933029.8304 | 4049443.6078 | 3061.9342 | 2724942.663 | 685033.844 | 7748849.7257
NHH UMS category A | 51128.4829 | 0 | 0 | 1430.4748 | 0 | 0 | 51128.4829
NHH UMS category B | 23251.9646 | 0 | 0 | 1177.2666 | 0 | 0 | 23251.9646
NHH UMS category C | 361.6536 | 0 | 0 | 160.3988 | 0 | 0 | 361.6536
NHH UMS category D | 8444.0236 | 0 | 0 | 259.2609 | 0 | 0 | 8444.0236
LV UMS (Pseudo HH Metered) | 13092.8613 | 30057.7703 | 201903.09 | 116.0117 | 0 | 0 | 245053.7217
LV Generation NHH or Aggregate HH | 1264.7942 | 0 | 0 | 18.1584 | 0 | 0 | 1264.7942
LV Sub Generation NHH | 0 | 0 | 0 | 0 | 0 | 0 | 0
LV Generation Intermittent | 35926.515 | 0 | 0 | 188.6451 | 0 | 2287.215 | 35926.515
LV Generation Non-Intermittent | 700.915 | 3127.713 | 3502.173 | 70.6158 | 0 | 681.968 | 7330.8009
LV Sub Generation Intermittent | 1039.6963 | 0 | 0 | 4.0352 | 0 | 128.714 | 1039.6963
LV Sub Generation Non-Intermittent | 368.4304 | 1285.5731 | 2738.6195 | 1.0088 | 0 | 33.911 | 4392.623
HV Generation Intermittent | 152907.1315 | 0 | 0 | 73 | 0 | 3466.904 | 152907.1315
HV Generation Non-Intermittent | 64071.6332 | 204098.5514 | 385390.6927 | 162 | 0 | 8843.955 | 653560.8774
4003. Normalised to
Normalised to
Domestic Unrestricted | = x1: MPAN
Domestic Two Rate | = x1: MPAN
Domestic Off Peak (related MPAN) | = x1: MPAN
Small Non Domestic Unrestricted | = x1: MPAN
Small Non Domestic Two Rate | = x1: MPAN
Small Non Domestic Off Peak (related MPAN) | = x1: MPAN
LV Medium Non-Domestic | = x1: MPAN
LV Sub Medium Non-Domestic | = x1: MPAN
HV Medium Non-Domestic | = x1: MPAN
LV Network Domestic | = x1: MPAN
LV Network Non-Domestic Non-CT | = x1: MPAN
LV HH Metered | = x1: kVA
LV Sub HH Metered | = x1: kVA
HV HH Metered | = x1: kVA
NHH UMS category A | = x1: MWh
NHH UMS category B | = x1: MWh
NHH UMS category C | = x1: MWh
NHH UMS category D | = x1: MWh
LV UMS (Pseudo HH Metered) | = x1: MWh
LV Generation NHH or Aggregate HH | = x1: MWh
LV Sub Generation NHH | = x1: MWh
LV Generation Intermittent | = x1: MWh
LV Generation Non-Intermittent | = x1: MWh
LV Sub Generation Intermittent | = x1: MWh
LV Sub Generation Non-Intermittent | = x1: MWh
HV Generation Intermittent | = x1: MWh
HV Generation Non-Intermittent | = x1: MWh
4004. Normalised volumes for comparisons
Data sources:
x1 = 4002. Rate 1 units (MWh) by tariff (in Volume forecasts for the charging year) (in All-the-way volumes)
x2 = 4003. Normalised to
x3 = 4002. Import capacity (kVA) by tariff (in Volume forecasts for the charging year) (in All-the-way volumes)
x4 = 4002. MPANs by tariff (in Volume forecasts for the charging year) (in All-the-way volumes)
x5 = 4002. All units (MWh) (in Revenue summary) (in All-the-way volumes)
x6 = 4002. Rate 2 units (MWh) by tariff (in Volume forecasts for the charging year) (in All-the-way volumes)
x7 = 4002. Rate 3 units (MWh) by tariff (in Volume forecasts for the charging year) (in All-the-way volumes)
x8 = 4002. Reactive power units (MVArh) by tariff (in Volume forecasts for the charging year) (in All-the-way volumes)
x9 = 1010. Days in the charging year (in Financial and general assumptions)
x10 = 3607. Fixed charge p/MPAN/day (in Tariffs)
x11 = Normalised MPANs (in Normalised volumes for comparisons)
x12 = 3607. Capacity charge p/kVA/day (in Tariffs)
x13 = Normalised Import capacity (kVA) (in Normalised volumes for comparisons)
x14 = 3607. Unit rate 1 p/kWh (in Tariffs)
x15 = Normalised Rate 1 units (MWh) (in Normalised volumes for comparisons)
x16 = 3607. Unit rate 2 p/kWh (in Tariffs)
x17 = Normalised Rate 2 units (MWh) (in Normalised volumes for comparisons)
x18 = 3607. Unit rate 3 p/kWh (in Tariffs)
x19 = Normalised Rate 3 units (MWh) (in Normalised volumes for comparisons)
x20 = 3607. Reactive power charge p/kVArh (in Tariffs)
x21 = Normalised Reactive power units (MVArh) (in Normalised volumes for comparisons)
Kind: | Calculation | Calculation | Calculation | Calculation | Calculation | Calculation | Calculation
Formula: | =x1/IF(x2="kVA",IF(x3,x3,1),IF(x2="MPAN",IF(x4,x4,1),IF(x5,x5,1))) | =x6/IF(x2="kVA",IF(x3,x3,1),IF(x2="MPAN",IF(x4,x4,1),IF(x5,x5,1))) | =x7/IF(x2="kVA",IF(x3,x3,1),IF(x2="MPAN",IF(x4,x4,1),IF(x5,x5,1))) | =x4/IF(x2="kVA",IF(x3,x3,1),IF(x2="MPAN",IF(x4,x4,1),IF(x5,x5,1))) | =x3/IF(x2="kVA",IF(x3,x3,1),IF(x2="MPAN",IF(x4,x4,1),IF(x5,x5,1))) | =x8/IF(x2="kVA",IF(x3,x3,1),IF(x2="MPAN",IF(x4,x4,1),IF(x5,x5,1))) | =0.01*x9*(x10*x11+x12*x13)+10*(x14*x15+x16*x17+x18*x19+x20*x21)
| Normalised Rate 1 units (MWh) | Normalised Rate 2 units (MWh) | Normalised Rate 3 units (MWh) | Normalised MPANs | Normalised Import capacity (kVA) | Normalised Reactive power units (MVArh) | Normalised revenues (£)
Domestic Unrestricted
Domestic Unrestricted | 3.4026 | 0 | 0 | 1 | 0 | 0 | 84.1523
LDNO LV: Domestic Unrestricted | 3.4026 | 0 | 0 | 1 | 0 | 0 | 58.8135
LDNO HV: Domestic Unrestricted | 3.4026 | 0 | 0 | 1 | 0 | 0 | 43.0886
Domestic Two Rate
Domestic Two Rate | 3.0767 | 1.4239 | 0 | 1 | 0 | 0 | 88.6657
LDNO LV: Domestic Two Rate | 3.0767 | 1.4239 | 0 | 1 | 0 | 0 | 61.9784
LDNO HV: Domestic Two Rate | 3.0767 | 1.4239 | 0 | 1 | 0 | 0 | 45.4061
Domestic Off Peak (related MPAN)
Domestic Off Peak (related MPAN) | 3.4133 | 0 | 0 | 1 | 0 | 0 | 21.0941
LDNO LV: Domestic Off Peak (related MPAN) | 3.4133 | 0 | 0 | 1 | 0 | 0 | 14.7454
LDNO HV: Domestic Off Peak (related MPAN) | 3.4133 | 0 | 0 | 1 | 0 | 0 | 10.8201
Small Non Domestic Unrestricted
Small Non Domestic Unrestricted | 11.9379 | 0 | 0 | 1 | 0 | 0 | 244.61
LDNO LV: Small Non Domestic Unrestricted | 11.9379 | 0 | 0 | 1 | 0 | 0 | 170.9793
LDNO HV: Small Non Domestic Unrestricted | 11.9379 | 0 | 0 | 1 | 0 | 0 | 125.288
Small Non Domestic Two Rate
Small Non Domestic Two Rate | 19.2274 | 6.0736 | 0 | 1 | 0 | 0 | 426.7457
LDNO LV: Small Non Domestic Two Rate | 19.2274 | 6.0736 | 0 | 1 | 0 | 0 | 298.2975
LDNO HV: Small Non Domestic Two Rate | 19.2274 | 6.0736 | 0 | 1 | 0 | 0 | 218.5738
Small Non Domestic Off Peak (related MPAN)
Small Non Domestic Off Peak (related MPAN) | 5.9267 | 0 | 0 | 1 | 0 | 0 | 17.0096
LDNO LV: Small Non Domestic Off Peak (related MPAN) | 5.9267 | 0 | 0 | 1 | 0 | 0 | 11.9127
LDNO HV: Small Non Domestic Off Peak (related MPAN) | 5.9267 | 0 | 0 | 1 | 0 | 0 | 8.7122
LV Medium Non-Domestic
LV Medium Non-Domestic | 82.7258 | 21.21 | 0 | 1 | 0 | 0 | 1842.4233
LDNO LV: LV Medium Non-Domestic | 82.7258 | 21.21 | 0 | 1 | 0 | 0 | 1287.8313
LDNO HV: LV Medium Non-Domestic | 82.7258 | 21.21 | 0 | 1 | 0 | 0 | 943.9241
LV Sub Medium Non-Domestic
LV Sub Medium Non-Domestic | 0 | 0 | 0 | 0 | 0 | 0 | 0
HV Medium Non-Domestic
HV Medium Non-Domestic | 120.9197 | 35.2371 | 0 | 1 | 0 | 0 | 2382.0637
LV Network Domestic
LV Network Domestic | 0 | 0 | 0 | 0 | 0 | 0 | 0
LDNO LV: LV Network Domestic | 0 | 0 | 0 | 0 | 0 | 0 | 0
LDNO HV: LV Network Domestic | 0 | 0 | 0 | 0 | 0 | 0 | 0
LV Network Non-Domestic Non-CT
LV Network Non-Domestic Non-CT | 6.8731 | 26.7488 | 30.1358 | 1 | 0 | 0 | 1092.9893
LDNO LV: LV Network Non-Domestic Non-CT | 6.8731 | 26.7488 | 30.1358 | 1 | 0 | 0 | 764.1394
LDNO HV: LV Network Non-Domestic Non-CT | 6.8731 | 26.7488 | 30.1358 | 1 | 0 | 0 | 559.7689
LV HH Metered
LV HH Metered | 0.2017 | 0.79364 | 0.86471 | 0.0060959 | 1 | 0.19087 | 36.6869
LDNO LV: LV HH Metered | 0.2017 | 0.79364 | 0.86471 | 0.0060959 | 1 | 0.19087 | 25.6595
LDNO HV: LV HH Metered | 0.2017 | 0.79364 | 0.86471 | 0.0060959 | 1 | 0.19087 | 18.7933
LV Sub HH Metered
LV Sub HH Metered | 0.16486 | 0.62921 | 0.76002 | 0.0022388 | 1 | 0.17706 | 30.5692
LDNO HV: LV Sub HH Metered | 0.16486 | 0.62921 | 0.76002 | 0.0022388 | 1 | 0.17706 | 22.6756
HV HH Metered
HV HH Metered | 0.28124 | 1.0764 | 1.4861 | 0.0011237 | 1 | 0.25139 | 37.5225
LDNO HV: HV HH Metered | 0.28124 | 1.0764 | 1.4861 | 0.0011237 | 1 | 0.25139 | 31.5716
NHH UMS category A
NHH UMS category A | 1 | 0 | 0 | 0.027978 | 0 | 0 | 18.42
LDNO LV: NHH UMS category A | 1 | 0 | 0 | 0.027978 | 0 | 0 | 12.88
LDNO HV: NHH UMS category A | 1 | 0 | 0 | 0.027978 | 0 | 0 | 9.43
NHH UMS category B
NHH UMS category B | 1 | 0 | 0 | 0.050631 | 0 | 0 | 24.58
LDNO LV: NHH UMS category B | 1 | 0 | 0 | 0.050631 | 0 | 0 | 17.18
LDNO HV: NHH UMS category B | 1 | 0 | 0 | 0.050631 | 0 | 0 | 12.59
NHH UMS category C
NHH UMS category C | 1 | 0 | 0 | 0.44351 | 0 | 0 | 39.8
LDNO LV: NHH UMS category C | 1 | 0 | 0 | 0.44351 | 0 | 0 | 27.82
LDNO HV: NHH UMS category C | 1 | 0 | 0 | 0.44351 | 0 | 0 | 20.38
NHH UMS category D
NHH UMS category D | 1 | 0 | 0 | 0.030703 | 0 | 0 | 12.32
LDNO LV: NHH UMS category D | 1 | 0 | 0 | 0.030703 | 0 | 0 | 8.61
LDNO HV: NHH UMS category D | 1 | 0 | 0 | 0.030703 | 0 | 0 | 6.31
LV UMS (Pseudo HH Metered)
LV UMS (Pseudo HH Metered) | 0.053429 | 0.12266 | 0.82391 | 0.00047341 | 0 | 0 | 26.1865
LDNO LV: LV UMS (Pseudo HH Metered) | 0.053429 | 0.12266 | 0.82391 | 0.00047341 | 0 | 0 | 18.3053
LDNO HV: LV UMS (Pseudo HH Metered) | 0.053429 | 0.12266 | 0.82391 | 0.00047341 | 0 | 0 | 13.4138
LV Generation NHH or Aggregate HH
LV Generation NHH or Aggregate HH | 1 | 0 | 0 | 0.014357 | 0 | 0 | -6
LDNO LV: LV Generation NHH or Aggregate HH | 1 | 0 | 0 | 0.014357 | 0 | 0 | -6
LDNO HV: LV Generation NHH or Aggregate HH | 1 | 0 | 0 | 0.014357 | 0 | 0 | -6
LV Sub Generation NHH
LV Sub Generation NHH | 0 | 0 | 0 | 0 | 0 | 0 | 0
LDNO HV: LV Sub Generation NHH | 0 | 0 | 0 | 0 | 0 | 0 | 0
LV Generation Intermittent
LV Generation Intermittent | 1 | 0 | 0 | 0.0052509 | 0 | 0.063664 | -5.8587
LDNO LV: LV Generation Intermittent | 1 | 0 | 0 | 0.0052509 | 0 | 0.063664 | -5.8587
LDNO HV: LV Generation Intermittent | 1 | 0 | 0 | 0.0052509 | 0 | 0.063664 | -5.8587
LV Generation Non-Intermittent
LV Generation Non-Intermittent | 0.095612 | 0.42665 | 0.47773 | 0.0096328 | 0 | 0.093028 | -6.5689
LDNO LV: LV Generation Non-Intermittent | 0.095612 | 0.42665 | 0.47773 | 0.0096328 | 0 | 0.093028 | -6.5689
LDNO HV: LV Generation Non-Intermittent | 0.095612 | 0.42665 | 0.47773 | 0.0096328 | 0 | 0.093028 | -6.5689
LV Sub Generation Intermittent
LV Sub Generation Intermittent | 1 | 0 | 0 | 0.0038811 | 0 | 0.1238 | -4.9998
LDNO HV: LV Sub Generation Intermittent | 1 | 0 | 0 | 0.0038811 | 0 | 0.1238 | -4.9998
LV Sub Generation Non-Intermittent
LV Sub Generation Non-Intermittent | 0.083875 | 0.29267 | 0.62346 | 0.00022966 | 0 | 0.00772 | -4.9107
LDNO HV: LV Sub Generation Non-Intermittent | 0.083875 | 0.29267 | 0.62346 | 0.00022966 | 0 | 0.00772 | -4.9107
HV Generation Intermittent
HV Generation Intermittent | 1 | 0 | 0 | 0.00047741 | 0 | 0.022673 | -3.1076
LDNO HV: HV Generation Intermittent | 1 | 0 | 0 | 0.00047741 | 0 | 0.022673 | -3.1555
HV Generation Non-Intermittent
HV Generation Non-Intermittent | 0.098035 | 0.31229 | 0.58968 | 0.00024787 | 0 | 0.013532 | -3.386
LDNO HV: HV Generation Non-Intermittent | 0.098035 | 0.31229 | 0.58968 | 0.00024787 | 0 | 0.013532 | -3.4109
4005. LDNO LV charges (normalised £)
Data sources:
x1 = 4004. Normalised revenues (£) (in Normalised volumes for comparisons)
Copy cells = x1
LDNO LV charges (normalised £)
LDNO LV: Domestic Unrestricted | = x1: 58.8135
LDNO LV: Domestic Two Rate | = x1: 61.9784
LDNO LV: Domestic Off Peak (related MPAN) | = x1: 14.7454
LDNO LV: Small Non Domestic Unrestricted | = x1: 170.9793
LDNO LV: Small Non Domestic Two Rate | = x1: 298.2975
LDNO LV: Small Non Domestic Off Peak (related MPAN) | = x1: 11.9127
LDNO LV: LV Medium Non-Domestic | = x1: 1287.8313
LDNO LV: LV Network Domestic | = x1: 0
LDNO LV: LV Network Non-Domestic Non-CT | = x1: 764.1394
LDNO LV: LV HH Metered | = x1: 25.6595
N/A | bar: = x1
N/A | bar: = x1
LDNO LV: NHH UMS category A | = x1: 12.88
LDNO LV: NHH UMS category B | = x1: 17.18
LDNO LV: NHH UMS category C | = x1: 27.82
LDNO LV: NHH UMS category D | = x1: 8.61
LDNO LV: LV UMS (Pseudo HH Metered) | = x1: 18.3053
LDNO LV: LV Generation NHH or Aggregate HH | bar: = x1
N/A | bar: = x1
LDNO LV: LV Generation Intermittent | = x1: -5.8587
LDNO LV: LV Generation Non-Intermittent | = x1: -6.5689
N/A | bar: = x1
N/A | bar: = x1
N/A | bar: = x1
N/A | bar: = x1
4006. LDNO HV charges (normalised £)
Data sources:
x1 = 4004. Normalised revenues (£) (in Normalised volumes for comparisons)
Copy cells = x1
LDNO HV charges (normalised £)
LDNO HV: Domestic Unrestricted | = x1: 43.0886
LDNO HV: Domestic Two Rate | = x1: 45.4061
LDNO HV: Domestic Off Peak (related MPAN) | = x1: 10.8201
LDNO HV: Small Non Domestic Unrestricted | = x1: 125.288
LDNO HV: Small Non Domestic Two Rate | = x1: 218.5738
LDNO HV: Small Non Domestic Off Peak (related MPAN) | = x1: 8.7122
LDNO HV: LV Medium Non-Domestic | = x1: 943.9241
LDNO HV: LV Network Domestic | = x1: 0
LDNO HV: LV Network Non-Domestic Non-CT | = x1: 559.7689
LDNO HV: LV HH Metered | = x1: 18.7933
LDNO HV: LV Sub HH Metered | = x1: 22.6756
LDNO HV: HV HH Metered | = x1: 31.5716
LDNO HV: NHH UMS category A | = x1: 9.43
LDNO HV: NHH UMS category B | = x1: 12.59
LDNO HV: NHH UMS category C | = x1: 20.38
LDNO HV: NHH UMS category D | = x1: 6.31
LDNO HV: LV UMS (Pseudo HH Metered) | = x1: 13.4138
LDNO HV: LV Generation NHH or Aggregate HH | bar: = x1
LDNO HV: LV Sub Generation NHH | = x1: 0
LDNO HV: LV Generation Intermittent | = x1: -5.8587
LDNO HV: LV Generation Non-Intermittent | = x1: -6.5689
LDNO HV: LV Sub Generation Intermittent | = x1: -4.9998
LDNO HV: LV Sub Generation Non-Intermittent | = x1: -4.9107
LDNO HV: HV Generation Intermittent | = x1: -3.1555
LDNO HV: HV Generation Non-Intermittent | = x1: -3.4109

## CTables
Tariff comparisons for WPD East Midlands in April 16 (Finals)
This sheet is for information only. It can be deleted without affecting any calculations elsewhere in the model.
4101. Comparison with current all-the-way demand tariffs
Data sources:
x1 = 4001. Revenues under current tariffs (£)
x2 = 3802. Net revenues (£) (in Revenue summary)
x3 = 3802. All units (MWh) (in Revenue summary)
x4 = 1053. MPANs by tariff (in Volume forecasts for the charging year)
Kind: | Calculation | Calculation | Copy cells
Formula: | =IF(x1,x2/x1-1,"") | =(x2-x1)/IF(x3,x3,1)/10 | = x4
| Change | Absolute change (average p/kWh) | MPANs
Domestic Unrestricted | 2.495% | 0.060199 | 1532365
Domestic Two Rate | 4.173% | 0.078916 | 882638
Domestic Off Peak (related MPAN) | 12.36% | 0.068 | 37550
Small Non Domestic Unrestricted | 15.91% | 0.28128 | 94412
Small Non Domestic Two Rate | 11.81% | 0.17817 | 82534
Small Non Domestic Off Peak (related MPAN) | 6.296% | 0.017 | 725
LV Medium Non-Domestic | 12.72% | 0.20006 | 5436.1348
LV Sub Medium Non-Domestic |  | 0 | 0
HV Medium Non-Domestic | 8.785% | 0.12319 | 104.0658
LV Network Domestic |  | 0 | 0
LV Network Non-Domestic Non-CT | 14.33% | 0.21488 | 879.5838
LV HH Metered | 11.61% | 0.20513 | 10454.2814
LV Sub HH Metered | 7.58% | 0.13859 | 150
HV HH Metered | 8.086% | 0.098713 | 3061.9342
NHH UMS category A | 4.068% | 0.072 | 1430.4748
NHH UMS category B | 5.539% | 0.129 | 1177.2666
NHH UMS category C | 6.731% | 0.251 | 160.3988
NHH UMS category D | -4.274% | -0.055 | 259.2609
LV UMS (Pseudo HH Metered) | 6.134% | 0.15135 | 116.0117
4102. LDNO margins in use of system charges
Data sources:
x1 = 4003. Normalised to
x2 = 4004. Normalised revenues (£) (in Normalised volumes for comparisons)
x3 = 4005. LDNO LV charges (normalised £)
x4 = All-the-way charges (normalised £) (in LDNO margins in use of system charges)
x5 = 4006. LDNO HV charges (normalised £)
Kind: | Copy cells | Copy cells | Calculation | Calculation
Formula: | = x1 | = x2 | =IF(x3,x4-x3,"") | =IF(x5,x4-x5,"")
| Normalised to | All-the-way charges (normalised £) | LDNO LV margin (normalised £) | LDNO HV margin (normalised £)
Domestic Unrestricted | MPAN | 84.1523 | 25.3388 | 41.0637
Domestic Two Rate | MPAN | 88.6657 | 26.6873 | 43.2596
Domestic Off Peak (related MPAN) | MPAN | 21.0941 | 6.3487 | 10.274
Small Non Domestic Unrestricted | MPAN | 244.61 | 73.6307 | 119.322
Small Non Domestic Two Rate | MPAN | 426.7457 | 128.4482 | 208.1719
Small Non Domestic Off Peak (related MPAN) | MPAN | 17.0096 | 5.097 | 8.2974
LV Medium Non-Domestic | MPAN | 1842.4233 | 554.592 | 898.4992
LV Network Domestic | MPAN | 0
LV Network Non-Domestic Non-CT | MPAN | 1092.9893 | 328.8499 | 533.2203
LV HH Metered | kVA | 36.6869 | 11.0274 | 17.8936
LV Sub HH Metered | kVA | 30.5692 |  | 7.8936
HV HH Metered | kVA | 37.5225 |  | 5.9509
NHH UMS category A | MWh | 18.42 | 5.54 | 8.99
NHH UMS category B | MWh | 24.58 | 7.4 | 11.99
NHH UMS category C | MWh | 39.8 | 11.98 | 19.42
NHH UMS category D | MWh | 12.32 | 3.71 | 6.01
LV UMS (Pseudo HH Metered) | MWh | 26.1865 | 7.8812 | 12.7728
LV Generation NHH or Aggregate HH | MWh | -6 | 0 | 0
LV Sub Generation NHH | MWh | 0
LV Generation Intermittent | MWh | -5.8587 | 0 | 0
LV Generation Non-Intermittent | MWh | -6.5689 | 0 | 0
LV Sub Generation Intermittent | MWh | -4.9998 |  | 0
LV Sub Generation Non-Intermittent | MWh | -4.9107 |  | 0
HV Generation Intermittent | MWh | -3.1076 |  | 0.047955
HV Generation Non-Intermittent | MWh | -3.386 |  | 0.024898