## Index
Overview for WPD South West in April 16 (Finals)
This document, model or dataset has been prepared by Reckon LLP on the instructions of the DCUSA Panel or |  | Colour coding
one of its working groups. Only the DCUSA Panel and its working groups have authority to approve this |  | Input data
material as meeting their requirements. Reckon LLP makes no representation about the suitability of this |  | Constant value
material for the purposes of complying with any licence conditions or furthering any relevant objective. |  | Formula: calculation
Formula: copy
UNLESS STATED OTHERWISE, THIS WORKBOOK IS ONLY A PROTOTYPE FOR TESTING |  | Void cell in input data table
PURPOSES AND ALL THE DATA IN THIS MODEL ARE FOR ILLUSTRATION ONLY. |  | Void cell in other table
Unlocked cell for notes
This workbook is structured as a series of named and numbered tables. There is a list of tables below, with
hyperlinks. Above each calculation table, there is a description of the calculations made, and a hyperlinked
list of the tables or parts of tables from which data are used in the calculation. Hyperlinks point to the
relevant table column heading of the relevant table. Scrolling up or down is usually required after clicking
a hyperlink in order to bring the relevant data and/or headings into view. Some versions of Microsoft Excel
can display a "Back" button, which can be useful when using hyperlinks to navigate around the workbook.
Copyright 2009-2011 Energy Networks Association Limited and others. Copyright 2011-2014 Franck Latrémolière, Reckon LLP and others.
The code used to generate this spreadsheet includes open-source software published at https://github.com/f20/power-models.
Use and distribution of the source code is subject to the conditions stated therein.
Any redistribution of this software must retain the following disclaimer:
THIS SOFTWARE IS PROVIDED BY AUTHORS AND CONTRIBUTORS "AS IS" AND ANY EXPRESS OR IMPLIED WARRANTIES, INCLUDING, BUT NOT LIMITED TO, THE IMPLIED
WARRANTIES OF MERCHANTABILITY AND FITNESS FOR A PARTICULAR PURPOSE ARE DISCLAIMED. IN NO EVENT SHALL AUTHORS OR CONTRIBUTORS BE LIABLE FOR ANY DIRECT,
INDIRECT, INCIDENTAL, SPECIAL, EXEMPLARY, OR CONSEQUENTIAL DAMAGES (INCLUDING, BUT NOT LIMITED TO, PROCUREMENT OF SUBSTITUTE GOODS OR SERVICES; LOSS
OF USE, DATA, OR PROFITS; OR BUSINESS INTERRUPTION) HOWEVER CAUSED AND ON ANY THEORY OF LIABILITY, WHETHER IN CONTRACT, STRICT LIABILITY, OR TORT
(INCLUDING NEGLIGENCE OR OTHERWISE) ARISING IN ANY WAY OUT OF THE USE OF THIS SOFTWARE, EVEN IF ADVISED OF THE POSSIBILITY OF SUCH DAMAGE.
List of data tables
Worksheet | Data table | Type of table
Input | 1000. Company, charging year, data version | Input data
Input | 1001. CDCM target revenue | Composite
Input | 1010. Financial and general assumptions | Composite
Input | 1017. Diversity allowance between top and bottom of network level | Input data
Input | 1018. Proportion of relevant load going through 132kV/HV direct transformation | Input data
Input | 1019. Network model GSP peak demand (MW) | Input data
Input | 1020. Gross asset cost by network level (£) | Input data
Input | 1022. LV service model asset cost (£) | Input data
Input | 1023. HV service model asset cost (£) | Input data
Input | 1025. Matrix of applicability of LV service models to tariffs with fixed charges | Input data
Input | 1026. Matrix of applicability of LV service models to unmetered tariffs | Input data
Input | 1028. Matrix of applicability of HV service models to tariffs with fixed charges | Input data
Input | 1032. Loss adjustment factors to transmission | Input data
Input | 1037. Embedded network (LDNO) discounts | Input data
Input | 1041. Load profile data for demand users | Input data
Input | 1053. Volume forecasts for the charging year | Input data
Input | 1055. Transmission exit charges (£/year) | Input data
Input | 1059. Other expenditure | Input data
Input | 1060. Customer contributions under current connection charging policy | Input data
Input | 1061. Average split of rate 1 units by distribution time band | Input data
Input | 1062. Average split of rate 2 units by distribution time band | Input data
Input | 1064. Average split of rate 1 units by special distribution time band | Input data
Input | 1066. Typical annual hours by special distribution time band | Input data
Input | 1068. Typical annual hours by distribution time band | Input data
Input | 1069. Peaking probabilities by network level | Input data
Input | 1092. Average kVAr by kVA, by network level | Input data
Input | 1201. Current tariff information | Input data
LAFs | 2001. Loss adjustment factors to transmission | Composite
LAFs | 2002. Mapping of DRM network levels to core network levels | Fixed data
LAFs | 2003. Loss adjustment factor to transmission for each DRM network level | Sum-product calculation
LAFs | 2004. Loss adjustment factor to transmission for each network level | Combine tables
LAFs | 2005. Network use factors | Fixed data
LAFs | 2006. Proportion going through 132kV/EHV | Calculation
LAFs | 2007. Proportion going through EHV | Calculation
LAFs | 2008. Proportion going through EHV/HV | Calculation
LAFs | 2009. Rerouteing matrix for all network levels | Combine tables
LAFs | 2010. Network use factors: interim step in calculations before adjustments | Sum-product calculation
LAFs | 2011. Network use factors for all tariffs | Combine tables
LAFs | 2012. Loss adjustment factors between end user meter reading and each network level, scaled by network use | Calculation
DRM | 2101. Annuity rate | Calculation
DRM | 2102. Loss adjustment factor to transmission for each core level | Combine tables
DRM | 2103. Loss adjustment factors | Composite
DRM | 2104. Diversity calculations | Special calculation
DRM | 2105. Network model total maximum demand at substation (MW) | Calculation
DRM | 2106. Network model contribution to system maximum load measured at network level exit (MW) | Calculation
DRM | 2107. Rerouteing matrix for DRM network levels | Combine tables
DRM | 2108. GSP simultaneous maximum load assumed through each network level (MW) | Sum-product calculation
DRM | 2109. Network model annuity by simultaneous maximum load for each network level (£/kW/year) | Calculation
SM | 2201. Asset £/customer from LV service models | Sum-product calculation
SM | 2202. Asset £/(MWh/year) from LV service models | Sum-product calculation
SM | 2203. Service model asset p/kWh charge for unmetered tariffs | Calculation
SM | 2204. Asset £/customer from HV service models | Sum-product calculation
SM | 2205. Service model assets by tariff (£) | Combine tables
SM | 2206. Replacement annuities for service models | Composite
Loads | 2301. Demand coefficient (load at time of system maximum load divided by average load) | Calculation
Loads | 2302. Load coefficient | Combine tables
Loads | 2303. Discount map | Fixed data
Loads | 2304. LDNO discounts and volumes adjusted for discount | Composite
Loads | 2305. Equivalent volume for each end user | Cell summation
Multi | 2401. Adjust annual hours by distribution time band to match days in year | Composite
Multi | 2402. Normalisation of split of rate 1 units by time band | Composite
Multi | 2403. Split of rate 1 units between distribution time bands | Combine tables
Multi | 2404. Normalisation of split of rate 2 units by time band | Composite
Multi | 2405. Split of rate 2 units between distribution time bands | Combine tables
Multi | 2406. Split of rate 3 units between distribution time bands (default) | Fixed data
Multi | 2407. All units (MWh) | Calculation
Multi | 2408. Calculation of implied load coefficients for one-rate users | Calculation
Multi | 2409. Calculation of implied load coefficients for two-rate users | Calculation
Multi | 2410. Calculation of implied load coefficients for three-rate users | Calculation
Multi | 2411. Calculation of adjusted time band load coefficients | Composite
Multi | 2412. Normalisation of peaking probabilities | Composite
Multi | 2413. Peaking probabilities by network level (reshaped) | Reshape table
Multi | 2414. Pseudo load coefficient by time band and network level | Calculation
Multi | 2415. Aggregated half hourly pseudo timeband load coefficients | Copy cells
Multi | 2416. Off-peak non half hourly units (MWh) | Copy cells
Multi | 2417. Off-peak non half hourly timeband use | Copy cells
Multi | 2418. Multi rate non half hourly units (MWh) | Copy cells
Multi | 2419. Single rate non half hourly timeband use | Copy cells
Multi | 2420. Single rate non half hourly units (MWh) | Copy cells
Multi | 2421. Multi rate non half hourly timeband use | Copy cells
Multi | 2422. Average non half hourly timeband use | Calculation
Multi | 2423. Aggregated half hourly tariff pseudo load coefficient using average non half hourly unit mix | Sum-product calculation
Multi | 2424. Off-peak non half hourly pseudo timeband load coefficients | Copy cells
Multi | 2425. Off-peak non half hourly tariff pseudo load coefficient | Sum-product calculation
Multi | 2426. Single rate non half hourly tariff load coefficient | Copy cells
Multi | 2427. Multi rate non half hourly pseudo timeband load coefficients | Copy cells
Multi | 2428. Multi rate non half hourly tariff pseudo load coefficient | Sum-product calculation
Multi | 2429. Average non half hourly tariff pseudo load coefficient | Calculation
Multi | 2430. Relative correction factor for aggregated half hourly tariff | Calculation
Multi | 2431. Aggregated half hourly units (MWh) | Copy cells
Multi | 2432. Aggregated half hourly timeband use | Copy cells
Multi | 2433. Aggregated half hourly tariff pseudo load coefficient | Sum-product calculation
Multi | 2434. Correction factor for non half hourly tariffs | Calculation
Multi | 2435. Single rate non half hourly corrected pseudo timeband load coefficient | Calculation
Multi | 2436. Multi rate non half hourly corrected pseudo timeband load coefficient | Calculation
Multi | 2437. Off-peak non half hourly corrected pseudo timeband load coefficient | Calculation
Multi | 2438. Aggregated half hourly corrected pseudo timeband load coefficient | Calculation
Multi | 2439. Pseudo load coefficient by time band and network level (equalised) | Combine tables
Multi | 2440. Unit rate 1 pseudo load coefficient by network level | Sum-product calculation
Multi | 2441. Unit rate 2 pseudo load coefficient by network level | Sum-product calculation
Multi | 2442. Unit rate 3 pseudo load coefficient by network level | Sum-product calculation
Multi | 2443. Adjust annual hours by special distribution time band to match days in year | Composite
Multi | 2444. Normalisation of split of rate 1 units by special time band | Composite
Multi | 2445. Split of rate 1 units between special distribution time bands | Combine tables
Multi | 2446. Split of rate 2 units between special distribution time bands (default) | Fixed data
Multi | 2447. Split of rate 3 units between special distribution time bands (default) | Fixed data
Multi | 2448. Calculation of implied special load coefficients for one-rate users | Calculation
Multi | 2449. Calculation of implied special load coefficients for three-rate users | Calculation
Multi | 2450. Estimated contributions to peak demand | Composite
Multi | 2451. Load coefficient correction factor for the group | Calculation
Multi | 2452. Calculation of special peaking probabilities | Composite
Multi | 2453. Special peaking probabilities by network level | Combine tables
Multi | 2454. Special peaking probabilities by network level (reshaped) | Reshape table
Multi | 2455. Pseudo load coefficient by time band and network level | Calculation
Multi | 2456. Unit rate 1 pseudo load coefficient by network level (special) | Sum-product calculation
Multi | 2457. Unit rate 2 pseudo load coefficient by network level (special) | Sum-product calculation
Multi | 2458. Unit rate 3 pseudo load coefficient by network level (special) | Sum-product calculation
Multi | 2459. Unit rate 1 pseudo load coefficient by network level (combined) | Combine tables
Multi | 2460. Unit rate 2 pseudo load coefficient by network level (combined) | Combine tables
Multi | 2461. Unit rate 3 pseudo load coefficient by network level (combined) | Combine tables
SMD | 2501. Contributions of users on one-rate multi tariffs to system simultaneous maximum load by network level (kW) | Calculation
SMD | 2502. Contributions of users on two-rate multi tariffs to system simultaneous maximum load by network level (kW) | Calculation
SMD | 2503. Contributions of users on three-rate multi tariffs to system simultaneous maximum load by network level (kW) | Calculation
SMD | 2504. Estimated contributions of users on each tariff to system simultaneous maximum load by network level (kW) | Calculation
SMD | 2505. Contributions of users on each tariff to system simultaneous maximum load by network level (kW) | Combine tables
SMD | 2506. Forecast system simultaneous maximum load (kW) from forecast units | Cell summation
AMD | 2601. Pre-processing of data for standing charge factors | Composite
AMD | 2602. Standing charges factors adapted to use 132kV/HV | Combine tables
AMD | 2603. Capacity-based contributions to chargeable aggregate maximum load by network level (kW) | Calculation
AMD | 2604. Unit-based contributions to chargeable aggregate maximum load (kW) | Calculation
AMD | 2605. Contributions to aggregate maximum load by network level (kW) | Combine tables
AMD | 2606. Forecast chargeable aggregate maximum load (kW) | Cell summation
AMD | 2607. Forecast simultaneous load subject to standing charge factors (kW) | Calculation
AMD | 2608. Forecast simultaneous load replaced by standing charge (kW) | Cell summation
AMD | 2609. Calculated LV diversity allowance | Calculation
AMD | 2610. Network level mapping for diversity allowances | Fixed data
AMD | 2611. Diversity allowances including 132kV/HV | Sum-product calculation
AMD | 2612. Diversity allowances (including calculated LV value) | Combine tables
AMD | 2613. Forecast simultaneous maximum load (kW) adjusted for standing charges | Calculation
Otex | 2701. Operating expenditure coded by network level (£/year) | Combine tables
Otex | 2702. Network model assets (£) scaled by load forecast | Calculation
Otex | 2703. Annual consumption by tariff for unmetered users (MWh) | Copy cells
Otex | 2704. Total unmetered units | Cell summation
Otex | 2705. Service model asset data | Composite
Otex | 2706. Data for allocation of operating expenditure | Composite
Otex | 2707. Amount of expenditure to be allocated according to asset values (£/year) | Calculation
Otex | 2708. Total operating expenditure by network level (£/year) | Calculation
Otex | 2709. Operating expenditure percentage by network level | Calculation
Otex | 2710. Unit operating expenditure based on simultaneous maximum load (£/kW/year) | Calculation
Otex | 2711. Operating expenditure for customer assets p/MPAN/day | Composite
Otex | 2712. Operating expenditure for unmetered customer assets (p/kWh) | Calculation
Contrib | 2801. Network level of supply (for customer contributions) by tariff | Fixed data
Contrib | 2802. Contribution proportion of asset annuities, by customer type and network level of assets | Calculation
Contrib | 2803. Proportion of assets annuities deemed to be covered by customer contributions | Sum-product calculation
Contrib | 2804. Proportion of annual charge covered by contributions (for all charging levels) | Combine tables
Yard | 2901. Unit cost at each level, £/kW/year (relative to system simultaneous maximum load) | Combine tables
Yard | 2902. Pay-as-you-go yardstick unit costs by charging level (p/kWh) | Calculation
Yard | 2903. Contributions to pay-as-you-go unit rate 1 (p/kWh) | Calculation
Yard | 2904. Contributions to pay-as-you-go unit rate 2 (p/kWh) | Calculation
Yard | 2905. Contributions to pay-as-you-go unit rate 3 (p/kWh) | Calculation
Standing | 3001. Costs based on aggregate maximum load (£/kW/year) | Calculation
Standing | 3002. Capacity elements p/kVA/day | Calculation
Standing | 3003. Yardstick components p/kWh (taking account of standing charges) | Calculation
Standing | 3004. Contributions to unit rate 1 p/kWh by network level (taking account of standing charges) | Calculation
Standing | 3005. Contributions to unit rate 2 p/kWh by network level (taking account of standing charges) | Calculation
Standing | 3006. Contributions to unit rate 3 p/kWh by network level (taking account of standing charges) | Calculation
AggCap | 3101. Mapping of tariffs to tariff groups | Fixed data
AggCap | 3102. Capacity use for tariffs charged for capacity on an exit point basis | Composite
AggCap | 3103. Aggregate number of users charged for capacity on an exit point basis | Sum-product calculation
AggCap | 3104. Aggregate capacity (kW) | Sum-product calculation
AggCap | 3105. Average maximum kVA by exit point | Calculation
AggCap | 3106. Deemed average maximum kVA for each tariff | Sum-product calculation
AggCap | 3107. Capacity-driven fixed charge elements from standing charges factors p/MPAN/day | Calculation
Reactive | 3201. Standard components p/kWh for reactive power (absolute value) | Calculation
Reactive | 3202. Standard reactive p/kVArh | Calculation
Reactive | 3203. Network use factors for generator reactive unit charges | Fixed data
Reactive | 3204. Absolute value of load coefficient (kW peak / average kW) | Calculation
Reactive | 3205. Pay-as-you-go components p/kWh for reactive power (absolute value) | Calculation
Reactive | 3206. Pay-as-you-go reactive p/kVArh | Calculation
Aggreg | 3301. Unit rate 1 p/kWh (elements) | Combine tables
Aggreg | 3302. Unit rate 2 p/kWh (elements) | Combine tables
Aggreg | 3303. Unit rate 3 p/kWh (elements) | Combine tables
Aggreg | 3304. Fixed charge p/MPAN/day (elements) | Combine tables
Aggreg | 3305. Capacity charge p/kVA/day (elements) | Copy cells
Aggreg | 3306. Reactive power charge p/kVArh (elements) | Combine tables
Aggreg | 3307. Summary of charges before revenue matching | Cell summation
Revenue | 3401. Net revenues by tariff before matching (£) | Calculation
Revenue | 3402. Target CDCM revenue | Composite
Revenue | 3403. Revenue surplus or shortfall | Composite
Scaler | 3501. Factor to scale to £1/kW at transmission exit level | Calculation
Scaler | 3502. Applicability factor for £1/kW scaler | Combine tables
Scaler | 3503. Scalable elements of tariff components | Sum-product calculation
Scaler | 3504. Scaler value at which the minimum is breached | Calculation
Scaler | 3505. Marginal revenue effect of scaler | Calculation
Scaler | 3506. Constraint-free solution | Calculation
Scaler | 3507. Starting point | Calculation
Scaler | 3508. Solve for General scaler rate | Composite
Scaler | 3509. General scaler rate | Calculation
Scaler | 3510. Scaler | Calculation
Adjust | 3601. Tariffs before rounding | Calculation
Adjust | 3602. Decimal places | Fixed data
Adjust | 3603. Tariff rounding | Calculation
Adjust | 3604. All the way tariffs | Calculation
Adjust | 3605. Net revenues by tariff from rounding | Calculation
Adjust | 3606. Revenue forecast summary | Composite
Adjust | 3607. Tariffs | Calculation
Tariffs | 3701. Tariffs | Composite
Summary | 3801. Headline parameters | Composite
Summary | 3802. Revenue summary | Composite
Summary | 3803. Revenue summary by tariff component | Cell summation
M-Rev | 3901. Revenue matrix by tariff | Composite
M-Rev | 3902. Revenues by charging element and network level | Cell summation
CData | 4001. Revenues under current tariffs (£) | Calculation
CData | 4002. All-the-way volumes | Copy cells
CData | 4003. Normalised to | Fixed data
CData | 4004. Normalised volumes for comparisons | Calculation
CData | 4005. LDNO LV charges (normalised £) | Copy cells
CData | 4006. LDNO HV charges (normalised £) | Copy cells
CTables | 4101. Comparison with current all-the-way demand tariffs | Composite
CTables | 4102. LDNO margins in use of system charges | Composite
M-ATW | Tariff matrices | Notes
Technical notes, configuration and code identification
---
PerlModule: CDCM
agghhequalisation: 1
alwaysUseRAG: 1
colour: orange
drm: top500gsp
extraLevels: 1
fixedCap: 1-4
matrices: big
noReplacement: blanket
pcd: 1
portfolio: 1
protect: 1
revisionText: r6565
scaler: levelledpickexitnogenminzero
standing: sub132
summary: consultation
targetRevenue: dcp132
tariffs: commongensubdcp130dcp163pc12hhpc34hh
template: '%-dcp179apr-ctables+'
timeOfDay: timeOfDay179
validation: lenientnomsg
'~codeValidation':
Ancillary/Validation.pm: 3654bbaa7b87feb68586bd73ec7cf260a709c477
CDCM/AML.pm: e2d3c030073e365b1437feef81a5b49e32683cbc
CDCM/Aggregation.pm: 764647a2bdac82f6e88855774ae67cf18f39644d
CDCM/Contributions.pm: 2f31246642588d289e13d0aea0f8c2cf61eb4d3b
CDCM/Loads.pm: 83f0ec5251a230358df1a9ffdee0b4ab943853a9
CDCM/Master.pm: 66d81d8472b047c86f557cd45fcb40187bb7ffe8
CDCM/Matching.pm: d81128fb35c766acb5a3e9e89aaa4b595f9fe402
CDCM/NetworkSizer.pm: 2a6f2bfa1963c81211a527f5e03e88a5dc03044a
CDCM/Operating.pm: 44208c4912d7cd552726cce14284999a3a0b5a30
CDCM/Reactive.pm: 123211c1681680ec6c0f32291329f042a5d38160
CDCM/Revenue.pm: 5ac88d48b3f27e3bcfe429b76e902aad6c9a8ded
CDCM/Routeing.pm: f2fec7754f4045b643bca636f1a32fde75b5c8a5
CDCM/SML.pm: 9a59ad5be0f50b659561a33cd43b28b764d8f07d
CDCM/ServiceModels.pm: 6aef717f9faaa1f39c59408c64cd9d3fb65533fe
CDCM/Setup.pm: b54690e66166bcd6c403e199d9db536713bae46b
CDCM/Sheets.pm: bf14f7586c4c11858cf3b648a1fade12561afa9f
CDCM/Standing.pm: ccfec510581933673aa436c83d44b7e5b406643e
CDCM/Summary.pm: d850ec342829e8c9d0095f2b62faad07956452db
CDCM/Table1001.pm: b36a1bf054b92e4bc5cd3e5a31a5e016927f4ac5
CDCM/TariffList.pm: c0ebac2b8114b5670cf91fd07b143e248ce20510
CDCM/Tariffs.pm: 8050f59a1a368909e901eb609906d38b8c96674c
CDCM/TimeOfDay179.pm: fadad26dcc3cc6dc0f11c7a6285f6324ce4e2197
CDCM/Yardsticks.pm: 8bc0af24d08486e555ee227cb16e2fcd926e673f
SpreadsheetModel/Arithmetic.pm: 670ae75296cec7af2e634ed927328908a52d5f67
SpreadsheetModel/Columnset.pm: 5c34600e89d3f723b31b3087d38117999ff690c3
SpreadsheetModel/Custom.pm: ba775a3f973deebb6f66fb33b97e32847a1700ad
SpreadsheetModel/Dataset.pm: 3d4fb887276e2951db041c3c37e60857b5626c48
SpreadsheetModel/GroupBy.pm: 289df4c58bbfea7cee8fbc376fa82bb2c266eeff
SpreadsheetModel/Label.pm: 053d8801da63a168d467ae3cf12c6c32325befe3
SpreadsheetModel/Labelset.pm: ee0eb50104977e351e1be4e410bf1f49668fd61d
SpreadsheetModel/Logger.pm: 52b3c6966e77692799835df66ff45e57c239e564
SpreadsheetModel/Notes.pm: ff8403ff84922e96921b10fbad37b998dc10ed8c
SpreadsheetModel/Object.pm: 0e1d7536f3a22d6a9c868f56f33110b25681f34c
SpreadsheetModel/Reshape.pm: db327684ed6c50c3084959ea625b473eb287e3c8
SpreadsheetModel/SegmentRoot.pm: ecdfe570dcb673e31228edd1da3569cc1140a6a7
SpreadsheetModel/Shortcuts.pm: 81b68efc70dd2263c3478f3ce3269cf6ebb3ee8b
SpreadsheetModel/Stack.pm: 124115bcc7dec07a0e5364ad9141a4ae1e3a036a
SpreadsheetModel/SumProduct.pm: 25580363232a65f6bf14f9c3c5941af65abcfea7
SpreadsheetModel/WorkbookCreate.pm: f102b5aacedb6303a2646fe56c783e8ec1ab9b12
SpreadsheetModel/WorkbookFormats.pm: 719330a80e943d14a8248d5bdb8e25f1b718b887
SpreadsheetModel/WorkbookXLSX.pm: 993aed4d3b85aea1488bfb58de2974b81e89d8a2
'~datasetName': Blank1001
'~datasetSource':
file: CDCM/Current/Blank1001.yml
validation: fe3068be7cd6db232031351ddfe2bf4adf1572eb
Generated on Fri 25 Apr 2014 12:02:18 by dcmf.co.uk

## Input
Input data for WPD South West in April 16 (Finals)
This sheet contains all the input data (except LLFCs which can be entered directly into the Tariff sheet).
1000. Company, charging year, data version
| Company | Year | Version
Company, charging year, data version | WPD South West | April 16 | Finals
1001. CDCM target revenue
| Further description | Term | CRC | Value | Revenue elements and subtotals (£/year)
Base Demand Revenue Before Inflation | A1 | PUt | CRC3 | 290152561.7595 | 290152561.7595
RPI Indexation Factor | A2 | PIADt | CRC3 | 1.087 | 25243272.8731
Merger Adjustment | A3 | MGt | CRC3 | 0 | 0
Base Demand Revenue | A = A1*A2 – A3 | BRt | CRC3 |  | 315395834.6325
Pass-Through Business Rates | B1 | RBt | CRC4 | 0 | 0
Pass-Through Licence Fees | B2 | LFt | CRC4 | 0 | 0
Pass-Through Transmission Exit | B3 | TBt | CRC4 | 0 | 0
Pass-Through Price Control Reopener | B4 | UNCt | CRC4 | 0 | 0
Pass-Through Others | B5 | MPTt, HBt, IEDt | CRC4 | 0 | 0
Allowed Pass-Through Items | B=B1+B2+B3+B4+B5 | PTt | CRC3 |  | 0
Losses Incentive #1 | C1 | UILt | CRC7 |  | 0
Losses Incentive #2 | C1 | PCOLt | CRC7 |  | 0
Losses Incentive #3 | C1 | -COLt | CRC7 |  | 0
Losses Incentive #4 | C1 | PPLt | CRC7 | -1910085.6948 | -1910085.6948
Quality of Service Incentive Adjustment | C2 | IQt | CRC8 | 7976358.5217 | 7976358.5217
Transmission Connection Point Charges Incentive Adjustment | C3 | ITt | CRC9 | 0 | 0
Innovation Funding Incentive Adjustment | C4 | IFIt | CRC10 | 1576979.1732 | 1576979.1732
Incentive Revenue for Distributed Generation | C5 | IGt | CRC11 | 0 | 0
Connection Guaranteed Standards Systems & Processes penalty | C6 | CGSRAt, CGSSPt & AUMt | CRC12 | 0 | 0
Low Carbon Network Fund #1 | C7 | LCN1t | CRC13 |  | 0
Low Carbon Network Fund #2 | C7 | LCN2t | CRC13 | 355362.0405 | 355362.0405
Low Carbon Network Fund #3 | C7 | LCN3t | CRC13 |  | 0
Incentive Revenue and Other Adjustments | C=C1+C2+C3+C4+C5+C6+C7 |  |  |  | 7998614.0406
Correction Factor | D | -Kt | CRC3 | 21218210.0169 | 21218210.0169
Tax Trigger Mechanism Adjustment | E | CTRAt | CRC3 |  | 0
Total Allowed Revenue | F=A+B+C+D+E | ARt |  |  | 344612658.69
Other 1. Excluded services - Top-up, standby, and enhanced system security | G1 (see note 1) | ES4 | CRC15 |  | 0
Other 2. Excluded services - Revenue protection services | G2 (see note 1) | ES5 | CRC15 |  | 0
Other 3. Excluded services - Miscellaneous | G3 (see note 1) | ES7 | CRC15 |  | 0
Other 4. - please provide description if used | G4 |  |  |  | 0
Other 5. - please provide description if used | G5 |  |  |  | 0
Total Other Revenue to be Recovered by Use of System Charges | G=G1+G2+G3+G4+G5 |  |  |  | 0
Total Revenue for Use of System Charges | H = F + G |  |  |  | 344612658.69
1. Revenue raised outside CDCM - EDCM and Certain Interconnector Revenue | I1 |  |  | 6117084.9439 | -6117084.9439
2. Voluntary under-recovery | I2 |  |  |  | 0
3. Revenue raised outside CDCM - please provide description if used | I3 |  |  | 7532724.9855 | -7532724.9855
4. Revenue raised outside CDCM - please provide description if used | I4 |  |  |  | 0
Total Revenue to be raised outside the CDCM | I=I1+I2+I3+I4 |  |  |  | -13649809.9294
Latest Forecast of CDCM Revenue | J = H – I |  |  |  | 330962848.7606
Note 1: Revenues associated with excluded services should only be included insofar as they are charged as Use of System Charges.
1010. Financial and general assumptions
Sources: financial assumptions; calendar; network model.
These financial assumptions determine the annuity rate applied to convert the asset values of the network model into an annual charge.
| Rate of return | Annualisation period (years) | Annuity proportion for customer-contributed assets | Power factor | Days in the charging year
Financial and general assumptions | 4.35% | 40 | 0 | 0.95 | 365
1017. Diversity allowance between top and bottom of network level
Source: operational data analysis and/or network model.
The diversity figure against GSP is the diversity between GSP Group (the whole system) and individual GSPs.
The diversity figure against 132kV is the diversity between GSPs (the top of the 132kV network) and 132kV/EHV bulk supply points (the bottom of the 132kV network).
The diversity figure against EHV is the diversity between 132kV/EHV bulk supply points (the top of the EHV network) and EHV/HV primary substations (the bottom of the EHV network).
The diversity figure against HV is the diversity between EHV/HV primary substations (the top of the HV network) and HV/LV substations (the bottom of the HV network).
Diversity allowance between top and bottom of network level
GSPs | 2.2%
132kV | 3.1%
132kV/EHV
EHV | 7.5%
EHV/HV
HV | 37%
HV/LV
LV circuits
1018. Proportion of relevant load going through 132kV/HV direct transformation
132kV/HV
EHV/HV
1019. Network model GSP peak demand (MW)
Network model GSP peak demand (MW)
Network model GSP peak demand (MW) | 500
1020. Gross asset cost by network level (£)
Gross assets £
132kV | 111419930.2264
132kV/EHV | 15781435.2701
EHV | 39840185.592
EHV/HV | 40041227.1487
132kV/HV | 0
HV | 142603119.2575
HV/LV | 60769296.6562
LV circuits | 130516403.4356
1022. LV service model asset cost (£)
| LV service model 1 | LV service model 2 | LV service model 3 | LV service model 4 | LV service model 5 | LV service model 6 | LV service model 7 | LV service model 8
LV service model asset cost (£) | 5105.1767 | 574.2813 | 699.1834 | 518.5284 | 1178.7304 | 907.8736 | 0 | 474.8232
1023. HV service model asset cost (£)
| HV service model 1 | HV service model 2 | HV service model 3 | HV service model 4 | HV service model 5
HV service model asset cost (£) | 9007.1598 | 4342.656
1025. Matrix of applicability of LV service models to tariffs with fixed charges
| LV service model 1 | LV service model 2 | LV service model 3 | LV service model 4 | LV service model 5 | LV service model 6 | LV service model 7 | LV service model 8
Domestic Unrestricted | 5% | 0% | 0% | 0%
Domestic Two Rate | 5% | 0% | 0% | 0%
Small Non Domestic Unrestricted | 0% | 100% | 0% | 0%
Small Non Domestic Two Rate | 0% | 100% | 0% | 0%
LV Medium Non-Domestic | 0% | 0% | 100% | 0%
LV Sub Medium Non-Domestic | 0% | 0% | 0% | 100%
LV Network Domestic | 5%
LV Network Non-Domestic Non-CT |  | 100%
LV HH Metered | 0% | 0% | 0% | 0% | 100% | 0% | 0% | 0%
LV Sub HH Metered | 0% | 0% | 0% | 0% | 0% | 100% | 0% | 0%
LV Generation NHH or Aggregate HH | 0% | 0% | 0% | 0% | 0% | 0% | 100% | 0%
LV Sub Generation NHH | 0% | 0% | 0% | 0% | 0% | 0% | 100% | 0%
LV Generation Intermittent | 0% | 0% | 0% | 0% | 0% | 0% | 100% | 0%
LV Generation Non-Intermittent | 0% | 0% | 0% | 0% | 0% | 0% | 0% | 0%
LV Sub Generation Intermittent | 0% | 0% | 0% | 0% | 0% | 0% | 0% | 0%
LV Sub Generation Non-Intermittent | 0% | 0% | 0% | 0% | 0% | 0% | 0% | 0%
1026. Matrix of applicability of LV service models to unmetered tariffs
Source: service models
Proportion of service model involved in connecting load of 1 MWh/year
| LV service model 1 | LV service model 2 | LV service model 3 | LV service model 4 | LV service model 5 | LV service model 6 | LV service model 7 | LV service model 8
All LV unmetered tariffs | [7 empty] | 0.4876
1028. Matrix of applicability of HV service models to tariffs with fixed charges
| HV service model 1 | HV service model 2 | HV service model 3 | HV service model 4 | HV service model 5
HV Medium Non-Domestic | 100%
HV HH Metered | 100%
HV Generation Intermittent |  | 100%
HV Generation Non-Intermittent |  | 100%
1032. Loss adjustment factors to transmission
Source: losses model or loss adjustment factors at time of system peak.
| 132kV | 132kV/EHV | EHV | EHV/HV | HV | HV/LV | LV circuits
Loss adjustment factor | 1.008 | 1.011 | 1.024 | 1.034 | 1.057 | 1.07 | 1.085
1037. Embedded network (LDNO) discounts
Source: separate price control disaggregation model.
| No discount | LDNO LV: LV user | LDNO HV: LV user | LDNO HV: LV sub user | LDNO HV: HV user
LDNO discount |  | 37.08% | 62.58% | 38.64% | 27.22%
1041. Load profile data for demand users
Source: load data analysis.
| Coincidence factor | Load factor
Domestic Unrestricted | 0.89598 | 0.41537
Domestic Two Rate | 0.32458 | 0.25454
Domestic Off Peak (related MPAN) |  | 0.14543
Small Non Domestic Unrestricted | 0.6504 | 0.3936
Small Non Domestic Two Rate | 0.60748 | 0.44734
Small Non Domestic Off Peak (related MPAN) |  | 0.15298
LV Medium Non-Domestic | 0.86566 | 0.59523
LV Sub Medium Non-Domestic | 0.83934 | 0.60267
HV Medium Non-Domestic | 0.69708 | 0.48549
LV Network Domestic | 0.8062 | 0.38734
LV Network Non-Domestic Non-CT | 0.64178 | 0.39821
LV HH Metered | 0.81736 | 0.5907
LV Sub HH Metered | 0.77851 | 0.61451
HV HH Metered | 0.81144 | 0.72214
NHH UMS category A | 1 | 1
NHH UMS category B | 0.98388 | 0.47554
NHH UMS category C | 0.88074 | 0.24607
NHH UMS category D | 0 | 0.51524
LV UMS (Pseudo HH Metered) | 0.97616 | 0.46048
1053. Volume forecasts for the charging year
Source: forecast.
Please include MPAN counts for tariffs with no fixed charge (e.g. off-peak tariffs),
but exclude MPANs on tariffs with a fixed charge that are not subject to a fixed charge due to a site grouping arrangement.
| Rate 1 units (MWh) | Rate 2 units (MWh) | Rate 3 units (MWh) | MPANs | Import capacity (kVA) | Reactive power units (MVArh)
> Domestic Unrestricted
Domestic Unrestricted | 4168538.38 | 0 | 0 | 1208622 | 0 | 0
LDNO LV: Domestic Unrestricted | 13466.6225 | 0 | 0 | 5131 | 0 | 0
LDNO HV: Domestic Unrestricted | 19513.3075 | 0 | 0 | 8079 | 0 | 0
> Domestic Two Rate
Domestic Two Rate | 663175.4554 | 698638.7098 | 0 | 220635 | 0 | 0
LDNO LV: Domestic Two Rate | 932.1807 | 437.7895 | 0 | 394 | 0 | 0
LDNO HV: Domestic Two Rate | 888.9483 | 364.5347 | 0 | 328 | 0 | 0
> Domestic Off Peak (related MPAN)
Domestic Off Peak (related MPAN) | 64197.0827 | 0 | 0 | 16604 | 0 | 0
LDNO LV: Domestic Off Peak (related MPAN) | 0 | 0 | 0 | 0 | 0 | 0
LDNO HV: Domestic Off Peak (related MPAN) | 0 | 0 | 0 | 0 | 0 | 0
> Small Non Domestic Unrestricted
Small Non Domestic Unrestricted | 1173934.6182 | 0 | 0 | 108567 | 0 | 0
LDNO LV: Small Non Domestic Unrestricted | 790.1121 | 0 | 0 | 109 | 0 | 0
LDNO HV: Small Non Domestic Unrestricted | 6735.9785 | 0 | 0 | 350 | 0 | 0
> Small Non Domestic Two Rate
Small Non Domestic Two Rate | 376239.6554 | 173841.044 | 0 | 27763 | 0 | 0
LDNO LV: Small Non Domestic Two Rate | 39.4014 | 10.8269 | 0 | 2 | 0 | 0
LDNO HV: Small Non Domestic Two Rate | 867.0898 | 275.9699 | 0 | 22 | 0 | 0
> Small Non Domestic Off Peak (related MPAN)
Small Non Domestic Off Peak (related MPAN) | 23325.8603 | 0 | 0 | 3507 | 0 | 0
LDNO LV: Small Non Domestic Off Peak (related MPAN) | 0 | 0 | 0 | 0 | 0 | 0
LDNO HV: Small Non Domestic Off Peak (related MPAN) | 0 | 0 | 0 | 0 | 0 | 0
> LV Medium Non-Domestic
LV Medium Non-Domestic | 427528.8727 | 105993.876 | 0 | 6068.9847 | 0 | 0
LDNO LV: LV Medium Non-Domestic | 88.9623 | 27.4552 | 0 | 1.3008 | 0 | 0
LDNO HV: LV Medium Non-Domestic | 3569.698 | 544.8141 | 0 | 37.0734 | 0 | 0
> LV Sub Medium Non-Domestic
LV Sub Medium Non-Domestic | 42068.6255 | 11736.0801 | 0 | 450.0844 | 0 | 0
> HV Medium Non-Domestic
HV Medium Non-Domestic | 1538.6836 | 436.4451 | 0 | 17.5611 | 0 | 0
> LV Network Domestic
LV Network Domestic | 0 | 0 | 0 | 0 | 0 | 0
LDNO LV: LV Network Domestic | 0 | 0 | 0 | 0 | 0 | 0
LDNO HV: LV Network Domestic | 0 | 0 | 0 | 0 | 0 | 0
> LV Network Non-Domestic Non-CT
LV Network Non-Domestic Non-CT | 9584.8223 | 71676.4243 | 68426.3562 | 2200.9759 | 0 | 0
LDNO LV: LV Network Non-Domestic Non-CT | 2.7627 | 20.6605 | 20.6593 | 0.47176 | 0 | 0
LDNO HV: LV Network Non-Domestic Non-CT | 84.1784 | 629.3937 | 498.892 | 13.445 | 0 | 0
> LV HH Metered
LV HH Metered | 67455.6663 | 484412.5194 | 420321.6855 | 4354.0395 | 511822.119 | 79052.181
LDNO LV: LV HH Metered | 17.0381 | 148.6795 | 91.3813 | 2.2274 | 17.9664 | 11.497
LDNO HV: LV HH Metered | 2728.2573 | 17767.6975 | 15032.6639 | 64.4815 | 17512.0417 | 1577.361
> LV Sub HH Metered
LV Sub HH Metered | 49420.0384 | 365626.7428 | 332770.5557 | 1571.9156 | 348837.0805 | 74091.67
LDNO HV: LV Sub HH Metered | 0.53546 | 6.3818 | 16.833 | 1 | 1000 | 0
> HV HH Metered
HV HH Metered | 162287.5372 | 1149365.8885 | 1238534.8314 | 1039.4389 | 934915.5737 | 187754.548
LDNO HV: HV HH Metered | 954.0896 | 6042.6797 | 8360.0279 | 7 | 7000 | 250.734
> NHH UMS category A
NHH UMS category A | 13729.2133 | 0 | 0 | 712.5286 | 0 | 0
LDNO LV: NHH UMS category A | 170.4177 | 0 | 0 | 0 | 0 | 0
LDNO HV: NHH UMS category A | 7.5209 | 0 | 0 | 0 | 0 | 0
> NHH UMS category B
NHH UMS category B | 4919.5619 | 0 | 0 | 666.0374 | 0 | 0
LDNO LV: NHH UMS category B | 74.7304 | 0 | 0 | 0 | 0 | 0
LDNO HV: NHH UMS category B | 160.4008 | 0 | 0 | 0 | 0 | 0
> NHH UMS category C
NHH UMS category C | 605.5057 | 0 | 0 | 169.794 | 0 | 0
LDNO LV: NHH UMS category C | 6.8645 | 0 | 0 | 0 | 0 | 0
LDNO HV: NHH UMS category C | 122.1846 | 0 | 0 | 0 | 0 | 0
> NHH UMS category D
NHH UMS category D | 0 | 0 | 0 | 1.0107 | 0 | 0
LDNO LV: NHH UMS category D | 0 | 0 | 0 | 0 | 0 | 0
LDNO HV: NHH UMS category D | 0 | 0 | 0 | 0 | 0 | 0
> LV UMS (Pseudo HH Metered)
LV UMS (Pseudo HH Metered) | 4184.523 | 26738.0279 | 90094.8523 | 0 | 0 | 0
LDNO LV: LV UMS (Pseudo HH Metered) | 0 | 0 | 0 | 0 | 0 | 0
LDNO HV: LV UMS (Pseudo HH Metered) | 0 | 0 | 0 | 0 | 0 | 0
> LV Generation NHH or Aggregate HH
LV Generation NHH or Aggregate HH | 2909.5226 | 0 | 0 | 262.7765 | 0 | 0
LDNO LV: LV Generation NHH or Aggregate HH | 131.3729 | 0 | 0 | 0 | 0 | 0
LDNO HV: LV Generation NHH or Aggregate HH | 0 | 0 | 0 | 0 | 0 | 0
> LV Sub Generation NHH
LV Sub Generation NHH | 0 | 0 | 0 | 0 | 0 | 0
LDNO HV: LV Sub Generation NHH | 0 | 0 | 0 | 0 | 0 | 0
> LV Generation Intermittent
LV Generation Intermittent | 71952.3169 | 0 | 0 | 501.2967 | 0 | 3896.113
LDNO LV: LV Generation Intermittent | 0 | 0 | 0 | 0 | 0 | 0
LDNO HV: LV Generation Intermittent | 521.4827 | 0 | 0 | 0 | 0 | 0
> LV Generation Non-Intermittent
LV Generation Non-Intermittent | 149.1016 | 1103.976 | 1216.9386 | 8.0854 | 0 | 376.55
LDNO LV: LV Generation Non-Intermittent | 0 | 0 | 0 | 0 | 0 | 0
LDNO HV: LV Generation Non-Intermittent | 0 | 0 | 0 | 0 | 0 | 0
> LV Sub Generation Intermittent
LV Sub Generation Intermittent | 11369.4368 | 0 | 0 | 60.6407 | 0 | 1309.103
LDNO HV: LV Sub Generation Intermittent | 0 | 0 | 0 | 0 | 0 | 0
> LV Sub Generation Non-Intermittent
LV Sub Generation Non-Intermittent | 225.5396 | 1261.5817 | 2043.4146 | 9.0961 | 0 | 231.941
LDNO HV: LV Sub Generation Non-Intermittent | 0 | 0 | 0 | 0 | 0 | 0
> HV Generation Intermittent
HV Generation Intermittent | 331383.3451 | 0 | 0 | 147 | 0 | 2375.5
LDNO HV: HV Generation Intermittent | 63.2869 | 0 | 0 | 0 | 0 | 112.063
> HV Generation Non-Intermittent
HV Generation Non-Intermittent | 13973.1165 | 87696.0477 | 124714.4413 | 52 | 0 | 1625.64
LDNO HV: HV Generation Non-Intermittent | 5.0772 | 0 | 0 | 0 | 0 | 1.017
1055. Transmission exit charges (£/year)
Source: forecast.
Transmission exit
Transmission exit charges (£/year) | 8658635.3254
1059. Other expenditure
| Direct cost (£/year) | Indirect cost (£/year) | Indirect cost proportion | Network rates (£/year)
Other expenditure | 26646449.8825 | 97449575.422 | 60% | 15752928
1060. Customer contributions under current connection charging policy
Source: analysis of expenditure data and/or survey of capital expenditure schemes.
Customer contribution percentages by network level of supply and by asset network level.
These proportions should reflect the current connection charging method, not necessarily the method that was in place when the connection was built.
| Assets 132kV | Assets 132kV/EHV | Assets EHV | Assets EHV/HV | Assets 132kV/HV | Assets HV | Assets HV/LV | Assets LV circuits
LV network | 0% |  |  | 81% |  | 81% | 95% | 95%
LV substation | 0% | 0% |  | 81% |  | 81% | 95%
HV network | 0% | 67% | 67% | 100% |  | 100%
HV substation | 0% | 67% | 67% | 100%
1061. Average split of rate 1 units by distribution time band
| Red | Amber | Green
Domestic Unrestricted | 8.862% | 46.21% | 44.93%
Domestic Two Rate | 10.68% | 53.61% | 35.71%
Domestic Off Peak (related MPAN) | 0.1299% | 10.85% | 89.02%
Small Non Domestic Unrestricted | 6.211% | 56.84% | 36.95%
Small Non Domestic Two Rate | 8.003% | 63.17% | 28.83%
Small Non Domestic Off Peak (related MPAN) | 0.1974% | 11.57% | 88.24%
LV Medium Non-Domestic | 8.249% | 61.98% | 29.77%
LV Sub Medium Non-Domestic | 8.138% | 61.86% | 30.01%
HV Medium Non-Domestic | 8.292% | 63.32% | 28.39%
1062. Average split of rate 2 units by distribution time band
| Red | Amber | Green
Domestic Two Rate | 0% | 2.025% | 97.97%
Small Non Domestic Two Rate | 0% | 2.467% | 97.53%
LV Medium Non-Domestic | 0% | 0% | 100%
LV Sub Medium Non-Domestic | 0% | 0% | 100%
HV Medium Non-Domestic | 0% | 0% | 100%
1064. Average split of rate 1 units by special distribution time band
| Black | Yellow | Green
NHH UMS category A | 1.75% | 43.48% | 54.77%
NHH UMS category B | 3.322% | 15.16% | 81.52%
NHH UMS category C | 6.032% | 24.88% | 69.09%
NHH UMS category D | 0.2463% | 69.86% | 29.89%
1066. Typical annual hours by special distribution time band
Source: definition of distribution time bands.
The figures in this table will be automatically adjusted to match the number of days in the charging period.
| Black | Yellow | Green
Annual hours | 152 | 3814 | 4794
1068. Typical annual hours by distribution time band
Source: definition of distribution time bands.
The figures in this table will be automatically adjusted to match the number of days in the charging period.
| Red | Amber | Green
Annual hours | 522 | 3444 | 4794
1069. Peaking probabilities by network level
Source: analysis of network operation data.
Red, amber and green peaking probabilities
| Red | Amber | Green | Black peaking probabilities
GSPs | 98.85% | 1.147% | 0% | 91.01%
132kV | 84.61% | 7.728% | 7.665% | 76.57%
132kV/EHV | 84.61% | 7.728% | 7.665% | 76.57%
EHV | 56.44% | 33.71% | 9.845% | 49.04%
EHV/HV | 56.44% | 33.71% | 9.845% | 49.04%
132kV/HV | 84.61% | 7.728% | 7.665% | 76.57%
HV | 56.44% | 33.71% | 9.845% | 49.04%
HV/LV | 56.44% | 33.71% | 9.845% | 49.04%
LV circuits | 56.44% | 33.71% | 9.845% | 49.04%
1092. Average kVAr by kVA, by network level
Source: analysis of operational data.
This is the average of MVAr/MVA or SQRT(1-PF^2) across relevant network elements.
| GSPs | 132kV | 132kV/EHV | EHV | EHV/HV | 132kV/HV | HV | HV/LV | LV circuits
Average kVAr by kVA, by network level | 0.20645 | 0.20645 | 0.20645 | 0.20645 | 0.20645 | 0.20645 | 0.20645 | 0.20645 | 0.20645
1201. Current tariff information
| Current revenues if known (£) | Current Unit rate 1 p/kWh | Current Unit rate 2 p/kWh | Current Unit rate 3 p/kWh | Current Fixed charge p/MPAN/day | Current Capacity charge p/kVA/day | Current Reactive power charge p/kVArh
Domestic Unrestricted |  | 2.91 | 0 | 0 | 4.56 | 0 | 0
Domestic Two Rate |  | 3.355 | 0.204 | 0 | 4.56 | 0 | 0
Domestic Off Peak (related MPAN) |  | 0.181 | 0 | 0 | 0 | 0 | 0
Small Non Domestic Unrestricted |  | 2.056 | 0 | 0 | 7.32 | 0 | 0
Small Non Domestic Two Rate |  | 2.523 | 0.195 | 0 | 7.32 | 0 | 0
Small Non Domestic Off Peak (related MPAN) |  | 0.191 | 0 | 0 | 0 | 0 | 0
LV Medium Non-Domestic |  | 2.301 | 0.171 | 0 | 37.03 | 0 | 0
LV Sub Medium Non-Domestic |  | 2.15 | 0.153 | 0 | 22.71 | 0 | 0
HV Medium Non-Domestic |  | 1.881 | 0.082 | 0 | 136.75 | 0 | 0
LV Network Domestic |  | 28.255 | 0.63 | 0.21 | 4.56 | 0 | 0
LV Network Non-Domestic Non-CT |  | 26.84 | 0.538 | 0.184 | 7.32 | 0 | 0
LV HH Metered |  | 20.511 | 0.361 | 0.129 | 9.38 | 2.9 | 0.332
LV Sub HH Metered |  | 18.251 | 0.216 | 0.091 | 7.1 | 3.14 | 0.267
HV HH Metered |  | 15.411 | 0.103 | 0.056 | 71.33 | 2.47 | 0.208
NHH UMS category A |  | 2.178 | 0 | 0 | 0 | 0 | 0
NHH UMS category B |  | 3.149 | 0 | 0 | 0 | 0 | 0
NHH UMS category C |  | 5.128 | 0 | 0 | 0 | 0 | 0
NHH UMS category D |  | 1.325 | 0 | 0 | 0 | 0 | 0
LV UMS (Pseudo HH Metered) |  | 68.055 | 1.206 | 0.826 | 0 | 0 | 0

## LAFs
Loss adjustment factors and network use matrices for WPD South West in April 16 (Finals)
This sheet calculates matrices of loss adjustment factors and of network use factors.
These matrices map out the extent to which each type of user uses each level of the network, and are used throughout the workbook.
2001. Loss adjustment factors to transmission
Data sources:
x1 = Network level for each tariff (to get loss factors applicable to capacity) (in Loss adjustment factors to transmission)
x2 = 1032. Loss adjustment factors to transmission
Kind: | Fixed data | [6 empty] | Sum-product calculation
Formula: | [7 empty] | =SUMPRODUCT(x1, x2)
Network level for each tariff (to get loss factors applicable to capacity)
| 132kV | 132kV/EHV | EHV | EHV/HV | HV | HV/LV | LV circuits | Loss adjustment factor
Domestic Unrestricted | 0 | 0 | 0 | 0 | 0 | 0 | 1 | 1.085
Domestic Two Rate | 0 | 0 | 0 | 0 | 0 | 0 | 1 | 1.085
Domestic Off Peak (related MPAN) | 0 | 0 | 0 | 0 | 0 | 0 | 1 | 1.085
Small Non Domestic Unrestricted | 0 | 0 | 0 | 0 | 0 | 0 | 1 | 1.085
Small Non Domestic Two Rate | 0 | 0 | 0 | 0 | 0 | 0 | 1 | 1.085
Small Non Domestic Off Peak (related MPAN) | 0 | 0 | 0 | 0 | 0 | 0 | 1 | 1.085
LV Medium Non-Domestic | 0 | 0 | 0 | 0 | 0 | 0 | 1 | 1.085
LV Sub Medium Non-Domestic | 0 | 0 | 0 | 0 | 0 | 1 | 0 | 1.07
HV Medium Non-Domestic | 0 | 0 | 0 | 0 | 1 | 0 | 0 | 1.057
LV Network Domestic | 0 | 0 | 0 | 0 | 0 | 0 | 1 | 1.085
LV Network Non-Domestic Non-CT | 0 | 0 | 0 | 0 | 0 | 0 | 1 | 1.085
LV HH Metered | 0 | 0 | 0 | 0 | 0 | 0 | 1 | 1.085
LV Sub HH Metered | 0 | 0 | 0 | 0 | 0 | 1 | 0 | 1.07
HV HH Metered | 0 | 0 | 0 | 0 | 1 | 0 | 0 | 1.057
NHH UMS category A | 0 | 0 | 0 | 0 | 0 | 0 | 1 | 1.085
NHH UMS category B | 0 | 0 | 0 | 0 | 0 | 0 | 1 | 1.085
NHH UMS category C | 0 | 0 | 0 | 0 | 0 | 0 | 1 | 1.085
NHH UMS category D | 0 | 0 | 0 | 0 | 0 | 0 | 1 | 1.085
LV UMS (Pseudo HH Metered) | 0 | 0 | 0 | 0 | 0 | 0 | 1 | 1.085
LV Generation NHH or Aggregate HH | 0 | 0 | 0 | 0 | 0 | 0 | 1 | 1.085
LV Sub Generation NHH | 0 | 0 | 0 | 0 | 0 | 1 | 0 | 1.07
LV Generation Intermittent | 0 | 0 | 0 | 0 | 0 | 0 | 1 | 1.085
LV Generation Non-Intermittent | 0 | 0 | 0 | 0 | 0 | 0 | 1 | 1.085
LV Sub Generation Intermittent | 0 | 0 | 0 | 0 | 0 | 1 | 0 | 1.07
LV Sub Generation Non-Intermittent | 0 | 0 | 0 | 0 | 0 | 1 | 0 | 1.07
HV Generation Intermittent | 0 | 0 | 0 | 0 | 1 | 0 | 0 | 1.057
HV Generation Non-Intermittent | 0 | 0 | 0 | 0 | 1 | 0 | 0 | 1.057
2002. Mapping of DRM network levels to core network levels
| 132kV | 132kV/EHV | EHV | EHV/HV | HV | HV/LV | LV circuits
132kV | 1 | 0 | 0 | 0 | 0 | 0 | 0
132kV/EHV | 0 | 1 | 0 | 0 | 0 | 0 | 0
EHV | 0 | 0 | 1 | 0 | 0 | 0 | 0
EHV/HV | 0 | 0 | 0 | 1 | 0 | 0 | 0
132kV/HV | 0 | 0 | 0 | 1 | 0 | 0 | 0
HV | 0 | 0 | 0 | 0 | 1 | 0 | 0
HV/LV | 0 | 0 | 0 | 0 | 0 | 1 | 0
LV circuits | 0 | 0 | 0 | 0 | 0 | 0 | 1
2003. Loss adjustment factor to transmission for each DRM network level
Data sources:
x1 = 2002. Mapping of DRM network levels to core network levels
x2 = 1032. Loss adjustment factors to transmission
Sum-product calculation =SUMPRODUCT(x1, x2)
Loss adjustment factor to transmission for each DRM network level
132kV | 1.008
132kV/EHV | 1.011
EHV | 1.024
EHV/HV | 1.034
132kV/HV | 1.034
HV | 1.057
HV/LV | 1.07
LV circuits | 1.085
2004. Loss adjustment factor to transmission for each network level
Data sources:
x1 = 2003. Loss adjustment factor to transmission for each DRM network level
x2 = 1 for GSP level
Combine tables = x1 or x2
| GSPs | 132kV | 132kV/EHV | EHV | EHV/HV | 132kV/HV | HV | HV/LV | LV circuits
Loss adjustment factor to transmission for each network level | 1 | 1.008 | 1.011 | 1.024 | 1.034 | 1.034 | 1.057 | 1.07 | 1.085
2005. Network use factors
These network use factors indicate to what extent each network level is used by each tariff.
This table reflects the policy that generators receive credits only in respect of network levels above the voltage of connection. Generators do not receive credits at the voltage of connection.
The factors in this table are before any adjustment for a 132kV/HV network level or for generation-dominated areas.
| GSPs | 132kV | 132kV/EHV | EHV | EHV/HV | HV | HV/LV | LV circuits
Domestic Unrestricted | 1 | 1 | 1 | 1 | 1 | 1 | 1 | 1
Domestic Two Rate | 1 | 1 | 1 | 1 | 1 | 1 | 1 | 1
Domestic Off Peak (related MPAN) | 1 | 1 | 1 | 1 | 1 | 1 | 1 | 1
Small Non Domestic Unrestricted | 1 | 1 | 1 | 1 | 1 | 1 | 1 | 1
Small Non Domestic Two Rate | 1 | 1 | 1 | 1 | 1 | 1 | 1 | 1
Small Non Domestic Off Peak (related MPAN) | 1 | 1 | 1 | 1 | 1 | 1 | 1 | 1
LV Medium Non-Domestic | 1 | 1 | 1 | 1 | 1 | 1 | 1 | 1
LV Sub Medium Non-Domestic | 1 | 1 | 1 | 1 | 1 | 1 | 1 | 0
HV Medium Non-Domestic | 1 | 1 | 1 | 1 | 1 | 1 | 0 | 0
LV Network Domestic | 1 | 1 | 1 | 1 | 1 | 1 | 1 | 1
LV Network Non-Domestic Non-CT | 1 | 1 | 1 | 1 | 1 | 1 | 1 | 1
LV HH Metered | 1 | 1 | 1 | 1 | 1 | 1 | 1 | 1
LV Sub HH Metered | 1 | 1 | 1 | 1 | 1 | 1 | 1 | 0
HV HH Metered | 1 | 1 | 1 | 1 | 1 | 1 | 0 | 0
NHH UMS category A | 1 | 1 | 1 | 1 | 1 | 1 | 1 | 1
NHH UMS category B | 1 | 1 | 1 | 1 | 1 | 1 | 1 | 1
NHH UMS category C | 1 | 1 | 1 | 1 | 1 | 1 | 1 | 1
NHH UMS category D | 1 | 1 | 1 | 1 | 1 | 1 | 1 | 1
LV UMS (Pseudo HH Metered) | 1 | 1 | 1 | 1 | 1 | 1 | 1 | 1
LV Generation NHH or Aggregate HH | 1 | 1 | 1 | 1 | 1 | 1 | 1 | 0
LV Sub Generation NHH | 1 | 1 | 1 | 1 | 1 | 1 | 0 | 0
LV Generation Intermittent | 1 | 1 | 1 | 1 | 1 | 1 | 1 | 0
LV Generation Non-Intermittent | 1 | 1 | 1 | 1 | 1 | 1 | 1 | 0
LV Sub Generation Intermittent | 1 | 1 | 1 | 1 | 1 | 1 | 0 | 0
LV Sub Generation Non-Intermittent | 1 | 1 | 1 | 1 | 1 | 1 | 0 | 0
HV Generation Intermittent | 1 | 1 | 1 | 1 | 1 | 0 | 0 | 0
HV Generation Non-Intermittent | 1 | 1 | 1 | 1 | 1 | 0 | 0 | 0
2006. Proportion going through 132kV/EHV
Data sources:
x1 = 1018. Proportion of relevant load going through 132kV/HV direct transformation
Calculation =1-x1
132kV/EHV
132kV/EHV | 100%
2007. Proportion going through EHV
Data sources:
x1 = 1018. Proportion of relevant load going through 132kV/HV direct transformation
Calculation =1-x1
EHV
EHV | 100%
2008. Proportion going through EHV/HV
Data sources:
x1 = 1018. Proportion of relevant load going through 132kV/HV direct transformation
Calculation =1-x1
EHV/HV
EHV/HV | 100%
2009. Rerouteing matrix for all network levels
Data sources:
x1 = 1018. Proportion of relevant load going through 132kV/HV direct transformation
x2 = 2006. Proportion going through 132kV/EHV
x3 = 2007. Proportion going through EHV
x4 = 2008. Proportion going through EHV/HV
x5 = Rerouteing matrix: default elements
x6 = Map GSP to GSP
Combine tables = x1 or x2 or x3 or x4 or x5 or x6
| GSPs | 132kV | 132kV/EHV | EHV | EHV/HV | HV | HV/LV | LV circuits
GSPs | 1
132kV |  | 100% | 0% | 0% | 0% | 0% | 0% | 0%
132kV/EHV |  | 0% | 100% | 0% | 0% | 0% | 0% | 0%
EHV |  | 0% | 0% | 100% | 0% | 0% | 0% | 0%
EHV/HV |  | 0% | 0% | 0% | 100% | 0% | 0% | 0%
132kV/HV |  | 0% | 0% | 0% | 0% | 0% | 0% | 0%
HV |  | 0% | 0% | 0% | 0% | 100% | 0% | 0%
HV/LV |  | 0% | 0% | 0% | 0% | 0% | 100% | 0%
LV circuits |  | 0% | 0% | 0% | 0% | 0% | 0% | 100%
2010. Network use factors: interim step in calculations before adjustments
Data sources:
x1 = 2005. Network use factors
x2 = 2009. Rerouteing matrix for all network levels
Sum-product calculation =SUMPRODUCT(x1, x2)
| GSPs | 132kV | 132kV/EHV | EHV | EHV/HV | 132kV/HV | HV | HV/LV | LV circuits
Domestic Unrestricted | 1 | 1 | 1 | 1 | 1 | 0 | 1 | 1 | 1
Domestic Two Rate | 1 | 1 | 1 | 1 | 1 | 0 | 1 | 1 | 1
Domestic Off Peak (related MPAN) | 1 | 1 | 1 | 1 | 1 | 0 | 1 | 1 | 1
Small Non Domestic Unrestricted | 1 | 1 | 1 | 1 | 1 | 0 | 1 | 1 | 1
Small Non Domestic Two Rate | 1 | 1 | 1 | 1 | 1 | 0 | 1 | 1 | 1
Small Non Domestic Off Peak (related MPAN) | 1 | 1 | 1 | 1 | 1 | 0 | 1 | 1 | 1
LV Medium Non-Domestic | 1 | 1 | 1 | 1 | 1 | 0 | 1 | 1 | 1
LV Sub Medium Non-Domestic | 1 | 1 | 1 | 1 | 1 | 0 | 1 | 1 | 0
HV Medium Non-Domestic | 1 | 1 | 1 | 1 | 1 | 0 | 1 | 0 | 0
LV Network Domestic | 1 | 1 | 1 | 1 | 1 | 0 | 1 | 1 | 1
LV Network Non-Domestic Non-CT | 1 | 1 | 1 | 1 | 1 | 0 | 1 | 1 | 1
LV HH Metered | 1 | 1 | 1 | 1 | 1 | 0 | 1 | 1 | 1
LV Sub HH Metered | 1 | 1 | 1 | 1 | 1 | 0 | 1 | 1 | 0
HV HH Metered | 1 | 1 | 1 | 1 | 1 | 0 | 1 | 0 | 0
NHH UMS category A | 1 | 1 | 1 | 1 | 1 | 0 | 1 | 1 | 1
NHH UMS category B | 1 | 1 | 1 | 1 | 1 | 0 | 1 | 1 | 1
NHH UMS category C | 1 | 1 | 1 | 1 | 1 | 0 | 1 | 1 | 1
NHH UMS category D | 1 | 1 | 1 | 1 | 1 | 0 | 1 | 1 | 1
LV UMS (Pseudo HH Metered) | 1 | 1 | 1 | 1 | 1 | 0 | 1 | 1 | 1
LV Generation NHH or Aggregate HH | 1 | 1 | 1 | 1 | 1 | 0 | 1 | 1 | 0
LV Sub Generation NHH | 1 | 1 | 1 | 1 | 1 | 0 | 1 | 0 | 0
LV Generation Intermittent | 1 | 1 | 1 | 1 | 1 | 0 | 1 | 1 | 0
LV Generation Non-Intermittent | 1 | 1 | 1 | 1 | 1 | 0 | 1 | 1 | 0
LV Sub Generation Intermittent | 1 | 1 | 1 | 1 | 1 | 0 | 1 | 0 | 0
LV Sub Generation Non-Intermittent | 1 | 1 | 1 | 1 | 1 | 0 | 1 | 0 | 0
HV Generation Intermittent | 1 | 1 | 1 | 1 | 1 | 0 | 0 | 0 | 0
HV Generation Non-Intermittent | 1 | 1 | 1 | 1 | 1 | 0 | 0 | 0 | 0
2011. Network use factors for all tariffs
Data sources:
x1 = Network use factors including 132kV/HV for generation dominated tariffs
x2 = Network use factors including 132kV/HV for HV Sub tariffs
x3 = 2010. Network use factors: interim step in calculations before adjustments
Combine tables = x1 or x2 or x3
| GSPs | 132kV | 132kV/EHV | EHV | EHV/HV | 132kV/HV | HV | HV/LV | LV circuits
Domestic Unrestricted | 1 | 1 | 1 | 1 | 1 | 0 | 1 | 1 | 1
Domestic Two Rate | 1 | 1 | 1 | 1 | 1 | 0 | 1 | 1 | 1
Domestic Off Peak (related MPAN) | 1 | 1 | 1 | 1 | 1 | 0 | 1 | 1 | 1
Small Non Domestic Unrestricted | 1 | 1 | 1 | 1 | 1 | 0 | 1 | 1 | 1
Small Non Domestic Two Rate | 1 | 1 | 1 | 1 | 1 | 0 | 1 | 1 | 1
Small Non Domestic Off Peak (related MPAN) | 1 | 1 | 1 | 1 | 1 | 0 | 1 | 1 | 1
LV Medium Non-Domestic | 1 | 1 | 1 | 1 | 1 | 0 | 1 | 1 | 1
LV Sub Medium Non-Domestic | 1 | 1 | 1 | 1 | 1 | 0 | 1 | 1 | 0
HV Medium Non-Domestic | 1 | 1 | 1 | 1 | 1 | 0 | 1 | 0 | 0
LV Network Domestic | 1 | 1 | 1 | 1 | 1 | 0 | 1 | 1 | 1
LV Network Non-Domestic Non-CT | 1 | 1 | 1 | 1 | 1 | 0 | 1 | 1 | 1
LV HH Metered | 1 | 1 | 1 | 1 | 1 | 0 | 1 | 1 | 1
LV Sub HH Metered | 1 | 1 | 1 | 1 | 1 | 0 | 1 | 1 | 0
HV HH Metered | 1 | 1 | 1 | 1 | 1 | 0 | 1 | 0 | 0
NHH UMS category A | 1 | 1 | 1 | 1 | 1 | 0 | 1 | 1 | 1
NHH UMS category B | 1 | 1 | 1 | 1 | 1 | 0 | 1 | 1 | 1
NHH UMS category C | 1 | 1 | 1 | 1 | 1 | 0 | 1 | 1 | 1
NHH UMS category D | 1 | 1 | 1 | 1 | 1 | 0 | 1 | 1 | 1
LV UMS (Pseudo HH Metered) | 1 | 1 | 1 | 1 | 1 | 0 | 1 | 1 | 1
LV Generation NHH or Aggregate HH | 1 | 1 | 1 | 1 | 1 | 0 | 1 | 1 | 0
LV Sub Generation NHH | 1 | 1 | 1 | 1 | 1 | 0 | 1 | 0 | 0
LV Generation Intermittent | 1 | 1 | 1 | 1 | 1 | 0 | 1 | 1 | 0
LV Generation Non-Intermittent | 1 | 1 | 1 | 1 | 1 | 0 | 1 | 1 | 0
LV Sub Generation Intermittent | 1 | 1 | 1 | 1 | 1 | 0 | 1 | 0 | 0
LV Sub Generation Non-Intermittent | 1 | 1 | 1 | 1 | 1 | 0 | 1 | 0 | 0
HV Generation Intermittent | 1 | 1 | 1 | 1 | 1 | 0 | 0 | 0 | 0
HV Generation Non-Intermittent | 1 | 1 | 1 | 1 | 1 | 0 | 0 | 0 | 0
2012. Loss adjustment factors between end user meter reading and each network level, scaled by network use
Data sources:
x1 = 2004. Loss adjustment factor to transmission for each network level
x2 = 2011. Network use factors for all tariffs
x3 = 2001. Loss adjustment factor to transmission (in Loss adjustment factors to transmission)
Calculation =IF(x1="",x2,x2*x3/x1)
| GSPs | 132kV | 132kV/EHV | EHV | EHV/HV | 132kV/HV | HV | HV/LV | LV circuits
Domestic Unrestricted | 1.085 | 1.0764 | 1.0732 | 1.0596 | 1.0493 | 0 | 1.0265 | 1.014 | 1
Domestic Two Rate | 1.085 | 1.0764 | 1.0732 | 1.0596 | 1.0493 | 0 | 1.0265 | 1.014 | 1
Domestic Off Peak (related MPAN) | 1.085 | 1.0764 | 1.0732 | 1.0596 | 1.0493 | 0 | 1.0265 | 1.014 | 1
Small Non Domestic Unrestricted | 1.085 | 1.0764 | 1.0732 | 1.0596 | 1.0493 | 0 | 1.0265 | 1.014 | 1
Small Non Domestic Two Rate | 1.085 | 1.0764 | 1.0732 | 1.0596 | 1.0493 | 0 | 1.0265 | 1.014 | 1
Small Non Domestic Off Peak (related MPAN) | 1.085 | 1.0764 | 1.0732 | 1.0596 | 1.0493 | 0 | 1.0265 | 1.014 | 1
LV Medium Non-Domestic | 1.085 | 1.0764 | 1.0732 | 1.0596 | 1.0493 | 0 | 1.0265 | 1.014 | 1
LV Sub Medium Non-Domestic | 1.07 | 1.0615 | 1.0584 | 1.0449 | 1.0348 | 0 | 1.0123 | 1 | 0
HV Medium Non-Domestic | 1.057 | 1.0486 | 1.0455 | 1.0322 | 1.0222 | 0 | 1 | 0 | 0
LV Network Domestic | 1.085 | 1.0764 | 1.0732 | 1.0596 | 1.0493 | 0 | 1.0265 | 1.014 | 1
LV Network Non-Domestic Non-CT | 1.085 | 1.0764 | 1.0732 | 1.0596 | 1.0493 | 0 | 1.0265 | 1.014 | 1
LV HH Metered | 1.085 | 1.0764 | 1.0732 | 1.0596 | 1.0493 | 0 | 1.0265 | 1.014 | 1
LV Sub HH Metered | 1.07 | 1.0615 | 1.0584 | 1.0449 | 1.0348 | 0 | 1.0123 | 1 | 0
HV HH Metered | 1.057 | 1.0486 | 1.0455 | 1.0322 | 1.0222 | 0 | 1 | 0 | 0
NHH UMS category A | 1.085 | 1.0764 | 1.0732 | 1.0596 | 1.0493 | 0 | 1.0265 | 1.014 | 1
NHH UMS category B | 1.085 | 1.0764 | 1.0732 | 1.0596 | 1.0493 | 0 | 1.0265 | 1.014 | 1
NHH UMS category C | 1.085 | 1.0764 | 1.0732 | 1.0596 | 1.0493 | 0 | 1.0265 | 1.014 | 1
NHH UMS category D | 1.085 | 1.0764 | 1.0732 | 1.0596 | 1.0493 | 0 | 1.0265 | 1.014 | 1
LV UMS (Pseudo HH Metered) | 1.085 | 1.0764 | 1.0732 | 1.0596 | 1.0493 | 0 | 1.0265 | 1.014 | 1
LV Generation NHH or Aggregate HH | 1.085 | 1.0764 | 1.0732 | 1.0596 | 1.0493 | 0 | 1.0265 | 1.014 | 0
LV Sub Generation NHH | 1.07 | 1.0615 | 1.0584 | 1.0449 | 1.0348 | 0 | 1.0123 | 0 | 0
LV Generation Intermittent | 1.085 | 1.0764 | 1.0732 | 1.0596 | 1.0493 | 0 | 1.0265 | 1.014 | 0
LV Generation Non-Intermittent | 1.085 | 1.0764 | 1.0732 | 1.0596 | 1.0493 | 0 | 1.0265 | 1.014 | 0
LV Sub Generation Intermittent | 1.07 | 1.0615 | 1.0584 | 1.0449 | 1.0348 | 0 | 1.0123 | 0 | 0
LV Sub Generation Non-Intermittent | 1.07 | 1.0615 | 1.0584 | 1.0449 | 1.0348 | 0 | 1.0123 | 0 | 0
HV Generation Intermittent | 1.057 | 1.0486 | 1.0455 | 1.0322 | 1.0222 | 0 | 0 | 0 | 0
HV Generation Non-Intermittent | 1.057 | 1.0486 | 1.0455 | 1.0322 | 1.0222 | 0 | 0 | 0 | 0

## DRM
Network model for WPD South West in April 16 (Finals)
This sheet collects data from a network model and calculates aggregated annuitised unit costs from these data.
2101. Annuity rate
Data sources:
x1 = 1010. Rate of return (in Financial and general assumptions)
x2 = 1010. Annualisation period (years) (in Financial and general assumptions)
x3 = 1010. Days in the charging year (in Financial and general assumptions)
Calculation =PMT(x1,x2,-1)*IF(OR(x3>366,x3<365),x3/365.25,1)
Annuity rate
Annuity rate | 5.318%
2102. Loss adjustment factor to transmission for each core level
Data sources:
x1 = 1032. Loss adjustment factors to transmission
x2 = 1 for GSP level
Combine tables = x1 or x2
| GSPs | 132kV | 132kV/EHV | EHV | EHV/HV | HV | HV/LV | LV circuits
Loss adjustment factor to transmission for each core level | 1 | 1.008 | 1.011 | 1.024 | 1.034 | 1.057 | 1.07 | 1.085
2103. Loss adjustment factors
Data sources:
x1 = 2102. Loss adjustment factor to transmission for each core level
x2 = Loss adjustment factor to transmission for network level exit (in Loss adjustment factors)
Kind: | Copy cells | Special copy
Formula: | =x1 | = x2
| Loss adjustment factor to transmission for network level exit | Loss adjustment factor to transmission for network level entry
GSPs | 1
132kV | 1.008 | 1
132kV/EHV | 1.011 | 1.008
EHV | 1.024 | 1.011
EHV/HV | 1.034 | 1.024
HV | 1.057 | 1.034
HV/LV | 1.07 | 1.057
LV circuits | 1.085 | 1.07
2104. Diversity calculations
Data sources:
x1 = 1017. Diversity allowance between top and bottom of network level
x2 = Coincidence to system peak at level exit (in Diversity calculations)
Kind: | Special calculation | Special calculation | Special calculation
Formula: | =previous/(1+x1) | =previous/(1+x1) | =1/x2-1
| Coincidence to GSP peak at level exit | Coincidence to system peak at level exit | Diversity allowance between level exit and GSP Group
GSPs |  | 97.85% | 2.2%
132kV | 96.99% | 94.91% | 5.368%
132kV/EHV | 96.99% | 94.91% | 5.368%
EHV | 90.23% | 88.28% | 13.27%
EHV/HV | 90.23% | 88.28% | 13.27%
HV | 65.86% | 64.44% | 55.18%
HV/LV | 65.86% | 64.44% | 55.18%
LV circuits | 65.86% | 64.44%
2105. Network model total maximum demand at substation (MW)
Data sources:
x1 = 1019. Network model GSP peak demand (MW)
x2 = 2104. Coincidence to GSP peak at level exit (in Diversity calculations)
Calculation =x1/x2
Network model total maximum demand at substation (MW)
132kV | 515.5
132kV/EHV | 515.5
EHV | 554.1625
EHV/HV | 554.1625
HV | 759.2026
HV/LV | 759.2026
LV circuits | 759.2026
2106. Network model contribution to system maximum load measured at network level exit (MW)
Data sources:
x1 = 2105. Network model total maximum demand at substation (MW)
x2 = 2104. Coincidence to system peak at level exit (in Diversity calculations)
x3 = 2103. Loss adjustment factor to transmission for network level exit (in Loss adjustment factors)
Calculation =x1*x2/x3
Network model contribution to system maximum load measured at network level exit (MW)
132kV | 485.354
132kV/EHV | 483.9137
EHV | 477.7703
EHV/HV | 473.1497
HV | 462.8541
HV/LV | 457.2306
LV circuits | 450.9095
2107. Rerouteing matrix for DRM network levels
Data sources:
x1 = 1018. Proportion of relevant load going through 132kV/HV direct transformation
x2 = 2006. Proportion going through 132kV/EHV
x3 = 2007. Proportion going through EHV
x4 = 2008. Proportion going through EHV/HV
x5 = Rerouteing matrix: default elements
Combine tables = x1 or x2 or x3 or x4 or x5
| 132kV | 132kV/EHV | EHV | EHV/HV | 132kV/HV | HV | HV/LV | LV circuits
132kV | 100% | 0% | 0% | 0% | 0% | 0% | 0% | 0%
132kV/EHV | 0% | 100% | 0% | 0% | 0% | 0% | 0% | 0%
EHV | 0% | 0% | 100% | 0% | 0% | 0% | 0% | 0%
EHV/HV | 0% | 0% | 0% | 100% | 0% | 0% | 0% | 0%
HV | 0% | 0% | 0% | 0% | 0% | 100% | 0% | 0%
HV/LV | 0% | 0% | 0% | 0% | 0% | 0% | 100% | 0%
LV circuits | 0% | 0% | 0% | 0% | 0% | 0% | 0% | 100%
2108. GSP simultaneous maximum load assumed through each network level (MW)
Data sources:
x1 = 2106. Network model contribution to system maximum load measured at network level exit (MW)
x2 = 2107. Rerouteing matrix for DRM network levels
Sum-product calculation =SUMPRODUCT(x1, x2)
GSP simultaneous maximum load assumed through each network level (MW)
132kV | 485.354
132kV/EHV | 483.9137
EHV | 477.7703
EHV/HV | 473.1497
132kV/HV | 0
HV | 462.8541
HV/LV | 457.2306
LV circuits | 450.9095
2109. Network model annuity by simultaneous maximum load for each network level (£/kW/year)
Data sources:
x1 = 2108. GSP simultaneous maximum load assumed through each network level (MW)
x2 = 1020. Gross asset cost by network level (£)
x3 = 2101. Annuity rate
Calculation =IF(x1,0.001*x2*x3/x1,0)
Model £/kW SML
Assets 132kV | 12.2093
Assets 132kV/EHV | 1.7345
Assets EHV | 4.435
Assets EHV/HV | 4.5009
Assets 132kV/HV | 0
Assets HV | 16.386
Assets HV/LV | 7.0686
Assets LV circuits | 15.3944

## SM
Service models for WPD South West in April 16 (Finals)
This sheet collects and processes data from the service models.
2201. Asset £/customer from LV service models
Data sources:
x1 = 1025. Matrix of applicability of LV service models to tariffs with fixed charges
x2 = 1022. LV service model asset cost (£)
Sum-product calculation =SUMPRODUCT(x1, x2)
Assets LV customer
Domestic Unrestricted | 255.2588
Domestic Two Rate | 255.2588
Small Non Domestic Unrestricted | 574.2813
Small Non Domestic Two Rate | 574.2813
LV Medium Non-Domestic | 699.1834
LV Sub Medium Non-Domestic | 518.5284
LV Network Domestic | 255.2588
LV Network Non-Domestic Non-CT | 574.2813
LV HH Metered | 1178.7304
LV Sub HH Metered | 907.8736
LV Generation NHH or Aggregate HH | 0
LV Sub Generation NHH | 0
LV Generation Intermittent | 0
LV Generation Non-Intermittent | 0
LV Sub Generation Intermittent | 0
LV Sub Generation Non-Intermittent | 0
2202. Asset £/(MWh/year) from LV service models
Data sources:
x1 = 1026. Matrix of applicability of LV service models to unmetered tariffs
x2 = 1022. LV service model asset cost (£)
Sum-product calculation =SUMPRODUCT(x1, x2)
Assets LV customer
Asset £/(MWh/year) from LV service models | 231.5238
2203. Service model asset p/kWh charge for unmetered tariffs
Data sources:
x1 = 1010. Annuity proportion for customer-contributed assets (in Financial and general assumptions)
x2 = 2202. Asset £/(MWh/year) from LV service models
x3 = 2101. Annuity rate
Calculation =0.1*x1*x2*x3
Assets LV customer
Service model asset p/kWh charge for unmetered tariffs | 0
2204. Asset £/customer from HV service models
Data sources:
x1 = 1028. Matrix of applicability of HV service models to tariffs with fixed charges
x2 = 1023. HV service model asset cost (£)
Sum-product calculation =SUMPRODUCT(x1, x2)
Assets HV customer
HV Medium Non-Domestic | 9007.1598
HV HH Metered | 9007.1598
HV Generation Intermittent | 4342.656
HV Generation Non-Intermittent | 4342.656
2205. Service model assets by tariff (£)
Data sources:
x1 = 2201. Asset £/customer from LV service models
x2 = 2204. Asset £/customer from HV service models
Combine tables = x1 or x2
| Assets LV customer | Assets HV customer
Domestic Unrestricted | 255.2588
Domestic Two Rate | 255.2588
Domestic Off Peak (related MPAN)
Small Non Domestic Unrestricted | 574.2813
Small Non Domestic Two Rate | 574.2813
Small Non Domestic Off Peak (related MPAN)
LV Medium Non-Domestic | 699.1834
LV Sub Medium Non-Domestic | 518.5284
HV Medium Non-Domestic |  | 9007.1598
LV Network Domestic | 255.2588
LV Network Non-Domestic Non-CT | 574.2813
LV HH Metered | 1178.7304
LV Sub HH Metered | 907.8736
HV HH Metered |  | 9007.1598
NHH UMS category A
NHH UMS category B
NHH UMS category C
NHH UMS category D
LV UMS (Pseudo HH Metered)
LV Generation NHH or Aggregate HH | 0
LV Sub Generation NHH | 0
LV Generation Intermittent | 0
LV Generation Non-Intermittent | 0
LV Sub Generation Intermittent | 0
LV Sub Generation Non-Intermittent | 0
HV Generation Intermittent |  | 4342.656
HV Generation Non-Intermittent |  | 4342.656
2206. Replacement annuities for service models
Data sources:
x1 = 1010. Days in the charging year (in Financial and general assumptions)
x2 = 2205. Service model assets by tariff (£)
x3 = 2101. Annuity rate
x4 = 1010. Annuity proportion for customer-contributed assets (in Financial and general assumptions)
x5 = Service model p/MPAN/day charge (in Replacement annuities for service models)
Kind: | Calculation |  | Cell summation
Formula: | =100/x1*x2*x3*x4 |  | =SUM(x5)
Service model p/MPAN/day charge
| Assets LV customer | Assets HV customer | Service model p/MPAN/day
Domestic Unrestricted | 0 | 0 | 0
Domestic Two Rate | 0 | 0 | 0
Domestic Off Peak (related MPAN) | 0 | 0 | 0
Small Non Domestic Unrestricted | 0 | 0 | 0
Small Non Domestic Two Rate | 0 | 0 | 0
Small Non Domestic Off Peak (related MPAN) | 0 | 0 | 0
LV Medium Non-Domestic | 0 | 0 | 0
LV Sub Medium Non-Domestic | 0 | 0 | 0
HV Medium Non-Domestic | 0 | 0 | 0
LV Network Domestic | 0 | 0 | 0
LV Network Non-Domestic Non-CT | 0 | 0 | 0
LV HH Metered | 0 | 0 | 0
LV Sub HH Metered | 0 | 0 | 0
HV HH Metered | 0 | 0 | 0
NHH UMS category A | 0 | 0 | 0
NHH UMS category B | 0 | 0 | 0
NHH UMS category C | 0 | 0 | 0
NHH UMS category D | 0 | 0 | 0
LV UMS (Pseudo HH Metered) | 0 | 0 | 0
LV Generation NHH or Aggregate HH | 0 | 0 | 0
LV Sub Generation NHH | 0 | 0 | 0
LV Generation Intermittent | 0 | 0 | 0
LV Generation Non-Intermittent | 0 | 0 | 0
LV Sub Generation Intermittent | 0 | 0 | 0
LV Sub Generation Non-Intermittent | 0 | 0 | 0
HV Generation Intermittent | 0 | 0 | 0
HV Generation Non-Intermittent | 0 | 0 | 0

## Loads
Load characteristics for WPD South West in April 16 (Finals)
This sheet compiles information about the assumed characteristics of network users.
A load factor represents the average load of a user or user group, relative to the maximum load level of that user or
user group. Load factors are numbers between 0 and 1.
A coincidence factor represents the expectation value of the load of a user or user group at the time of system maximum load,
relative to the maximum load level of that user or user group. Coincidence factors are numbers between 0 and 1.
A load coefficient is the expectation value of the load of a user or user group at the time of system maximum load, relative to the average load level of that user or user group.
For demand users, the load coefficient is a demand coefficient and can be calculated as the ratio of the coincidence factor to the load factor.
2301. Demand coefficient (load at time of system maximum load divided by average load)
Data sources:
x1 = 1041. Coincidence factor to system maximum load for each type of demand user (in Load profile data for demand users)
x2 = 1041. Load factor for each type of demand user (in Load profile data for demand users)
Calculation =x1/x2
Demand coefficient
Domestic Unrestricted | 2.1571
Domestic Two Rate | 1.2752
Domestic Off Peak (related MPAN) | 0
Small Non Domestic Unrestricted | 1.6524
Small Non Domestic Two Rate | 1.358
Small Non Domestic Off Peak (related MPAN) | 0
LV Medium Non-Domestic | 1.4543
LV Sub Medium Non-Domestic | 1.3927
HV Medium Non-Domestic | 1.4358
LV Network Domestic | 2.0814
LV Network Non-Domestic Non-CT | 1.6117
LV HH Metered | 1.3837
LV Sub HH Metered | 1.2669
HV HH Metered | 1.1237
NHH UMS category A | 1
NHH UMS category B | 2.069
NHH UMS category C | 3.5793
NHH UMS category D | 0
LV UMS (Pseudo HH Metered) | 2.1199
2302. Load coefficient
Data sources:
x1 = 2301. Demand coefficient (load at time of system maximum load divided by average load)
x2 = Negative of generation coefficient; set to -1
Combine tables = x1 or x2
Load coefficient
Domestic Unrestricted | 2.1571
Domestic Two Rate | 1.2752
Domestic Off Peak (related MPAN) | 0
Small Non Domestic Unrestricted | 1.6524
Small Non Domestic Two Rate | 1.358
Small Non Domestic Off Peak (related MPAN) | 0
LV Medium Non-Domestic | 1.4543
LV Sub Medium Non-Domestic | 1.3927
HV Medium Non-Domestic | 1.4358
LV Network Domestic | 2.0814
LV Network Non-Domestic Non-CT | 1.6117
LV HH Metered | 1.3837
LV Sub HH Metered | 1.2669
HV HH Metered | 1.1237
NHH UMS category A | 1
NHH UMS category B | 2.069
NHH UMS category C | 3.5793
NHH UMS category D | 0
LV UMS (Pseudo HH Metered) | 2.1199
LV Generation NHH or Aggregate HH | -1
LV Sub Generation NHH | -1
LV Generation Intermittent | -1
LV Generation Non-Intermittent | -1
LV Sub Generation Intermittent | -1
LV Sub Generation Non-Intermittent | -1
HV Generation Intermittent | -1
HV Generation Non-Intermittent | -1
2303. Discount map
| No discount | LDNO LV: LV user | LDNO HV: LV user | LDNO HV: LV sub user | LDNO HV: HV user
> Domestic Unrestricted
Domestic Unrestricted | 1 | 0 | 0 | 0 | 0
LDNO LV: Domestic Unrestricted | 0 | 1 | 0 | 0 | 0
LDNO HV: Domestic Unrestricted | 0 | 0 | 1 | 0 | 0
> Domestic Two Rate
Domestic Two Rate | 1 | 0 | 0 | 0 | 0
LDNO LV: Domestic Two Rate | 0 | 1 | 0 | 0 | 0
LDNO HV: Domestic Two Rate | 0 | 0 | 1 | 0 | 0
> Domestic Off Peak (related MPAN)
Domestic Off Peak (related MPAN) | 1 | 0 | 0 | 0 | 0
LDNO LV: Domestic Off Peak (related MPAN) | 0 | 1 | 0 | 0 | 0
LDNO HV: Domestic Off Peak (related MPAN) | 0 | 0 | 1 | 0 | 0
> Small Non Domestic Unrestricted
Small Non Domestic Unrestricted | 1 | 0 | 0 | 0 | 0
LDNO LV: Small Non Domestic Unrestricted | 0 | 1 | 0 | 0 | 0
LDNO HV: Small Non Domestic Unrestricted | 0 | 0 | 1 | 0 | 0
> Small Non Domestic Two Rate
Small Non Domestic Two Rate | 1 | 0 | 0 | 0 | 0
LDNO LV: Small Non Domestic Two Rate | 0 | 1 | 0 | 0 | 0
LDNO HV: Small Non Domestic Two Rate | 0 | 0 | 1 | 0 | 0
> Small Non Domestic Off Peak (related MPAN)
Small Non Domestic Off Peak (related MPAN) | 1 | 0 | 0 | 0 | 0
LDNO LV: Small Non Domestic Off Peak (related MPAN) | 0 | 1 | 0 | 0 | 0
LDNO HV: Small Non Domestic Off Peak (related MPAN) | 0 | 0 | 1 | 0 | 0
> LV Medium Non-Domestic
LV Medium Non-Domestic | 1 | 0 | 0 | 0 | 0
LDNO LV: LV Medium Non-Domestic | 0 | 1 | 0 | 0 | 0
LDNO HV: LV Medium Non-Domestic | 0 | 0 | 1 | 0 | 0
> LV Sub Medium Non-Domestic
LV Sub Medium Non-Domestic | 1 | 0 | 0 | 0 | 0
> HV Medium Non-Domestic
HV Medium Non-Domestic | 1 | 0 | 0 | 0 | 0
> LV Network Domestic
LV Network Domestic | 1 | 0 | 0 | 0 | 0
LDNO LV: LV Network Domestic | 0 | 1 | 0 | 0 | 0
LDNO HV: LV Network Domestic | 0 | 0 | 1 | 0 | 0
> LV Network Non-Domestic Non-CT
LV Network Non-Domestic Non-CT | 1 | 0 | 0 | 0 | 0
LDNO LV: LV Network Non-Domestic Non-CT | 0 | 1 | 0 | 0 | 0
LDNO HV: LV Network Non-Domestic Non-CT | 0 | 0 | 1 | 0 | 0
> LV HH Metered
LV HH Metered | 1 | 0 | 0 | 0 | 0
LDNO LV: LV HH Metered | 0 | 1 | 0 | 0 | 0
LDNO HV: LV HH Metered | 0 | 0 | 1 | 0 | 0
> LV Sub HH Metered
LV Sub HH Metered | 1 | 0 | 0 | 0 | 0
LDNO HV: LV Sub HH Metered | 0 | 0 | 0 | 1 | 0
> HV HH Metered
HV HH Metered | 1 | 0 | 0 | 0 | 0
LDNO HV: HV HH Metered | 0 | 0 | 0 | 0 | 1
> NHH UMS category A
NHH UMS category A | 1 | 0 | 0 | 0 | 0
LDNO LV: NHH UMS category A | 0 | 1 | 0 | 0 | 0
LDNO HV: NHH UMS category A | 0 | 0 | 1 | 0 | 0
> NHH UMS category B
NHH UMS category B | 1 | 0 | 0 | 0 | 0
LDNO LV: NHH UMS category B | 0 | 1 | 0 | 0 | 0
LDNO HV: NHH UMS category B | 0 | 0 | 1 | 0 | 0
> NHH UMS category C
NHH UMS category C | 1 | 0 | 0 | 0 | 0
LDNO LV: NHH UMS category C | 0 | 1 | 0 | 0 | 0
LDNO HV: NHH UMS category C | 0 | 0 | 1 | 0 | 0
> NHH UMS category D
NHH UMS category D | 1 | 0 | 0 | 0 | 0
LDNO LV: NHH UMS category D | 0 | 1 | 0 | 0 | 0
LDNO HV: NHH UMS category D | 0 | 0 | 1 | 0 | 0
> LV UMS (Pseudo HH Metered)
LV UMS (Pseudo HH Metered) | 1 | 0 | 0 | 0 | 0
LDNO LV: LV UMS (Pseudo HH Metered) | 0 | 1 | 0 | 0 | 0
LDNO HV: LV UMS (Pseudo HH Metered) | 0 | 0 | 1 | 0 | 0
> LV Generation NHH or Aggregate HH
LV Generation NHH or Aggregate HH | 1 | 0 | 0 | 0 | 0
LDNO LV: LV Generation NHH or Aggregate HH | 1 | 0 | 0 | 0 | 0
LDNO HV: LV Generation NHH or Aggregate HH | 1 | 0 | 0 | 0 | 0
> LV Sub Generation NHH
LV Sub Generation NHH | 1 | 0 | 0 | 0 | 0
LDNO HV: LV Sub Generation NHH | 1 | 0 | 0 | 0 | 0
> LV Generation Intermittent
LV Generation Intermittent | 1 | 0 | 0 | 0 | 0
LDNO LV: LV Generation Intermittent | 1 | 0 | 0 | 0 | 0
LDNO HV: LV Generation Intermittent | 1 | 0 | 0 | 0 | 0
> LV Generation Non-Intermittent
LV Generation Non-Intermittent | 1 | 0 | 0 | 0 | 0
LDNO LV: LV Generation Non-Intermittent | 1 | 0 | 0 | 0 | 0
LDNO HV: LV Generation Non-Intermittent | 1 | 0 | 0 | 0 | 0
> LV Sub Generation Intermittent
LV Sub Generation Intermittent | 1 | 0 | 0 | 0 | 0
LDNO HV: LV Sub Generation Intermittent | 1 | 0 | 0 | 0 | 0
> LV Sub Generation Non-Intermittent
LV Sub Generation Non-Intermittent | 1 | 0 | 0 | 0 | 0
LDNO HV: LV Sub Generation Non-Intermittent | 1 | 0 | 0 | 0 | 0
> HV Generation Intermittent
HV Generation Intermittent | 1 | 0 | 0 | 0 | 0
LDNO HV: HV Generation Intermittent | 1 | 0 | 0 | 0 | 0
> HV Generation Non-Intermittent
HV Generation Non-Intermittent | 1 | 0 | 0 | 0 | 0
LDNO HV: HV Generation Non-Intermittent | 1 | 0 | 0 | 0 | 0
2304. LDNO discounts and volumes adjusted for discount
Data sources:
x1 = 2303. Discount map
x2 = 1037. Embedded network (LDNO) discounts
x3 = 100 per cent discount for generators on LDNO networks
x4 = Discount for each tariff (except for fixed charges) (in LDNO discounts and volumes adjusted for discount)
x5 = 1053. Rate 1 units (MWh) by tariff (in Volume forecasts for the charging year)
x6 = 1053. Rate 2 units (MWh) by tariff (in Volume forecasts for the charging year)
x7 = 1053. Rate 3 units (MWh) by tariff (in Volume forecasts for the charging year)
x8 = 1053. MPANs by tariff (in Volume forecasts for the charging year)
x9 = Discount for each tariff for fixed charges only (in LDNO discounts and volumes adjusted for discount)
x10 = 1053. Import capacity (kVA) by tariff (in Volume forecasts for the charging year)
x11 = 1053. Reactive power units (MVArh) by tariff (in Volume forecasts for the charging year)
Kind: | Sum-product calculation | Combine tables | Calculation | Calculation | Calculation | Calculation | Calculation | Calculation
Formula: | =SUMPRODUCT(x1, x2) | = x3 or x4 | =x5*(1-x4) | =x6*(1-x4) | =x7*(1-x4) | =x8*(1-x9) | =x10*(1-x4) | =x11*(1-x4)
| Discount for each tariff (except for fixed charges) | Discount for each tariff for fixed charges only | Rate 1 units (MWh) | Rate 2 units (MWh) | Rate 3 units (MWh) | MPANs | Import capacity (kVA) | Reactive power units (MVArh)
> Domestic Unrestricted
Domestic Unrestricted | 0% | 0% | 4168538.38 | 0 | 0 | 1208622 | 0 | 0
LDNO LV: Domestic Unrestricted | 37.08% | 37.08% | 8473.5067 | 0 | 0 | 3228.5425 | 0 | 0
LDNO HV: Domestic Unrestricted | 62.58% | 62.58% | 7301.0288 | 0 | 0 | 3022.8095 | 0 | 0
> Domestic Two Rate
Domestic Two Rate | 0% | 0% | 663175.4554 | 698638.7098 | 0 | 220635 | 0 | 0
LDNO LV: Domestic Two Rate | 37.08% | 37.08% | 586.5494 | 275.4672 | 0 | 247.9138 | 0 | 0
LDNO HV: Domestic Two Rate | 62.58% | 62.58% | 332.6057 | 136.393 | 0 | 122.7233 | 0 | 0
> Domestic Off Peak (related MPAN)
Domestic Off Peak (related MPAN) | 0% | 0% | 64197.0827 | 0 | 0 | 16604 | 0 | 0
LDNO LV: Domestic Off Peak (related MPAN) | 37.08% | 37.08% | 0 | 0 | 0 | 0 | 0 | 0
LDNO HV: Domestic Off Peak (related MPAN) | 62.58% | 62.58% | 0 | 0 | 0 | 0 | 0 | 0
> Small Non Domestic Unrestricted
Small Non Domestic Unrestricted | 0% | 0% | 1173934.6182 | 0 | 0 | 108567 | 0 | 0
LDNO LV: Small Non Domestic Unrestricted | 37.08% | 37.08% | 497.1566 | 0 | 0 | 68.5853 | 0 | 0
LDNO HV: Small Non Domestic Unrestricted | 62.58% | 62.58% | 2520.3094 | 0 | 0 | 130.9547 | 0 | 0
> Small Non Domestic Two Rate
Small Non Domestic Two Rate | 0% | 0% | 376239.6554 | 173841.044 | 0 | 27763 | 0 | 0
LDNO LV: Small Non Domestic Two Rate | 37.08% | 37.08% | 24.7923 | 6.8125 | 0 | 1.2584 | 0 | 0
LDNO HV: Small Non Domestic Two Rate | 62.58% | 62.58% | 324.4272 | 103.2559 | 0 | 8.2314 | 0 | 0
> Small Non Domestic Off Peak (related MPAN)
Small Non Domestic Off Peak (related MPAN) | 0% | 0% | 23325.8603 | 0 | 0 | 3507 | 0 | 0
LDNO LV: Small Non Domestic Off Peak (related MPAN) | 37.08% | 37.08% | 0 | 0 | 0 | 0 | 0 | 0
LDNO HV: Small Non Domestic Off Peak (related MPAN) | 62.58% | 62.58% | 0 | 0 | 0 | 0 | 0 | 0
> LV Medium Non-Domestic
LV Medium Non-Domestic | 0% | 0% | 427528.8727 | 105993.876 | 0 | 6068.9847 | 0 | 0
LDNO LV: LV Medium Non-Domestic | 37.08% | 37.08% | 55.9771 | 17.2754 | 0 | 0.81851 | 0 | 0
LDNO HV: LV Medium Non-Domestic | 62.58% | 62.58% | 1335.6253 | 203.8457 | 0 | 13.8713 | 0 | 0
> LV Sub Medium Non-Domestic
LV Sub Medium Non-Domestic | 0% | 0% | 42068.6255 | 11736.0801 | 0 | 450.0844 | 0 | 0
> HV Medium Non-Domestic
HV Medium Non-Domestic | 0% | 0% | 1538.6836 | 436.4451 | 0 | 17.5611 | 0 | 0
> LV Network Domestic
LV Network Domestic | 0% | 0% | 0 | 0 | 0 | 0 | 0 | 0
LDNO LV: LV Network Domestic | 37.08% | 37.08% | 0 | 0 | 0 | 0 | 0 | 0
LDNO HV: LV Network Domestic | 62.58% | 62.58% | 0 | 0 | 0 | 0 | 0 | 0
> LV Network Non-Domestic Non-CT
LV Network Non-Domestic Non-CT | 0% | 0% | 9584.8223 | 71676.4243 | 68426.3562 | 2200.9759 | 0 | 0
LDNO LV: LV Network Non-Domestic Non-CT | 37.08% | 37.08% | 1.7383 | 13.0001 | 12.9993 | 0.29684 | 0 | 0
LDNO HV: LV Network Non-Domestic Non-CT | 62.58% | 62.58% | 31.4959 | 235.4917 | 186.6636 | 5.0305 | 0 | 0
> LV HH Metered
LV HH Metered | 0% | 0% | 67455.6663 | 484412.5194 | 420321.6855 | 4354.0395 | 511822.119 | 79052.181
LDNO LV: LV HH Metered | 37.08% | 37.08% | 10.7208 | 93.5526 | 57.4992 | 1.4015 | 11.3049 | 7.2342
LDNO HV: LV HH Metered | 62.58% | 62.58% | 1020.7949 | 6647.8976 | 5624.5673 | 24.1262 | 6552.2424 | 590.1797
> LV Sub HH Metered
LV Sub HH Metered | 0% | 0% | 49420.0384 | 365626.7428 | 332770.5557 | 1571.9156 | 348837.0805 | 74091.67
LDNO HV: LV Sub HH Metered | 38.64% | 38.64% | 0.32854 | 3.9156 | 10.3281 | 0.61356 | 613.5632 | 0
> HV HH Metered
HV HH Metered | 0% | 0% | 162287.5372 | 1149365.8885 | 1238534.8314 | 1039.4389 | 934915.5737 | 187754.548
LDNO HV: HV HH Metered | 27.22% | 27.22% | 694.3567 | 4397.6741 | 6084.1678 | 5.0944 | 5094.3819 | 182.4764
> NHH UMS category A
NHH UMS category A | 0% | 0% | 13729.2133 | 0 | 0 | 712.5286 | 0 | 0
LDNO LV: NHH UMS category A | 37.08% | 37.08% | 107.2307 | 0 | 0 | 0 | 0 | 0
LDNO HV: NHH UMS category A | 62.58% | 62.58% | 2.814 | 0 | 0 | 0 | 0 | 0
> NHH UMS category B
NHH UMS category B | 0% | 0% | 4919.5619 | 0 | 0 | 666.0374 | 0 | 0
LDNO LV: NHH UMS category B | 37.08% | 37.08% | 47.0221 | 0 | 0 | 0 | 0 | 0
LDNO HV: NHH UMS category B | 62.58% | 62.58% | 60.015 | 0 | 0 | 0 | 0 | 0
> NHH UMS category C
NHH UMS category C | 0% | 0% | 605.5057 | 0 | 0 | 169.794 | 0 | 0
LDNO LV: NHH UMS category C | 37.08% | 37.08% | 4.3193 | 0 | 0 | 0 | 0 | 0
LDNO HV: NHH UMS category C | 62.58% | 62.58% | 45.7161 | 0 | 0 | 0 | 0 | 0
> NHH UMS category D
NHH UMS category D | 0% | 0% | 0 | 0 | 0 | 1.0107 | 0 | 0
LDNO LV: NHH UMS category D | 37.08% | 37.08% | 0 | 0 | 0 | 0 | 0 | 0
LDNO HV: NHH UMS category D | 62.58% | 62.58% | 0 | 0 | 0 | 0 | 0 | 0
> LV UMS (Pseudo HH Metered)
LV UMS (Pseudo HH Metered) | 0% | 0% | 4184.523 | 26738.0279 | 90094.8523 | 0 | 0 | 0
LDNO LV: LV UMS (Pseudo HH Metered) | 37.08% | 37.08% | 0 | 0 | 0 | 0 | 0 | 0
LDNO HV: LV UMS (Pseudo HH Metered) | 62.58% | 62.58% | 0 | 0 | 0 | 0 | 0 | 0
> LV Generation NHH or Aggregate HH
LV Generation NHH or Aggregate HH | 0% | 0% | 2909.5226 | 0 | 0 | 262.7765 | 0 | 0
LDNO LV: LV Generation NHH or Aggregate HH | 0% | 100% | 131.3729 | 0 | 0 | 0 | 0 | 0
LDNO HV: LV Generation NHH or Aggregate HH | 0% | 100% | 0 | 0 | 0 | 0 | 0 | 0
> LV Sub Generation NHH
LV Sub Generation NHH | 0% | 0% | 0 | 0 | 0 | 0 | 0 | 0
LDNO HV: LV Sub Generation NHH | 0% | 100% | 0 | 0 | 0 | 0 | 0 | 0
> LV Generation Intermittent
LV Generation Intermittent | 0% | 0% | 71952.3169 | 0 | 0 | 501.2967 | 0 | 3896.113
LDNO LV: LV Generation Intermittent | 0% | 100% | 0 | 0 | 0 | 0 | 0 | 0
LDNO HV: LV Generation Intermittent | 0% | 100% | 521.4827 | 0 | 0 | 0 | 0 | 0
> LV Generation Non-Intermittent
LV Generation Non-Intermittent | 0% | 0% | 149.1016 | 1103.976 | 1216.9386 | 8.0854 | 0 | 376.55
LDNO LV: LV Generation Non-Intermittent | 0% | 100% | 0 | 0 | 0 | 0 | 0 | 0
LDNO HV: LV Generation Non-Intermittent | 0% | 100% | 0 | 0 | 0 | 0 | 0 | 0
> LV Sub Generation Intermittent
LV Sub Generation Intermittent | 0% | 0% | 11369.4368 | 0 | 0 | 60.6407 | 0 | 1309.103
LDNO HV: LV Sub Generation Intermittent | 0% | 100% | 0 | 0 | 0 | 0 | 0 | 0
> LV Sub Generation Non-Intermittent
LV Sub Generation Non-Intermittent | 0% | 0% | 225.5396 | 1261.5817 | 2043.4146 | 9.0961 | 0 | 231.941
LDNO HV: LV Sub Generation Non-Intermittent | 0% | 100% | 0 | 0 | 0 | 0 | 0 | 0
> HV Generation Intermittent
HV Generation Intermittent | 0% | 0% | 331383.3451 | 0 | 0 | 147 | 0 | 2375.5
LDNO HV: HV Generation Intermittent | 0% | 100% | 63.2869 | 0 | 0 | 0 | 0 | 112.063
> HV Generation Non-Intermittent
HV Generation Non-Intermittent | 0% | 0% | 13973.1165 | 87696.0477 | 124714.4413 | 52 | 0 | 1625.64
LDNO HV: HV Generation Non-Intermittent | 0% | 100% | 5.0772 | 0 | 0 | 0 | 0 | 1.017
2305. Equivalent volume for each end user
Data sources:
x1 = 2304. Rate 1 units (MWh) (in LDNO discounts and volumes adjusted for discount)
x2 = 2304. Rate 2 units (MWh) (in LDNO discounts and volumes adjusted for discount)
x3 = 2304. Rate 3 units (MWh) (in LDNO discounts and volumes adjusted for discount)
x4 = 2304. MPANs (in LDNO discounts and volumes adjusted for discount)
x5 = 2304. Import capacity (kVA) (in LDNO discounts and volumes adjusted for discount)
x6 = 2304. Reactive power units (MVArh) (in LDNO discounts and volumes adjusted for discount)
Kind: | Cell summation | Cell summation | Cell summation | Cell summation | Cell summation | Cell summation
Formula: | =SUM(x1) | =SUM(x2) | =SUM(x3) | =SUM(x4) | =SUM(x5) | =SUM(x6)
| Rate 1 units (MWh) | Rate 2 units (MWh) | Rate 3 units (MWh) | MPANs | Import capacity (kVA) | Reactive power units (MVArh)
Domestic Unrestricted | 4184312.9155 | 0 | 0 | 1214873.352 | 0 | 0
Domestic Two Rate | 664094.6105 | 699050.5699 | 0 | 221005.6371 | 0 | 0
Domestic Off Peak (related MPAN) | 64197.0827 | 0 | 0 | 16604 | 0 | 0
Small Non Domestic Unrestricted | 1176952.0842 | 0 | 0 | 108766.54 | 0 | 0
Small Non Domestic Two Rate | 376588.8749 | 173951.1124 | 0 | 27772.4899 | 0 | 0
Small Non Domestic Off Peak (related MPAN) | 23325.8603 | 0 | 0 | 3507 | 0 | 0
LV Medium Non-Domestic | 428920.4752 | 106214.9971 | 0 | 6083.6744 | 0 | 0
LV Sub Medium Non-Domestic | 42068.6255 | 11736.0801 | 0 | 450.0844 | 0 | 0
HV Medium Non-Domestic | 1538.6836 | 436.4451 | 0 | 17.5611 | 0 | 0
LV Network Domestic | 0 | 0 | 0 | 0 | 0 | 0
LV Network Non-Domestic Non-CT | 9618.0566 | 71924.916 | 68626.0192 | 2206.3032 | 0 | 0
LV HH Metered | 68487.182 | 491153.9696 | 426003.752 | 4379.5672 | 518385.6662 | 79649.5949
LV Sub HH Metered | 49420.3669 | 365630.6585 | 332780.8838 | 1572.5292 | 349450.6437 | 74091.67
HV HH Metered | 162981.8939 | 1153763.5625 | 1244618.9992 | 1044.5333 | 940009.9556 | 187937.0244
NHH UMS category A | 13839.2581 | 0 | 0 | 712.5286 | 0 | 0
NHH UMS category B | 5026.5989 | 0 | 0 | 666.0374 | 0 | 0
NHH UMS category C | 655.5412 | 0 | 0 | 169.794 | 0 | 0
NHH UMS category D | 0 | 0 | 0 | 1.0107 | 0 | 0
LV UMS (Pseudo HH Metered) | 4184.523 | 26738.0279 | 90094.8523 | 0 | 0 | 0
LV Generation NHH or Aggregate HH | 3040.8955 | 0 | 0 | 262.7765 | 0 | 0
LV Sub Generation NHH | 0 | 0 | 0 | 0 | 0 | 0
LV Generation Intermittent | 72473.7996 | 0 | 0 | 501.2967 | 0 | 3896.113
LV Generation Non-Intermittent | 149.1016 | 1103.976 | 1216.9386 | 8.0854 | 0 | 376.55
LV Sub Generation Intermittent | 11369.4368 | 0 | 0 | 60.6407 | 0 | 1309.103
LV Sub Generation Non-Intermittent | 225.5396 | 1261.5817 | 2043.4146 | 9.0961 | 0 | 231.941
HV Generation Intermittent | 331446.632 | 0 | 0 | 147 | 0 | 2487.563
HV Generation Non-Intermittent | 13978.1937 | 87696.0477 | 124714.4413 | 52 | 0 | 1626.657

## Multi
Load characteristics for multiple unit rates for WPD South West in April 16 (Finals)
2401. Adjust annual hours by distribution time band to match days in year
Data sources:
x1 = 1068. Typical annual hours by distribution time band
x2 = 1010. Days in the charging year (in Financial and general assumptions)
x3 = Total hours in the year according to time band hours input data (in Adjust annual hours by distribution time band to match days in year)
Kind: | Cell summation | Calculation
Formula: | =SUM(x1) | =x1*24*x2/x3
Annual hours by distribution time band (reconciled to days in year)
| Hours aggregate | Red | Amber | Green
Adjust annual hours by distribution time band to match days in year | 8760 | 522 | 3444 | 4794
2402. Normalisation of split of rate 1 units by time band
Data sources:
x1 = 1061. Average split of rate 1 units by distribution time band
x2 = Total split (in Normalisation of split of rate 1 units by time band)
x3 = 2401. Annual hours by distribution time band (reconciled to days in year) (in Adjust annual hours by distribution time band to match days in year)
x4 = 1010. Days in the charging year (in Financial and general assumptions)
Kind: | Cell summation | Calculation
Formula: | =SUM(x1) | =IF(x2,x1/x2,x3/x4/24)
Normalised split of rate 1 units by distribution time band
| Total split | Red | Amber | Green
Domestic Unrestricted | 100% | 8.862% | 46.21% | 44.93%
Domestic Two Rate | 100% | 10.68% | 53.61% | 35.71%
Domestic Off Peak (related MPAN) | 100% | 0.1299% | 10.85% | 89.02%
Small Non Domestic Unrestricted | 100% | 6.211% | 56.84% | 36.95%
Small Non Domestic Two Rate | 100% | 8.003% | 63.17% | 28.83%
Small Non Domestic Off Peak (related MPAN) | 100% | 0.1974% | 11.57% | 88.24%
LV Medium Non-Domestic | 100% | 8.249% | 61.98% | 29.77%
LV Sub Medium Non-Domestic | 100% | 8.138% | 61.86% | 30.01%
HV Medium Non-Domestic | 100% | 8.292% | 63.32% | 28.39%
2403. Split of rate 1 units between distribution time bands
Data sources:
x1 = 2402. Normalised split of rate 1 units by distribution time band (in Normalisation of split of rate 1 units by time band)
x2 = Split of rate 1 units between distribution time bands (default)
Combine tables = x1 or x2
| Red | Amber | Green
Domestic Unrestricted | 8.862% | 46.21% | 44.93%
Domestic Two Rate | 10.68% | 53.61% | 35.71%
Domestic Off Peak (related MPAN) | 0.1299% | 10.85% | 89.02%
Small Non Domestic Unrestricted | 6.211% | 56.84% | 36.95%
Small Non Domestic Two Rate | 8.003% | 63.17% | 28.83%
Small Non Domestic Off Peak (related MPAN) | 0.1974% | 11.57% | 88.24%
LV Medium Non-Domestic | 8.249% | 61.98% | 29.77%
LV Sub Medium Non-Domestic | 8.138% | 61.86% | 30.01%
HV Medium Non-Domestic | 8.292% | 63.32% | 28.39%
LV Network Domestic | 100% | 0% | 0%
LV Network Non-Domestic Non-CT | 100% | 0% | 0%
LV HH Metered | 100% | 0% | 0%
LV Sub HH Metered | 100% | 0% | 0%
HV HH Metered | 100% | 0% | 0%
LV Generation Non-Intermittent | 100% | 0% | 0%
LV Sub Generation Non-Intermittent | 100% | 0% | 0%
HV Generation Non-Intermittent | 100% | 0% | 0%
2404. Normalisation of split of rate 2 units by time band
Data sources:
x1 = 1062. Average split of rate 2 units by distribution time band
x2 = Total split (in Normalisation of split of rate 2 units by time band)
x3 = 2401. Annual hours by distribution time band (reconciled to days in year) (in Adjust annual hours by distribution time band to match days in year)
x4 = 1010. Days in the charging year (in Financial and general assumptions)
Kind: | Cell summation | Calculation
Formula: | =SUM(x1) | =IF(x2,x1/x2,x3/x4/24)
Normalised split of rate 2 units by distribution time band
| Total split | Red | Amber | Green
Domestic Two Rate | 100% | 0% | 2.025% | 97.97%
Small Non Domestic Two Rate | 100% | 0% | 2.467% | 97.53%
LV Medium Non-Domestic | 100% | 0% | 0% | 100%
LV Sub Medium Non-Domestic | 100% | 0% | 0% | 100%
HV Medium Non-Domestic | 100% | 0% | 0% | 100%
2405. Split of rate 2 units between distribution time bands
Data sources:
x1 = 2404. Normalised split of rate 2 units by distribution time band (in Normalisation of split of rate 2 units by time band)
x2 = Split of rate 2 units between distribution time bands (default)
Combine tables = x1 or x2
| Red | Amber | Green
Domestic Two Rate | 0% | 2.025% | 97.97%
Small Non Domestic Two Rate | 0% | 2.467% | 97.53%
LV Medium Non-Domestic | 0% | 0% | 100%
LV Sub Medium Non-Domestic | 0% | 0% | 100%
HV Medium Non-Domestic | 0% | 0% | 100%
LV Network Domestic | 0% | 100% | 0%
LV Network Non-Domestic Non-CT | 0% | 100% | 0%
LV HH Metered | 0% | 100% | 0%
LV Sub HH Metered | 0% | 100% | 0%
HV HH Metered | 0% | 100% | 0%
LV Generation Non-Intermittent | 0% | 100% | 0%
LV Sub Generation Non-Intermittent | 0% | 100% | 0%
HV Generation Non-Intermittent | 0% | 100% | 0%
2406. Split of rate 3 units between distribution time bands (default)
| Red | Amber | Green
LV Network Domestic | 0% | 0% | 100%
LV Network Non-Domestic Non-CT | 0% | 0% | 100%
LV HH Metered | 0% | 0% | 100%
LV Sub HH Metered | 0% | 0% | 100%
HV HH Metered | 0% | 0% | 100%
LV Generation Non-Intermittent | 0% | 0% | 100%
LV Sub Generation Non-Intermittent | 0% | 0% | 100%
HV Generation Non-Intermittent | 0% | 0% | 100%
2407. All units (MWh)
Data sources:
x1 = 2305. Rate 1 units (MWh) (in Equivalent volume for each end user)
x2 = 2305. Rate 2 units (MWh) (in Equivalent volume for each end user)
x3 = 2305. Rate 3 units (MWh) (in Equivalent volume for each end user)
Calculation =x1+x2+x3
All units (MWh)
Domestic Unrestricted | 4184312.9155
Domestic Two Rate | 1363145.1805
Domestic Off Peak (related MPAN) | 64197.0827
Small Non Domestic Unrestricted | 1176952.0842
Small Non Domestic Two Rate | 550539.9873
Small Non Domestic Off Peak (related MPAN) | 23325.8603
LV Medium Non-Domestic | 535135.4723
LV Sub Medium Non-Domestic | 53804.7056
HV Medium Non-Domestic | 1975.1287
LV Network Domestic | 0
LV Network Non-Domestic Non-CT | 150168.9917
LV HH Metered | 985644.9036
LV Sub HH Metered | 747831.9092
HV HH Metered | 2561364.4556
NHH UMS category A | 13839.2581
NHH UMS category B | 5026.5989
NHH UMS category C | 655.5412
NHH UMS category D | 0
LV UMS (Pseudo HH Metered) | 121017.4032
LV Generation NHH or Aggregate HH | 3040.8955
LV Sub Generation NHH | 0
LV Generation Intermittent | 72473.7996
LV Generation Non-Intermittent | 2470.0162
LV Sub Generation Intermittent | 11369.4368
LV Sub Generation Non-Intermittent | 3530.5359
HV Generation Intermittent | 331446.632
HV Generation Non-Intermittent | 226388.6828
2408. Calculation of implied load coefficients for one-rate users
Data sources:
x1 = 2407. All units (MWh)
x2 = 2305. Rate 1 units (MWh) (in Equivalent volume for each end user)
x3 = 2403. Split of rate 1 units between distribution time bands
x4 = 2401. Annual hours by distribution time band (reconciled to days in year) (in Adjust annual hours by distribution time band to match days in year)
x5 = Use of distribution time bands by units in demand forecast for one-rate tariffs (in Calculation of implied load coefficients for one-rate users)
x6 = 1010. Days in the charging year (in Financial and general assumptions)
Kind: | Calculation |  |  | Calculation
Formula: | =IF(x1>0,(x2*x3)/x1,0) |  |  | =IF(x4>0,x5*x6*24/x4,0)
Use of distribution time bands by units in demand forecast for one-rate tariffs
| Red | Amber | Green | Peak band load coefficient for one-rate tariffs
Domestic Unrestricted | 8.862% | 46.21% | 44.93% | 1.4872
Small Non Domestic Unrestricted | 6.211% | 56.84% | 36.95% | 1.0423
2409. Calculation of implied load coefficients for two-rate users
Data sources:
x1 = 2407. All units (MWh)
x2 = 2305. Rate 1 units (MWh) (in Equivalent volume for each end user)
x3 = 2403. Split of rate 1 units between distribution time bands
x4 = 2305. Rate 2 units (MWh) (in Equivalent volume for each end user)
x5 = 2405. Split of rate 2 units between distribution time bands
x6 = 2401. Annual hours by distribution time band (reconciled to days in year) (in Adjust annual hours by distribution time band to match days in year)
x7 = Use of distribution time bands by units in demand forecast for two-rate tariffs (in Calculation of implied load coefficients for two-rate users)
x8 = 1010. Days in the charging year (in Financial and general assumptions)
Kind: | Calculation |  |  | Calculation
Formula: | =IF(x1>0,(x2*x3+x4*x5)/x1,0) |  |  | =IF(x6>0,x7*x8*24/x6,0)
Use of distribution time bands by units in demand forecast for two-rate tariffs
| Red | Amber | Green | Peak band load coefficient for two-rate tariffs
Domestic Two Rate | 5.202% | 27.16% | 67.64% | 0.8729
Small Non Domestic Two Rate | 5.474% | 43.99% | 50.54% | 0.91866
LV Medium Non-Domestic | 6.612% | 49.68% | 43.71% | 1.1096
LV Sub Medium Non-Domestic | 6.363% | 48.36% | 45.27% | 1.0678
HV Medium Non-Domestic | 6.46% | 49.33% | 44.21% | 1.084
2410. Calculation of implied load coefficients for three-rate users
Data sources:
x1 = 2407. All units (MWh)
x2 = 2305. Rate 1 units (MWh) (in Equivalent volume for each end user)
x3 = 2403. Split of rate 1 units between distribution time bands
x4 = 2305. Rate 2 units (MWh) (in Equivalent volume for each end user)
x5 = 2405. Split of rate 2 units between distribution time bands
x6 = 2305. Rate 3 units (MWh) (in Equivalent volume for each end user)
x7 = 2406. Split of rate 3 units between distribution time bands (default)
x8 = 2401. Annual hours by distribution time band (reconciled to days in year) (in Adjust annual hours by distribution time band to match days in year)
x9 = Use of distribution time bands by units in demand forecast for three-rate tariffs (in Calculation of implied load coefficients for three-rate users)
x10 = 1010. Days in the charging year (in Financial and general assumptions)
Kind: | Calculation |  |  | Calculation
Formula: | =IF(x1>0,(x2*x3+x4*x5+x6*x7)/x1,0) |  |  | =IF(x8>0,x9*x10*24/x8,0)
Use of distribution time bands by units in demand forecast for three-rate tariffs
| Red | Amber | Green | Peak band load coefficient for three-rate tariffs
LV Network Domestic | 0% | 0% | 0% | 0
LV Network Non-Domestic Non-CT | 6.405% | 47.9% | 45.7% | 1.0748
LV HH Metered | 6.948% | 49.83% | 43.22% | 1.1661
LV Sub HH Metered | 6.608% | 48.89% | 44.5% | 1.109
HV HH Metered | 6.363% | 45.04% | 48.59% | 1.0678
2411. Calculation of adjusted time band load coefficients
Data sources:
x1 = 2408. Peak band load coefficient for one-rate tariffs (in Calculation of implied load coefficients for one-rate users)
x2 = 2409. Peak band load coefficient for two-rate tariffs (in Calculation of implied load coefficients for two-rate users)
x3 = 2410. Peak band load coefficient for three-rate tariffs (in Calculation of implied load coefficients for three-rate users)
x4 = Peak band load coefficient (in Calculation of adjusted time band load coefficients)
x5 = 2302. Load coefficient
Kind: | Combine tables | Calculation
Formula: | = x1 or x2 or x3 | =IF(x4<>0,x5/x4,IF(x5<0,-1,1))
| Peak band load coefficient | Load coefficient correction factor (kW at peak in band / band average kW)
Domestic Unrestricted | 1.4872 | 1.4504
Domestic Two Rate | 0.8729 | 1.4609
Domestic Off Peak (related MPAN) |  | 1
Small Non Domestic Unrestricted | 1.0423 | 1.5853
Small Non Domestic Two Rate | 0.91866 | 1.4782
Small Non Domestic Off Peak (related MPAN) |  | 1
LV Medium Non-Domestic | 1.1096 | 1.3107
LV Sub Medium Non-Domestic | 1.0678 | 1.3042
HV Medium Non-Domestic | 1.084 | 1.3245
LV Network Domestic | 0 | 1
LV Network Non-Domestic Non-CT | 1.0748 | 1.4995
LV HH Metered | 1.1661 | 1.1867
LV Sub HH Metered | 1.109 | 1.1423
HV HH Metered | 1.0678 | 1.0523
LV Generation Non-Intermittent |  | -1
LV Sub Generation Non-Intermittent |  | -1
HV Generation Non-Intermittent |  | -1
2412. Normalisation of peaking probabilities
Data sources:
x1 = 1069. Red, amber and green peaking probabilities (in Peaking probabilities by network level)
x2 = Total probability (should be 100%) (in Normalisation of peaking probabilities)
x3 = 1068. Typical annual hours by distribution time band
x4 = 2401. Total hours in the year according to time band hours input data (in Adjust annual hours by distribution time band to match days in year)
Kind: | Cell summation | Calculation
Formula: | =SUM(x1) | =IF(x2,x1/x2,x3/x4)
Normalised peaking probabilities
| Total probability (should be 100%) | Red | Amber | Green
GSPs | 100% | 98.85% | 1.147% | 0%
132kV | 100% | 84.61% | 7.728% | 7.665%
132kV/EHV | 100% | 84.61% | 7.728% | 7.665%
EHV | 100% | 56.44% | 33.71% | 9.845%
EHV/HV | 100% | 56.44% | 33.71% | 9.845%
132kV/HV | 100% | 84.61% | 7.728% | 7.665%
HV | 100% | 56.44% | 33.71% | 9.845%
HV/LV | 100% | 56.44% | 33.71% | 9.845%
LV circuits | 100% | 56.44% | 33.71% | 9.845%
2413. Peaking probabilities by network level (reshaped)
Data sources:
x1 = 2412. Normalised peaking probabilities (in Normalisation of peaking probabilities)
Reshape table = x1
| GSPs | Red | Amber | Green | 132kV | Red | Amber | Green | 132kV/EHV | Red | Amber | Green | EHV | Red | Amber | Green | EHV/HV | Red | Amber | Green | 132kV/HV | Red | Amber | Green | HV | Red | Amber | Green | HV/LV | Red | Amber | Green | LV circuits | Red | Amber | Green
Probability of peak within timeband |  | 98.85% | 1.147% | 0% |  | 84.61% | 7.728% | 7.665% |  | 84.61% | 7.728% | 7.665% |  | 56.44% | 33.71% | 9.845% |  | 56.44% | 33.71% | 9.845% |  | 84.61% | 7.728% | 7.665% |  | 56.44% | 33.71% | 9.845% |  | 56.44% | 33.71% | 9.845% |  | 56.44% | 33.71% | 9.845%
2414. Pseudo load coefficient by time band and network level
Data sources:
x1 = 2401. Annual hours by distribution time band (reconciled to days in year) (in Adjust annual hours by distribution time band to match days in year)
x2 = 2411. Load coefficient correction factor (kW at peak in band / band average kW) (in Calculation of adjusted time band load coefficients)
x3 = 2413. Peaking probabilities by network level (reshaped)
x4 = 1010. Days in the charging year (in Financial and general assumptions)
Calculation =IF(x1>0,x2*x3*24*x4/x1,0)
| GSPs | Red | Amber | Green | 132kV | Red | Amber | Green | 132kV/EHV | Red | Amber | Green | EHV | Red | Amber | Green | EHV/HV | Red | Amber | Green | 132kV/HV | Red | Amber | Green | HV | Red | Amber | Green | HV/LV | Red | Amber | Green | LV circuits | Red | Amber | Green
Domestic Unrestricted |  | 24.0615 | 0.042323 | 0 |  | 20.594 | 0.28511 | 0.20314 |  | 20.594 | 0.28511 | 0.20314 |  | 13.7388 | 1.2437 | 0.26092 |  | 13.7388 | 1.2437 | 0.26092 |  | 20.594 | 0.28511 | 0.20314 |  | 13.7388 | 1.2437 | 0.26092 |  | 13.7388 | 1.2437 | 0.26092 |  | 13.7388 | 1.2437 | 0.26092
Domestic Two Rate |  | 24.2343 | 0.042627 | 0 |  | 20.7419 | 0.28716 | 0.2046 |  | 20.7419 | 0.28716 | 0.2046 |  | 13.8375 | 1.2526 | 0.26279 |  | 13.8375 | 1.2526 | 0.26279 |  | 20.7419 | 0.28716 | 0.2046 |  | 13.8375 | 1.2526 | 0.26279 |  | 13.8375 | 1.2526 | 0.26279 |  | 13.8375 | 1.2526 | 0.26279
Domestic Off Peak (related MPAN) |  | 16.5891 | 0.029179 | 0 |  | 14.1985 | 0.19657 | 0.14005 |  | 14.1985 | 0.19657 | 0.14005 |  | 9.4722 | 0.85747 | 0.17989 |  | 9.4722 | 0.85747 | 0.17989 |  | 14.1985 | 0.19657 | 0.14005 |  | 9.4722 | 0.85747 | 0.17989 |  | 9.4722 | 0.85747 | 0.17989 |  | 9.4722 | 0.85747 | 0.17989
Small Non Domestic Unrestricted |  | 26.2986 | 0.046257 | 0 |  | 22.5087 | 0.31162 | 0.22203 |  | 22.5087 | 0.31162 | 0.22203 |  | 15.0162 | 1.3593 | 0.28518 |  | 15.0162 | 1.3593 | 0.28518 |  | 22.5087 | 0.31162 | 0.22203 |  | 15.0162 | 1.3593 | 0.28518 |  | 15.0162 | 1.3593 | 0.28518 |  | 15.0162 | 1.3593 | 0.28518
Small Non Domestic Two Rate |  | 24.5227 | 0.043134 | 0 |  | 20.9888 | 0.29058 | 0.20703 |  | 20.9888 | 0.29058 | 0.20703 |  | 14.0021 | 1.2676 | 0.26592 |  | 14.0021 | 1.2676 | 0.26592 |  | 20.9888 | 0.29058 | 0.20703 |  | 14.0021 | 1.2676 | 0.26592 |  | 14.0021 | 1.2676 | 0.26592 |  | 14.0021 | 1.2676 | 0.26592
Small Non Domestic Off Peak (related MPAN) |  | 16.5891 | 0.029179 | 0 |  | 14.1985 | 0.19657 | 0.14005 |  | 14.1985 | 0.19657 | 0.14005 |  | 9.4722 | 0.85747 | 0.17989 |  | 9.4722 | 0.85747 | 0.17989 |  | 14.1985 | 0.19657 | 0.14005 |  | 9.4722 | 0.85747 | 0.17989 |  | 9.4722 | 0.85747 | 0.17989 |  | 9.4722 | 0.85747 | 0.17989
LV Medium Non-Domestic |  | 21.7427 | 0.038244 | 0 |  | 18.6094 | 0.25764 | 0.18356 |  | 18.6094 | 0.25764 | 0.18356 |  | 12.4148 | 1.1239 | 0.23578 |  | 12.4148 | 1.1239 | 0.23578 |  | 18.6094 | 0.25764 | 0.18356 |  | 12.4148 | 1.1239 | 0.23578 |  | 12.4148 | 1.1239 | 0.23578 |  | 12.4148 | 1.1239 | 0.23578
LV Sub Medium Non-Domestic |  | 21.6358 | 0.038056 | 0 |  | 18.5179 | 0.25637 | 0.18266 |  | 18.5179 | 0.25637 | 0.18266 |  | 12.3538 | 1.1183 | 0.23462 |  | 12.3538 | 1.1183 | 0.23462 |  | 18.5179 | 0.25637 | 0.18266 |  | 12.3538 | 1.1183 | 0.23462 |  | 12.3538 | 1.1183 | 0.23462 |  | 12.3538 | 1.1183 | 0.23462
HV Medium Non-Domestic |  | 21.9729 | 0.038649 | 0 |  | 18.8064 | 0.26037 | 0.18551 |  | 18.8064 | 0.26037 | 0.18551 |  | 12.5463 | 1.1358 | 0.23827 |  | 12.5463 | 1.1358 | 0.23827 |  | 18.8064 | 0.26037 | 0.18551 |  | 12.5463 | 1.1358 | 0.23827 |  | 12.5463 | 1.1358 | 0.23827 |  | 12.5463 | 1.1358 | 0.23827
LV Network Domestic |  | 16.5891 | 0.029179 | 0 |  | 14.1985 | 0.19657 | 0.14005 |  | 14.1985 | 0.19657 | 0.14005 |  | 9.4722 | 0.85747 | 0.17989 |  | 9.4722 | 0.85747 | 0.17989 |  | 14.1985 | 0.19657 | 0.14005 |  | 9.4722 | 0.85747 | 0.17989 |  | 9.4722 | 0.85747 | 0.17989 |  | 9.4722 | 0.85747 | 0.17989
LV Network Non-Domestic Non-CT |  | 24.8746 | 0.043753 | 0 |  | 21.2899 | 0.29475 | 0.21 |  | 21.2899 | 0.29475 | 0.21 |  | 14.2031 | 1.2857 | 0.26974 |  | 14.2031 | 1.2857 | 0.26974 |  | 21.2899 | 0.29475 | 0.21 |  | 14.2031 | 1.2857 | 0.26974 |  | 14.2031 | 1.2857 | 0.26974 |  | 14.2031 | 1.2857 | 0.26974
LV HH Metered |  | 19.6856 | 0.034626 | 0 |  | 16.8487 | 0.23326 | 0.1662 |  | 16.8487 | 0.23326 | 0.1662 |  | 11.2402 | 1.0175 | 0.21347 |  | 11.2402 | 1.0175 | 0.21347 |  | 16.8487 | 0.23326 | 0.1662 |  | 11.2402 | 1.0175 | 0.21347 |  | 11.2402 | 1.0175 | 0.21347 |  | 11.2402 | 1.0175 | 0.21347
LV Sub HH Metered |  | 18.9505 | 0.033333 | 0 |  | 16.2195 | 0.22455 | 0.15999 |  | 16.2195 | 0.22455 | 0.15999 |  | 10.8205 | 0.97953 | 0.2055 |  | 10.8205 | 0.97953 | 0.2055 |  | 16.2195 | 0.22455 | 0.15999 |  | 10.8205 | 0.97953 | 0.2055 |  | 10.8205 | 0.97953 | 0.2055 |  | 10.8205 | 0.97953 | 0.2055
HV HH Metered |  | 17.4563 | 0.030704 | 0 |  | 14.9407 | 0.20685 | 0.14738 |  | 14.9407 | 0.20685 | 0.14738 |  | 9.9673 | 0.9023 | 0.18929 |  | 9.9673 | 0.9023 | 0.18929 |  | 14.9407 | 0.20685 | 0.14738 |  | 9.9673 | 0.9023 | 0.18929 |  | 9.9673 | 0.9023 | 0.18929 |  | 9.9673 | 0.9023 | 0.18929
LV Generation Non-Intermittent |  | -16.5891 | -0.029179 | 0 |  | -14.1985 | -0.19657 | -0.14005 |  | -14.1985 | -0.19657 | -0.14005 |  | -9.4722 | -0.85747 | -0.17989 |  | -9.4722 | -0.85747 | -0.17989 |  | -14.1985 | -0.19657 | -0.14005 |  | -9.4722 | -0.85747 | -0.17989 |  | -9.4722 | -0.85747 | -0.17989 |  | -9.4722 | -0.85747 | -0.17989
LV Sub Generation Non-Intermittent |  | -16.5891 | -0.029179 | 0 |  | -14.1985 | -0.19657 | -0.14005 |  | -14.1985 | -0.19657 | -0.14005 |  | -9.4722 | -0.85747 | -0.17989 |  | -9.4722 | -0.85747 | -0.17989 |  | -14.1985 | -0.19657 | -0.14005 |  | -9.4722 | -0.85747 | -0.17989 |  | -9.4722 | -0.85747 | -0.17989 |  | -9.4722 | -0.85747 | -0.17989
HV Generation Non-Intermittent |  | -16.5891 | -0.029179 | 0 |  | -14.1985 | -0.19657 | -0.14005 |  | -14.1985 | -0.19657 | -0.14005 |  | -9.4722 | -0.85747 | -0.17989 |  | -9.4722 | -0.85747 | -0.17989 |  | -14.1985 | -0.19657 | -0.14005 |  | -9.4722 | -0.85747 | -0.17989 |  | -9.4722 | -0.85747 | -0.17989 |  | -9.4722 | -0.85747 | -0.17989
2415. Aggregated half hourly pseudo timeband load coefficients
Data sources:
x1 = 2414. Pseudo load coefficient by time band and network level
Copy cells = x1
| GSPs | Red | Amber | Green | 132kV | Red | Amber | Green | 132kV/EHV | Red | Amber | Green | EHV | Red | Amber | Green | EHV/HV | Red | Amber | Green | 132kV/HV | Red | Amber | Green | HV | Red | Amber | Green | HV/LV | Red | Amber | Green | LV circuits | Red | Amber | Green
LV Network Domestic |  | 16.5891 | 0.029179 | 0 |  | 14.1985 | 0.19657 | 0.14005 |  | 14.1985 | 0.19657 | 0.14005 |  | 9.4722 | 0.85747 | 0.17989 |  | 9.4722 | 0.85747 | 0.17989 |  | 14.1985 | 0.19657 | 0.14005 |  | 9.4722 | 0.85747 | 0.17989 |  | 9.4722 | 0.85747 | 0.17989 |  | 9.4722 | 0.85747 | 0.17989
LV Network Non-Domestic Non-CT |  | 24.8746 | 0.043753 | 0 |  | 21.2899 | 0.29475 | 0.21 |  | 21.2899 | 0.29475 | 0.21 |  | 14.2031 | 1.2857 | 0.26974 |  | 14.2031 | 1.2857 | 0.26974 |  | 21.2899 | 0.29475 | 0.21 |  | 14.2031 | 1.2857 | 0.26974 |  | 14.2031 | 1.2857 | 0.26974 |  | 14.2031 | 1.2857 | 0.26974
2416. Off-peak non half hourly units (MWh)
Data sources:
x1 = 2407. All units (MWh)
Copy cells = x1
Off-peak non half hourly units (MWh)
Domestic Off Peak (related MPAN) | 64197.0827
Small Non Domestic Off Peak (related MPAN) | 23325.8603
2417. Off-peak non half hourly timeband use
Data sources:
x1 = 2403. Split of rate 1 units between distribution time bands
Copy cells = x1
| Red | Amber | Green
Domestic Off Peak (related MPAN) | 0.1299% | 10.85% | 89.02%
Small Non Domestic Off Peak (related MPAN) | 0.1974% | 11.57% | 88.24%
2418. Multi rate non half hourly units (MWh)
Data sources:
x1 = 2407. All units (MWh)
Copy cells = x1
Multi rate non half hourly units (MWh)
Domestic Two Rate | 1363145.1805
Small Non Domestic Two Rate | 550539.9873
2419. Single rate non half hourly timeband use
Data sources:
x1 = 2403. Split of rate 1 units between distribution time bands
Copy cells = x1
| Red | Amber | Green
Domestic Unrestricted | 8.862% | 46.21% | 44.93%
Small Non Domestic Unrestricted | 6.211% | 56.84% | 36.95%
2420. Single rate non half hourly units (MWh)
Data sources:
x1 = 2407. All units (MWh)
Copy cells = x1
Single rate non half hourly units (MWh)
Domestic Unrestricted | 4184312.9155
Small Non Domestic Unrestricted | 1176952.0842
2421. Multi rate non half hourly timeband use
Data sources:
x1 = 2409. Use of distribution time bands by units in demand forecast for two-rate tariffs (in Calculation of implied load coefficients for two-rate users)
Copy cells = x1
| Red | Amber | Green
Domestic Two Rate | 5.202% | 27.16% | 67.64%
Small Non Domestic Two Rate | 5.474% | 43.99% | 50.54%
2422. Average non half hourly timeband use
Data sources:
x1 = 2420. Single rate non half hourly units (MWh)
x2 = 2419. Single rate non half hourly timeband use
x3 = 2418. Multi rate non half hourly units (MWh)
x4 = 2421. Multi rate non half hourly timeband use
x5 = 2416. Off-peak non half hourly units (MWh)
x6 = 2417. Off-peak non half hourly timeband use
Calculation =(x1*x2+x3*x4+x5*x6)/(x1+x3+x5)
| Red | Amber | Green
LV Network Domestic | 7.873% | 41.18% | 50.95%
LV Network Non-Domestic Non-CT | 5.899% | 52.2% | 41.9%
2423. Aggregated half hourly tariff pseudo load coefficient using average non half hourly unit mix
Data sources:
x1 = 2415. Aggregated half hourly pseudo timeband load coefficients
x2 = 2422. Average non half hourly timeband use
Sum-product calculation =SUMPRODUCT(x1, x2)
| GSPs | 132kV | 132kV/EHV | EHV | EHV/HV | 132kV/HV | HV | HV/LV | LV circuits
LV Network Domestic | 1.3181 | 1.2701 | 1.2701 | 1.1905 | 1.1905 | 1.2701 | 1.1905 | 1.1905 | 1.1905
LV Network Non-Domestic Non-CT | 1.4903 | 1.4978 | 1.4978 | 1.622 | 1.622 | 1.4978 | 1.622 | 1.622 | 1.622
2424. Off-peak non half hourly pseudo timeband load coefficients
Data sources:
x1 = 2414. Pseudo load coefficient by time band and network level
Copy cells = x1
| GSPs | Red | Amber | Green | 132kV | Red | Amber | Green | 132kV/EHV | Red | Amber | Green | EHV | Red | Amber | Green | EHV/HV | Red | Amber | Green | 132kV/HV | Red | Amber | Green | HV | Red | Amber | Green | HV/LV | Red | Amber | Green | LV circuits | Red | Amber | Green
Domestic Off Peak (related MPAN) |  | 16.5891 | 0.029179 | 0 |  | 14.1985 | 0.19657 | 0.14005 |  | 14.1985 | 0.19657 | 0.14005 |  | 9.4722 | 0.85747 | 0.17989 |  | 9.4722 | 0.85747 | 0.17989 |  | 14.1985 | 0.19657 | 0.14005 |  | 9.4722 | 0.85747 | 0.17989 |  | 9.4722 | 0.85747 | 0.17989 |  | 9.4722 | 0.85747 | 0.17989
Small Non Domestic Off Peak (related MPAN) |  | 16.5891 | 0.029179 | 0 |  | 14.1985 | 0.19657 | 0.14005 |  | 14.1985 | 0.19657 | 0.14005 |  | 9.4722 | 0.85747 | 0.17989 |  | 9.4722 | 0.85747 | 0.17989 |  | 14.1985 | 0.19657 | 0.14005 |  | 9.4722 | 0.85747 | 0.17989 |  | 9.4722 | 0.85747 | 0.17989 |  | 9.4722 | 0.85747 | 0.17989
2425. Off-peak non half hourly tariff pseudo load coefficient
Data sources:
x1 = 2424. Off-peak non half hourly pseudo timeband load coefficients
x2 = 2417. Off-peak non half hourly timeband use
Sum-product calculation =SUMPRODUCT(x1, x2)
| GSPs | 132kV | 132kV/EHV | EHV | EHV/HV | 132kV/HV | HV | HV/LV | LV circuits
Domestic Off Peak (related MPAN) | 0.024718 | 0.16445 | 0.16445 | 0.26545 | 0.26545 | 0.16445 | 0.26545 | 0.26545 | 0.26545
Small Non Domestic Off Peak (related MPAN) | 0.036125 | 0.17434 | 0.17434 | 0.2766 | 0.2766 | 0.17434 | 0.2766 | 0.2766 | 0.2766
2426. Single rate non half hourly tariff load coefficient
Data sources:
x1 = 2302. Load coefficient
Copy cells = x1
Single rate non half hourly tariff load coefficient
Domestic Unrestricted | 2.1571
Small Non Domestic Unrestricted | 1.6524
2427. Multi rate non half hourly pseudo timeband load coefficients
Data sources:
x1 = 2414. Pseudo load coefficient by time band and network level
Copy cells = x1
| GSPs | Red | Amber | Green | 132kV | Red | Amber | Green | 132kV/EHV | Red | Amber | Green | EHV | Red | Amber | Green | EHV/HV | Red | Amber | Green | 132kV/HV | Red | Amber | Green | HV | Red | Amber | Green | HV/LV | Red | Amber | Green | LV circuits | Red | Amber | Green
Domestic Two Rate |  | 24.2343 | 0.042627 | 0 |  | 20.7419 | 0.28716 | 0.2046 |  | 20.7419 | 0.28716 | 0.2046 |  | 13.8375 | 1.2526 | 0.26279 |  | 13.8375 | 1.2526 | 0.26279 |  | 20.7419 | 0.28716 | 0.2046 |  | 13.8375 | 1.2526 | 0.26279 |  | 13.8375 | 1.2526 | 0.26279 |  | 13.8375 | 1.2526 | 0.26279
Small Non Domestic Two Rate |  | 24.5227 | 0.043134 | 0 |  | 20.9888 | 0.29058 | 0.20703 |  | 20.9888 | 0.29058 | 0.20703 |  | 14.0021 | 1.2676 | 0.26592 |  | 14.0021 | 1.2676 | 0.26592 |  | 20.9888 | 0.29058 | 0.20703 |  | 14.0021 | 1.2676 | 0.26592 |  | 14.0021 | 1.2676 | 0.26592 |  | 14.0021 | 1.2676 | 0.26592
2428. Multi rate non half hourly tariff pseudo load coefficient
Data sources:
x1 = 2427. Multi rate non half hourly pseudo timeband load coefficients
x2 = 2421. Multi rate non half hourly timeband use
Sum-product calculation =SUMPRODUCT(x1, x2)
| GSPs | 132kV | 132kV/EHV | EHV | EHV/HV | 132kV/HV | HV | HV/LV | LV circuits
Domestic Two Rate | 1.2721 | 1.2953 | 1.2953 | 1.2377 | 1.2377 | 1.2953 | 1.2377 | 1.2377 | 1.2377
Small Non Domestic Two Rate | 1.3614 | 1.3814 | 1.3814 | 1.4585 | 1.4585 | 1.3814 | 1.4585 | 1.4585 | 1.4585
2429. Average non half hourly tariff pseudo load coefficient
Data sources:
x1 = 2420. Single rate non half hourly units (MWh)
x2 = 2426. Single rate non half hourly tariff load coefficient
x3 = 2418. Multi rate non half hourly units (MWh)
x4 = 2428. Multi rate non half hourly tariff pseudo load coefficient
x5 = 2416. Off-peak non half hourly units (MWh)
x6 = 2425. Off-peak non half hourly tariff pseudo load coefficient
Calculation =(x1*x2+x3*x4+x5*x6)/(x1+x3+x5)
| GSPs | 132kV | 132kV/EHV | EHV | EHV/HV | 132kV/HV | HV | HV/LV | LV circuits
Domestic equalisation group | 1.9177 | 1.9249 | 1.9249 | 1.9121 | 1.9121 | 1.9249 | 1.9121 | 1.9121 | 1.9121
Non-domestic equalisation group | 1.5394 | 1.5475 | 1.5475 | 1.5731 | 1.5731 | 1.5475 | 1.5731 | 1.5731 | 1.5731
2430. Relative correction factor for aggregated half hourly tariff
Data sources:
x1 = 2429. Average non half hourly tariff pseudo load coefficient
x2 = 2423. Aggregated half hourly tariff pseudo load coefficient using average non half hourly unit mix
Calculation =x1/x2
| GSPs | 132kV | 132kV/EHV | EHV | EHV/HV | 132kV/HV | HV | HV/LV | LV circuits
Domestic equalisation group | 1.455 | 1.5155 | 1.5155 | 1.6062 | 1.6062 | 1.5155 | 1.6062 | 1.6062 | 1.6062
Non-domestic equalisation group | 1.0329 | 1.0332 | 1.0332 | 0.96983 | 0.96983 | 1.0332 | 0.96983 | 0.96983 | 0.96983
2431. Aggregated half hourly units (MWh)
Data sources:
x1 = 2407. All units (MWh)
Copy cells = x1
Aggregated half hourly units (MWh)
LV Network Domestic | 0
LV Network Non-Domestic Non-CT | 150168.9917
2432. Aggregated half hourly timeband use
Data sources:
x1 = 2410. Use of distribution time bands by units in demand forecast for three-rate tariffs (in Calculation of implied load coefficients for three-rate users)
Copy cells = x1
| Red | Amber | Green
LV Network Domestic | 0% | 0% | 0%
LV Network Non-Domestic Non-CT | 6.405% | 47.9% | 45.7%
2433. Aggregated half hourly tariff pseudo load coefficient
Data sources:
x1 = 2415. Aggregated half hourly pseudo timeband load coefficients
x2 = 2432. Aggregated half hourly timeband use
Sum-product calculation =SUMPRODUCT(x1, x2)
| GSPs | 132kV | 132kV/EHV | EHV | EHV/HV | 132kV/HV | HV | HV/LV | LV circuits
LV Network Domestic | 0 | 0 | 0 | 0 | 0 | 0 | 0 | 0 | 0
LV Network Non-Domestic Non-CT | 1.6141 | 1.6007 | 1.6007 | 1.6488 | 1.6488 | 1.6007 | 1.6488 | 1.6488 | 1.6488
2434. Correction factor for non half hourly tariffs
Data sources:
x1 = 2420. Single rate non half hourly units (MWh)
x2 = 2426. Single rate non half hourly tariff load coefficient
x3 = 2418. Multi rate non half hourly units (MWh)
x4 = 2428. Multi rate non half hourly tariff pseudo load coefficient
x5 = 2416. Off-peak non half hourly units (MWh)
x6 = 2425. Off-peak non half hourly tariff pseudo load coefficient
x7 = 2431. Aggregated half hourly units (MWh)
x8 = 2433. Aggregated half hourly tariff pseudo load coefficient
x9 = 2430. Relative correction factor for aggregated half hourly tariff
Calculation =(x1*x2+x3*x4+x5*x6+x7*x8)/(x1*x2+x3*x4+x5*x6+x7*x8*x9)
| GSPs | 132kV | 132kV/EHV | EHV | EHV/HV | 132kV/HV | HV | HV/LV | LV circuits
Domestic equalisation group | 1 | 1 | 1 | 1 | 1 | 1 | 1 | 1 | 1
Non-domestic equalisation group | 0.99729 | 0.9973 | 0.9973 | 1.0025 | 1.0025 | 0.9973 | 1.0025 | 1.0025 | 1.0025
2435. Single rate non half hourly corrected pseudo timeband load coefficient
Data sources:
x1 = 2426. Single rate non half hourly tariff load coefficient
x2 = 2434. Correction factor for non half hourly tariffs
Calculation =x1*x2
| GSPs | Red | Amber | Green | 132kV | Red | Amber | Green | 132kV/EHV | Red | Amber | Green | EHV | Red | Amber | Green | EHV/HV | Red | Amber | Green | 132kV/HV | Red | Amber | Green | HV | Red | Amber | Green | HV/LV | Red | Amber | Green | LV circuits | Red | Amber | Green
Domestic Unrestricted |  | 2.1571 | 2.1571 | 2.1571 |  | 2.1571 | 2.1571 | 2.1571 |  | 2.1571 | 2.1571 | 2.1571 |  | 2.1571 | 2.1571 | 2.1571 |  | 2.1571 | 2.1571 | 2.1571 |  | 2.1571 | 2.1571 | 2.1571 |  | 2.1571 | 2.1571 | 2.1571 |  | 2.1571 | 2.1571 | 2.1571 |  | 2.1571 | 2.1571 | 2.1571
Small Non Domestic Unrestricted |  | 1.6479 | 1.6479 | 1.6479 |  | 1.648 | 1.648 | 1.648 |  | 1.648 | 1.648 | 1.648 |  | 1.6566 | 1.6566 | 1.6566 |  | 1.6566 | 1.6566 | 1.6566 |  | 1.648 | 1.648 | 1.648 |  | 1.6566 | 1.6566 | 1.6566 |  | 1.6566 | 1.6566 | 1.6566 |  | 1.6566 | 1.6566 | 1.6566
2436. Multi rate non half hourly corrected pseudo timeband load coefficient
Data sources:
x1 = 2427. Multi rate non half hourly pseudo timeband load coefficients
x2 = 2434. Correction factor for non half hourly tariffs
Calculation =x1*x2
| GSPs | Red | Amber | Green | 132kV | Red | Amber | Green | 132kV/EHV | Red | Amber | Green | EHV | Red | Amber | Green | EHV/HV | Red | Amber | Green | 132kV/HV | Red | Amber | Green | HV | Red | Amber | Green | HV/LV | Red | Amber | Green | LV circuits | Red | Amber | Green
Domestic Two Rate |  | 24.2343 | 0.042627 | 0 |  | 20.7419 | 0.28716 | 0.2046 |  | 20.7419 | 0.28716 | 0.2046 |  | 13.8375 | 1.2526 | 0.26279 |  | 13.8375 | 1.2526 | 0.26279 |  | 20.7419 | 0.28716 | 0.2046 |  | 13.8375 | 1.2526 | 0.26279 |  | 13.8375 | 1.2526 | 0.26279 |  | 13.8375 | 1.2526 | 0.26279
Small Non Domestic Two Rate |  | 24.4562 | 0.043017 | 0 |  | 20.9322 | 0.2898 | 0.20647 |  | 20.9322 | 0.2898 | 0.20647 |  | 14.0371 | 1.2707 | 0.26658 |  | 14.0371 | 1.2707 | 0.26658 |  | 20.9322 | 0.2898 | 0.20647 |  | 14.0371 | 1.2707 | 0.26658 |  | 14.0371 | 1.2707 | 0.26658 |  | 14.0371 | 1.2707 | 0.26658
2437. Off-peak non half hourly corrected pseudo timeband load coefficient
Data sources:
x1 = 2424. Off-peak non half hourly pseudo timeband load coefficients
x2 = 2434. Correction factor for non half hourly tariffs
Calculation =x1*x2
| GSPs | Red | Amber | Green | 132kV | Red | Amber | Green | 132kV/EHV | Red | Amber | Green | EHV | Red | Amber | Green | EHV/HV | Red | Amber | Green | 132kV/HV | Red | Amber | Green | HV | Red | Amber | Green | HV/LV | Red | Amber | Green | LV circuits | Red | Amber | Green
Domestic Off Peak (related MPAN) |  | 16.5891 | 0.029179 | 0 |  | 14.1985 | 0.19657 | 0.14005 |  | 14.1985 | 0.19657 | 0.14005 |  | 9.4722 | 0.85747 | 0.17989 |  | 9.4722 | 0.85747 | 0.17989 |  | 14.1985 | 0.19657 | 0.14005 |  | 9.4722 | 0.85747 | 0.17989 |  | 9.4722 | 0.85747 | 0.17989 |  | 9.4722 | 0.85747 | 0.17989
Small Non Domestic Off Peak (related MPAN) |  | 16.5441 | 0.0291 | 0 |  | 14.1602 | 0.19604 | 0.13968 |  | 14.1602 | 0.19604 | 0.13968 |  | 9.4958 | 0.85961 | 0.18034 |  | 9.4958 | 0.85961 | 0.18034 |  | 14.1602 | 0.19604 | 0.13968 |  | 9.4958 | 0.85961 | 0.18034 |  | 9.4958 | 0.85961 | 0.18034 |  | 9.4958 | 0.85961 | 0.18034
2438. Aggregated half hourly corrected pseudo timeband load coefficient
Data sources:
x1 = 2415. Aggregated half hourly pseudo timeband load coefficients
x2 = 2434. Correction factor for non half hourly tariffs
x3 = 2430. Relative correction factor for aggregated half hourly tariff
Calculation =x1*x2*x3
| GSPs | Red | Amber | Green | 132kV | Red | Amber | Green | 132kV/EHV | Red | Amber | Green | EHV | Red | Amber | Green | EHV/HV | Red | Amber | Green | 132kV/HV | Red | Amber | Green | HV | Red | Amber | Green | HV/LV | Red | Amber | Green | LV circuits | Red | Amber | Green
LV Network Domestic |  | 24.1363 | 0.042454 | 0 |  | 21.5183 | 0.29791 | 0.21226 |  | 21.5183 | 0.29791 | 0.21226 |  | 15.2141 | 1.3773 | 0.28894 |  | 15.2141 | 1.3773 | 0.28894 |  | 21.5183 | 0.29791 | 0.21226 |  | 15.2141 | 1.3773 | 0.28894 |  | 15.2141 | 1.3773 | 0.28894 |  | 15.2141 | 1.3773 | 0.28894
LV Network Non-Domestic Non-CT |  | 25.6245 | 0.045072 | 0 |  | 21.937 | 0.30371 | 0.21639 |  | 21.937 | 0.30371 | 0.21639 |  | 13.8089 | 1.2501 | 0.26225 |  | 13.8089 | 1.2501 | 0.26225 |  | 21.937 | 0.30371 | 0.21639 |  | 13.8089 | 1.2501 | 0.26225 |  | 13.8089 | 1.2501 | 0.26225 |  | 13.8089 | 1.2501 | 0.26225
2439. Pseudo load coefficient by time band and network level (equalised)
Data sources:
x1 = 2435. Single rate non half hourly corrected pseudo timeband load coefficient
x2 = 2436. Multi rate non half hourly corrected pseudo timeband load coefficient
x3 = 2437. Off-peak non half hourly corrected pseudo timeband load coefficient
x4 = 2438. Aggregated half hourly corrected pseudo timeband load coefficient
x5 = 2414. Pseudo load coefficient by time band and network level
Combine tables = x1 or x2 or x3 or x4 or x5
| GSPs | Red | Amber | Green | 132kV | Red | Amber | Green | 132kV/EHV | Red | Amber | Green | EHV | Red | Amber | Green | EHV/HV | Red | Amber | Green | 132kV/HV | Red | Amber | Green | HV | Red | Amber | Green | HV/LV | Red | Amber | Green | LV circuits | Red | Amber | Green
Domestic Unrestricted |  | 2.1571 | 2.1571 | 2.1571 |  | 2.1571 | 2.1571 | 2.1571 |  | 2.1571 | 2.1571 | 2.1571 |  | 2.1571 | 2.1571 | 2.1571 |  | 2.1571 | 2.1571 | 2.1571 |  | 2.1571 | 2.1571 | 2.1571 |  | 2.1571 | 2.1571 | 2.1571 |  | 2.1571 | 2.1571 | 2.1571 |  | 2.1571 | 2.1571 | 2.1571
Domestic Two Rate |  | 24.2343 | 0.042627 | 0 |  | 20.7419 | 0.28716 | 0.2046 |  | 20.7419 | 0.28716 | 0.2046 |  | 13.8375 | 1.2526 | 0.26279 |  | 13.8375 | 1.2526 | 0.26279 |  | 20.7419 | 0.28716 | 0.2046 |  | 13.8375 | 1.2526 | 0.26279 |  | 13.8375 | 1.2526 | 0.26279 |  | 13.8375 | 1.2526 | 0.26279
Domestic Off Peak (related MPAN) |  | 16.5891 | 0.029179 | 0 |  | 14.1985 | 0.19657 | 0.14005 |  | 14.1985 | 0.19657 | 0.14005 |  | 9.4722 | 0.85747 | 0.17989 |  | 9.4722 | 0.85747 | 0.17989 |  | 14.1985 | 0.19657 | 0.14005 |  | 9.4722 | 0.85747 | 0.17989 |  | 9.4722 | 0.85747 | 0.17989 |  | 9.4722 | 0.85747 | 0.17989
Small Non Domestic Unrestricted |  | 1.6479 | 1.6479 | 1.6479 |  | 1.648 | 1.648 | 1.648 |  | 1.648 | 1.648 | 1.648 |  | 1.6566 | 1.6566 | 1.6566 |  | 1.6566 | 1.6566 | 1.6566 |  | 1.648 | 1.648 | 1.648 |  | 1.6566 | 1.6566 | 1.6566 |  | 1.6566 | 1.6566 | 1.6566 |  | 1.6566 | 1.6566 | 1.6566
Small Non Domestic Two Rate |  | 24.4562 | 0.043017 | 0 |  | 20.9322 | 0.2898 | 0.20647 |  | 20.9322 | 0.2898 | 0.20647 |  | 14.0371 | 1.2707 | 0.26658 |  | 14.0371 | 1.2707 | 0.26658 |  | 20.9322 | 0.2898 | 0.20647 |  | 14.0371 | 1.2707 | 0.26658 |  | 14.0371 | 1.2707 | 0.26658 |  | 14.0371 | 1.2707 | 0.26658
Small Non Domestic Off Peak (related MPAN) |  | 16.5441 | 0.0291 | 0 |  | 14.1602 | 0.19604 | 0.13968 |  | 14.1602 | 0.19604 | 0.13968 |  | 9.4958 | 0.85961 | 0.18034 |  | 9.4958 | 0.85961 | 0.18034 |  | 14.1602 | 0.19604 | 0.13968 |  | 9.4958 | 0.85961 | 0.18034 |  | 9.4958 | 0.85961 | 0.18034 |  | 9.4958 | 0.85961 | 0.18034
LV Medium Non-Domestic |  | 21.7427 | 0.038244 | 0 |  | 18.6094 | 0.25764 | 0.18356 |  | 18.6094 | 0.25764 | 0.18356 |  | 12.4148 | 1.1239 | 0.23578 |  | 12.4148 | 1.1239 | 0.23578 |  | 18.6094 | 0.25764 | 0.18356 |  | 12.4148 | 1.1239 | 0.23578 |  | 12.4148 | 1.1239 | 0.23578 |  | 12.4148 | 1.1239 | 0.23578
LV Sub Medium Non-Domestic |  | 21.6358 | 0.038056 | 0 |  | 18.5179 | 0.25637 | 0.18266 |  | 18.5179 | 0.25637 | 0.18266 |  | 12.3538 | 1.1183 | 0.23462 |  | 12.3538 | 1.1183 | 0.23462 |  | 18.5179 | 0.25637 | 0.18266 |  | 12.3538 | 1.1183 | 0.23462 |  | 12.3538 | 1.1183 | 0.23462 |  | 12.3538 | 1.1183 | 0.23462
HV Medium Non-Domestic |  | 21.9729 | 0.038649 | 0 |  | 18.8064 | 0.26037 | 0.18551 |  | 18.8064 | 0.26037 | 0.18551 |  | 12.5463 | 1.1358 | 0.23827 |  | 12.5463 | 1.1358 | 0.23827 |  | 18.8064 | 0.26037 | 0.18551 |  | 12.5463 | 1.1358 | 0.23827 |  | 12.5463 | 1.1358 | 0.23827 |  | 12.5463 | 1.1358 | 0.23827
LV Network Domestic |  | 24.1363 | 0.042454 | 0 |  | 21.5183 | 0.29791 | 0.21226 |  | 21.5183 | 0.29791 | 0.21226 |  | 15.2141 | 1.3773 | 0.28894 |  | 15.2141 | 1.3773 | 0.28894 |  | 21.5183 | 0.29791 | 0.21226 |  | 15.2141 | 1.3773 | 0.28894 |  | 15.2141 | 1.3773 | 0.28894 |  | 15.2141 | 1.3773 | 0.28894
LV Network Non-Domestic Non-CT |  | 25.6245 | 0.045072 | 0 |  | 21.937 | 0.30371 | 0.21639 |  | 21.937 | 0.30371 | 0.21639 |  | 13.8089 | 1.2501 | 0.26225 |  | 13.8089 | 1.2501 | 0.26225 |  | 21.937 | 0.30371 | 0.21639 |  | 13.8089 | 1.2501 | 0.26225 |  | 13.8089 | 1.2501 | 0.26225 |  | 13.8089 | 1.2501 | 0.26225
LV HH Metered |  | 19.6856 | 0.034626 | 0 |  | 16.8487 | 0.23326 | 0.1662 |  | 16.8487 | 0.23326 | 0.1662 |  | 11.2402 | 1.0175 | 0.21347 |  | 11.2402 | 1.0175 | 0.21347 |  | 16.8487 | 0.23326 | 0.1662 |  | 11.2402 | 1.0175 | 0.21347 |  | 11.2402 | 1.0175 | 0.21347 |  | 11.2402 | 1.0175 | 0.21347
LV Sub HH Metered |  | 18.9505 | 0.033333 | 0 |  | 16.2195 | 0.22455 | 0.15999 |  | 16.2195 | 0.22455 | 0.15999 |  | 10.8205 | 0.97953 | 0.2055 |  | 10.8205 | 0.97953 | 0.2055 |  | 16.2195 | 0.22455 | 0.15999 |  | 10.8205 | 0.97953 | 0.2055 |  | 10.8205 | 0.97953 | 0.2055 |  | 10.8205 | 0.97953 | 0.2055
HV HH Metered |  | 17.4563 | 0.030704 | 0 |  | 14.9407 | 0.20685 | 0.14738 |  | 14.9407 | 0.20685 | 0.14738 |  | 9.9673 | 0.9023 | 0.18929 |  | 9.9673 | 0.9023 | 0.18929 |  | 14.9407 | 0.20685 | 0.14738 |  | 9.9673 | 0.9023 | 0.18929 |  | 9.9673 | 0.9023 | 0.18929 |  | 9.9673 | 0.9023 | 0.18929
LV Generation Non-Intermittent |  | -16.5891 | -0.029179 | 0 |  | -14.1985 | -0.19657 | -0.14005 |  | -14.1985 | -0.19657 | -0.14005 |  | -9.4722 | -0.85747 | -0.17989 |  | -9.4722 | -0.85747 | -0.17989 |  | -14.1985 | -0.19657 | -0.14005 |  | -9.4722 | -0.85747 | -0.17989 |  | -9.4722 | -0.85747 | -0.17989 |  | -9.4722 | -0.85747 | -0.17989
LV Sub Generation Non-Intermittent |  | -16.5891 | -0.029179 | 0 |  | -14.1985 | -0.19657 | -0.14005 |  | -14.1985 | -0.19657 | -0.14005 |  | -9.4722 | -0.85747 | -0.17989 |  | -9.4722 | -0.85747 | -0.17989 |  | -14.1985 | -0.19657 | -0.14005 |  | -9.4722 | -0.85747 | -0.17989 |  | -9.4722 | -0.85747 | -0.17989 |  | -9.4722 | -0.85747 | -0.17989
HV Generation Non-Intermittent |  | -16.5891 | -0.029179 | 0 |  | -14.1985 | -0.19657 | -0.14005 |  | -14.1985 | -0.19657 | -0.14005 |  | -9.4722 | -0.85747 | -0.17989 |  | -9.4722 | -0.85747 | -0.17989 |  | -14.1985 | -0.19657 | -0.14005 |  | -9.4722 | -0.85747 | -0.17989 |  | -9.4722 | -0.85747 | -0.17989 |  | -9.4722 | -0.85747 | -0.17989
2440. Unit rate 1 pseudo load coefficient by network level
Data sources:
x1 = 2439. Pseudo load coefficient by time band and network level (equalised)
x2 = 2403. Split of rate 1 units between distribution time bands
Sum-product calculation =SUMPRODUCT(x1, x2)
| GSPs | 132kV | 132kV/EHV | EHV | EHV/HV | 132kV/HV | HV | HV/LV | LV circuits
Domestic Unrestricted | 2.1571 | 2.1571 | 2.1571 | 2.1571 | 2.1571 | 2.1571 | 2.1571 | 2.1571 | 2.1571
Domestic Two Rate | 2.6103 | 2.4416 | 2.4416 | 2.2428 | 2.2428 | 2.4416 | 2.2428 | 2.2428 | 2.2428
Domestic Off Peak (related MPAN) | 0.024718 | 0.16445 | 0.16445 | 0.26545 | 0.26545 | 0.16445 | 0.26545 | 0.26545 | 0.26545
Small Non Domestic Unrestricted | 1.6479 | 1.648 | 1.648 | 1.6566 | 1.6566 | 1.648 | 1.6566 | 1.6566 | 1.6566
Small Non Domestic Two Rate | 1.9844 | 1.9177 | 1.9177 | 2.0029 | 2.0029 | 1.9177 | 2.0029 | 2.0029 | 2.0029
Small Non Domestic Off Peak (related MPAN) | 0.036027 | 0.17387 | 0.17387 | 0.27729 | 0.27729 | 0.17387 | 0.27729 | 0.27729 | 0.27729
LV Medium Non-Domestic | 1.8174 | 1.7495 | 1.7495 | 1.7909 | 1.7909 | 1.7495 | 1.7909 | 1.7909 | 1.7909
LV Sub Medium Non-Domestic | 1.7843 | 1.7204 | 1.7204 | 1.7676 | 1.7676 | 1.7204 | 1.7676 | 1.7676 | 1.7676
HV Medium Non-Domestic | 1.8464 | 1.7769 | 1.7769 | 1.8271 | 1.8271 | 1.7769 | 1.8271 | 1.8271 | 1.8271
LV Network Domestic | 24.1363 | 21.5183 | 21.5183 | 15.2141 | 15.2141 | 21.5183 | 15.2141 | 15.2141 | 15.2141
LV Network Non-Domestic Non-CT | 25.6245 | 21.937 | 21.937 | 13.8089 | 13.8089 | 21.937 | 13.8089 | 13.8089 | 13.8089
LV HH Metered | 19.6856 | 16.8487 | 16.8487 | 11.2402 | 11.2402 | 16.8487 | 11.2402 | 11.2402 | 11.2402
LV Sub HH Metered | 18.9505 | 16.2195 | 16.2195 | 10.8205 | 10.8205 | 16.2195 | 10.8205 | 10.8205 | 10.8205
HV HH Metered | 17.4563 | 14.9407 | 14.9407 | 9.9673 | 9.9673 | 14.9407 | 9.9673 | 9.9673 | 9.9673
LV Generation Non-Intermittent | -16.5891 | -14.1985 | -14.1985 | -9.4722 | -9.4722 | -14.1985 | -9.4722 | -9.4722 | -9.4722
LV Sub Generation Non-Intermittent | -16.5891 | -14.1985 | -14.1985 | -9.4722 | -9.4722 | -14.1985 | -9.4722 | -9.4722 | -9.4722
HV Generation Non-Intermittent | -16.5891 | -14.1985 | -14.1985 | -9.4722 | -9.4722 | -14.1985 | -9.4722 | -9.4722 | -9.4722
2441. Unit rate 2 pseudo load coefficient by network level
Data sources:
x1 = 2439. Pseudo load coefficient by time band and network level (equalised)
x2 = 2405. Split of rate 2 units between distribution time bands
Sum-product calculation =SUMPRODUCT(x1, x2)
| GSPs | 132kV | 132kV/EHV | EHV | EHV/HV | 132kV/HV | HV | HV/LV | LV circuits
Domestic Two Rate | 0.00086321 | 0.20627 | 0.20627 | 0.28284 | 0.28284 | 0.20627 | 0.28284 | 0.28284 | 0.28284
Small Non Domestic Two Rate | 0.0010611 | 0.20853 | 0.20853 | 0.29135 | 0.29135 | 0.20853 | 0.29135 | 0.29135 | 0.29135
LV Medium Non-Domestic | 0 | 0.18356 | 0.18356 | 0.23578 | 0.23578 | 0.18356 | 0.23578 | 0.23578 | 0.23578
LV Sub Medium Non-Domestic | 0 | 0.18266 | 0.18266 | 0.23462 | 0.23462 | 0.18266 | 0.23462 | 0.23462 | 0.23462
HV Medium Non-Domestic | 0 | 0.18551 | 0.18551 | 0.23827 | 0.23827 | 0.18551 | 0.23827 | 0.23827 | 0.23827
LV Network Domestic | 0.042454 | 0.29791 | 0.29791 | 1.3773 | 1.3773 | 0.29791 | 1.3773 | 1.3773 | 1.3773
LV Network Non-Domestic Non-CT | 0.045072 | 0.30371 | 0.30371 | 1.2501 | 1.2501 | 0.30371 | 1.2501 | 1.2501 | 1.2501
LV HH Metered | 0.034626 | 0.23326 | 0.23326 | 1.0175 | 1.0175 | 0.23326 | 1.0175 | 1.0175 | 1.0175
LV Sub HH Metered | 0.033333 | 0.22455 | 0.22455 | 0.97953 | 0.97953 | 0.22455 | 0.97953 | 0.97953 | 0.97953
HV HH Metered | 0.030704 | 0.20685 | 0.20685 | 0.9023 | 0.9023 | 0.20685 | 0.9023 | 0.9023 | 0.9023
LV Generation Non-Intermittent | -0.029179 | -0.19657 | -0.19657 | -0.85747 | -0.85747 | -0.19657 | -0.85747 | -0.85747 | -0.85747
LV Sub Generation Non-Intermittent | -0.029179 | -0.19657 | -0.19657 | -0.85747 | -0.85747 | -0.19657 | -0.85747 | -0.85747 | -0.85747
HV Generation Non-Intermittent | -0.029179 | -0.19657 | -0.19657 | -0.85747 | -0.85747 | -0.19657 | -0.85747 | -0.85747 | -0.85747
2442. Unit rate 3 pseudo load coefficient by network level
Data sources:
x1 = 2439. Pseudo load coefficient by time band and network level (equalised)
x2 = 2406. Split of rate 3 units between distribution time bands (default)
Sum-product calculation =SUMPRODUCT(x1, x2)
| GSPs | 132kV | 132kV/EHV | EHV | EHV/HV | 132kV/HV | HV | HV/LV | LV circuits
LV Network Domestic | 0 | 0.21226 | 0.21226 | 0.28894 | 0.28894 | 0.21226 | 0.28894 | 0.28894 | 0.28894
LV Network Non-Domestic Non-CT | 0 | 0.21639 | 0.21639 | 0.26225 | 0.26225 | 0.21639 | 0.26225 | 0.26225 | 0.26225
LV HH Metered | 0 | 0.1662 | 0.1662 | 0.21347 | 0.21347 | 0.1662 | 0.21347 | 0.21347 | 0.21347
LV Sub HH Metered | 0 | 0.15999 | 0.15999 | 0.2055 | 0.2055 | 0.15999 | 0.2055 | 0.2055 | 0.2055
HV HH Metered | 0 | 0.14738 | 0.14738 | 0.18929 | 0.18929 | 0.14738 | 0.18929 | 0.18929 | 0.18929
LV Generation Non-Intermittent | 0 | -0.14005 | -0.14005 | -0.17989 | -0.17989 | -0.14005 | -0.17989 | -0.17989 | -0.17989
LV Sub Generation Non-Intermittent | 0 | -0.14005 | -0.14005 | -0.17989 | -0.17989 | -0.14005 | -0.17989 | -0.17989 | -0.17989
HV Generation Non-Intermittent | 0 | -0.14005 | -0.14005 | -0.17989 | -0.17989 | -0.14005 | -0.17989 | -0.17989 | -0.17989
2443. Adjust annual hours by special distribution time band to match days in year
Data sources:
x1 = 1066. Typical annual hours by special distribution time band
x2 = 1010. Days in the charging year (in Financial and general assumptions)
x3 = Total hours in the year according to special time band hours input data (in Adjust annual hours by special distribution time band to match days in year)
Kind: | Cell summation | Calculation
Formula: | =SUM(x1) | =x1*24*x2/x3
Annual hours by special distribution time band (reconciled to days in year)
| Hours aggregate | Black | Yellow | Green
Adjust annual hours by special distribution time band to match days in year | 8760 | 152 | 3814 | 4794
2444. Normalisation of split of rate 1 units by special time band
Data sources:
x1 = 1064. Average split of rate 1 units by special distribution time band
x2 = Total split (in Normalisation of split of rate 1 units by special time band)
x3 = 2443. Annual hours by special distribution time band (reconciled to days in year) (in Adjust annual hours by special distribution time band to match days in year)
x4 = 1010. Days in the charging year (in Financial and general assumptions)
Kind: | Cell summation | Calculation
Formula: | =SUM(x1) | =IF(x2,x1/x2,x3/x4/24)
Normalised split of rate 1 units by special distribution time band
| Total split | Black | Yellow | Green
NHH UMS category A | 100% | 1.75% | 43.48% | 54.77%
NHH UMS category B | 100% | 3.322% | 15.16% | 81.52%
NHH UMS category C | 100% | 6.032% | 24.88% | 69.09%
NHH UMS category D | 100% | 0.2463% | 69.86% | 29.89%
2445. Split of rate 1 units between special distribution time bands
Data sources:
x1 = 2444. Normalised split of rate 1 units by special distribution time band (in Normalisation of split of rate 1 units by special time band)
x2 = Split of rate 1 units between special distribution time bands (default)
Combine tables = x1 or x2
| Black | Yellow | Green
NHH UMS category A | 1.75% | 43.48% | 54.77%
NHH UMS category B | 3.322% | 15.16% | 81.52%
NHH UMS category C | 6.032% | 24.88% | 69.09%
NHH UMS category D | 0.2463% | 69.86% | 29.89%
LV UMS (Pseudo HH Metered) | 100% | 0% | 0%
2446. Split of rate 2 units between special distribution time bands (default)
| Black | Yellow | Green
LV UMS (Pseudo HH Metered) | 0% | 100% | 0%
2447. Split of rate 3 units between special distribution time bands (default)
| Black | Yellow | Green
LV UMS (Pseudo HH Metered) | 0% | 0% | 100%
2448. Calculation of implied special load coefficients for one-rate users
Data sources:
x1 = 2407. All units (MWh)
x2 = 2305. Rate 1 units (MWh) (in Equivalent volume for each end user)
x3 = 2445. Split of rate 1 units between special distribution time bands
x4 = 2443. Annual hours by special distribution time band (reconciled to days in year) (in Adjust annual hours by special distribution time band to match days in year)
x5 = Use of special distribution time bands by units in demand forecast for one-rate tariffs (in Calculation of implied special load coefficients for one-rate users)
x6 = 1010. Days in the charging year (in Financial and general assumptions)
Kind: | Calculation |  |  | Calculation
Formula: | =IF(x1>0,(x2*x3)/x1,0) |  |  | =IF(x4>0,x5*x6*24/x4,0)
Use of special distribution time bands by units in demand forecast for one-rate tariffs
| Black | Yellow | Green | Peak band special load coefficient for one-rate tariffs
NHH UMS category A | 1.75% | 43.48% | 54.77% | 1.0088
NHH UMS category B | 3.322% | 15.16% | 81.52% | 1.9144
NHH UMS category C | 6.032% | 24.88% | 69.09% | 3.4765
NHH UMS category D | 0% | 0% | 0% | 0
2449. Calculation of implied special load coefficients for three-rate users
Data sources:
x1 = 2407. All units (MWh)
x2 = 2305. Rate 1 units (MWh) (in Equivalent volume for each end user)
x3 = 2445. Split of rate 1 units between special distribution time bands
x4 = 2305. Rate 2 units (MWh) (in Equivalent volume for each end user)
x5 = 2446. Split of rate 2 units between special distribution time bands (default)
x6 = 2305. Rate 3 units (MWh) (in Equivalent volume for each end user)
x7 = 2447. Split of rate 3 units between special distribution time bands (default)
x8 = 2443. Annual hours by special distribution time band (reconciled to days in year) (in Adjust annual hours by special distribution time band to match days in year)
x9 = Use of special distribution time bands by units in demand forecast for three-rate tariffs (in Calculation of implied special load coefficients for three-rate users)
x10 = 1010. Days in the charging year (in Financial and general assumptions)
Kind: | Calculation |  |  | Calculation
Formula: | =IF(x1>0,(x2*x3+x4*x5+x6*x7)/x1,0) |  |  | =IF(x8>0,x9*x10*24/x8,0)
Use of special distribution time bands by units in demand forecast for three-rate tariffs
| Black | Yellow | Green | Peak band special load coefficient for three-rate tariffs
LV UMS (Pseudo HH Metered) | 3.458% | 22.09% | 74.45% | 1.9928
2450. Estimated contributions to peak demand
Data sources:
x1 = 2448. Peak band special load coefficient for one-rate tariffs (in Calculation of implied special load coefficients for one-rate users)
x2 = 2449. Peak band special load coefficient for three-rate tariffs (in Calculation of implied special load coefficients for three-rate users)
x3 = Peak band special load coefficient (in Estimated contributions to peak demand)
x4 = 2407. All units (MWh)
x5 = 1010. Days in the charging year (in Financial and general assumptions)
x6 = 2302. Load coefficient
Kind: | Combine tables | Calculation | Calculation
Formula: | = x1 or x2 | =x3*x4/24/x5*1000 | =x6*x4/24/x5*1000
| Peak band special load coefficient | Contribution to peak band kW | Contribution to system-peak-time kW
NHH UMS category A | 1.0088 | 1593.6821 | 1579.824
NHH UMS category B | 1.9144 | 1098.4809 | 1187.2072
NHH UMS category C | 3.4765 | 260.1613 | 267.8485
NHH UMS category D | 0 | 0 | 0
LV UMS (Pseudo HH Metered) | 1.9928 | 27529.7563 | 29285.3061
2451. Load coefficient correction factor for the group
Data sources:
x1 = 2450. Contribution to peak band kW (in Estimated contributions to peak demand)
x2 = 2450. Contribution to system-peak-time kW (in Estimated contributions to peak demand)
Calculation =IF(SUM(x1),SUM(x2)/SUM(x1),0)
Load coefficient correction factor for the group
Load coefficient correction factor for the group | 1.0603
2452. Calculation of special peaking probabilities
Data sources:
x1 = 2412. Normalised peaking probabilities (in Normalisation of peaking probabilities)
x2 = Amber peaking probabilities (in Calculation of special peaking probabilities)
x3 = 1010. Days in the charging year (in Financial and general assumptions)
x4 = 2401. Annual hours by distribution time band (reconciled to days in year) (in Adjust annual hours by distribution time band to match days in year)
x5 = 1069. Black peaking probabilities (in Peaking probabilities by network level)
x6 = Red peaking probabilities (in Calculation of special peaking probabilities)
x7 = Amber peaking rates (in Calculation of special peaking probabilities)
x8 = 2443. Annual hours by special distribution time band (reconciled to days in year) (in Adjust annual hours by special distribution time band to match days in year)
x9 = Yellow peaking probabilities (in Calculation of special peaking probabilities)
x10 = Green peaking probabilities (in Calculation of special peaking probabilities)
Kind: | Copy cells | Copy cells | Copy cells | Calculation | Calculation | Calculation
Formula: | =x1 | =x1 | =x1 | =x2*24*x3/x4 | =IF(x5,x2+x6-x5,x7*x8/x3/24) | =1-x9-x10
| Red peaking probabilities | Amber peaking probabilities | Green peaking probabilities | Amber peaking rates | Yellow peaking probabilities | Black peaking probabilities
GSPs | 98.85% | 1.147% | 0% | 0.029179 | 8.991% | 91.01%
132kV | 84.61% | 7.728% | 7.665% | 0.19657 | 15.77% | 76.57%
132kV/EHV | 84.61% | 7.728% | 7.665% | 0.19657 | 15.77% | 76.57%
EHV | 56.44% | 33.71% | 9.845% | 0.85747 | 41.11% | 49.04%
EHV/HV | 56.44% | 33.71% | 9.845% | 0.85747 | 41.11% | 49.04%
132kV/HV | 84.61% | 7.728% | 7.665% | 0.19657 | 15.77% | 76.57%
HV | 56.44% | 33.71% | 9.845% | 0.85747 | 41.11% | 49.04%
HV/LV | 56.44% | 33.71% | 9.845% | 0.85747 | 41.11% | 49.04%
LV circuits | 56.44% | 33.71% | 9.845% | 0.85747 | 41.11% | 49.04%
2453. Special peaking probabilities by network level
Data sources:
x1 = 2452. Green peaking probabilities (in Calculation of special peaking probabilities)
x2 = 2452. Yellow peaking probabilities (in Calculation of special peaking probabilities)
x3 = 2452. Black peaking probabilities (in Calculation of special peaking probabilities)
Combine tables = x1 or x2 or x3
| Black | Yellow | Green
GSPs | 91.01% | 8.991% | 0%
132kV | 76.57% | 15.77% | 7.665%
132kV/EHV | 76.57% | 15.77% | 7.665%
EHV | 49.04% | 41.11% | 9.845%
EHV/HV | 49.04% | 41.11% | 9.845%
132kV/HV | 76.57% | 15.77% | 7.665%
HV | 49.04% | 41.11% | 9.845%
HV/LV | 49.04% | 41.11% | 9.845%
LV circuits | 49.04% | 41.11% | 9.845%
2454. Special peaking probabilities by network level (reshaped)
Data sources:
x1 = 2453. Special peaking probabilities by network level
Reshape table = x1
| GSPs | Black | Yellow | Green | 132kV | Black | Yellow | Green | 132kV/EHV | Black | Yellow | Green | EHV | Black | Yellow | Green | EHV/HV | Black | Yellow | Green | 132kV/HV | Black | Yellow | Green | HV | Black | Yellow | Green | HV/LV | Black | Yellow | Green | LV circuits | Black | Yellow | Green
Probability of peak within timeband |  | 91.01% | 8.991% | 0% |  | 76.57% | 15.77% | 7.665% |  | 76.57% | 15.77% | 7.665% |  | 49.04% | 41.11% | 9.845% |  | 49.04% | 41.11% | 9.845% |  | 76.57% | 15.77% | 7.665% |  | 49.04% | 41.11% | 9.845% |  | 49.04% | 41.11% | 9.845% |  | 49.04% | 41.11% | 9.845%
2455. Pseudo load coefficient by time band and network level
Data sources:
x1 = 2443. Annual hours by special distribution time band (reconciled to days in year) (in Adjust annual hours by special distribution time band to match days in year)
x2 = 2451. Load coefficient correction factor for the group
x3 = 2454. Special peaking probabilities by network level (reshaped)
x4 = 1010. Days in the charging year (in Financial and general assumptions)
Calculation =IF(x1>0,x2*x3*24*x4/x1,0)
| GSPs | Black | Yellow | Green | 132kV | Black | Yellow | Green | 132kV/EHV | Black | Yellow | Green | EHV | Black | Yellow | Green | EHV/HV | Black | Yellow | Green | 132kV/HV | Black | Yellow | Green | HV | Black | Yellow | Green | HV/LV | Black | Yellow | Green | LV circuits | Black | Yellow | Green
Pseudo load coefficient by time band and network level |  | 55.6129 | 0.21895 | 0 |  | 46.7893 | 0.38395 | 0.1485 |  | 46.7893 | 0.38395 | 0.1485 |  | 29.9679 | 1.0012 | 0.19074 |  | 29.9679 | 1.0012 | 0.19074 |  | 46.7893 | 0.38395 | 0.1485 |  | 29.9679 | 1.0012 | 0.19074 |  | 29.9679 | 1.0012 | 0.19074 |  | 29.9679 | 1.0012 | 0.19074
2456. Unit rate 1 pseudo load coefficient by network level (special)
Data sources:
x1 = 2455. Pseudo load coefficient by time band and network level
x2 = 2445. Split of rate 1 units between special distribution time bands
Sum-product calculation =SUMPRODUCT(x1, x2)
| GSPs | 132kV | 132kV/EHV | EHV | EHV/HV | 132kV/HV | HV | HV/LV | LV circuits
NHH UMS category A | 1.0686 | 1.0673 | 1.0673 | 1.0644 | 1.0644 | 1.0673 | 1.0644 | 1.0644 | 1.0644
NHH UMS category B | 1.8805 | 1.7335 | 1.7335 | 1.3027 | 1.3027 | 1.7335 | 1.3027 | 1.3027 | 1.3027
NHH UMS category C | 3.4092 | 3.0206 | 3.0206 | 2.1886 | 2.1886 | 3.0206 | 2.1886 | 2.1886 | 2.1886
NHH UMS category D | 0.28994 | 0.42787 | 0.42787 | 0.8303 | 0.8303 | 0.42787 | 0.8303 | 0.8303 | 0.8303
LV UMS (Pseudo HH Metered) | 55.6129 | 46.7893 | 46.7893 | 29.9679 | 29.9679 | 46.7893 | 29.9679 | 29.9679 | 29.9679
2457. Unit rate 2 pseudo load coefficient by network level (special)
Data sources:
x1 = 2455. Pseudo load coefficient by time band and network level
x2 = 2446. Split of rate 2 units between special distribution time bands (default)
Sum-product calculation =SUMPRODUCT(x1, x2)
| GSPs | 132kV | 132kV/EHV | EHV | EHV/HV | 132kV/HV | HV | HV/LV | LV circuits
LV UMS (Pseudo HH Metered) | 0.21895 | 0.38395 | 0.38395 | 1.0012 | 1.0012 | 0.38395 | 1.0012 | 1.0012 | 1.0012
2458. Unit rate 3 pseudo load coefficient by network level (special)
Data sources:
x1 = 2455. Pseudo load coefficient by time band and network level
x2 = 2447. Split of rate 3 units between special distribution time bands (default)
Sum-product calculation =SUMPRODUCT(x1, x2)
| GSPs | 132kV | 132kV/EHV | EHV | EHV/HV | 132kV/HV | HV | HV/LV | LV circuits
LV UMS (Pseudo HH Metered) | 0 | 0.1485 | 0.1485 | 0.19074 | 0.19074 | 0.1485 | 0.19074 | 0.19074 | 0.19074
2459. Unit rate 1 pseudo load coefficient by network level (combined)
Data sources:
x1 = 2440. Unit rate 1 pseudo load coefficient by network level
x2 = 2456. Unit rate 1 pseudo load coefficient by network level (special)
Combine tables = x1 or x2
| GSPs | 132kV | 132kV/EHV | EHV | EHV/HV | 132kV/HV | HV | HV/LV | LV circuits
Domestic Unrestricted | 2.1571 | 2.1571 | 2.1571 | 2.1571 | 2.1571 | 2.1571 | 2.1571 | 2.1571 | 2.1571
Domestic Two Rate | 2.6103 | 2.4416 | 2.4416 | 2.2428 | 2.2428 | 2.4416 | 2.2428 | 2.2428 | 2.2428
Domestic Off Peak (related MPAN) | 0.024718 | 0.16445 | 0.16445 | 0.26545 | 0.26545 | 0.16445 | 0.26545 | 0.26545 | 0.26545
Small Non Domestic Unrestricted | 1.6479 | 1.648 | 1.648 | 1.6566 | 1.6566 | 1.648 | 1.6566 | 1.6566 | 1.6566
Small Non Domestic Two Rate | 1.9844 | 1.9177 | 1.9177 | 2.0029 | 2.0029 | 1.9177 | 2.0029 | 2.0029 | 2.0029
Small Non Domestic Off Peak (related MPAN) | 0.036027 | 0.17387 | 0.17387 | 0.27729 | 0.27729 | 0.17387 | 0.27729 | 0.27729 | 0.27729
LV Medium Non-Domestic | 1.8174 | 1.7495 | 1.7495 | 1.7909 | 1.7909 | 1.7495 | 1.7909 | 1.7909 | 1.7909
LV Sub Medium Non-Domestic | 1.7843 | 1.7204 | 1.7204 | 1.7676 | 1.7676 | 1.7204 | 1.7676 | 1.7676 | 1.7676
HV Medium Non-Domestic | 1.8464 | 1.7769 | 1.7769 | 1.8271 | 1.8271 | 1.7769 | 1.8271 | 1.8271 | 1.8271
LV Network Domestic | 24.1363 | 21.5183 | 21.5183 | 15.2141 | 15.2141 | 21.5183 | 15.2141 | 15.2141 | 15.2141
LV Network Non-Domestic Non-CT | 25.6245 | 21.937 | 21.937 | 13.8089 | 13.8089 | 21.937 | 13.8089 | 13.8089 | 13.8089
LV HH Metered | 19.6856 | 16.8487 | 16.8487 | 11.2402 | 11.2402 | 16.8487 | 11.2402 | 11.2402 | 11.2402
LV Sub HH Metered | 18.9505 | 16.2195 | 16.2195 | 10.8205 | 10.8205 | 16.2195 | 10.8205 | 10.8205 | 10.8205
HV HH Metered | 17.4563 | 14.9407 | 14.9407 | 9.9673 | 9.9673 | 14.9407 | 9.9673 | 9.9673 | 9.9673
NHH UMS category A | 1.0686 | 1.0673 | 1.0673 | 1.0644 | 1.0644 | 1.0673 | 1.0644 | 1.0644 | 1.0644
NHH UMS category B | 1.8805 | 1.7335 | 1.7335 | 1.3027 | 1.3027 | 1.7335 | 1.3027 | 1.3027 | 1.3027
NHH UMS category C | 3.4092 | 3.0206 | 3.0206 | 2.1886 | 2.1886 | 3.0206 | 2.1886 | 2.1886 | 2.1886
NHH UMS category D | 0.28994 | 0.42787 | 0.42787 | 0.8303 | 0.8303 | 0.42787 | 0.8303 | 0.8303 | 0.8303
LV UMS (Pseudo HH Metered) | 55.6129 | 46.7893 | 46.7893 | 29.9679 | 29.9679 | 46.7893 | 29.9679 | 29.9679 | 29.9679
LV Generation Non-Intermittent | -16.5891 | -14.1985 | -14.1985 | -9.4722 | -9.4722 | -14.1985 | -9.4722 | -9.4722 | -9.4722
LV Sub Generation Non-Intermittent | -16.5891 | -14.1985 | -14.1985 | -9.4722 | -9.4722 | -14.1985 | -9.4722 | -9.4722 | -9.4722
HV Generation Non-Intermittent | -16.5891 | -14.1985 | -14.1985 | -9.4722 | -9.4722 | -14.1985 | -9.4722 | -9.4722 | -9.4722
2460. Unit rate 2 pseudo load coefficient by network level (combined)
Data sources:
x1 = 2441. Unit rate 2 pseudo load coefficient by network level
x2 = 2457. Unit rate 2 pseudo load coefficient by network level (special)
Combine tables = x1 or x2
| GSPs | 132kV | 132kV/EHV | EHV | EHV/HV | 132kV/HV | HV | HV/LV | LV circuits
Domestic Two Rate | 0.00086321 | 0.20627 | 0.20627 | 0.28284 | 0.28284 | 0.20627 | 0.28284 | 0.28284 | 0.28284
Small Non Domestic Two Rate | 0.0010611 | 0.20853 | 0.20853 | 0.29135 | 0.29135 | 0.20853 | 0.29135 | 0.29135 | 0.29135
LV Medium Non-Domestic | 0 | 0.18356 | 0.18356 | 0.23578 | 0.23578 | 0.18356 | 0.23578 | 0.23578 | 0.23578
LV Sub Medium Non-Domestic | 0 | 0.18266 | 0.18266 | 0.23462 | 0.23462 | 0.18266 | 0.23462 | 0.23462 | 0.23462
HV Medium Non-Domestic | 0 | 0.18551 | 0.18551 | 0.23827 | 0.23827 | 0.18551 | 0.23827 | 0.23827 | 0.23827
LV Network Domestic | 0.042454 | 0.29791 | 0.29791 | 1.3773 | 1.3773 | 0.29791 | 1.3773 | 1.3773 | 1.3773
LV Network Non-Domestic Non-CT | 0.045072 | 0.30371 | 0.30371 | 1.2501 | 1.2501 | 0.30371 | 1.2501 | 1.2501 | 1.2501
LV HH Metered | 0.034626 | 0.23326 | 0.23326 | 1.0175 | 1.0175 | 0.23326 | 1.0175 | 1.0175 | 1.0175
LV Sub HH Metered | 0.033333 | 0.22455 | 0.22455 | 0.97953 | 0.97953 | 0.22455 | 0.97953 | 0.97953 | 0.97953
HV HH Metered | 0.030704 | 0.20685 | 0.20685 | 0.9023 | 0.9023 | 0.20685 | 0.9023 | 0.9023 | 0.9023
LV UMS (Pseudo HH Metered) | 0.21895 | 0.38395 | 0.38395 | 1.0012 | 1.0012 | 0.38395 | 1.0012 | 1.0012 | 1.0012
LV Generation Non-Intermittent | -0.029179 | -0.19657 | -0.19657 | -0.85747 | -0.85747 | -0.19657 | -0.85747 | -0.85747 | -0.85747
LV Sub Generation Non-Intermittent | -0.029179 | -0.19657 | -0.19657 | -0.85747 | -0.85747 | -0.19657 | -0.85747 | -0.85747 | -0.85747
HV Generation Non-Intermittent | -0.029179 | -0.19657 | -0.19657 | -0.85747 | -0.85747 | -0.19657 | -0.85747 | -0.85747 | -0.85747
2461. Unit rate 3 pseudo load coefficient by network level (combined)
Data sources:
x1 = 2442. Unit rate 3 pseudo load coefficient by network level
x2 = 2458. Unit rate 3 pseudo load coefficient by network level (special)
Combine tables = x1 or x2
| GSPs | 132kV | 132kV/EHV | EHV | EHV/HV | 132kV/HV | HV | HV/LV | LV circuits
LV Network Domestic | 0 | 0.21226 | 0.21226 | 0.28894 | 0.28894 | 0.21226 | 0.28894 | 0.28894 | 0.28894
LV Network Non-Domestic Non-CT | 0 | 0.21639 | 0.21639 | 0.26225 | 0.26225 | 0.21639 | 0.26225 | 0.26225 | 0.26225
LV HH Metered | 0 | 0.1662 | 0.1662 | 0.21347 | 0.21347 | 0.1662 | 0.21347 | 0.21347 | 0.21347
LV Sub HH Metered | 0 | 0.15999 | 0.15999 | 0.2055 | 0.2055 | 0.15999 | 0.2055 | 0.2055 | 0.2055
HV HH Metered | 0 | 0.14738 | 0.14738 | 0.18929 | 0.18929 | 0.14738 | 0.18929 | 0.18929 | 0.18929
LV UMS (Pseudo HH Metered) | 0 | 0.1485 | 0.1485 | 0.19074 | 0.19074 | 0.1485 | 0.19074 | 0.19074 | 0.19074
LV Generation Non-Intermittent | 0 | -0.14005 | -0.14005 | -0.17989 | -0.17989 | -0.14005 | -0.17989 | -0.17989 | -0.17989
LV Sub Generation Non-Intermittent | 0 | -0.14005 | -0.14005 | -0.17989 | -0.17989 | -0.14005 | -0.17989 | -0.17989 | -0.17989
HV Generation Non-Intermittent | 0 | -0.14005 | -0.14005 | -0.17989 | -0.17989 | -0.14005 | -0.17989 | -0.17989 | -0.17989

## SMD
Forecast simultaneous maximum load for WPD South West in April 16 (Finals)
2501. Contributions of users on one-rate multi tariffs to system simultaneous maximum load by network level (kW)
Data sources:
x1 = 2305. Rate 1 units (MWh) (in Equivalent volume for each end user)
x2 = 2459. Unit rate 1 pseudo load coefficient by network level (combined)
x3 = 2012. Loss adjustment factors between end user meter reading and each network level, scaled by network use
x4 = 1010. Days in the charging year (in Financial and general assumptions)
Calculation =(x1*x2)*x3/(24*x4)*1000
| GSPs | 132kV | 132kV/EHV | EHV | EHV/HV | 132kV/HV | HV | HV/LV | LV circuits
Domestic Unrestricted | 1117934.1588 | 1109061.6655 | 1105770.6813 | 1091732.577 | 1081174.2349 | 0 | 1057648.2108 | 1044798.2793 | 1030354.0634
Domestic Off Peak (related MPAN) | 196.5416 | 1297.2119 | 1293.3626 | 2061.2479 | 2041.3132 | 0 | 1996.8948 | 1972.6335 | 1945.3621
Small Non Domestic Unrestricted | 240230.6214 | 238327.5426 | 237620.3392 | 235824.8022 | 233544.0981 | 0 | 228462.2492 | 225686.5397 | 222566.4492
Small Non Domestic Off Peak (related MPAN) | 104.0854 | 498.3535 | 496.8747 | 782.3489 | 774.7826 | 0 | 757.9236 | 748.7152 | 738.3643
NHH UMS category A | 1831.767 | 1814.8909 | 1809.5054 | 1781.6872 | 1764.4562 | 0 | 1726.0621 | 1705.0913 | 1681.5186
NHH UMS category B | 1170.7654 | 1070.6615 | 1067.4845 | 792.0311 | 784.3712 | 0 | 767.3035 | 757.9812 | 747.5022
NHH UMS category C | 276.8106 | 243.3098 | 242.5878 | 173.5408 | 171.8625 | 0 | 168.1228 | 166.0802 | 163.7842
NHH UMS category D | 0 | 0 | 0 | 0 | 0 | 0 | 0 | 0 | 0
2502. Contributions of users on two-rate multi tariffs to system simultaneous maximum load by network level (kW)
Data sources:
x1 = 2305. Rate 1 units (MWh) (in Equivalent volume for each end user)
x2 = 2459. Unit rate 1 pseudo load coefficient by network level (combined)
x3 = 2305. Rate 2 units (MWh) (in Equivalent volume for each end user)
x4 = 2460. Unit rate 2 pseudo load coefficient by network level (combined)
x5 = 2012. Loss adjustment factors between end user meter reading and each network level, scaled by network use
x6 = 1010. Days in the charging year (in Financial and general assumptions)
Calculation =(x1*x2+x3*x4)*x5/(24*x6)*1000
| GSPs | 132kV | 132kV/EHV | EHV | EHV/HV | 132kV/HV | HV | HV/LV | LV circuits
Domestic Two Rate | 214781.9779 | 216954.1973 | 216310.4163 | 204072.5206 | 202098.8986 | 0 | 197701.2877 | 195299.3095 | 192599.319
Small Non Domestic Two Rate | 92580.6036 | 93197.9372 | 92921.3855 | 97363.5089 | 96421.8889 | 0 | 94323.7778 | 93177.788 | 91889.6158
LV Medium Non-Domestic | 96547.8378 | 94601.238 | 94320.5221 | 95943.2505 | 95015.3661 | 0 | 92947.8605 | 91818.5874 | 90549.206
LV Sub Medium Non-Domestic | 9168.8721 | 9030.141 | 9003.3453 | 9198.1908 | 9109.2335 | 0 | 8911.0193 | 8802.7546 | 0
HV Medium Non-Domestic | 342.8075 | 336.9764 | 335.9765 | 343.5271 | 340.2048 | 0 | 332.802 | 0 | 0
2503. Contributions of users on three-rate multi tariffs to system simultaneous maximum load by network level (kW)
Data sources:
x1 = 2305. Rate 1 units (MWh) (in Equivalent volume for each end user)
x2 = 2459. Unit rate 1 pseudo load coefficient by network level (combined)
x3 = 2305. Rate 2 units (MWh) (in Equivalent volume for each end user)
x4 = 2460. Unit rate 2 pseudo load coefficient by network level (combined)
x5 = 2305. Rate 3 units (MWh) (in Equivalent volume for each end user)
x6 = 2461. Unit rate 3 pseudo load coefficient by network level (combined)
x7 = 2012. Loss adjustment factors between end user meter reading and each network level, scaled by network use
x8 = 1010. Days in the charging year (in Financial and general assumptions)
Calculation =(x1*x2+x3*x4+x5*x6)*x7/(24*x8)*1000
| GSPs | 132kV | 132kV/EHV | EHV | EHV/HV | 132kV/HV | HV | HV/LV | LV circuits
LV Network Domestic | 0 | 0 | 0 | 0 | 0 | 0 | 0 | 0 | 0
LV Network Non-Domestic Non-CT | 30927.3587 | 30434.4316 | 30344.1217 | 29116.8082 | 28835.2143 | 0 | 28207.7688 | 27865.0576 | 27479.8264
LV HH Metered | 169093.7141 | 164565.7639 | 164077.4382 | 164561.513 | 162970.009 | 0 | 159423.831 | 157486.9059 | 155309.6676
LV Sub HH Metered | 115883.1766 | 113532.7576 | 113195.8651 | 114665.0168 | 113556.0708 | 0 | 111085.1251 | 109735.4927 | 0
HV HH Metered | 347565.6086 | 342012.4047 | 340997.5311 | 341852.221 | 338546.1066 | 0 | 331179.4459 | 0 | 0
LV UMS (Pseudo HH Metered) | 29548.6334 | 26963.2539 | 26883.2442 | 20484.6606 | 20286.5498 | 0 | 19845.1206 | 19604.0117 | 19332.9885
LV Generation Non-Intermittent | -310.3488 | -307.7364 | -306.8233 | -311.8064 | -308.7908 | 0 | -302.0716 | -298.4016 | 0
LV Sub Generation Non-Intermittent | -461.5058 | -452.7757 | -451.4321 | -427.7154 | -423.5789 | 0 | -414.3619 | 0 | 0
HV Generation Non-Intermittent | -28288.5615 | -27911.9612 | -27829.1364 | -27106.0378 | -26843.8905 | 0 | 0 | 0 | 0
2504. Estimated contributions of users on each tariff to system simultaneous maximum load by network level (kW)
Data sources:
x1 = 2407. All units (MWh)
x2 = 2302. Load coefficient
x3 = 2012. Loss adjustment factors between end user meter reading and each network level, scaled by network use
x4 = 1010. Days in the charging year (in Financial and general assumptions)
Calculation =x1*x2*x3/(24*x4)*1000
| GSPs | 132kV | 132kV/EHV | EHV | EHV/HV | 132kV/HV | HV | HV/LV | LV circuits
Domestic Unrestricted | 1117934.1588 | 1109061.6655 | 1105770.6813 | 1091732.577 | 1081174.2349 | 0 | 1057648.2108 | 1044798.2793 | 1030354.0634
Domestic Two Rate | 215297.2995 | 213588.5907 | 212954.7967 | 210251.269 | 208217.8912 | 0 | 203687.1329 | 201212.4294 | 198430.6907
Domestic Off Peak (related MPAN) | 0 | 0 | 0 | 0 | 0 | 0 | 0 | 0 | 0
Small Non Domestic Unrestricted | 240883.7263 | 238971.9507 | 238262.8351 | 235238.0139 | 232962.9848 | 0 | 227893.7808 | 225124.9778 | 222012.651
Small Non Domestic Two Rate | 92600.7701 | 91865.8434 | 91593.2444 | 90430.4396 | 89555.8705 | 0 | 87607.1619 | 86542.7758 | 85346.3319
Small Non Domestic Off Peak (related MPAN) | 0 | 0 | 0 | 0 | 0 | 0 | 0 | 0 | 0
LV Medium Non-Domestic | 96394.339 | 95629.3045 | 95345.5381 | 94135.0967 | 93224.6992 | 0 | 91196.158 | 90088.1673 | 88842.7087
LV Sub Medium Non-Domestic | 9152.9108 | 9080.2687 | 9053.3242 | 8938.3895 | 8851.9447 | 0 | 8659.329 | 8554.1222 | 0
HV Medium Non-Domestic | 342.1894 | 339.4736 | 338.4663 | 334.1694 | 330.9375 | 0 | 323.7364 | 0 | 0
LV Network Domestic | 0 | 0 | 0 | 0 | 0 | 0 | 0 | 0 | 0
LV Network Non-Domestic Non-CT | 29976.3874 | 29738.4795 | 29650.2348 | 29273.8158 | 28990.7035 | 0 | 28359.8745 | 28015.3153 | 27628.0068
LV HH Metered | 168925.1862 | 167584.5101 | 167087.2267 | 164966.0021 | 163370.5862 | 0 | 159815.6917 | 157874.0058 | 155691.4158
LV Sub HH Metered | 115722.0701 | 114803.641 | 114462.9774 | 113009.8341 | 111916.8957 | 0 | 109481.6179 | 108151.4674 | 0
HV HH Metered | 347274.9333 | 344518.783 | 343496.4721 | 339135.677 | 335855.8349 | 0 | 328547.7136 | 0 | 0
NHH UMS category A | 1714.109 | 1700.505 | 1695.459 | 1673.9346 | 1657.7457 | 0 | 1621.6736 | 1601.971 | 1579.824
NHH UMS category B | 1288.1198 | 1277.8966 | 1274.1047 | 1257.9295 | 1245.7638 | 0 | 1218.6564 | 1203.8503 | 1187.2072
NHH UMS category C | 290.6156 | 288.3091 | 287.4536 | 283.8043 | 281.0596 | 0 | 274.9438 | 271.6034 | 267.8485
NHH UMS category D | 0 | 0 | 0 | 0 | 0 | 0 | 0 | 0 | 0
LV UMS (Pseudo HH Metered) | 31774.5572 | 31522.3781 | 31428.8399 | 31029.841 | 30729.7458 | 0 | 30061.0758 | 29695.8478 | 29285.3061
LV Generation NHH or Aggregate HH | -376.6406 | -373.6514 | -372.5426 | -367.8131 | -364.2559 | 0 | -356.3298 | -352.0006 | 0
LV Sub Generation NHH | 0 | 0 | 0 | 0 | 0 | 0 | 0 | 0 | 0
LV Generation Intermittent | -8976.4923 | -8905.2503 | -8878.8252 | -8766.1058 | -8681.3272 | 0 | -8492.4241 | -8389.2451 | 0
LV Generation Non-Intermittent | -305.9324 | -303.5043 | -302.6037 | -298.7621 | -295.8727 | 0 | -289.4346 | -285.9181 | 0
LV Sub Generation Intermittent | -1388.7326 | -1377.7109 | -1373.6227 | -1356.1842 | -1343.0683 | 0 | -1313.8435 | 0 | 0
LV Sub Generation Non-Intermittent | -431.2413 | -427.8187 | -426.5492 | -421.134 | -417.0612 | 0 | -407.9861 | 0 | 0
HV Generation Intermittent | -39993.0468 | -39675.6417 | -39557.9098 | -39055.7098 | -38677.995 | 0 | 0 | 0 | 0
HV Generation Non-Intermittent | -27316.534 | -27099.7361 | -27019.3215 | -26676.3027 | -26418.3114 | 0 | 0 | 0 | 0
2505. Contributions of users on each tariff to system simultaneous maximum load by network level (kW)
Data sources:
x1 = 2501. Contributions of users on one-rate multi tariffs to system simultaneous maximum load by network level (kW)
x2 = 2502. Contributions of users on two-rate multi tariffs to system simultaneous maximum load by network level (kW)
x3 = 2503. Contributions of users on three-rate multi tariffs to system simultaneous maximum load by network level (kW)
x4 = 2504. Estimated contributions of users on each tariff to system simultaneous maximum load by network level (kW)
Combine tables = x1 or x2 or x3 or x4
| GSPs | 132kV | 132kV/EHV | EHV | EHV/HV | 132kV/HV | HV | HV/LV | LV circuits
Domestic Unrestricted | 1117934.1588 | 1109061.6655 | 1105770.6813 | 1091732.577 | 1081174.2349 | 0 | 1057648.2108 | 1044798.2793 | 1030354.0634
Domestic Two Rate | 214781.9779 | 216954.1973 | 216310.4163 | 204072.5206 | 202098.8986 | 0 | 197701.2877 | 195299.3095 | 192599.319
Domestic Off Peak (related MPAN) | 196.5416 | 1297.2119 | 1293.3626 | 2061.2479 | 2041.3132 | 0 | 1996.8948 | 1972.6335 | 1945.3621
Small Non Domestic Unrestricted | 240230.6214 | 238327.5426 | 237620.3392 | 235824.8022 | 233544.0981 | 0 | 228462.2492 | 225686.5397 | 222566.4492
Small Non Domestic Two Rate | 92580.6036 | 93197.9372 | 92921.3855 | 97363.5089 | 96421.8889 | 0 | 94323.7778 | 93177.788 | 91889.6158
Small Non Domestic Off Peak (related MPAN) | 104.0854 | 498.3535 | 496.8747 | 782.3489 | 774.7826 | 0 | 757.9236 | 748.7152 | 738.3643
LV Medium Non-Domestic | 96547.8378 | 94601.238 | 94320.5221 | 95943.2505 | 95015.3661 | 0 | 92947.8605 | 91818.5874 | 90549.206
LV Sub Medium Non-Domestic | 9168.8721 | 9030.141 | 9003.3453 | 9198.1908 | 9109.2335 | 0 | 8911.0193 | 8802.7546 | 0
HV Medium Non-Domestic | 342.8075 | 336.9764 | 335.9765 | 343.5271 | 340.2048 | 0 | 332.802 | 0 | 0
LV Network Domestic | 0 | 0 | 0 | 0 | 0 | 0 | 0 | 0 | 0
LV Network Non-Domestic Non-CT | 30927.3587 | 30434.4316 | 30344.1217 | 29116.8082 | 28835.2143 | 0 | 28207.7688 | 27865.0576 | 27479.8264
LV HH Metered | 169093.7141 | 164565.7639 | 164077.4382 | 164561.513 | 162970.009 | 0 | 159423.831 | 157486.9059 | 155309.6676
LV Sub HH Metered | 115883.1766 | 113532.7576 | 113195.8651 | 114665.0168 | 113556.0708 | 0 | 111085.1251 | 109735.4927 | 0
HV HH Metered | 347565.6086 | 342012.4047 | 340997.5311 | 341852.221 | 338546.1066 | 0 | 331179.4459 | 0 | 0
NHH UMS category A | 1831.767 | 1814.8909 | 1809.5054 | 1781.6872 | 1764.4562 | 0 | 1726.0621 | 1705.0913 | 1681.5186
NHH UMS category B | 1170.7654 | 1070.6615 | 1067.4845 | 792.0311 | 784.3712 | 0 | 767.3035 | 757.9812 | 747.5022
NHH UMS category C | 276.8106 | 243.3098 | 242.5878 | 173.5408 | 171.8625 | 0 | 168.1228 | 166.0802 | 163.7842
NHH UMS category D | 0 | 0 | 0 | 0 | 0 | 0 | 0 | 0 | 0
LV UMS (Pseudo HH Metered) | 29548.6334 | 26963.2539 | 26883.2442 | 20484.6606 | 20286.5498 | 0 | 19845.1206 | 19604.0117 | 19332.9885
LV Generation NHH or Aggregate HH | -376.6406 | -373.6514 | -372.5426 | -367.8131 | -364.2559 | 0 | -356.3298 | -352.0006 | 0
LV Sub Generation NHH | 0 | 0 | 0 | 0 | 0 | 0 | 0 | 0 | 0
LV Generation Intermittent | -8976.4923 | -8905.2503 | -8878.8252 | -8766.1058 | -8681.3272 | 0 | -8492.4241 | -8389.2451 | 0
LV Generation Non-Intermittent | -310.3488 | -307.7364 | -306.8233 | -311.8064 | -308.7908 | 0 | -302.0716 | -298.4016 | 0
LV Sub Generation Intermittent | -1388.7326 | -1377.7109 | -1373.6227 | -1356.1842 | -1343.0683 | 0 | -1313.8435 | 0 | 0
LV Sub Generation Non-Intermittent | -461.5058 | -452.7757 | -451.4321 | -427.7154 | -423.5789 | 0 | -414.3619 | 0 | 0
HV Generation Intermittent | -39993.0468 | -39675.6417 | -39557.9098 | -39055.7098 | -38677.995 | 0 | 0 | 0 | 0
HV Generation Non-Intermittent | -28288.5615 | -27911.9612 | -27829.1364 | -27106.0378 | -26843.8905 | 0 | 0 | 0 | 0
2506. Forecast system simultaneous maximum load (kW) from forecast units
Data sources:
x1 = 2505. Contributions of users on each tariff to system simultaneous maximum load by network level (kW)
Cell summation =SUM(x1)
| GSPs | 132kV | 132kV/EHV | EHV | EHV/HV | 132kV/HV | HV | HV/LV | LV circuits
Forecast system simultaneous maximum load (kW) from forecast units | 2388390.0122 | 2364938.0098 | 2357920.3896 | 2333358.0803 | 2310791.7546 | 0 | 2324605.7747 | 1970585.5803 | 1835357.6672

## AMD
Forecast aggregate maximum load for WPD South West in April 16 (Finals)
2601. Pre-processing of data for standing charge factors
Data sources:
x1 = Standing charges factors (in Pre-processing of data for standing charge factors)
x2 = 1018. Proportion of relevant load going through 132kV/HV direct transformation
x3 = Standing charges factors for 132kV/HV (in Pre-processing of data for standing charge factors)
Kind: | Fixed data | [7 empty] | Fixed data | Calculation
Formula: | [9 empty] | =x1+0.2*x2*x3
Standing charges factors
| GSPs | 132kV | 132kV/EHV | EHV | EHV/HV | HV | HV/LV | LV circuits | Standing charges factors for 132kV/HV | Adjusted standing charges factors for 132kV
Domestic Unrestricted | 0 | 0 | 0 | 0 | 0 | 0 | 0 | 1 | 0 | 0
Domestic Two Rate | 0 | 0 | 0 | 0 | 0 | 0 | 0 | 1 | 0 | 0
Domestic Off Peak (related MPAN) | 0 | 0 | 0 | 0 | 0 | 0 | 0 | 1 | 0 | 0
Small Non Domestic Unrestricted | 0 | 0 | 0 | 0 | 0 | 0 | 0 | 1 | 0 | 0
Small Non Domestic Two Rate | 0 | 0 | 0 | 0 | 0 | 0 | 0 | 1 | 0 | 0
Small Non Domestic Off Peak (related MPAN) | 0 | 0 | 0 | 0 | 0 | 0 | 0 | 1 | 0 | 0
LV Medium Non-Domestic | 0 | 0 | 0 | 0 | 0 | 0 | 0 | 1 | 0 | 0
LV Sub Medium Non-Domestic | 0 | 0 | 0 | 0 | 0 | 0 | 1 | 0 | 0 | 0
HV Medium Non-Domestic | 0 | 0 | 0 | 0.2 | 1 | 1 | 0 | 0 | 1 | 0
LV Network Domestic | 0 | 0 | 0 | 0 | 0 | 0 | 0 | 1 | 0 | 0
LV Network Non-Domestic Non-CT | 0 | 0 | 0 | 0 | 0 | 0 | 0 | 1 | 0 | 0
LV HH Metered | 0 | 0 | 0 | 0 | 0 | 0.2 | 1 | 1 | 0 | 0
LV Sub HH Metered | 0 | 0 | 0 | 0 | 0 | 1 | 1 | 0 | 0 | 0
HV HH Metered | 0 | 0 | 0 | 0.2 | 1 | 1 | 0 | 0 | 1 | 0
NHH UMS category A | 0 | 0 | 0 | 0 | 0 | 0 | 0 | 0 | 0 | 0
NHH UMS category B | 0 | 0 | 0 | 0 | 0 | 0 | 0 | 0 | 0 | 0
NHH UMS category C | 0 | 0 | 0 | 0 | 0 | 0 | 0 | 0 | 0 | 0
NHH UMS category D | 0 | 0 | 0 | 0 | 0 | 0 | 0 | 0 | 0 | 0
LV UMS (Pseudo HH Metered) | 0 | 0 | 0 | 0 | 0 | 0 | 0 | 0 | 0 | 0
2602. Standing charges factors adapted to use 132kV/HV
Data sources:
x1 = 2601. Standing charges factors for 132kV/HV (in Pre-processing of data for standing charge factors)
x2 = 2601. Adjusted standing charges factors for 132kV (in Pre-processing of data for standing charge factors)
x3 = 2601. Standing charges factors (in Pre-processing of data for standing charge factors)
Combine tables = x1 or x2 or x3
| GSPs | 132kV | 132kV/EHV | EHV | EHV/HV | 132kV/HV | HV | HV/LV | LV circuits
Domestic Unrestricted | 0 | 0 | 0 | 0 | 0 | 0 | 0 | 0 | 1
Domestic Two Rate | 0 | 0 | 0 | 0 | 0 | 0 | 0 | 0 | 1
Domestic Off Peak (related MPAN) | 0 | 0 | 0 | 0 | 0 | 0 | 0 | 0 | 1
Small Non Domestic Unrestricted | 0 | 0 | 0 | 0 | 0 | 0 | 0 | 0 | 1
Small Non Domestic Two Rate | 0 | 0 | 0 | 0 | 0 | 0 | 0 | 0 | 1
Small Non Domestic Off Peak (related MPAN) | 0 | 0 | 0 | 0 | 0 | 0 | 0 | 0 | 1
LV Medium Non-Domestic | 0 | 0 | 0 | 0 | 0 | 0 | 0 | 0 | 1
LV Sub Medium Non-Domestic | 0 | 0 | 0 | 0 | 0 | 0 | 0 | 1 | 0
HV Medium Non-Domestic | 0 | 0 | 0 | 0.2 | 1 | 1 | 1 | 0 | 0
LV Network Domestic | 0 | 0 | 0 | 0 | 0 | 0 | 0 | 0 | 1
LV Network Non-Domestic Non-CT | 0 | 0 | 0 | 0 | 0 | 0 | 0 | 0 | 1
LV HH Metered | 0 | 0 | 0 | 0 | 0 | 0 | 0.2 | 1 | 1
LV Sub HH Metered | 0 | 0 | 0 | 0 | 0 | 0 | 1 | 1 | 0
HV HH Metered | 0 | 0 | 0 | 0.2 | 1 | 1 | 1 | 0 | 0
NHH UMS category A | 0 | 0 | 0 | 0 | 0 | 0 | 0 | 0 | 0
NHH UMS category B | 0 | 0 | 0 | 0 | 0 | 0 | 0 | 0 | 0
NHH UMS category C | 0 | 0 | 0 | 0 | 0 | 0 | 0 | 0 | 0
NHH UMS category D | 0 | 0 | 0 | 0 | 0 | 0 | 0 | 0 | 0
LV UMS (Pseudo HH Metered) | 0 | 0 | 0 | 0 | 0 | 0 | 0 | 0 | 0
2603. Capacity-based contributions to chargeable aggregate maximum load by network level (kW)
Data sources:
x1 = 2305. Import capacity (kVA) (in Equivalent volume for each end user)
x2 = 1010. Power factor for all flows in the network model (in Financial and general assumptions)
x3 = 2602. Standing charges factors adapted to use 132kV/HV
x4 = 2012. Loss adjustment factors between end user meter reading and each network level, scaled by network use
Calculation =x1*x2*x3*x4
| GSPs | 132kV | 132kV/EHV | EHV | EHV/HV | 132kV/HV | HV | HV/LV | LV circuits
LV HH Metered | 0 | 0 | 0 | 0 | 0 | 0 | 101102.37 | 499370.1172 | 492466.3829
LV Sub HH Metered | 0 | 0 | 0 | 0 | 0 | 0 | 336061.0968 | 331978.1115 | 0
HV HH Metered | 0 | 0 | 0 | 184357.6166 | 912873.3046 | 0 | 893009.4578 | 0 | 0
2604. Unit-based contributions to chargeable aggregate maximum load (kW)
Data sources:
x1 = 2407. All units (MWh)
x2 = 1041. Load factor for each type of demand user (in Load profile data for demand users)
x3 = 2602. Standing charges factors adapted to use 132kV/HV
x4 = 2012. Loss adjustment factors between end user meter reading and each network level, scaled by network use
x5 = 1010. Days in the charging year (in Financial and general assumptions)
Calculation =x1/x2*x3*x4/(24*x5)*1000
| GSPs | 132kV | 132kV/EHV | EHV | EHV/HV | 132kV/HV | HV | HV/LV | LV circuits
Domestic Unrestricted | 0 | 0 | 0 | 0 | 0 | 0 | 0 | 0 | 1149969.6021
Domestic Two Rate | 0 | 0 | 0 | 0 | 0 | 0 | 0 | 0 | 611349.8807
Small Non Domestic Unrestricted | 0 | 0 | 0 | 0 | 0 | 0 | 0 | 0 | 341345.5315
Small Non Domestic Two Rate | 0 | 0 | 0 | 0 | 0 | 0 | 0 | 0 | 140491.3989
LV Medium Non-Domestic | 0 | 0 | 0 | 0 | 0 | 0 | 0 | 0 | 102630.5848
LV Sub Medium Non-Domestic | 0 | 0 | 0 | 0 | 0 | 0 | 0 | 10191.4991 | 0
HV Medium Non-Domestic | 0 | 0 | 0 | 95.8772 | 474.7499 | 0 | 464.4195 | 0 | 0
LV Network Domestic | 0 | 0 | 0 | 0 | 0 | 0 | 0 | 0 | 0
LV Network Non-Domestic Non-CT | 0 | 0 | 0 | 0 | 0 | 0 | 0 | 0 | 43049.3357
2605. Contributions to aggregate maximum load by network level (kW)
Data sources:
x1 = 2603. Capacity-based contributions to chargeable aggregate maximum load by network level (kW)
x2 = 2604. Unit-based contributions to chargeable aggregate maximum load (kW)
Combine tables = x1 or x2
| GSPs | 132kV | 132kV/EHV | EHV | EHV/HV | 132kV/HV | HV | HV/LV | LV circuits
Domestic Unrestricted | 0 | 0 | 0 | 0 | 0 | 0 | 0 | 0 | 1149969.6021
Domestic Two Rate | 0 | 0 | 0 | 0 | 0 | 0 | 0 | 0 | 611349.8807
Small Non Domestic Unrestricted | 0 | 0 | 0 | 0 | 0 | 0 | 0 | 0 | 341345.5315
Small Non Domestic Two Rate | 0 | 0 | 0 | 0 | 0 | 0 | 0 | 0 | 140491.3989
LV Medium Non-Domestic | 0 | 0 | 0 | 0 | 0 | 0 | 0 | 0 | 102630.5848
LV Sub Medium Non-Domestic | 0 | 0 | 0 | 0 | 0 | 0 | 0 | 10191.4991 | 0
HV Medium Non-Domestic | 0 | 0 | 0 | 95.8772 | 474.7499 | 0 | 464.4195 | 0 | 0
LV Network Domestic | 0 | 0 | 0 | 0 | 0 | 0 | 0 | 0 | 0
LV Network Non-Domestic Non-CT | 0 | 0 | 0 | 0 | 0 | 0 | 0 | 0 | 43049.3357
LV HH Metered | 0 | 0 | 0 | 0 | 0 | 0 | 101102.37 | 499370.1172 | 492466.3829
LV Sub HH Metered | 0 | 0 | 0 | 0 | 0 | 0 | 336061.0968 | 331978.1115 | 0
HV HH Metered | 0 | 0 | 0 | 184357.6166 | 912873.3046 | 0 | 893009.4578 | 0 | 0
NHH UMS category A
NHH UMS category B
NHH UMS category C
NHH UMS category D
LV UMS (Pseudo HH Metered)
2606. Forecast chargeable aggregate maximum load (kW)
Data sources:
x1 = 2605. Contributions to aggregate maximum load by network level (kW)
Cell summation =SUM(x1)
| GSPs | 132kV | 132kV/EHV | EHV | EHV/HV | 132kV/HV | HV | HV/LV | LV circuits
Forecast chargeable aggregate maximum load (kW) | 0 | 0 | 0 | 184453.4938 | 913348.0545 | 0 | 1330637.3441 | 841539.7278 | 2881302.7166
2607. Forecast simultaneous load subject to standing charge factors (kW)
Data sources:
x1 = 2505. Contributions of users on each tariff to system simultaneous maximum load by network level (kW)
x2 = 2602. Standing charges factors adapted to use 132kV/HV
Calculation =x1*x2
| GSPs | 132kV | 132kV/EHV | EHV | EHV/HV | 132kV/HV | HV | HV/LV | LV circuits
Domestic Unrestricted | 0 | 0 | 0 | 0 | 0 | 0 | 0 | 0 | 1030354.0634
Domestic Two Rate | 0 | 0 | 0 | 0 | 0 | 0 | 0 | 0 | 192599.319
Domestic Off Peak (related MPAN) | 0 | 0 | 0 | 0 | 0 | 0 | 0 | 0 | 1945.3621
Small Non Domestic Unrestricted | 0 | 0 | 0 | 0 | 0 | 0 | 0 | 0 | 222566.4492
Small Non Domestic Two Rate | 0 | 0 | 0 | 0 | 0 | 0 | 0 | 0 | 91889.6158
Small Non Domestic Off Peak (related MPAN) | 0 | 0 | 0 | 0 | 0 | 0 | 0 | 0 | 738.3643
LV Medium Non-Domestic | 0 | 0 | 0 | 0 | 0 | 0 | 0 | 0 | 90549.206
LV Sub Medium Non-Domestic | 0 | 0 | 0 | 0 | 0 | 0 | 0 | 8802.7546 | 0
HV Medium Non-Domestic | 0 | 0 | 0 | 68.7054 | 340.2048 | 0 | 332.802 | 0 | 0
LV Network Domestic | 0 | 0 | 0 | 0 | 0 | 0 | 0 | 0 | 0
LV Network Non-Domestic Non-CT | 0 | 0 | 0 | 0 | 0 | 0 | 0 | 0 | 27479.8264
LV HH Metered | 0 | 0 | 0 | 0 | 0 | 0 | 31884.7662 | 157486.9059 | 155309.6676
LV Sub HH Metered | 0 | 0 | 0 | 0 | 0 | 0 | 111085.1251 | 109735.4927 | 0
HV HH Metered | 0 | 0 | 0 | 68370.4442 | 338546.1066 | 0 | 331179.4459 | 0 | 0
NHH UMS category A | 0 | 0 | 0 | 0 | 0 | 0 | 0 | 0 | 0
NHH UMS category B | 0 | 0 | 0 | 0 | 0 | 0 | 0 | 0 | 0
NHH UMS category C | 0 | 0 | 0 | 0 | 0 | 0 | 0 | 0 | 0
NHH UMS category D | 0 | 0 | 0 | 0 | 0 | 0 | 0 | 0 | 0
LV UMS (Pseudo HH Metered) | 0 | 0 | 0 | 0 | 0 | 0 | 0 | 0 | 0
2608. Forecast simultaneous load replaced by standing charge (kW)
Data sources:
x1 = 2607. Forecast simultaneous load subject to standing charge factors (kW)
Cell summation =SUM(x1)
| GSPs | 132kV | 132kV/EHV | EHV | EHV/HV | 132kV/HV | HV | HV/LV | LV circuits
Forecast simultaneous load replaced by standing charge (kW) | 0 | 0 | 0 | 68439.1496 | 338886.3114 | 0 | 474482.1392 | 276025.1532 | 1813431.8739
2609. Calculated LV diversity allowance
Data sources:
x1 = 2606. Forecast chargeable aggregate maximum load (kW)
x2 = 2608. Forecast simultaneous load replaced by standing charge (kW)
Calculation =x1/x2-1
LV circuits
Calculated LV diversity allowance | 58.89%
2610. Network level mapping for diversity allowances
| GSPs | 132kV | 132kV/EHV | EHV | EHV/HV | 132kV/HV | HV | HV/LV | LV circuits
GSPs | 100% | 0% | 0% | 0% | 0% | 0% | 0% | 0% | 0%
132kV | 0% | 100% | 0% | 0% | 0% | 0% | 0% | 0% | 0%
132kV/EHV | 0% | 0% | 100% | 0% | 0% | 100% | 0% | 0% | 0%
EHV | 0% | 0% | 0% | 100% | 0% | 0% | 0% | 0% | 0%
EHV/HV | 0% | 0% | 0% | 0% | 100% | 0% | 0% | 0% | 0%
HV | 0% | 0% | 0% | 0% | 0% | 0% | 100% | 0% | 0%
HV/LV | 0% | 0% | 0% | 0% | 0% | 0% | 0% | 100% | 0%
LV circuits | 0% | 0% | 0% | 0% | 0% | 0% | 0% | 0% | 100%
2611. Diversity allowances including 132kV/HV
Data sources:
x1 = 2104. Diversity allowance between level exit and GSP Group (in Diversity calculations)
x2 = 2610. Network level mapping for diversity allowances
Sum-product calculation =SUMPRODUCT(x1, x2)
Diversity allowances including 132kV/HV
GSPs | 2.2%
132kV | 5.368%
132kV/EHV | 5.368%
EHV | 13.27%
EHV/HV | 13.27%
132kV/HV | 5.368%
HV | 55.18%
HV/LV | 55.18%
LV circuits | 0%
2612. Diversity allowances (including calculated LV value)
Data sources:
x1 = 2609. Calculated LV diversity allowance
x2 = 2611. Diversity allowances including 132kV/HV
Combine tables = x1 or x2
| GSPs | 132kV | 132kV/EHV | EHV | EHV/HV | 132kV/HV | HV | HV/LV | LV circuits
Diversity allowances (including calculated LV value) | 2.2% | 5.368% | 5.368% | 13.27% | 13.27% | 5.368% | 55.18% | 55.18% | 58.89%
2613. Forecast simultaneous maximum load (kW) adjusted for standing charges
Data sources:
x1 = 2506. Forecast system simultaneous maximum load (kW) from forecast units
x2 = 2608. Forecast simultaneous load replaced by standing charge (kW)
x3 = 2606. Forecast chargeable aggregate maximum load (kW)
x4 = 2612. Diversity allowances (including calculated LV value)
Calculation =x1-x2+x3/(1+x4)
| GSPs | 132kV | 132kV/EHV | EHV | EHV/HV | 132kV/HV | HV | HV/LV | LV circuits
Forecast simultaneous maximum load (kW) adjusted for standing charges | 2388390.0122 | 2364938.0098 | 2357920.3896 | 2427761.8429 | 2778245.5887 | 0 | 2707597.9411 | 2236855.9646 | 1835357.6672

## Otex
Other expenditure for WPD South West in April 16 (Finals)
2701. Operating expenditure coded by network level (£/year)
Data sources:
x1 = 1055. Transmission exit charges (£/year)
x2 = Zero for levels other than transmission exit
Combine tables = x1 or x2
| Transmission exit | Operating 132kV | Operating 132kV/EHV | Operating EHV | Operating EHV/HV | Operating 132kV/HV | Operating HV | Operating HV/LV | Operating LV circuits | Operating LV customer | Operating HV customer
Operating expenditure coded by network level (£/year) | 8658635.3254 | 0 | 0 | 0 | 0 | 0 | 0 | 0 | 0 | 0 | 0
2702. Network model assets (£) scaled by load forecast
Data sources:
x1 = 2108. GSP simultaneous maximum load assumed through each network level (MW)
x2 = 2613. Forecast simultaneous maximum load (kW) adjusted for standing charges
x3 = 1020. Gross asset cost by network level (£)
Calculation =IF(x1,x2*x3/x1/1000,0)
| Assets 132kV | Assets 132kV/EHV | Assets EHV | Assets EHV/HV | Assets 132kV/HV | Assets HV | Assets HV/LV | Assets LV circuits
Network model assets (£) scaled by load forecast | 542905282.1934 | 76896696.5902 | 202445572.1127 | 235114515.5702 | 0 | 834197874.9869 | 297294516.5649 | 531246935.3997
2703. Annual consumption by tariff for unmetered users (MWh)
Data sources:
x1 = 2407. All units (MWh)
Copy cells = x1
Annual consumption by tariff for unmetered users (MWh)
NHH UMS category A | 13839.2581
NHH UMS category B | 5026.5989
NHH UMS category C | 655.5412
NHH UMS category D | 0
LV UMS (Pseudo HH Metered) | 121017.4032
2704. Total unmetered units
Data sources:
x1 = 2703. Annual consumption by tariff for unmetered users (MWh)
Cell summation =SUM(x1)
Total unmetered units
Total unmetered units | 140538.8014
2705. Service model asset data
Data sources:
x1 = 2205. Service model assets by tariff (£)
x2 = 2305. MPANs (in Equivalent volume for each end user)
x3 = 2202. Asset £/(MWh/year) from LV service models
x4 = 2704. Total unmetered units
x5 = Service model assets (£) scaled by annual MWh (in Service model asset data)
x6 = Service model assets (£) scaled by user count (in Service model asset data)
x7 = Service model assets (£) scaled by annual MWh (in Service model asset data)
Kind: | Sum-product calculation |  | Calculation | Copy cells |  | Calculation
Formula: | =SUMPRODUCT(x1, x2) |  | =x3*x4 | = x5 |  | =x6+x7
| Service model assets (£) scaled by user count |  |  | Service model assets (£) scaled by annual MWh |  | Service model assets (£)
| Assets LV customer | Assets HV customer | Service model assets (£) scaled by annual MWh | Assets LV customer | Assets HV customer | Assets LV customer | Assets HV customer
Service model asset data | 457276628.1617 | 10430642.3392 | 32538076.2567 | 32538076.2567 |  | 489814704.4184 | 10430642.3392
2706. Data for allocation of operating expenditure
Data sources:
x1 = 2702. Network model assets (£) scaled by load forecast
x2 = 2705. Service model assets (£) (in Service model asset data)
x3 = Model assets (£) scaled by demand forecast (in Data for allocation of operating expenditure)
Kind: | Combine tables | [10 empty] | Cell summation
Formula: | = x1 or x2 | [10 empty] | =SUM(x3)
Model assets (£) scaled by demand forecast
| GSPs | Assets 132kV | Assets 132kV/EHV | Assets EHV | Assets EHV/HV | Assets 132kV/HV | Assets HV | Assets HV/LV | Assets LV circuits | Assets LV customer | Assets HV customer | Denominator for allocation of operating expenditure
Data for allocation of operating expenditure |  | 542905282.1934 | 76896696.5902 | 202445572.1127 | 235114515.5702 | 0 | 834197874.9869 | 297294516.5649 | 531246935.3997 | 489814704.4184 | 10430642.3392 | 3220346740.1756
2707. Amount of expenditure to be allocated according to asset values (£/year)
Data sources:
x1 = 1059. Direct cost (£/year) (in Other expenditure)
x2 = 1059. Network rates (£/year) (in Other expenditure)
x3 = 1059. Indirect cost (£/year) (in Other expenditure)
x4 = 1059. Indirect cost proportion (in Other expenditure)
Calculation =x1+x2+x3*x4
Amount of expenditure to be allocated according to asset values (£/year)
Other expenditure | 100869123.1356
2708. Total operating expenditure by network level (£/year)
Data sources:
x1 = 2701. Operating expenditure coded by network level (£/year)
x2 = 2707. Amount of expenditure to be allocated according to asset values (£/year)
x3 = 2706. Denominator for allocation of operating expenditure (in Data for allocation of operating expenditure)
x4 = 2706. Model assets (£) scaled by demand forecast (in Data for allocation of operating expenditure)
Calculation =x1+x2/x3*x4
| Transmission exit | Operating 132kV | Operating 132kV/EHV | Operating EHV | Operating EHV/HV | Operating 132kV/HV | Operating HV | Operating HV/LV | Operating LV circuits | Operating LV customer | Operating HV customer
Total operating expenditure by network level (£/year) | 8658635.3254 | 17005119.0691 | 2408592.2986 | 6341089.637 | 7364360.715 | 0 | 26129114.3347 | 9311990.1732 | 16639951.181 | 15342192.5401 | 326713.1869
2709. Operating expenditure percentage by network level
Data sources:
x1 = 2706. Model assets (£) scaled by demand forecast (in Data for allocation of operating expenditure)
x2 = 2708. Total operating expenditure by network level (£/year)
Calculation =IF(x1="","",IF(x1>0,x2/x1,0))
| Transmission exit | Operating 132kV | Operating 132kV/EHV | Operating EHV | Operating EHV/HV | Operating 132kV/HV | Operating HV | Operating HV/LV | Operating LV circuits | Operating LV customer | Operating HV customer
Operating expenditure percentage by network level |  | 3.132% | 3.132% | 3.132% | 3.132% | 0% | 3.132% | 3.132% | 3.132% | 3.132% | 3.132%
2710. Unit operating expenditure based on simultaneous maximum load (£/kW/year)
Data sources:
x1 = 2613. Forecast simultaneous maximum load (kW) adjusted for standing charges
x2 = 2708. Total operating expenditure by network level (£/year)
Calculation =IF(x1>0,x2/x1,0)
| Transmission exit | Operating 132kV | Operating 132kV/EHV | Operating EHV | Operating EHV/HV | Operating 132kV/HV | Operating HV | Operating HV/LV | Operating LV circuits
Unit operating expenditure based on simultaneous maximum load (£/kW/year) | 3.6253 | 7.1905 | 1.0215 | 2.6119 | 2.6507 | 0 | 9.6503 | 4.163 | 9.0663
2711. Operating expenditure for customer assets p/MPAN/day
Data sources:
x1 = 1010. Days in the charging year (in Financial and general assumptions)
x2 = 2709. Operating expenditure percentage by network level
x3 = 2205. Service model assets by tariff (£)
x4 = Operating expenditure p/MPAN/day by level (in Operating expenditure for customer assets p/MPAN/day)
Kind: | Calculation |  | Cell summation
Formula: | =100/x1*x2*x3 |  | =SUM(x4)
Operating expenditure p/MPAN/day by level
| Operating LV customer | Operating HV customer | Operating expenditure for customer assets p/MPAN/day total
Domestic Unrestricted | 2.1905 | 0 | 2.1905
Domestic Two Rate | 2.1905 | 0 | 2.1905
Domestic Off Peak (related MPAN) | 0 | 0 | 0
Small Non Domestic Unrestricted | 4.9282 | 0 | 4.9282
Small Non Domestic Two Rate | 4.9282 | 0 | 4.9282
Small Non Domestic Off Peak (related MPAN) | 0 | 0 | 0
LV Medium Non-Domestic | 6 | 0 | 6
LV Sub Medium Non-Domestic | 4.4497 | 0 | 4.4497
HV Medium Non-Domestic | 0 | 77.2949 | 77.2949
LV Network Domestic | 2.1905 | 0 | 2.1905
LV Network Non-Domestic Non-CT | 4.9282 | 0 | 4.9282
LV HH Metered | 10.1153 | 0 | 10.1153
LV Sub HH Metered | 7.7909 | 0 | 7.7909
HV HH Metered | 0 | 77.2949 | 77.2949
NHH UMS category A | 0 | 0 | 0
NHH UMS category B | 0 | 0 | 0
NHH UMS category C | 0 | 0 | 0
NHH UMS category D | 0 | 0 | 0
LV UMS (Pseudo HH Metered) | 0 | 0 | 0
LV Generation NHH or Aggregate HH | 0 | 0 | 0
LV Sub Generation NHH | 0 | 0 | 0
LV Generation Intermittent | 0 | 0 | 0
LV Generation Non-Intermittent | 0 | 0 | 0
LV Sub Generation Intermittent | 0 | 0 | 0
LV Sub Generation Non-Intermittent | 0 | 0 | 0
HV Generation Intermittent | 0 | 37.2665 | 37.2665
HV Generation Non-Intermittent | 0 | 37.2665 | 37.2665
2712. Operating expenditure for unmetered customer assets (p/kWh)
Data sources:
x1 = 2709. Operating expenditure percentage by network level
x2 = 2202. Asset £/(MWh/year) from LV service models
Calculation =0.1*x1*x2
Operating LV customer
NHH UMS category A | 0.72519
NHH UMS category B | 0.72519
NHH UMS category C | 0.72519
NHH UMS category D | 0.72519
LV UMS (Pseudo HH Metered) | 0.72519

## Contrib
Customer contributions for WPD South West in April 16 (Finals)
This sheet calculates factors used to take account of the costs deemed to be covered by connection charges.
2801. Network level of supply (for customer contributions) by tariff
| LV network | LV substation | HV network | HV substation
Domestic Unrestricted | 100% | 0% | 0% | 0%
Domestic Two Rate | 100% | 0% | 0% | 0%
Domestic Off Peak (related MPAN) | 100% | 0% | 0% | 0%
Small Non Domestic Unrestricted | 100% | 0% | 0% | 0%
Small Non Domestic Two Rate | 100% | 0% | 0% | 0%
Small Non Domestic Off Peak (related MPAN) | 100% | 0% | 0% | 0%
LV Medium Non-Domestic | 100% | 0% | 0% | 0%
LV Sub Medium Non-Domestic | 0% | 100% | 0% | 0%
HV Medium Non-Domestic | 0% | 0% | 100% | 0%
LV Network Domestic | 100% | 0% | 0% | 0%
LV Network Non-Domestic Non-CT | 100% | 0% | 0% | 0%
LV HH Metered | 100% | 0% | 0% | 0%
LV Sub HH Metered | 0% | 100% | 0% | 0%
HV HH Metered | 0% | 0% | 100% | 0%
NHH UMS category A | 100% | 0% | 0% | 0%
NHH UMS category B | 100% | 0% | 0% | 0%
NHH UMS category C | 100% | 0% | 0% | 0%
NHH UMS category D | 100% | 0% | 0% | 0%
LV UMS (Pseudo HH Metered) | 100% | 0% | 0% | 0%
LV Generation NHH or Aggregate HH | 100% | 0% | 0% | 0%
LV Sub Generation NHH | 0% | 100% | 0% | 0%
LV Generation Intermittent | 100% | 0% | 0% | 0%
LV Generation Non-Intermittent | 100% | 0% | 0% | 0%
LV Sub Generation Intermittent | 0% | 100% | 0% | 0%
LV Sub Generation Non-Intermittent | 0% | 100% | 0% | 0%
HV Generation Intermittent | 0% | 0% | 100% | 0%
HV Generation Non-Intermittent | 0% | 0% | 100% | 0%
2802. Contribution proportion of asset annuities, by customer type and network level of assets
Data sources:
x1 = 1060. Customer contributions under current connection charging policy
x2 = 1010. Annuity proportion for customer-contributed assets (in Financial and general assumptions)
Calculation =x1*(1-x2)
| LV network | LV substation | HV network | HV substation
Assets 132kV | 0% | 0% | 0% | 0%
Assets 132kV/EHV | 0% | 0% | 67% | 67%
Assets EHV | 0% | 0% | 67% | 67%
Assets EHV/HV | 81% | 81% | 100% | 100%
Assets 132kV/HV | 0% | 0% | 0% | 0%
Assets HV | 81% | 81% | 100% | 0%
Assets HV/LV | 95% | 95% | 0% | 0%
Assets LV circuits | 95% | 0% | 0% | 0%
2803. Proportion of assets annuities deemed to be covered by customer contributions
Data sources:
x1 = 2801. Network level of supply (for customer contributions) by tariff
x2 = 2802. Contribution proportion of asset annuities, by customer type and network level of assets
Sum-product calculation =SUMPRODUCT(x1, x2)
| Assets 132kV | Assets 132kV/EHV | Assets EHV | Assets EHV/HV | Assets 132kV/HV | Assets HV | Assets HV/LV | Assets LV circuits
Domestic Unrestricted | 0% | 0% | 0% | 81% | 0% | 81% | 95% | 95%
Domestic Two Rate | 0% | 0% | 0% | 81% | 0% | 81% | 95% | 95%
Domestic Off Peak (related MPAN) | 0% | 0% | 0% | 81% | 0% | 81% | 95% | 95%
Small Non Domestic Unrestricted | 0% | 0% | 0% | 81% | 0% | 81% | 95% | 95%
Small Non Domestic Two Rate | 0% | 0% | 0% | 81% | 0% | 81% | 95% | 95%
Small Non Domestic Off Peak (related MPAN) | 0% | 0% | 0% | 81% | 0% | 81% | 95% | 95%
LV Medium Non-Domestic | 0% | 0% | 0% | 81% | 0% | 81% | 95% | 95%
LV Sub Medium Non-Domestic | 0% | 0% | 0% | 81% | 0% | 81% | 95% | 0%
HV Medium Non-Domestic | 0% | 67% | 67% | 100% | 0% | 100% | 0% | 0%
LV Network Domestic | 0% | 0% | 0% | 81% | 0% | 81% | 95% | 95%
LV Network Non-Domestic Non-CT | 0% | 0% | 0% | 81% | 0% | 81% | 95% | 95%
LV HH Metered | 0% | 0% | 0% | 81% | 0% | 81% | 95% | 95%
LV Sub HH Metered | 0% | 0% | 0% | 81% | 0% | 81% | 95% | 0%
HV HH Metered | 0% | 67% | 67% | 100% | 0% | 100% | 0% | 0%
NHH UMS category A | 0% | 0% | 0% | 81% | 0% | 81% | 95% | 95%
NHH UMS category B | 0% | 0% | 0% | 81% | 0% | 81% | 95% | 95%
NHH UMS category C | 0% | 0% | 0% | 81% | 0% | 81% | 95% | 95%
NHH UMS category D | 0% | 0% | 0% | 81% | 0% | 81% | 95% | 95%
LV UMS (Pseudo HH Metered) | 0% | 0% | 0% | 81% | 0% | 81% | 95% | 95%
LV Generation NHH or Aggregate HH | 0% | 0% | 0% | 81% | 0% | 81% | 95% | 95%
LV Sub Generation NHH | 0% | 0% | 0% | 81% | 0% | 81% | 95% | 0%
LV Generation Intermittent | 0% | 0% | 0% | 81% | 0% | 81% | 95% | 95%
LV Generation Non-Intermittent | 0% | 0% | 0% | 81% | 0% | 81% | 95% | 95%
LV Sub Generation Intermittent | 0% | 0% | 0% | 81% | 0% | 81% | 95% | 0%
LV Sub Generation Non-Intermittent | 0% | 0% | 0% | 81% | 0% | 81% | 95% | 0%
HV Generation Intermittent | 0% | 67% | 67% | 100% | 0% | 100% | 0% | 0%
HV Generation Non-Intermittent | 0% | 67% | 67% | 100% | 0% | 100% | 0% | 0%
2804. Proportion of annual charge covered by contributions (for all charging levels)
Data sources:
x1 = Zero for operating expenditure
x2 = Zero for GSPs level
x3 = 2803. Proportion of assets annuities deemed to be covered by customer contributions
Combine tables = x1 or x2 or x3
| GSPs | Assets 132kV | Assets 132kV/EHV | Assets EHV | Assets EHV/HV | Assets 132kV/HV | Assets HV | Assets HV/LV | Assets LV circuits | Transmission exit | Operating 132kV | Operating 132kV/EHV | Operating EHV | Operating EHV/HV | Operating 132kV/HV | Operating HV | Operating HV/LV | Operating LV circuits
Domestic Unrestricted | 0% | 0% | 0% | 0% | 81% | 0% | 81% | 95% | 95% | 0% | 0% | 0% | 0% | 0% | 0% | 0% | 0% | 0%
Domestic Two Rate | 0% | 0% | 0% | 0% | 81% | 0% | 81% | 95% | 95% | 0% | 0% | 0% | 0% | 0% | 0% | 0% | 0% | 0%
Domestic Off Peak (related MPAN) | 0% | 0% | 0% | 0% | 81% | 0% | 81% | 95% | 95% | 0% | 0% | 0% | 0% | 0% | 0% | 0% | 0% | 0%
Small Non Domestic Unrestricted | 0% | 0% | 0% | 0% | 81% | 0% | 81% | 95% | 95% | 0% | 0% | 0% | 0% | 0% | 0% | 0% | 0% | 0%
Small Non Domestic Two Rate | 0% | 0% | 0% | 0% | 81% | 0% | 81% | 95% | 95% | 0% | 0% | 0% | 0% | 0% | 0% | 0% | 0% | 0%
Small Non Domestic Off Peak (related MPAN) | 0% | 0% | 0% | 0% | 81% | 0% | 81% | 95% | 95% | 0% | 0% | 0% | 0% | 0% | 0% | 0% | 0% | 0%
LV Medium Non-Domestic | 0% | 0% | 0% | 0% | 81% | 0% | 81% | 95% | 95% | 0% | 0% | 0% | 0% | 0% | 0% | 0% | 0% | 0%
LV Sub Medium Non-Domestic | 0% | 0% | 0% | 0% | 81% | 0% | 81% | 95% | 0% | 0% | 0% | 0% | 0% | 0% | 0% | 0% | 0% | 0%
HV Medium Non-Domestic | 0% | 0% | 67% | 67% | 100% | 0% | 100% | 0% | 0% | 0% | 0% | 0% | 0% | 0% | 0% | 0% | 0% | 0%
LV Network Domestic | 0% | 0% | 0% | 0% | 81% | 0% | 81% | 95% | 95% | 0% | 0% | 0% | 0% | 0% | 0% | 0% | 0% | 0%
LV Network Non-Domestic Non-CT | 0% | 0% | 0% | 0% | 81% | 0% | 81% | 95% | 95% | 0% | 0% | 0% | 0% | 0% | 0% | 0% | 0% | 0%
LV HH Metered | 0% | 0% | 0% | 0% | 81% | 0% | 81% | 95% | 95% | 0% | 0% | 0% | 0% | 0% | 0% | 0% | 0% | 0%
LV Sub HH Metered | 0% | 0% | 0% | 0% | 81% | 0% | 81% | 95% | 0% | 0% | 0% | 0% | 0% | 0% | 0% | 0% | 0% | 0%
HV HH Metered | 0% | 0% | 67% | 67% | 100% | 0% | 100% | 0% | 0% | 0% | 0% | 0% | 0% | 0% | 0% | 0% | 0% | 0%
NHH UMS category A | 0% | 0% | 0% | 0% | 81% | 0% | 81% | 95% | 95% | 0% | 0% | 0% | 0% | 0% | 0% | 0% | 0% | 0%
NHH UMS category B | 0% | 0% | 0% | 0% | 81% | 0% | 81% | 95% | 95% | 0% | 0% | 0% | 0% | 0% | 0% | 0% | 0% | 0%
NHH UMS category C | 0% | 0% | 0% | 0% | 81% | 0% | 81% | 95% | 95% | 0% | 0% | 0% | 0% | 0% | 0% | 0% | 0% | 0%
NHH UMS category D | 0% | 0% | 0% | 0% | 81% | 0% | 81% | 95% | 95% | 0% | 0% | 0% | 0% | 0% | 0% | 0% | 0% | 0%
LV UMS (Pseudo HH Metered) | 0% | 0% | 0% | 0% | 81% | 0% | 81% | 95% | 95% | 0% | 0% | 0% | 0% | 0% | 0% | 0% | 0% | 0%
LV Generation NHH or Aggregate HH | 0% | 0% | 0% | 0% | 81% | 0% | 81% | 95% | 95% | 0% | 0% | 0% | 0% | 0% | 0% | 0% | 0% | 0%
LV Sub Generation NHH | 0% | 0% | 0% | 0% | 81% | 0% | 81% | 95% | 0% | 0% | 0% | 0% | 0% | 0% | 0% | 0% | 0% | 0%
LV Generation Intermittent | 0% | 0% | 0% | 0% | 81% | 0% | 81% | 95% | 95% | 0% | 0% | 0% | 0% | 0% | 0% | 0% | 0% | 0%
LV Generation Non-Intermittent | 0% | 0% | 0% | 0% | 81% | 0% | 81% | 95% | 95% | 0% | 0% | 0% | 0% | 0% | 0% | 0% | 0% | 0%
LV Sub Generation Intermittent | 0% | 0% | 0% | 0% | 81% | 0% | 81% | 95% | 0% | 0% | 0% | 0% | 0% | 0% | 0% | 0% | 0% | 0%
LV Sub Generation Non-Intermittent | 0% | 0% | 0% | 0% | 81% | 0% | 81% | 95% | 0% | 0% | 0% | 0% | 0% | 0% | 0% | 0% | 0% | 0%
HV Generation Intermittent | 0% | 0% | 67% | 67% | 100% | 0% | 100% | 0% | 0% | 0% | 0% | 0% | 0% | 0% | 0% | 0% | 0% | 0%
HV Generation Non-Intermittent | 0% | 0% | 67% | 67% | 100% | 0% | 100% | 0% | 0% | 0% | 0% | 0% | 0% | 0% | 0% | 0% | 0% | 0%

## Yard
Yardsticks for WPD South West in April 16 (Finals)
This sheet calculates average p/kWh and p/kW/day charges that would apply if no costs were recovered through capacity or fixed charges.
2901. Unit cost at each level, £/kW/year (relative to system simultaneous maximum load)
Data sources:
x1 = 2109. Network model annuity by simultaneous maximum load for each network level (£/kW/year)
x2 = 2710. Unit operating expenditure based on simultaneous maximum load (£/kW/year)
Combine tables = x1 or x2
| GSPs | Assets 132kV | Assets 132kV/EHV | Assets EHV | Assets EHV/HV | Assets 132kV/HV | Assets HV | Assets HV/LV | Assets LV circuits | Transmission exit | Operating 132kV | Operating 132kV/EHV | Operating EHV | Operating EHV/HV | Operating 132kV/HV | Operating HV | Operating HV/LV | Operating LV circuits
Unit cost at each level, £/kW/year (relative to system simultaneous maximum load) |  | 12.2093 | 1.7345 | 4.435 | 4.5009 | 0 | 16.386 | 7.0686 | 15.3944 | 3.6253 | 7.1905 | 1.0215 | 2.6119 | 2.6507 | 0 | 9.6503 | 4.163 | 9.0663
2902. Pay-as-you-go yardstick unit costs by charging level (p/kWh)
Data sources:
x1 = 2901. Unit cost at each level, £/kW/year (relative to system simultaneous maximum load)
x2 = 2302. Load coefficient
x3 = 2012. Loss adjustment factors between end user meter reading and each network level, scaled by network use
x4 = 2804. Proportion of annual charge covered by contributions (for all charging levels)
x5 = 1010. Days in the charging year (in Financial and general assumptions)
Calculation =x1*x2*x3*(1-x4)/(24*x5)*100
| GSPs | Assets 132kV | Assets 132kV/EHV | Assets EHV | Assets EHV/HV | Assets 132kV/HV | Assets HV | Assets HV/LV | Assets LV circuits | Transmission exit | Operating 132kV | Operating 132kV/EHV | Operating EHV | Operating EHV/HV | Operating 132kV/HV | Operating HV | Operating HV/LV | Operating LV circuits
Domestic Unrestricted | 0 | 0.32361 | 0.045836 | 0.11571 | 0.022096 | 0 | 0.078694 | 0.008825 | 0.018954 | 0.096858 | 0.19059 | 0.026994 | 0.068147 | 0.068491 | 0 | 0.24393 | 0.10395 | 0.22325
Domestic Two Rate | 0 | 0.19131 | 0.027096 | 0.068405 | 0.013062 | 0 | 0.046521 | 0.005217 | 0.011205 | 0.057259 | 0.11267 | 0.015958 | 0.040286 | 0.040489 | 0 | 0.1442 | 0.061449 | 0.13198
Domestic Off Peak (related MPAN) | 0 | 0 | 0 | 0 | 0 | 0 | 0 | 0 | 0 | 0 | 0 | 0 | 0 | 0 | 0 | 0 | 0 | 0
Small Non Domestic Unrestricted | 0 | 0.2479 | 0.035113 | 0.088642 | 0.016927 | 0 | 0.060284 | 0.0067604 | 0.01452 | 0.074198 | 0.146 | 0.020679 | 0.052204 | 0.052468 | 0 | 0.18686 | 0.079629 | 0.17102
Small Non Domestic Two Rate | 0 | 0.20373 | 0.028856 | 0.072848 | 0.013911 | 0 | 0.049542 | 0.0055558 | 0.011932 | 0.060978 | 0.11998 | 0.016995 | 0.042903 | 0.043119 | 0 | 0.15356 | 0.06544 | 0.14055
Small Non Domestic Off Peak (related MPAN) | 0 | 0 | 0 | 0 | 0 | 0 | 0 | 0 | 0 | 0 | 0 | 0 | 0 | 0 | 0 | 0 | 0 | 0
LV Medium Non-Domestic | 0 | 0.21818 | 0.030903 | 0.078015 | 0.014898 | 0 | 0.053056 | 0.0059499 | 0.012779 | 0.065303 | 0.1285 | 0.0182 | 0.045946 | 0.046178 | 0 | 0.16446 | 0.070082 | 0.15052
LV Sub Medium Non-Domestic | 0 | 0.20605 | 0.029185 | 0.073676 | 0.014069 | 0 | 0.050106 | 0.005619 | 0 | 0.061671 | 0.12135 | 0.017188 | 0.043391 | 0.04361 | 0 | 0.15531 | 0.066185 | 0
HV Medium Non-Domestic | 0 | 0.20985 | 0.0098084 | 0.024761 | 0 | 0 | 0 | 0 | 0 | 0.062808 | 0.12359 | 0.017505 | 0.044191 | 0.044414 | 0 | 0.15817 | 0 | 0
LV Network Domestic | 0 | 0.31225 | 0.044227 | 0.11165 | 0.021321 | 0 | 0.075932 | 0.0085153 | 0.018289 | 0.093459 | 0.1839 | 0.026047 | 0.065756 | 0.066088 | 0 | 0.23536 | 0.1003 | 0.21542
LV Network Non-Domestic Non-CT | 0 | 0.24179 | 0.034246 | 0.086455 | 0.016509 | 0 | 0.058796 | 0.0065936 | 0.014161 | 0.072367 | 0.1424 | 0.020169 | 0.050916 | 0.051173 | 0 | 0.18225 | 0.077664 | 0.1668
LV HH Metered | 0 | 0.20759 | 0.029403 | 0.074227 | 0.014174 | 0 | 0.050481 | 0.005661 | 0.012158 | 0.062132 | 0.12226 | 0.017316 | 0.043715 | 0.043936 | 0 | 0.15647 | 0.06668 | 0.14321
LV Sub HH Metered | 0 | 0.18743 | 0.026548 | 0.06702 | 0.012798 | 0 | 0.045579 | 0.0051113 | 0 | 0.056099 | 0.11039 | 0.015635 | 0.03947 | 0.039669 | 0 | 0.14128 | 0.060205 | 0
HV HH Metered | 0 | 0.16422 | 0.0076759 | 0.019378 | 0 | 0 | 0 | 0 | 0 | 0.049153 | 0.096717 | 0.013699 | 0.034583 | 0.034757 | 0 | 0.12378 | 0 | 0
NHH UMS category A | 0 | 0.15002 | 0.021249 | 0.053643 | 0.010244 | 0 | 0.036482 | 0.0040912 | 0.0087868 | 0.044902 | 0.088354 | 0.012514 | 0.031592 | 0.031752 | 0 | 0.11308 | 0.048189 | 0.1035
NHH UMS category B | 0 | 0.31039 | 0.043964 | 0.11099 | 0.021194 | 0 | 0.07548 | 0.0084646 | 0.01818 | 0.092902 | 0.1828 | 0.025892 | 0.065364 | 0.065694 | 0 | 0.23396 | 0.099702 | 0.21413
NHH UMS category C | 0 | 0.53697 | 0.076056 | 0.192 | 0.036665 | 0 | 0.13058 | 0.014643 | 0.03145 | 0.16072 | 0.31624 | 0.044792 | 0.11308 | 0.11365 | 0 | 0.40475 | 0.17248 | 0.37044
NHH UMS category D | 0 | 0 | 0 | 0 | 0 | 0 | 0 | 0 | 0 | 0 | 0 | 0 | 0 | 0 | 0 | 0 | 0 | 0
LV UMS (Pseudo HH Metered) | 0 | 0.31803 | 0.045045 | 0.11372 | 0.021715 | 0 | 0.077336 | 0.0086727 | 0.018627 | 0.095187 | 0.1873 | 0.026529 | 0.066971 | 0.067309 | 0 | 0.23972 | 0.10215 | 0.2194
LV Generation NHH or Aggregate HH | 0 | -0.15002 | -0.021249 | -0.053643 | -0.010244 | 0 | -0.036482 | -0.0040912 | 0 | -0.044902 | -0.088354 | -0.012514 | -0.031592 | -0.031752 | 0 | -0.11308 | -0.048189 | 0
LV Sub Generation NHH | 0 | -0.14795 | -0.020955 | -0.052902 | -0.010102 | 0 | -0.035977 | 0 | 0 | -0.044282 | -0.087132 | -0.012341 | -0.031156 | -0.031313 | 0 | -0.11152 | 0 | 0
LV Generation Intermittent | 0 | -0.15002 | -0.021249 | -0.053643 | -0.010244 | 0 | -0.036482 | -0.0040912 | 0 | -0.044902 | -0.088354 | -0.012514 | -0.031592 | -0.031752 | 0 | -0.11308 | -0.048189 | 0
LV Generation Non-Intermittent | 0 | -0.15002 | -0.021249 | -0.053643 | -0.010244 | 0 | -0.036482 | -0.0040912 | 0 | -0.044902 | -0.088354 | -0.012514 | -0.031592 | -0.031752 | 0 | -0.11308 | -0.048189 | 0
LV Sub Generation Intermittent | 0 | -0.14795 | -0.020955 | -0.052902 | -0.010102 | 0 | -0.035977 | 0 | 0 | -0.044282 | -0.087132 | -0.012341 | -0.031156 | -0.031313 | 0 | -0.11152 | 0 | 0
LV Sub Generation Non-Intermittent | 0 | -0.14795 | -0.020955 | -0.052902 | -0.010102 | 0 | -0.035977 | 0 | 0 | -0.044282 | -0.087132 | -0.012341 | -0.031156 | -0.031313 | 0 | -0.11152 | 0 | 0
HV Generation Intermittent | 0 | -0.14615 | -0.0068312 | -0.017245 | 0 | 0 | 0 | 0 | 0 | -0.043744 | -0.086074 | -0.012191 | -0.030777 | -0.030932 | 0 | 0 | 0 | 0
HV Generation Non-Intermittent | 0 | -0.14615 | -0.0068312 | -0.017245 | 0 | 0 | 0 | 0 | 0 | -0.043744 | -0.086074 | -0.012191 | -0.030777 | -0.030932 | 0 | 0 | 0 | 0
2903. Contributions to pay-as-you-go unit rate 1 (p/kWh)
Data sources:
x1 = 2459. Unit rate 1 pseudo load coefficient by network level (combined)
x2 = 2901. Unit cost at each level, £/kW/year (relative to system simultaneous maximum load)
x3 = 2012. Loss adjustment factors between end user meter reading and each network level, scaled by network use
x4 = 2804. Proportion of annual charge covered by contributions (for all charging levels)
x5 = 1010. Days in the charging year (in Financial and general assumptions)
Calculation =x1*x2*x3*(1-x4)*100/(24*x5)
| GSPs | Assets 132kV | Assets 132kV/EHV | Assets EHV | Assets EHV/HV | Assets 132kV/HV | Assets HV | Assets HV/LV | Assets LV circuits | Transmission exit | Operating 132kV | Operating 132kV/EHV | Operating EHV | Operating EHV/HV | Operating 132kV/HV | Operating HV | Operating HV/LV | Operating LV circuits
Domestic Unrestricted | 0 | 0.32361 | 0.045836 | 0.11571 | 0.022096 | 0 | 0.078694 | 0.008825 | 0.018954 | 0.096858 | 0.19059 | 0.026994 | 0.068147 | 0.068491 | 0 | 0.24393 | 0.10395 | 0.22325
Domestic Two Rate | 0 | 0.36629 | 0.051882 | 0.12031 | 0.022975 | 0 | 0.081823 | 0.0091758 | 0.019707 | 0.11721 | 0.21572 | 0.030555 | 0.070857 | 0.071214 | 0 | 0.25362 | 0.10808 | 0.23213
Domestic Off Peak (related MPAN) | 0 | 0.024671 | 0.0034944 | 0.01424 | 0.0027192 | 0 | 0.0096842 | 0.001086 | 0.0023325 | 0.0011099 | 0.01453 | 0.002058 | 0.0083863 | 0.0084287 | 0 | 0.030018 | 0.012792 | 0.027474
Small Non Domestic Unrestricted | 0 | 0.24723 | 0.035018 | 0.088863 | 0.016969 | 0 | 0.060434 | 0.0067772 | 0.014556 | 0.073997 | 0.1456 | 0.020623 | 0.052335 | 0.052599 | 0 | 0.18733 | 0.079827 | 0.17145
Small Non Domestic Two Rate | 0 | 0.2877 | 0.04075 | 0.10744 | 0.020517 | 0 | 0.07307 | 0.0081942 | 0.017599 | 0.089102 | 0.16944 | 0.023999 | 0.063277 | 0.063596 | 0 | 0.22649 | 0.096518 | 0.20729
Small Non Domestic Off Peak (related MPAN) | 0 | 0.026085 | 0.0036947 | 0.014875 | 0.0028405 | 0 | 0.010116 | 0.0011344 | 0.0024365 | 0.0016177 | 0.015362 | 0.0021759 | 0.0087603 | 0.0088045 | 0 | 0.031357 | 0.013362 | 0.028699
LV Medium Non-Domestic | 0 | 0.26247 | 0.037175 | 0.096072 | 0.018346 | 0 | 0.065337 | 0.007327 | 0.015737 | 0.081604 | 0.15458 | 0.021894 | 0.05658 | 0.056866 | 0 | 0.20252 | 0.086303 | 0.18536
LV Sub Medium Non-Domestic | 0 | 0.25454 | 0.036052 | 0.093507 | 0.017856 | 0 | 0.063592 | 0.0071314 | 0 | 0.079014 | 0.14991 | 0.021233 | 0.055069 | 0.055347 | 0 | 0.19711 | 0.083999 | 0
HV Medium Non-Domestic | 0 | 0.2597 | 0.012139 | 0.031509 | 0 | 0 | 0 | 0 | 0 | 0.080769 | 0.15295 | 0.021663 | 0.056233 | 0.056517 | 0 | 0.20128 | 0 | 0
LV Network Domestic | 0 | 3.2282 | 0.45724 | 0.81613 | 0.15585 | 0 | 0.55504 | 0.062244 | 0.13368 | 1.0838 | 1.9012 | 0.26929 | 0.48065 | 0.48308 | 0 | 1.7204 | 0.73315 | 1.5746
LV Network Non-Domestic Non-CT | 0 | 3.291 | 0.46614 | 0.74076 | 0.14145 | 0 | 0.50378 | 0.056495 | 0.12134 | 1.1506 | 1.9382 | 0.27453 | 0.43626 | 0.43846 | 0 | 1.5615 | 0.66544 | 1.4292
LV HH Metered | 0 | 2.5277 | 0.35802 | 0.60296 | 0.11514 | 0 | 0.41006 | 0.045986 | 0.098765 | 0.88393 | 1.4886 | 0.21085 | 0.35511 | 0.3569 | 0 | 1.2711 | 0.54165 | 1.1633
LV Sub HH Metered | 0 | 2.3997 | 0.33989 | 0.57242 | 0.10931 | 0 | 0.38929 | 0.043656 | 0 | 0.83916 | 1.4132 | 0.20017 | 0.33712 | 0.33882 | 0 | 1.2067 | 0.51422 | 0
HV HH Metered | 0 | 2.1836 | 0.10206 | 0.17189 | 0 | 0 | 0 | 0 | 0 | 0.7636 | 1.286 | 0.18215 | 0.30677 | 0.30831 | 0 | 1.098 | 0 | 0
NHH UMS category A | 0 | 0.16011 | 0.022678 | 0.057096 | 0.010903 | 0 | 0.03883 | 0.0043545 | 0.0093524 | 0.047985 | 0.094297 | 0.013356 | 0.033626 | 0.033796 | 0 | 0.12036 | 0.051291 | 0.11016
NHH UMS category B | 0 | 0.26006 | 0.036834 | 0.069881 | 0.013344 | 0 | 0.047525 | 0.0053295 | 0.011446 | 0.084438 | 0.15316 | 0.021693 | 0.041155 | 0.041363 | 0 | 0.14731 | 0.062775 | 0.13482
NHH UMS category C | 0 | 0.45316 | 0.064185 | 0.11741 | 0.02242 | 0 | 0.079846 | 0.0089541 | 0.019231 | 0.15308 | 0.26688 | 0.037801 | 0.069145 | 0.069494 | 0 | 0.2475 | 0.10547 | 0.22652
NHH UMS category D | 0 | 0.064189 | 0.0090918 | 0.04454 | 0.0085053 | 0 | 0.030291 | 0.0033969 | 0.0072957 | 0.013019 | 0.037804 | 0.0053545 | 0.026231 | 0.026364 | 0 | 0.093892 | 0.040011 | 0.085933
LV UMS (Pseudo HH Metered) | 0 | 7.0194 | 0.99423 | 1.6076 | 0.30698 | 0 | 1.0933 | 0.1226 | 0.26332 | 2.4972 | 4.134 | 0.58554 | 0.94676 | 0.95154 | 0 | 3.3888 | 1.4441 | 3.1016
LV Generation Non-Intermittent | 0 | -2.1301 | -0.3017 | -0.50812 | -0.09703 | 0 | -0.34556 | -0.038752 | 0 | -0.74489 | -1.2545 | -0.17768 | -0.29925 | -0.30076 | 0 | -1.0711 | -0.45645 | 0
LV Sub Generation Non-Intermittent | 0 | -2.1006 | -0.29753 | -0.50109 | -0.095688 | 0 | -0.34078 | 0 | 0 | -0.73459 | -1.2371 | -0.17523 | -0.29511 | -0.2966 | 0 | -1.0563 | 0 | 0
HV Generation Non-Intermittent | 0 | -2.0751 | -0.096993 | -0.16335 | 0 | 0 | 0 | 0 | 0 | -0.72567 | -1.2221 | -0.1731 | -0.29153 | -0.293 | 0 | 0 | 0 | 0
2904. Contributions to pay-as-you-go unit rate 2 (p/kWh)
Data sources:
x1 = 2460. Unit rate 2 pseudo load coefficient by network level (combined)
x2 = 2901. Unit cost at each level, £/kW/year (relative to system simultaneous maximum load)
x3 = 2012. Loss adjustment factors between end user meter reading and each network level, scaled by network use
x4 = 2804. Proportion of annual charge covered by contributions (for all charging levels)
x5 = 1010. Days in the charging year (in Financial and general assumptions)
Calculation =x1*x2*x3*(1-x4)*100/(24*x5)
| GSPs | Assets 132kV | Assets 132kV/EHV | Assets EHV | Assets EHV/HV | Assets 132kV/HV | Assets HV | Assets HV/LV | Assets LV circuits | Transmission exit | Operating 132kV | Operating 132kV/EHV | Operating EHV | Operating EHV/HV | Operating 132kV/HV | Operating HV | Operating HV/LV | Operating LV circuits
Domestic Two Rate | 0 | 0.030945 | 0.0043831 | 0.015172 | 0.0028973 | 0 | 0.010318 | 0.0011571 | 0.0024852 | 3.876e-05 | 0.018225 | 0.0025813 | 0.0089356 | 0.0089807 | 0 | 0.031984 | 0.01363 | 0.029273
Small Non Domestic Two Rate | 0 | 0.031284 | 0.0044311 | 0.015629 | 0.0029845 | 0 | 0.010629 | 0.001192 | 0.0025601 | 4.7646e-05 | 0.018424 | 0.0026096 | 0.0092046 | 0.009251 | 0 | 0.032947 | 0.01404 | 0.030154
LV Medium Non-Domestic | 0 | 0.027539 | 0.0039006 | 0.012648 | 0.0024152 | 0 | 0.0086015 | 0.0009646 | 0.0020717 | 0 | 0.016219 | 0.0022972 | 0.0074487 | 0.0074863 | 0 | 0.026662 | 0.011362 | 0.024402
LV Sub Medium Non-Domestic | 0 | 0.027024 | 0.0038277 | 0.012412 | 0.0023701 | 0 | 0.0084409 | 0.00094659 | 0 | 0 | 0.015916 | 0.0022543 | 0.0073096 | 0.0073465 | 0 | 0.026164 | 0.01115 | 0
HV Medium Non-Domestic | 0 | 0.027112 | 0.0012672 | 0.0041091 | 0 | 0 | 0 | 0 | 0 | 0 | 0.015967 | 0.0022616 | 0.0073333 | 0.0073703 | 0 | 0.026249 | 0 | 0
LV Network Domestic | 0 | 0.044693 | 0.0063303 | 0.073881 | 0.014108 | 0 | 0.050245 | 0.0056346 | 0.012102 | 0.0019063 | 0.026322 | 0.0037282 | 0.043511 | 0.043731 | 0 | 0.15574 | 0.066369 | 0.14254
LV Network Non-Domestic Non-CT | 0 | 0.045563 | 0.0064535 | 0.067058 | 0.012805 | 0 | 0.045605 | 0.0051142 | 0.010984 | 0.0020238 | 0.026834 | 0.0038007 | 0.039493 | 0.039692 | 0 | 0.14136 | 0.060239 | 0.12938
LV HH Metered | 0 | 0.034995 | 0.0049566 | 0.054584 | 0.010423 | 0 | 0.037121 | 0.0041629 | 0.0089408 | 0.0015548 | 0.02061 | 0.0029191 | 0.032146 | 0.032308 | 0 | 0.11506 | 0.049034 | 0.10531
LV Sub HH Metered | 0 | 0.033222 | 0.0047055 | 0.051819 | 0.0098952 | 0 | 0.035241 | 0.003952 | 0 | 0.001476 | 0.019566 | 0.0027713 | 0.030518 | 0.030672 | 0 | 0.10924 | 0.04655 | 0
HV HH Metered | 0 | 0.030231 | 0.001413 | 0.015561 | 0 | 0 | 0 | 0 | 0 | 0.0013431 | 0.017804 | 0.0025218 | 0.02777 | 0.02791 | 0 | 0.0994 | 0 | 0
LV UMS (Pseudo HH Metered) | 0 | 0.0576 | 0.0081585 | 0.05371 | 0.010256 | 0 | 0.036527 | 0.0040962 | 0.0087976 | 0.0098314 | 0.033923 | 0.0048048 | 0.031632 | 0.031791 | 0 | 0.11322 | 0.048248 | 0.10362
LV Generation Non-Intermittent | 0 | -0.02949 | -0.0041769 | -0.045998 | -0.0087837 | 0 | -0.031282 | -0.0035081 | 0 | -0.0013102 | -0.017368 | -0.00246 | -0.02709 | -0.027226 | 0 | -0.096964 | -0.041321 | 0
LV Sub Generation Non-Intermittent | 0 | -0.029082 | -0.0041192 | -0.045362 | -0.0086622 | 0 | -0.03085 | 0 | 0 | -0.0012921 | -0.017128 | -0.0024259 | -0.026715 | -0.02685 | 0 | -0.095624 | 0 | 0
HV Generation Non-Intermittent | 0 | -0.028729 | -0.0013428 | -0.014788 | 0 | 0 | 0 | 0 | 0 | -0.0012764 | -0.01692 | -0.0023965 | -0.026391 | -0.026524 | 0 | 0 | 0 | 0
2905. Contributions to pay-as-you-go unit rate 3 (p/kWh)
Data sources:
x1 = 2461. Unit rate 3 pseudo load coefficient by network level (combined)
x2 = 2901. Unit cost at each level, £/kW/year (relative to system simultaneous maximum load)
x3 = 2012. Loss adjustment factors between end user meter reading and each network level, scaled by network use
x4 = 2804. Proportion of annual charge covered by contributions (for all charging levels)
x5 = 1010. Days in the charging year (in Financial and general assumptions)
Calculation =x1*x2*x3*(1-x4)*100/(24*x5)
| GSPs | Assets 132kV | Assets 132kV/EHV | Assets EHV | Assets EHV/HV | Assets 132kV/HV | Assets HV | Assets HV/LV | Assets LV circuits | Transmission exit | Operating 132kV | Operating 132kV/EHV | Operating EHV | Operating EHV/HV | Operating 132kV/HV | Operating HV | Operating HV/LV | Operating LV circuits
LV Network Domestic | 0 | 0.031843 | 0.0045103 | 0.0155 | 0.0029598 | 0 | 0.010541 | 0.0011821 | 0.0025388 | 0 | 0.018754 | 0.0026563 | 0.0091283 | 0.0091743 | 0 | 0.032674 | 0.013924 | 0.029904
LV Network Non-Domestic Non-CT | 0 | 0.032463 | 0.004598 | 0.014068 | 0.0026864 | 0 | 0.0095674 | 0.0010729 | 0.0023043 | 0 | 0.019119 | 0.0027079 | 0.0082852 | 0.008327 | 0 | 0.029656 | 0.012638 | 0.027142
LV HH Metered | 0 | 0.024933 | 0.0035315 | 0.011451 | 0.0021867 | 0 | 0.0077877 | 0.00087333 | 0.0018757 | 0 | 0.014684 | 0.0020798 | 0.006744 | 0.006778 | 0 | 0.024139 | 0.010287 | 0.022093
LV Sub HH Metered | 0 | 0.02367 | 0.0033526 | 0.010871 | 0.0020759 | 0 | 0.0073932 | 0.0008291 | 0 | 0 | 0.01394 | 0.0019745 | 0.0064024 | 0.0064347 | 0 | 0.022917 | 0.0097657 | 0
HV HH Metered | 0 | 0.021539 | 0.0010068 | 0.0032645 | 0 | 0 | 0 | 0 | 0 | 0 | 0.012685 | 0.0017967 | 0.0058259 | 0.0058553 | 0 | 0.020853 | 0 | 0
LV UMS (Pseudo HH Metered) | 0 | 0.022278 | 0.0031555 | 0.010232 | 0.0019538 | 0 | 0.0069585 | 0.00078034 | 0.001676 | 0 | 0.01312 | 0.0018584 | 0.0060259 | 0.0060563 | 0 | 0.021569 | 0.0091914 | 0.019741
LV Generation Non-Intermittent | 0 | -0.021011 | -0.002976 | -0.0096499 | -0.0018427 | 0 | -0.0065627 | -0.00073596 | 0 | 0 | -0.012374 | -0.0017527 | -0.0056832 | -0.0057118 | 0 | -0.020342 | -0.0086687 | 0
LV Sub Generation Non-Intermittent | 0 | -0.020721 | -0.0029349 | -0.0095165 | -0.0018173 | 0 | -0.006472 | 0 | 0 | 0 | -0.012203 | -0.0017285 | -0.0056046 | -0.0056329 | 0 | -0.020061 | 0 | 0
HV Generation Non-Intermittent | 0 | -0.020469 | -0.00095674 | -0.0031023 | 0 | 0 | 0 | 0 | 0 | 0 | -0.012055 | -0.0017075 | -0.0055365 | -0.0055644 | 0 | 0 | 0 | 0

## Standing
Allocation to standing charges for WPD South West in April 16 (Finals)
This sheet reallocates some costs from unit charges to fixed or capacity charges, for demand users only.
3001. Costs based on aggregate maximum load (£/kW/year)
Data sources:
x1 = 2901. Unit cost at each level, £/kW/year (relative to system simultaneous maximum load)
x2 = 2612. Diversity allowances (including calculated LV value)
Calculation =x1/(1+x2)
| GSPs | Assets 132kV | Assets 132kV/EHV | Assets EHV | Assets EHV/HV | Assets 132kV/HV | Assets HV | Assets HV/LV | Assets LV circuits | Transmission exit | Operating 132kV | Operating 132kV/EHV | Operating EHV | Operating EHV/HV | Operating 132kV/HV | Operating HV | Operating HV/LV | Operating LV circuits
Costs based on aggregate maximum load (£/kW/year) | 0 | 11.5873 | 1.6461 | 3.9154 | 3.9735 | 0 | 10.5593 | 4.5551 | 9.6889 | 3.5473 | 6.8242 | 0.96945 | 2.3059 | 2.3402 | 0 | 6.2187 | 2.6827 | 5.7062
3002. Capacity elements p/kVA/day
This calculation uses aggregate maximum load and no coincidence factor.
Data sources:
x1 = 2602. Standing charges factors adapted to use 132kV/HV
x2 = 2012. Loss adjustment factors between end user meter reading and each network level, scaled by network use
x3 = 3001. Costs based on aggregate maximum load (£/kW/year)
x4 = 1010. Power factor for all flows in the network model (in Financial and general assumptions)
x5 = 1010. Days in the charging year (in Financial and general assumptions)
x6 = 2804. Proportion of annual charge covered by contributions (for all charging levels)
Calculation =100*x1*x2*x3*x4/x5*(1-x6)
| GSPs | Assets 132kV | Assets 132kV/EHV | Assets EHV | Assets EHV/HV | Assets 132kV/HV | Assets HV | Assets HV/LV | Assets LV circuits | Transmission exit | Operating 132kV | Operating 132kV/EHV | Operating EHV | Operating EHV/HV | Operating 132kV/HV | Operating HV | Operating HV/LV | Operating LV circuits
Domestic Unrestricted | 0 | 0 | 0 | 0 | 0 | 0 | 0 | 0 | 0.12609 | 0 | 0 | 0 | 0 | 0 | 0 | 0 | 0 | 1.4852
Domestic Two Rate | 0 | 0 | 0 | 0 | 0 | 0 | 0 | 0 | 0.12609 | 0 | 0 | 0 | 0 | 0 | 0 | 0 | 0 | 1.4852
Domestic Off Peak (related MPAN) | 0 | 0 | 0 | 0 | 0 | 0 | 0 | 0 | 0.12609 | 0 | 0 | 0 | 0 | 0 | 0 | 0 | 0 | 1.4852
Small Non Domestic Unrestricted | 0 | 0 | 0 | 0 | 0 | 0 | 0 | 0 | 0.12609 | 0 | 0 | 0 | 0 | 0 | 0 | 0 | 0 | 1.4852
Small Non Domestic Two Rate | 0 | 0 | 0 | 0 | 0 | 0 | 0 | 0 | 0.12609 | 0 | 0 | 0 | 0 | 0 | 0 | 0 | 0 | 1.4852
Small Non Domestic Off Peak (related MPAN) | 0 | 0 | 0 | 0 | 0 | 0 | 0 | 0 | 0.12609 | 0 | 0 | 0 | 0 | 0 | 0 | 0 | 0 | 1.4852
LV Medium Non-Domestic | 0 | 0 | 0 | 0 | 0 | 0 | 0 | 0 | 0.12609 | 0 | 0 | 0 | 0 | 0 | 0 | 0 | 0 | 1.4852
LV Sub Medium Non-Domestic | 0 | 0 | 0 | 0 | 0 | 0 | 0 | 0.059279 | 0 | 0 | 0 | 0 | 0 | 0 | 0 | 0 | 0.69823 | 0
HV Medium Non-Domestic | 0 | 0 | 0 | 0.069426 | 0 | 0 | 0 | 0 | 0 | 0 | 0 | 0 | 0.1239 | 0.62263 | 0 | 1.6186 | 0 | 0
LV Network Domestic | 0 | 0 | 0 | 0 | 0 | 0 | 0 | 0 | 0.12609 | 0 | 0 | 0 | 0 | 0 | 0 | 0 | 0 | 1.4852
LV Network Non-Domestic Non-CT | 0 | 0 | 0 | 0 | 0 | 0 | 0 | 0 | 0.12609 | 0 | 0 | 0 | 0 | 0 | 0 | 0 | 0 | 1.4852
LV HH Metered | 0 | 0 | 0 | 0 | 0 | 0 | 0.1072 | 0.06011 | 0.12609 | 0 | 0 | 0 | 0 | 0 | 0 | 0.33229 | 0.70802 | 1.4852
LV Sub HH Metered | 0 | 0 | 0 | 0 | 0 | 0 | 0.5286 | 0.059279 | 0 | 0 | 0 | 0 | 0 | 0 | 0 | 1.6385 | 0.69823 | 0
HV HH Metered | 0 | 0 | 0 | 0.069426 | 0 | 0 | 0 | 0 | 0 | 0 | 0 | 0 | 0.1239 | 0.62263 | 0 | 1.6186 | 0 | 0
NHH UMS category A | 0 | 0 | 0 | 0 | 0 | 0 | 0 | 0 | 0 | 0 | 0 | 0 | 0 | 0 | 0 | 0 | 0 | 0
NHH UMS category B | 0 | 0 | 0 | 0 | 0 | 0 | 0 | 0 | 0 | 0 | 0 | 0 | 0 | 0 | 0 | 0 | 0 | 0
NHH UMS category C | 0 | 0 | 0 | 0 | 0 | 0 | 0 | 0 | 0 | 0 | 0 | 0 | 0 | 0 | 0 | 0 | 0 | 0
NHH UMS category D | 0 | 0 | 0 | 0 | 0 | 0 | 0 | 0 | 0 | 0 | 0 | 0 | 0 | 0 | 0 | 0 | 0 | 0
LV UMS (Pseudo HH Metered) | 0 | 0 | 0 | 0 | 0 | 0 | 0 | 0 | 0 | 0 | 0 | 0 | 0 | 0 | 0 | 0 | 0 | 0
3003. Yardstick components p/kWh (taking account of standing charges)
Data sources:
x1 = 2602. Standing charges factors adapted to use 132kV/HV
x2 = 2902. Pay-as-you-go yardstick unit costs by charging level (p/kWh)
Calculation =(1-x1)*x2
| GSPs | Assets 132kV | Assets 132kV/EHV | Assets EHV | Assets EHV/HV | Assets 132kV/HV | Assets HV | Assets HV/LV | Assets LV circuits | Transmission exit | Operating 132kV | Operating 132kV/EHV | Operating EHV | Operating EHV/HV | Operating 132kV/HV | Operating HV | Operating HV/LV | Operating LV circuits
Domestic Unrestricted | 0 | 0.32361 | 0.045836 | 0.11571 | 0.022096 | 0 | 0.078694 | 0.008825 | 0 | 0.096858 | 0.19059 | 0.026994 | 0.068147 | 0.068491 | 0 | 0.24393 | 0.10395 | 0
Domestic Two Rate | 0 | 0.19131 | 0.027096 | 0.068405 | 0.013062 | 0 | 0.046521 | 0.005217 | 0 | 0.057259 | 0.11267 | 0.015958 | 0.040286 | 0.040489 | 0 | 0.1442 | 0.061449 | 0
Domestic Off Peak (related MPAN) | 0 | 0 | 0 | 0 | 0 | 0 | 0 | 0 | 0 | 0 | 0 | 0 | 0 | 0 | 0 | 0 | 0 | 0
Small Non Domestic Unrestricted | 0 | 0.2479 | 0.035113 | 0.088642 | 0.016927 | 0 | 0.060284 | 0.0067604 | 0 | 0.074198 | 0.146 | 0.020679 | 0.052204 | 0.052468 | 0 | 0.18686 | 0.079629 | 0
Small Non Domestic Two Rate | 0 | 0.20373 | 0.028856 | 0.072848 | 0.013911 | 0 | 0.049542 | 0.0055558 | 0 | 0.060978 | 0.11998 | 0.016995 | 0.042903 | 0.043119 | 0 | 0.15356 | 0.06544 | 0
Small Non Domestic Off Peak (related MPAN) | 0 | 0 | 0 | 0 | 0 | 0 | 0 | 0 | 0 | 0 | 0 | 0 | 0 | 0 | 0 | 0 | 0 | 0
LV Medium Non-Domestic | 0 | 0.21818 | 0.030903 | 0.078015 | 0.014898 | 0 | 0.053056 | 0.0059499 | 0 | 0.065303 | 0.1285 | 0.0182 | 0.045946 | 0.046178 | 0 | 0.16446 | 0.070082 | 0
LV Sub Medium Non-Domestic | 0 | 0.20605 | 0.029185 | 0.073676 | 0.014069 | 0 | 0.050106 | 0 | 0 | 0.061671 | 0.12135 | 0.017188 | 0.043391 | 0.04361 | 0 | 0.15531 | 0 | 0
HV Medium Non-Domestic | 0 | 0.20985 | 0.0098084 | 0.019809 | 0 | 0 | 0 | 0 | 0 | 0.062808 | 0.12359 | 0.017505 | 0.035352 | 0 | 0 | 0 | 0 | 0
LV Network Domestic | 0 | 0.31225 | 0.044227 | 0.11165 | 0.021321 | 0 | 0.075932 | 0.0085153 | 0 | 0.093459 | 0.1839 | 0.026047 | 0.065756 | 0.066088 | 0 | 0.23536 | 0.1003 | 0
LV Network Non-Domestic Non-CT | 0 | 0.24179 | 0.034246 | 0.086455 | 0.016509 | 0 | 0.058796 | 0.0065936 | 0 | 0.072367 | 0.1424 | 0.020169 | 0.050916 | 0.051173 | 0 | 0.18225 | 0.077664 | 0
LV HH Metered | 0 | 0.20759 | 0.029403 | 0.074227 | 0.014174 | 0 | 0.040384 | 0 | 0 | 0.062132 | 0.12226 | 0.017316 | 0.043715 | 0.043936 | 0 | 0.12518 | 0 | 0
LV Sub HH Metered | 0 | 0.18743 | 0.026548 | 0.06702 | 0.012798 | 0 | 0 | 0 | 0 | 0.056099 | 0.11039 | 0.015635 | 0.03947 | 0.039669 | 0 | 0 | 0 | 0
HV HH Metered | 0 | 0.16422 | 0.0076759 | 0.015502 | 0 | 0 | 0 | 0 | 0 | 0.049153 | 0.096717 | 0.013699 | 0.027666 | 0 | 0 | 0 | 0 | 0
NHH UMS category A | 0 | 0.15002 | 0.021249 | 0.053643 | 0.010244 | 0 | 0.036482 | 0.0040912 | 0.0087868 | 0.044902 | 0.088354 | 0.012514 | 0.031592 | 0.031752 | 0 | 0.11308 | 0.048189 | 0.1035
NHH UMS category B | 0 | 0.31039 | 0.043964 | 0.11099 | 0.021194 | 0 | 0.07548 | 0.0084646 | 0.01818 | 0.092902 | 0.1828 | 0.025892 | 0.065364 | 0.065694 | 0 | 0.23396 | 0.099702 | 0.21413
NHH UMS category C | 0 | 0.53697 | 0.076056 | 0.192 | 0.036665 | 0 | 0.13058 | 0.014643 | 0.03145 | 0.16072 | 0.31624 | 0.044792 | 0.11308 | 0.11365 | 0 | 0.40475 | 0.17248 | 0.37044
NHH UMS category D | 0 | 0 | 0 | 0 | 0 | 0 | 0 | 0 | 0 | 0 | 0 | 0 | 0 | 0 | 0 | 0 | 0 | 0
LV UMS (Pseudo HH Metered) | 0 | 0.31803 | 0.045045 | 0.11372 | 0.021715 | 0 | 0.077336 | 0.0086727 | 0.018627 | 0.095187 | 0.1873 | 0.026529 | 0.066971 | 0.067309 | 0 | 0.23972 | 0.10215 | 0.2194
3004. Contributions to unit rate 1 p/kWh by network level (taking account of standing charges)
Data sources:
x1 = 2602. Standing charges factors adapted to use 132kV/HV
x2 = 2903. Contributions to pay-as-you-go unit rate 1 (p/kWh)
Calculation =(1-x1)*x2
| GSPs | Assets 132kV | Assets 132kV/EHV | Assets EHV | Assets EHV/HV | Assets 132kV/HV | Assets HV | Assets HV/LV | Assets LV circuits | Transmission exit | Operating 132kV | Operating 132kV/EHV | Operating EHV | Operating EHV/HV | Operating 132kV/HV | Operating HV | Operating HV/LV | Operating LV circuits
Domestic Unrestricted | 0 | 0.32361 | 0.045836 | 0.11571 | 0.022096 | 0 | 0.078694 | 0.008825 | 0 | 0.096858 | 0.19059 | 0.026994 | 0.068147 | 0.068491 | 0 | 0.24393 | 0.10395 | 0
Domestic Two Rate | 0 | 0.36629 | 0.051882 | 0.12031 | 0.022975 | 0 | 0.081823 | 0.0091758 | 0 | 0.11721 | 0.21572 | 0.030555 | 0.070857 | 0.071214 | 0 | 0.25362 | 0.10808 | 0
Domestic Off Peak (related MPAN) | 0 | 0.024671 | 0.0034944 | 0.01424 | 0.0027192 | 0 | 0.0096842 | 0.001086 | 0 | 0.0011099 | 0.01453 | 0.002058 | 0.0083863 | 0.0084287 | 0 | 0.030018 | 0.012792 | 0
Small Non Domestic Unrestricted | 0 | 0.24723 | 0.035018 | 0.088863 | 0.016969 | 0 | 0.060434 | 0.0067772 | 0 | 0.073997 | 0.1456 | 0.020623 | 0.052335 | 0.052599 | 0 | 0.18733 | 0.079827 | 0
Small Non Domestic Two Rate | 0 | 0.2877 | 0.04075 | 0.10744 | 0.020517 | 0 | 0.07307 | 0.0081942 | 0 | 0.089102 | 0.16944 | 0.023999 | 0.063277 | 0.063596 | 0 | 0.22649 | 0.096518 | 0
Small Non Domestic Off Peak (related MPAN) | 0 | 0.026085 | 0.0036947 | 0.014875 | 0.0028405 | 0 | 0.010116 | 0.0011344 | 0 | 0.0016177 | 0.015362 | 0.0021759 | 0.0087603 | 0.0088045 | 0 | 0.031357 | 0.013362 | 0
LV Medium Non-Domestic | 0 | 0.26247 | 0.037175 | 0.096072 | 0.018346 | 0 | 0.065337 | 0.007327 | 0 | 0.081604 | 0.15458 | 0.021894 | 0.05658 | 0.056866 | 0 | 0.20252 | 0.086303 | 0
LV Sub Medium Non-Domestic | 0 | 0.25454 | 0.036052 | 0.093507 | 0.017856 | 0 | 0.063592 | 0 | 0 | 0.079014 | 0.14991 | 0.021233 | 0.055069 | 0.055347 | 0 | 0.19711 | 0 | 0
HV Medium Non-Domestic | 0 | 0.2597 | 0.012139 | 0.025208 | 0 | 0 | 0 | 0 | 0 | 0.080769 | 0.15295 | 0.021663 | 0.044987 | 0 | 0 | 0 | 0 | 0
LV Network Domestic | 0 | 3.2282 | 0.45724 | 0.81613 | 0.15585 | 0 | 0.55504 | 0.062244 | 0 | 1.0838 | 1.9012 | 0.26929 | 0.48065 | 0.48308 | 0 | 1.7204 | 0.73315 | 0
LV Network Non-Domestic Non-CT | 0 | 3.291 | 0.46614 | 0.74076 | 0.14145 | 0 | 0.50378 | 0.056495 | 0 | 1.1506 | 1.9382 | 0.27453 | 0.43626 | 0.43846 | 0 | 1.5615 | 0.66544 | 0
LV HH Metered | 0 | 2.5277 | 0.35802 | 0.60296 | 0.11514 | 0 | 0.32805 | 0 | 0 | 0.88393 | 1.4886 | 0.21085 | 0.35511 | 0.3569 | 0 | 1.0168 | 0 | 0
LV Sub HH Metered | 0 | 2.3997 | 0.33989 | 0.57242 | 0.10931 | 0 | 0 | 0 | 0 | 0.83916 | 1.4132 | 0.20017 | 0.33712 | 0.33882 | 0 | 0 | 0 | 0
HV HH Metered | 0 | 2.1836 | 0.10206 | 0.13751 | 0 | 0 | 0 | 0 | 0 | 0.7636 | 1.286 | 0.18215 | 0.24541 | 0 | 0 | 0 | 0 | 0
NHH UMS category A | 0 | 0.16011 | 0.022678 | 0.057096 | 0.010903 | 0 | 0.03883 | 0.0043545 | 0.0093524 | 0.047985 | 0.094297 | 0.013356 | 0.033626 | 0.033796 | 0 | 0.12036 | 0.051291 | 0.11016
NHH UMS category B | 0 | 0.26006 | 0.036834 | 0.069881 | 0.013344 | 0 | 0.047525 | 0.0053295 | 0.011446 | 0.084438 | 0.15316 | 0.021693 | 0.041155 | 0.041363 | 0 | 0.14731 | 0.062775 | 0.13482
NHH UMS category C | 0 | 0.45316 | 0.064185 | 0.11741 | 0.02242 | 0 | 0.079846 | 0.0089541 | 0.019231 | 0.15308 | 0.26688 | 0.037801 | 0.069145 | 0.069494 | 0 | 0.2475 | 0.10547 | 0.22652
NHH UMS category D | 0 | 0.064189 | 0.0090918 | 0.04454 | 0.0085053 | 0 | 0.030291 | 0.0033969 | 0.0072957 | 0.013019 | 0.037804 | 0.0053545 | 0.026231 | 0.026364 | 0 | 0.093892 | 0.040011 | 0.085933
LV UMS (Pseudo HH Metered) | 0 | 7.0194 | 0.99423 | 1.6076 | 0.30698 | 0 | 1.0933 | 0.1226 | 0.26332 | 2.4972 | 4.134 | 0.58554 | 0.94676 | 0.95154 | 0 | 3.3888 | 1.4441 | 3.1016
3005. Contributions to unit rate 2 p/kWh by network level (taking account of standing charges)
Data sources:
x1 = 2602. Standing charges factors adapted to use 132kV/HV
x2 = 2904. Contributions to pay-as-you-go unit rate 2 (p/kWh)
Calculation =(1-x1)*x2
| GSPs | Assets 132kV | Assets 132kV/EHV | Assets EHV | Assets EHV/HV | Assets 132kV/HV | Assets HV | Assets HV/LV | Assets LV circuits | Transmission exit | Operating 132kV | Operating 132kV/EHV | Operating EHV | Operating EHV/HV | Operating 132kV/HV | Operating HV | Operating HV/LV | Operating LV circuits
Domestic Two Rate | 0 | 0.030945 | 0.0043831 | 0.015172 | 0.0028973 | 0 | 0.010318 | 0.0011571 | 0 | 3.876e-05 | 0.018225 | 0.0025813 | 0.0089356 | 0.0089807 | 0 | 0.031984 | 0.01363 | 0
Small Non Domestic Two Rate | 0 | 0.031284 | 0.0044311 | 0.015629 | 0.0029845 | 0 | 0.010629 | 0.001192 | 0 | 4.7646e-05 | 0.018424 | 0.0026096 | 0.0092046 | 0.009251 | 0 | 0.032947 | 0.01404 | 0
LV Medium Non-Domestic | 0 | 0.027539 | 0.0039006 | 0.012648 | 0.0024152 | 0 | 0.0086015 | 0.0009646 | 0 | 0 | 0.016219 | 0.0022972 | 0.0074487 | 0.0074863 | 0 | 0.026662 | 0.011362 | 0
LV Sub Medium Non-Domestic | 0 | 0.027024 | 0.0038277 | 0.012412 | 0.0023701 | 0 | 0.0084409 | 0 | 0 | 0 | 0.015916 | 0.0022543 | 0.0073096 | 0.0073465 | 0 | 0.026164 | 0 | 0
HV Medium Non-Domestic | 0 | 0.027112 | 0.0012672 | 0.0032873 | 0 | 0 | 0 | 0 | 0 | 0 | 0.015967 | 0.0022616 | 0.0058667 | 0 | 0 | 0 | 0 | 0
LV Network Domestic | 0 | 0.044693 | 0.0063303 | 0.073881 | 0.014108 | 0 | 0.050245 | 0.0056346 | 0 | 0.0019063 | 0.026322 | 0.0037282 | 0.043511 | 0.043731 | 0 | 0.15574 | 0.066369 | 0
LV Network Non-Domestic Non-CT | 0 | 0.045563 | 0.0064535 | 0.067058 | 0.012805 | 0 | 0.045605 | 0.0051142 | 0 | 0.0020238 | 0.026834 | 0.0038007 | 0.039493 | 0.039692 | 0 | 0.14136 | 0.060239 | 0
LV HH Metered | 0 | 0.034995 | 0.0049566 | 0.054584 | 0.010423 | 0 | 0.029697 | 0 | 0 | 0.0015548 | 0.02061 | 0.0029191 | 0.032146 | 0.032308 | 0 | 0.092051 | 0 | 0
LV Sub HH Metered | 0 | 0.033222 | 0.0047055 | 0.051819 | 0.0098952 | 0 | 0 | 0 | 0 | 0.001476 | 0.019566 | 0.0027713 | 0.030518 | 0.030672 | 0 | 0 | 0 | 0
HV HH Metered | 0 | 0.030231 | 0.001413 | 0.012448 | 0 | 0 | 0 | 0 | 0 | 0.0013431 | 0.017804 | 0.0025218 | 0.022216 | 0 | 0 | 0 | 0 | 0
LV UMS (Pseudo HH Metered) | 0 | 0.0576 | 0.0081585 | 0.05371 | 0.010256 | 0 | 0.036527 | 0.0040962 | 0.0087976 | 0.0098314 | 0.033923 | 0.0048048 | 0.031632 | 0.031791 | 0 | 0.11322 | 0.048248 | 0.10362
3006. Contributions to unit rate 3 p/kWh by network level (taking account of standing charges)
Data sources:
x1 = 2602. Standing charges factors adapted to use 132kV/HV
x2 = 2905. Contributions to pay-as-you-go unit rate 3 (p/kWh)
Calculation =(1-x1)*x2
| GSPs | Assets 132kV | Assets 132kV/EHV | Assets EHV | Assets EHV/HV | Assets 132kV/HV | Assets HV | Assets HV/LV | Assets LV circuits | Transmission exit | Operating 132kV | Operating 132kV/EHV | Operating EHV | Operating EHV/HV | Operating 132kV/HV | Operating HV | Operating HV/LV | Operating LV circuits
LV Network Domestic | 0 | 0.031843 | 0.0045103 | 0.0155 | 0.0029598 | 0 | 0.010541 | 0.0011821 | 0 | 0 | 0.018754 | 0.0026563 | 0.0091283 | 0.0091743 | 0 | 0.032674 | 0.013924 | 0
LV Network Non-Domestic Non-CT | 0 | 0.032463 | 0.004598 | 0.014068 | 0.0026864 | 0 | 0.0095674 | 0.0010729 | 0 | 0 | 0.019119 | 0.0027079 | 0.0082852 | 0.008327 | 0 | 0.029656 | 0.012638 | 0
LV HH Metered | 0 | 0.024933 | 0.0035315 | 0.011451 | 0.0021867 | 0 | 0.0062302 | 0 | 0 | 0 | 0.014684 | 0.0020798 | 0.006744 | 0.006778 | 0 | 0.019311 | 0 | 0
LV Sub HH Metered | 0 | 0.02367 | 0.0033526 | 0.010871 | 0.0020759 | 0 | 0 | 0 | 0 | 0 | 0.01394 | 0.0019745 | 0.0064024 | 0.0064347 | 0 | 0 | 0 | 0
HV HH Metered | 0 | 0.021539 | 0.0010068 | 0.0026116 | 0 | 0 | 0 | 0 | 0 | 0 | 0.012685 | 0.0017967 | 0.0046607 | 0 | 0 | 0 | 0 | 0
LV UMS (Pseudo HH Metered) | 0 | 0.022278 | 0.0031555 | 0.010232 | 0.0019538 | 0 | 0.0069585 | 0.00078034 | 0.001676 | 0 | 0.01312 | 0.0018584 | 0.0060259 | 0.0060563 | 0 | 0.021569 | 0.0091914 | 0.019741

## AggCap
Standing charges as fixed charges for WPD South West in April 16 (Finals)
This sheet allocates standing charges to fixed charges for non half hourly settled demand users.
3101. Mapping of tariffs to tariff groups
| LV domestic and small non-domestic tariffs | LV medium non-domestic tariffs | LV substation aggregated tariffs | HV network aggregated tariffs
Domestic Unrestricted | 1 | 0 | 0 | 0
Domestic Two Rate | 1 | 0 | 0 | 0
Small Non Domestic Unrestricted | 1 | 0 | 0 | 0
Small Non Domestic Two Rate | 1 | 0 | 0 | 0
LV Medium Non-Domestic | 0 | 1 | 0 | 0
LV Sub Medium Non-Domestic | 0 | 0 | 1 | 0
HV Medium Non-Domestic | 0 | 0 | 0 | 1
LV Network Domestic | 1 | 0 | 0 | 0
LV Network Non-Domestic Non-CT | 1 | 0 | 0 | 0
3102. Capacity use for tariffs charged for capacity on an exit point basis
Data sources:
x1 = 2407. All units (MWh)
x2 = 1041. Load factor for each type of demand user (in Load profile data for demand users)
x3 = 1010. Days in the charging year (in Financial and general assumptions)
x4 = 2305. MPANs (in Equivalent volume for each end user)
Kind: | Calculation | Copy cells
Formula: | =x1/x2/(24*x3)*1000 | = x4
| Unit-based contributions to aggregate maximum load (kW) | MPANs
Domestic Unrestricted | 1149969.6021 | 1214873.352
Domestic Two Rate | 611349.8807 | 221005.6371
Small Non Domestic Unrestricted | 341345.5315 | 108766.54
Small Non Domestic Two Rate | 140491.3989 | 27772.4899
LV Medium Non-Domestic | 102630.5848 | 6083.6744
LV Sub Medium Non-Domestic | 10191.4991 | 450.0844
HV Medium Non-Domestic | 464.4195 | 17.5611
LV Network Domestic | 0 | 0
LV Network Non-Domestic Non-CT | 43049.3357 | 2206.3032
3103. Aggregate number of users charged for capacity on an exit point basis
Data sources:
x1 = 3101. Mapping of tariffs to tariff groups
x2 = 3102. MPANs (in Equivalent volume for each end user) (in Capacity use for tariffs charged for capacity on an exit point basis)
Sum-product calculation =SUMPRODUCT(x1, x2)
| LV domestic and small non-domestic tariffs | LV medium non-domestic tariffs | LV substation aggregated tariffs | HV network aggregated tariffs
Aggregate number of users charged for capacity on an exit point basis | 1574624.3223 | 6083.6744 | 450.0844 | 17.5611
3104. Aggregate capacity (kW)
Data sources:
x1 = 3101. Mapping of tariffs to tariff groups
x2 = 3102. Unit-based contributions to aggregate maximum load (kW) (in Capacity use for tariffs charged for capacity on an exit point basis)
Sum-product calculation =SUMPRODUCT(x1, x2)
| LV domestic and small non-domestic tariffs | LV medium non-domestic tariffs | LV substation aggregated tariffs | HV network aggregated tariffs
Aggregate capacity (kW) | 2286205.7489 | 102630.5848 | 10191.4991 | 464.4195
3105. Average maximum kVA by exit point
Data sources:
x1 = 3103. Aggregate number of users charged for capacity on an exit point basis
x2 = 3104. Aggregate capacity (kW)
x3 = 1010. Power factor for all flows in the network model (in Financial and general assumptions)
Calculation =IF(x1,x2/x1/x3,0)
| LV domestic and small non-domestic tariffs | LV medium non-domestic tariffs | LV substation aggregated tariffs | HV network aggregated tariffs
Average maximum kVA by exit point | 1.5283 | 17.7577 | 23.8353 | 27.8378
3106. Deemed average maximum kVA for each tariff
Data sources:
x1 = 3101. Mapping of tariffs to tariff groups
x2 = 3105. Average maximum kVA by exit point
Sum-product calculation =SUMPRODUCT(x1, x2)
Deemed average maximum kVA for each tariff
Domestic Unrestricted | 1.5283
Domestic Two Rate | 1.5283
Small Non Domestic Unrestricted | 1.5283
Small Non Domestic Two Rate | 1.5283
LV Medium Non-Domestic | 17.7577
LV Sub Medium Non-Domestic | 23.8353
HV Medium Non-Domestic | 27.8378
LV Network Domestic | 1.5283
LV Network Non-Domestic Non-CT | 1.5283
3107. Capacity-driven fixed charge elements from standing charges factors p/MPAN/day
Data sources:
x1 = 3002. Capacity elements p/kVA/day
x2 = 3106. Deemed average maximum kVA for each tariff
Calculation =x1*x2
| GSPs | Assets 132kV | Assets 132kV/EHV | Assets EHV | Assets EHV/HV | Assets 132kV/HV | Assets HV | Assets HV/LV | Assets LV circuits | Transmission exit | Operating 132kV | Operating 132kV/EHV | Operating EHV | Operating EHV/HV | Operating 132kV/HV | Operating HV | Operating HV/LV | Operating LV circuits
Domestic Unrestricted | 0 | 0 | 0 | 0 | 0 | 0 | 0 | 0 | 0.1927 | 0 | 0 | 0 | 0 | 0 | 0 | 0 | 0 | 2.2698
Domestic Two Rate | 0 | 0 | 0 | 0 | 0 | 0 | 0 | 0 | 0.1927 | 0 | 0 | 0 | 0 | 0 | 0 | 0 | 0 | 2.2698
Small Non Domestic Unrestricted | 0 | 0 | 0 | 0 | 0 | 0 | 0 | 0 | 0.1927 | 0 | 0 | 0 | 0 | 0 | 0 | 0 | 0 | 2.2698
Small Non Domestic Two Rate | 0 | 0 | 0 | 0 | 0 | 0 | 0 | 0 | 0.1927 | 0 | 0 | 0 | 0 | 0 | 0 | 0 | 0 | 2.2698
LV Medium Non-Domestic | 0 | 0 | 0 | 0 | 0 | 0 | 0 | 0 | 2.239 | 0 | 0 | 0 | 0 | 0 | 0 | 0 | 0 | 26.3731
LV Sub Medium Non-Domestic | 0 | 0 | 0 | 0 | 0 | 0 | 0 | 1.4129 | 0 | 0 | 0 | 0 | 0 | 0 | 0 | 0 | 16.6424 | 0
HV Medium Non-Domestic | 0 | 0 | 0 | 1.9327 | 0 | 0 | 0 | 0 | 0 | 0 | 0 | 0 | 3.4491 | 17.3327 | 0 | 45.0576 | 0 | 0
LV Network Domestic | 0 | 0 | 0 | 0 | 0 | 0 | 0 | 0 | 0.1927 | 0 | 0 | 0 | 0 | 0 | 0 | 0 | 0 | 2.2698
LV Network Non-Domestic Non-CT | 0 | 0 | 0 | 0 | 0 | 0 | 0 | 0 | 0.1927 | 0 | 0 | 0 | 0 | 0 | 0 | 0 | 0 | 2.2698

## Reactive
Reactive power unit charges for WPD South West in April 16 (Finals)
3201. Standard components p/kWh for reactive power (absolute value)
Data sources:
x1 = 3003. Yardstick components p/kWh (taking account of standing charges)
Calculation =ABS(x1)
| GSPs | Assets 132kV | Assets 132kV/EHV | Assets EHV | Assets EHV/HV | Assets 132kV/HV | Assets HV | Assets HV/LV | Assets LV circuits | Transmission exit | Operating 132kV | Operating 132kV/EHV | Operating EHV | Operating EHV/HV | Operating 132kV/HV | Operating HV | Operating HV/LV | Operating LV circuits
LV HH Metered | 0 | 0.20759 | 0.029403 | 0.074227 | 0.014174 | 0 | 0.040384 | 0 | 0 | 0.062132 | 0.12226 | 0.017316 | 0.043715 | 0.043936 | 0 | 0.12518 | 0 | 0
LV Sub HH Metered | 0 | 0.18743 | 0.026548 | 0.06702 | 0.012798 | 0 | 0 | 0 | 0 | 0.056099 | 0.11039 | 0.015635 | 0.03947 | 0.039669 | 0 | 0 | 0 | 0
HV HH Metered | 0 | 0.16422 | 0.0076759 | 0.015502 | 0 | 0 | 0 | 0 | 0 | 0.049153 | 0.096717 | 0.013699 | 0.027666 | 0 | 0 | 0 | 0 | 0
3202. Standard reactive p/kVArh
Data sources:
x1 = 3201. Standard components p/kWh for reactive power (absolute value)
x2 = 1092. Average kVAr by kVA, by network level
x3 = 1010. Power factor for all flows in the network model (in Financial and general assumptions)
Calculation =x1*x2*x3
| GSPs | Assets 132kV | Assets 132kV/EHV | Assets EHV | Assets EHV/HV | Assets 132kV/HV | Assets HV | Assets HV/LV | Assets LV circuits | Transmission exit | Operating 132kV | Operating 132kV/EHV | Operating EHV | Operating EHV/HV | Operating 132kV/HV | Operating HV | Operating HV/LV | Operating LV circuits
LV HH Metered | 0 | 0.040714 | 0.0057667 | 0.014558 | 0.00278 | 0 | 0.0079204 | 0 | 0 | 0.012186 | 0.023978 | 0.0033962 | 0.0085737 | 0.0086169 | 0 | 0.024551 | 0 | 0
LV Sub HH Metered | 0 | 0.03676 | 0.0052067 | 0.013144 | 0.00251 | 0 | 0 | 0 | 0 | 0.011003 | 0.021649 | 0.0030664 | 0.0077411 | 0.0077802 | 0 | 0 | 0 | 0
HV HH Metered | 0 | 0.032208 | 0.0015054 | 0.0030404 | 0 | 0 | 0 | 0 | 0 | 0.0096401 | 0.018969 | 0.0026867 | 0.0054261 | 0 | 0 | 0 | 0 | 0
3203. Network use factors for generator reactive unit charges
These factors differ from the network use factors for active power charges/credits in the case of generators,
who do not qualify for active power credits at the voltage of connection but are charged reactive unit charges for costs caused at that voltage.
| GSPs | 132kV | 132kV/EHV | EHV | EHV/HV | 132kV/HV | HV | HV/LV | LV circuits
LV Generation Intermittent | 1 | 1 | 1 | 1 | 1 | 1 | 1 | 1 | 1
LV Generation Non-Intermittent | 1 | 1 | 1 | 1 | 1 | 1 | 1 | 1 | 1
LV Sub Generation Intermittent | 1 | 1 | 1 | 1 | 1 | 1 | 1 | 1 | 0
LV Sub Generation Non-Intermittent | 1 | 1 | 1 | 1 | 1 | 1 | 1 | 1 | 0
HV Generation Intermittent | 1 | 1 | 1 | 1 | 1 | 1 | 1 | 0 | 0
HV Generation Non-Intermittent | 1 | 1 | 1 | 1 | 1 | 1 | 1 | 0 | 0
3204. Absolute value of load coefficient (kW peak / average kW)
Data sources:
x1 = 2302. Load coefficient
Calculation =ABS(x1)
Absolute load coefficient
LV Generation Intermittent | 1
LV Generation Non-Intermittent | 1
LV Sub Generation Intermittent | 1
LV Sub Generation Non-Intermittent | 1
HV Generation Intermittent | 1
HV Generation Non-Intermittent | 1
3205. Pay-as-you-go components p/kWh for reactive power (absolute value)
Data sources:
x1 = 2901. Unit cost at each level, £/kW/year (relative to system simultaneous maximum load)
x2 = 3204. Absolute value of load coefficient (kW peak / average kW)
x3 = 2001. Loss adjustment factor to transmission (in Loss adjustment factors to transmission)
x4 = 2004. Loss adjustment factor to transmission for each network level
x5 = 2804. Proportion of annual charge covered by contributions (for all charging levels)
x6 = 3203. Network use factors for generator reactive unit charges
x7 = 1010. Days in the charging year (in Financial and general assumptions)
Calculation =x1*x2*x3/x4*(1-x5)*x6/(24*x7)*100
| GSPs | Assets 132kV | Assets 132kV/EHV | Assets EHV | Assets EHV/HV | Assets 132kV/HV | Assets HV | Assets HV/LV | Assets LV circuits | Transmission exit | Operating 132kV | Operating 132kV/EHV | Operating EHV | Operating EHV/HV | Operating 132kV/HV | Operating HV | Operating HV/LV | Operating LV circuits
LV Generation Intermittent | 0 | 0.15002 | 0.021249 | 0.053643 | 0.010244 | 0 | 0.036482 | 0.0040912 | 0.0087868 | 0.044902 | 0.088354 | 0.012514 | 0.031592 | 0.031752 | 0 | 0.11308 | 0.048189 | 0.1035
LV Generation Non-Intermittent | 0 | 0.15002 | 0.021249 | 0.053643 | 0.010244 | 0 | 0.036482 | 0.0040912 | 0.0087868 | 0.044902 | 0.088354 | 0.012514 | 0.031592 | 0.031752 | 0 | 0.11308 | 0.048189 | 0.1035
LV Sub Generation Intermittent | 0 | 0.14795 | 0.020955 | 0.052902 | 0.010102 | 0 | 0.035977 | 0.0040346 | 0 | 0.044282 | 0.087132 | 0.012341 | 0.031156 | 0.031313 | 0 | 0.11152 | 0.047523 | 0
LV Sub Generation Non-Intermittent | 0 | 0.14795 | 0.020955 | 0.052902 | 0.010102 | 0 | 0.035977 | 0.0040346 | 0 | 0.044282 | 0.087132 | 0.012341 | 0.031156 | 0.031313 | 0 | 0.11152 | 0.047523 | 0
HV Generation Intermittent | 0 | 0.14615 | 0.0068312 | 0.017245 | 0 | 0 | 0 | 0 | 0 | 0.043744 | 0.086074 | 0.012191 | 0.030777 | 0.030932 | 0 | 0.11016 | 0 | 0
HV Generation Non-Intermittent | 0 | 0.14615 | 0.0068312 | 0.017245 | 0 | 0 | 0 | 0 | 0 | 0.043744 | 0.086074 | 0.012191 | 0.030777 | 0.030932 | 0 | 0.11016 | 0 | 0
3206. Pay-as-you-go reactive p/kVArh
Data sources:
x1 = 3205. Pay-as-you-go components p/kWh for reactive power (absolute value)
x2 = 1092. Average kVAr by kVA, by network level
x3 = 1010. Power factor for all flows in the network model (in Financial and general assumptions)
Calculation =x1*x2*x3
| GSPs | Assets 132kV | Assets 132kV/EHV | Assets EHV | Assets EHV/HV | Assets 132kV/HV | Assets HV | Assets HV/LV | Assets LV circuits | Transmission exit | Operating 132kV | Operating 132kV/EHV | Operating EHV | Operating EHV/HV | Operating 132kV/HV | Operating HV | Operating HV/LV | Operating LV circuits
LV Generation Intermittent | 0 | 0.029423 | 0.0041675 | 0.010521 | 0.002009 | 0 | 0.007155 | 0.00080239 | 0.0017233 | 0.0088065 | 0.017328 | 0.0024544 | 0.0061961 | 0.0062274 | 0 | 0.022178 | 0.0094511 | 0.020298
LV Generation Non-Intermittent | 0 | 0.029423 | 0.0041675 | 0.010521 | 0.002009 | 0 | 0.007155 | 0.00080239 | 0.0017233 | 0.0088065 | 0.017328 | 0.0024544 | 0.0061961 | 0.0062274 | 0 | 0.022178 | 0.0094511 | 0.020298
LV Sub Generation Intermittent | 0 | 0.029017 | 0.0041099 | 0.010375 | 0.0019813 | 0 | 0.0070561 | 0.00079129 | 0 | 0.0086848 | 0.017089 | 0.0024205 | 0.0061104 | 0.0061413 | 0 | 0.021872 | 0.0093204 | 0
LV Sub Generation Non-Intermittent | 0 | 0.029017 | 0.0041099 | 0.010375 | 0.0019813 | 0 | 0.0070561 | 0.00079129 | 0 | 0.0086848 | 0.017089 | 0.0024205 | 0.0061104 | 0.0061413 | 0 | 0.021872 | 0.0093204 | 0
HV Generation Intermittent | 0 | 0.028664 | 0.0013398 | 0.0033823 | 0 | 0 | 0 | 0 | 0 | 0.0085793 | 0.016881 | 0.0023911 | 0.0060362 | 0.0060667 | 0 | 0.021606 | 0 | 0
HV Generation Non-Intermittent | 0 | 0.028664 | 0.0013398 | 0.0033823 | 0 | 0 | 0 | 0 | 0 | 0.0085793 | 0.016881 | 0.0023911 | 0.0060362 | 0.0060667 | 0 | 0.021606 | 0 | 0

## Aggreg
Aggregation for WPD South West in April 16 (Finals)
This sheet aggregates elements of tariffs excluding revenue matching and final adjustments and rounding.
3301. Unit rate 1 p/kWh (elements)
Data sources:
x1 = 3004. Unit rate 1 total p/kWh (taking account of standing charges) — for Tariffs with Unit rate 1 p/kWh from Standard 1 kWh
x2 = 2903. Pay-as-you-go unit rate 1 (p/kWh) — for Tariffs with Unit rate 1 p/kWh from PAYG 1 kWh
x3 = 2903. Pay-as-you-go unit rate 1 (p/kWh) — for Tariffs with Unit rate 1 p/kWh from PAYG 1 kWh & customer
x4 = 2902. Pay-as-you-go yardstick unit rate (p/kWh) — for Tariffs with Unit rate 1 p/kWh from PAYG yardstick kWh
x5 = 2203. Service model asset p/kWh charge for unmetered tariffs — for Tariffs with Unit rate 1 p/kWh from PAYG 1 kWh & customer
x6 = 2712. Operating expenditure for unmetered customer assets (p/kWh) — for Tariffs with Unit rate 1 p/kWh from PAYG 1 kWh & customer
Combine tables = x1 or x2 or x3 or x4 or x5 or x6
| GSPs | Assets 132kV | Assets 132kV/EHV | Assets EHV | Assets EHV/HV | Assets 132kV/HV | Assets HV | Assets HV/LV | Assets LV circuits | Assets LV customer | Assets HV customer | Transmission exit | Operating 132kV | Operating 132kV/EHV | Operating EHV | Operating EHV/HV | Operating 132kV/HV | Operating HV | Operating HV/LV | Operating LV circuits | Operating LV customer | Operating HV customer
Domestic Unrestricted | 0 | 0.32361 | 0.045836 | 0.11571 | 0.022096 | 0 | 0.078694 | 0.008825 | 0 |  |  | 0.096858 | 0.19059 | 0.026994 | 0.068147 | 0.068491 | 0 | 0.24393 | 0.10395 | 0
Domestic Two Rate | 0 | 0.36629 | 0.051882 | 0.12031 | 0.022975 | 0 | 0.081823 | 0.0091758 | 0 |  |  | 0.11721 | 0.21572 | 0.030555 | 0.070857 | 0.071214 | 0 | 0.25362 | 0.10808 | 0
Domestic Off Peak (related MPAN) | 0 | 0.024671 | 0.0034944 | 0.01424 | 0.0027192 | 0 | 0.0096842 | 0.001086 | 0 |  |  | 0.0011099 | 0.01453 | 0.002058 | 0.0083863 | 0.0084287 | 0 | 0.030018 | 0.012792 | 0
Small Non Domestic Unrestricted | 0 | 0.24723 | 0.035018 | 0.088863 | 0.016969 | 0 | 0.060434 | 0.0067772 | 0 |  |  | 0.073997 | 0.1456 | 0.020623 | 0.052335 | 0.052599 | 0 | 0.18733 | 0.079827 | 0
Small Non Domestic Two Rate | 0 | 0.2877 | 0.04075 | 0.10744 | 0.020517 | 0 | 0.07307 | 0.0081942 | 0 |  |  | 0.089102 | 0.16944 | 0.023999 | 0.063277 | 0.063596 | 0 | 0.22649 | 0.096518 | 0
Small Non Domestic Off Peak (related MPAN) | 0 | 0.026085 | 0.0036947 | 0.014875 | 0.0028405 | 0 | 0.010116 | 0.0011344 | 0 |  |  | 0.0016177 | 0.015362 | 0.0021759 | 0.0087603 | 0.0088045 | 0 | 0.031357 | 0.013362 | 0
LV Medium Non-Domestic | 0 | 0.26247 | 0.037175 | 0.096072 | 0.018346 | 0 | 0.065337 | 0.007327 | 0 |  |  | 0.081604 | 0.15458 | 0.021894 | 0.05658 | 0.056866 | 0 | 0.20252 | 0.086303 | 0
LV Sub Medium Non-Domestic | 0 | 0.25454 | 0.036052 | 0.093507 | 0.017856 | 0 | 0.063592 | 0 | 0 |  |  | 0.079014 | 0.14991 | 0.021233 | 0.055069 | 0.055347 | 0 | 0.19711 | 0 | 0
HV Medium Non-Domestic | 0 | 0.2597 | 0.012139 | 0.025208 | 0 | 0 | 0 | 0 | 0 |  |  | 0.080769 | 0.15295 | 0.021663 | 0.044987 | 0 | 0 | 0 | 0 | 0
LV Network Domestic | 0 | 3.2282 | 0.45724 | 0.81613 | 0.15585 | 0 | 0.55504 | 0.062244 | 0 |  |  | 1.0838 | 1.9012 | 0.26929 | 0.48065 | 0.48308 | 0 | 1.7204 | 0.73315 | 0
LV Network Non-Domestic Non-CT | 0 | 3.291 | 0.46614 | 0.74076 | 0.14145 | 0 | 0.50378 | 0.056495 | 0 |  |  | 1.1506 | 1.9382 | 0.27453 | 0.43626 | 0.43846 | 0 | 1.5615 | 0.66544 | 0
LV HH Metered | 0 | 2.5277 | 0.35802 | 0.60296 | 0.11514 | 0 | 0.32805 | 0 | 0 |  |  | 0.88393 | 1.4886 | 0.21085 | 0.35511 | 0.3569 | 0 | 1.0168 | 0 | 0
LV Sub HH Metered | 0 | 2.3997 | 0.33989 | 0.57242 | 0.10931 | 0 | 0 | 0 | 0 |  |  | 0.83916 | 1.4132 | 0.20017 | 0.33712 | 0.33882 | 0 | 0 | 0 | 0
HV HH Metered | 0 | 2.1836 | 0.10206 | 0.13751 | 0 | 0 | 0 | 0 | 0 |  |  | 0.7636 | 1.286 | 0.18215 | 0.24541 | 0 | 0 | 0 | 0 | 0
NHH UMS category A | 0 | 0.16011 | 0.022678 | 0.057096 | 0.010903 | 0 | 0.03883 | 0.0043545 | 0.0093524 |  |  | 0.047985 | 0.094297 | 0.013356 | 0.033626 | 0.033796 | 0 | 0.12036 | 0.051291 | 0.11016 | 0.72519
NHH UMS category B | 0 | 0.26006 | 0.036834 | 0.069881 | 0.013344 | 0 | 0.047525 | 0.0053295 | 0.011446 |  |  | 0.084438 | 0.15316 | 0.021693 | 0.041155 | 0.041363 | 0 | 0.14731 | 0.062775 | 0.13482 | 0.72519
NHH UMS category C | 0 | 0.45316 | 0.064185 | 0.11741 | 0.02242 | 0 | 0.079846 | 0.0089541 | 0.019231 |  |  | 0.15308 | 0.26688 | 0.037801 | 0.069145 | 0.069494 | 0 | 0.2475 | 0.10547 | 0.22652 | 0.72519
NHH UMS category D | 0 | 0.064189 | 0.0090918 | 0.04454 | 0.0085053 | 0 | 0.030291 | 0.0033969 | 0.0072957 |  |  | 0.013019 | 0.037804 | 0.0053545 | 0.026231 | 0.026364 | 0 | 0.093892 | 0.040011 | 0.085933 | 0.72519
LV UMS (Pseudo HH Metered) | 0 | 7.0194 | 0.99423 | 1.6076 | 0.30698 | 0 | 1.0933 | 0.1226 | 0.26332 |  |  | 2.4972 | 4.134 | 0.58554 | 0.94676 | 0.95154 | 0 | 3.3888 | 1.4441 | 3.1016 | 0.72519
LV Generation NHH or Aggregate HH | 0 | -0.15002 | -0.021249 | -0.053643 | -0.010244 | 0 | -0.036482 | -0.0040912 | 0 |  |  | -0.044902 | -0.088354 | -0.012514 | -0.031592 | -0.031752 | 0 | -0.11308 | -0.048189 | 0
LV Sub Generation NHH | 0 | -0.14795 | -0.020955 | -0.052902 | -0.010102 | 0 | -0.035977 | 0 | 0 |  |  | -0.044282 | -0.087132 | -0.012341 | -0.031156 | -0.031313 | 0 | -0.11152 | 0 | 0
LV Generation Intermittent | 0 | -0.15002 | -0.021249 | -0.053643 | -0.010244 | 0 | -0.036482 | -0.0040912 | 0 |  |  | -0.044902 | -0.088354 | -0.012514 | -0.031592 | -0.031752 | 0 | -0.11308 | -0.048189 | 0
LV Generation Non-Intermittent | 0 | -2.1301 | -0.3017 | -0.50812 | -0.09703 | 0 | -0.34556 | -0.038752 | 0 |  |  | -0.74489 | -1.2545 | -0.17768 | -0.29925 | -0.30076 | 0 | -1.0711 | -0.45645 | 0
LV Sub Generation Intermittent | 0 | -0.14795 | -0.020955 | -0.052902 | -0.010102 | 0 | -0.035977 | 0 | 0 |  |  | -0.044282 | -0.087132 | -0.012341 | -0.031156 | -0.031313 | 0 | -0.11152 | 0 | 0
LV Sub Generation Non-Intermittent | 0 | -2.1006 | -0.29753 | -0.50109 | -0.095688 | 0 | -0.34078 | 0 | 0 |  |  | -0.73459 | -1.2371 | -0.17523 | -0.29511 | -0.2966 | 0 | -1.0563 | 0 | 0
HV Generation Intermittent | 0 | -0.14615 | -0.0068312 | -0.017245 | 0 | 0 | 0 | 0 | 0 |  |  | -0.043744 | -0.086074 | -0.012191 | -0.030777 | -0.030932 | 0 | 0 | 0 | 0
HV Generation Non-Intermittent | 0 | -2.0751 | -0.096993 | -0.16335 | 0 | 0 | 0 | 0 | 0 |  |  | -0.72567 | -1.2221 | -0.1731 | -0.29153 | -0.293 | 0 | 0 | 0 | 0
3302. Unit rate 2 p/kWh (elements)
Data sources:
x1 = 3005. Unit rate 2 total p/kWh (taking account of standing charges) — for Tariffs with Unit rate 2 p/kWh from Standard 2 kWh
x2 = 2904. Pay-as-you-go unit rate 2 (p/kWh) — for Tariffs with Unit rate 2 p/kWh from PAYG 2 kWh
x3 = 2904. Pay-as-you-go unit rate 2 (p/kWh) — for Tariffs with Unit rate 2 p/kWh from PAYG 2 kWh & customer
x4 = 2203. Service model asset p/kWh charge for unmetered tariffs — for Tariffs with Unit rate 2 p/kWh from PAYG 2 kWh & customer
x5 = 2712. Operating expenditure for unmetered customer assets (p/kWh) — for Tariffs with Unit rate 2 p/kWh from PAYG 2 kWh & customer
Combine tables = x1 or x2 or x3 or x4 or x5
| GSPs | Assets 132kV | Assets 132kV/EHV | Assets EHV | Assets EHV/HV | Assets 132kV/HV | Assets HV | Assets HV/LV | Assets LV circuits | Assets LV customer | Assets HV customer | Transmission exit | Operating 132kV | Operating 132kV/EHV | Operating EHV | Operating EHV/HV | Operating 132kV/HV | Operating HV | Operating HV/LV | Operating LV circuits | Operating LV customer | Operating HV customer
Domestic Unrestricted
Domestic Two Rate | 0 | 0.030945 | 0.0043831 | 0.015172 | 0.0028973 | 0 | 0.010318 | 0.0011571 | 0 |  |  | 3.876e-05 | 0.018225 | 0.0025813 | 0.0089356 | 0.0089807 | 0 | 0.031984 | 0.01363 | 0
Domestic Off Peak (related MPAN)
Small Non Domestic Unrestricted
Small Non Domestic Two Rate | 0 | 0.031284 | 0.0044311 | 0.015629 | 0.0029845 | 0 | 0.010629 | 0.001192 | 0 |  |  | 4.7646e-05 | 0.018424 | 0.0026096 | 0.0092046 | 0.009251 | 0 | 0.032947 | 0.01404 | 0
Small Non Domestic Off Peak (related MPAN)
LV Medium Non-Domestic | 0 | 0.027539 | 0.0039006 | 0.012648 | 0.0024152 | 0 | 0.0086015 | 0.0009646 | 0 |  |  | 0 | 0.016219 | 0.0022972 | 0.0074487 | 0.0074863 | 0 | 0.026662 | 0.011362 | 0
LV Sub Medium Non-Domestic | 0 | 0.027024 | 0.0038277 | 0.012412 | 0.0023701 | 0 | 0.0084409 | 0 | 0 |  |  | 0 | 0.015916 | 0.0022543 | 0.0073096 | 0.0073465 | 0 | 0.026164 | 0 | 0
HV Medium Non-Domestic | 0 | 0.027112 | 0.0012672 | 0.0032873 | 0 | 0 | 0 | 0 | 0 |  |  | 0 | 0.015967 | 0.0022616 | 0.0058667 | 0 | 0 | 0 | 0 | 0
LV Network Domestic | 0 | 0.044693 | 0.0063303 | 0.073881 | 0.014108 | 0 | 0.050245 | 0.0056346 | 0 |  |  | 0.0019063 | 0.026322 | 0.0037282 | 0.043511 | 0.043731 | 0 | 0.15574 | 0.066369 | 0
LV Network Non-Domestic Non-CT | 0 | 0.045563 | 0.0064535 | 0.067058 | 0.012805 | 0 | 0.045605 | 0.0051142 | 0 |  |  | 0.0020238 | 0.026834 | 0.0038007 | 0.039493 | 0.039692 | 0 | 0.14136 | 0.060239 | 0
LV HH Metered | 0 | 0.034995 | 0.0049566 | 0.054584 | 0.010423 | 0 | 0.029697 | 0 | 0 |  |  | 0.0015548 | 0.02061 | 0.0029191 | 0.032146 | 0.032308 | 0 | 0.092051 | 0 | 0
LV Sub HH Metered | 0 | 0.033222 | 0.0047055 | 0.051819 | 0.0098952 | 0 | 0 | 0 | 0 |  |  | 0.001476 | 0.019566 | 0.0027713 | 0.030518 | 0.030672 | 0 | 0 | 0 | 0
HV HH Metered | 0 | 0.030231 | 0.001413 | 0.012448 | 0 | 0 | 0 | 0 | 0 |  |  | 0.0013431 | 0.017804 | 0.0025218 | 0.022216 | 0 | 0 | 0 | 0 | 0
NHH UMS category A
NHH UMS category B
NHH UMS category C
NHH UMS category D
LV UMS (Pseudo HH Metered) | 0 | 0.0576 | 0.0081585 | 0.05371 | 0.010256 | 0 | 0.036527 | 0.0040962 | 0.0087976 |  |  | 0.0098314 | 0.033923 | 0.0048048 | 0.031632 | 0.031791 | 0 | 0.11322 | 0.048248 | 0.10362 | 0.72519
LV Generation NHH or Aggregate HH
LV Sub Generation NHH
LV Generation Intermittent
LV Generation Non-Intermittent | 0 | -0.02949 | -0.0041769 | -0.045998 | -0.0087837 | 0 | -0.031282 | -0.0035081 | 0 |  |  | -0.0013102 | -0.017368 | -0.00246 | -0.02709 | -0.027226 | 0 | -0.096964 | -0.041321 | 0
LV Sub Generation Intermittent
LV Sub Generation Non-Intermittent | 0 | -0.029082 | -0.0041192 | -0.045362 | -0.0086622 | 0 | -0.03085 | 0 | 0 |  |  | -0.0012921 | -0.017128 | -0.0024259 | -0.026715 | -0.02685 | 0 | -0.095624 | 0 | 0
HV Generation Intermittent
HV Generation Non-Intermittent | 0 | -0.028729 | -0.0013428 | -0.014788 | 0 | 0 | 0 | 0 | 0 |  |  | -0.0012764 | -0.01692 | -0.0023965 | -0.026391 | -0.026524 | 0 | 0 | 0 | 0
3303. Unit rate 3 p/kWh (elements)
Data sources:
x1 = 3006. Unit rate 3 total p/kWh (taking account of standing charges) — for Tariffs with Unit rate 3 p/kWh from Standard 3 kWh
x2 = 2905. Pay-as-you-go unit rate 3 (p/kWh) — for Tariffs with Unit rate 3 p/kWh from PAYG 3 kWh
x3 = 2905. Pay-as-you-go unit rate 3 (p/kWh) — for Tariffs with Unit rate 3 p/kWh from PAYG 3 kWh & customer
x4 = 2203. Service model asset p/kWh charge for unmetered tariffs — for Tariffs with Unit rate 3 p/kWh from PAYG 3 kWh & customer
x5 = 2712. Operating expenditure for unmetered customer assets (p/kWh) — for Tariffs with Unit rate 3 p/kWh from PAYG 3 kWh & customer
Combine tables = x1 or x2 or x3 or x4 or x5
| GSPs | Assets 132kV | Assets 132kV/EHV | Assets EHV | Assets EHV/HV | Assets 132kV/HV | Assets HV | Assets HV/LV | Assets LV circuits | Assets LV customer | Assets HV customer | Transmission exit | Operating 132kV | Operating 132kV/EHV | Operating EHV | Operating EHV/HV | Operating 132kV/HV | Operating HV | Operating HV/LV | Operating LV circuits | Operating LV customer | Operating HV customer
Domestic Unrestricted
Domestic Two Rate
Domestic Off Peak (related MPAN)
Small Non Domestic Unrestricted
Small Non Domestic Two Rate
Small Non Domestic Off Peak (related MPAN)
LV Medium Non-Domestic
LV Sub Medium Non-Domestic
HV Medium Non-Domestic
LV Network Domestic | 0 | 0.031843 | 0.0045103 | 0.0155 | 0.0029598 | 0 | 0.010541 | 0.0011821 | 0 |  |  | 0 | 0.018754 | 0.0026563 | 0.0091283 | 0.0091743 | 0 | 0.032674 | 0.013924 | 0
LV Network Non-Domestic Non-CT | 0 | 0.032463 | 0.004598 | 0.014068 | 0.0026864 | 0 | 0.0095674 | 0.0010729 | 0 |  |  | 0 | 0.019119 | 0.0027079 | 0.0082852 | 0.008327 | 0 | 0.029656 | 0.012638 | 0
LV HH Metered | 0 | 0.024933 | 0.0035315 | 0.011451 | 0.0021867 | 0 | 0.0062302 | 0 | 0 |  |  | 0 | 0.014684 | 0.0020798 | 0.006744 | 0.006778 | 0 | 0.019311 | 0 | 0
LV Sub HH Metered | 0 | 0.02367 | 0.0033526 | 0.010871 | 0.0020759 | 0 | 0 | 0 | 0 |  |  | 0 | 0.01394 | 0.0019745 | 0.0064024 | 0.0064347 | 0 | 0 | 0 | 0
HV HH Metered | 0 | 0.021539 | 0.0010068 | 0.0026116 | 0 | 0 | 0 | 0 | 0 |  |  | 0 | 0.012685 | 0.0017967 | 0.0046607 | 0 | 0 | 0 | 0 | 0
NHH UMS category A
NHH UMS category B
NHH UMS category C
NHH UMS category D
LV UMS (Pseudo HH Metered) | 0 | 0.022278 | 0.0031555 | 0.010232 | 0.0019538 | 0 | 0.0069585 | 0.00078034 | 0.001676 |  |  | 0 | 0.01312 | 0.0018584 | 0.0060259 | 0.0060563 | 0 | 0.021569 | 0.0091914 | 0.019741 | 0.72519
LV Generation NHH or Aggregate HH
LV Sub Generation NHH
LV Generation Intermittent
LV Generation Non-Intermittent | 0 | -0.021011 | -0.002976 | -0.0096499 | -0.0018427 | 0 | -0.0065627 | -0.00073596 | 0 |  |  | 0 | -0.012374 | -0.0017527 | -0.0056832 | -0.0057118 | 0 | -0.020342 | -0.0086687 | 0
LV Sub Generation Intermittent
LV Sub Generation Non-Intermittent | 0 | -0.020721 | -0.0029349 | -0.0095165 | -0.0018173 | 0 | -0.006472 | 0 | 0 |  |  | 0 | -0.012203 | -0.0017285 | -0.0056046 | -0.0056329 | 0 | -0.020061 | 0 | 0
HV Generation Intermittent
HV Generation Non-Intermittent | 0 | -0.020469 | -0.00095674 | -0.0031023 | 0 | 0 | 0 | 0 | 0 |  |  | 0 | -0.012055 | -0.0017075 | -0.0055365 | -0.0055644 | 0 | 0 | 0 | 0
3304. Fixed charge p/MPAN/day (elements)
Data sources:
x1 = 3107. Fixed charge from standing charges factors p/MPAN/day — for Tariffs with Fixed charge p/MPAN/day from Fixed from network & customer
x2 = 2206. Service model p/MPAN/day (in Replacement annuities for service models) — for Tariffs with Fixed charge p/MPAN/day from Customer
x3 = 2206. Service model p/MPAN/day (in Replacement annuities for service models) — for Tariffs with Fixed charge p/MPAN/day from Fixed from network & customer
x4 = 2711. Operating expenditure for customer assets p/MPAN/day total (in Operating expenditure for customer assets p/MPAN/day) — for Tariffs with Fixed charge p/MPAN/day from Customer
x5 = 2711. Operating expenditure for customer assets p/MPAN/day total (in Operating expenditure for customer assets p/MPAN/day) — for Tariffs with Fixed charge p/MPAN/day from Fixed from network & customer
Combine tables = x1 or x2 or x3 or x4 or x5
| GSPs | Assets 132kV | Assets 132kV/EHV | Assets EHV | Assets EHV/HV | Assets 132kV/HV | Assets HV | Assets HV/LV | Assets LV circuits | Assets LV customer | Assets HV customer | Transmission exit | Operating 132kV | Operating 132kV/EHV | Operating EHV | Operating EHV/HV | Operating 132kV/HV | Operating HV | Operating HV/LV | Operating LV circuits | Operating LV customer | Operating HV customer
Domestic Unrestricted | 0 | 0 | 0 | 0 | 0 | 0 | 0 | 0 | 0.1927 | 0 | 0 | 0 | 0 | 0 | 0 | 0 | 0 | 0 | 0 | 2.2698 | 2.1905 | 0
Domestic Two Rate | 0 | 0 | 0 | 0 | 0 | 0 | 0 | 0 | 0.1927 | 0 | 0 | 0 | 0 | 0 | 0 | 0 | 0 | 0 | 0 | 2.2698 | 2.1905 | 0
Domestic Off Peak (related MPAN)
Small Non Domestic Unrestricted | 0 | 0 | 0 | 0 | 0 | 0 | 0 | 0 | 0.1927 | 0 | 0 | 0 | 0 | 0 | 0 | 0 | 0 | 0 | 0 | 2.2698 | 4.9282 | 0
Small Non Domestic Two Rate | 0 | 0 | 0 | 0 | 0 | 0 | 0 | 0 | 0.1927 | 0 | 0 | 0 | 0 | 0 | 0 | 0 | 0 | 0 | 0 | 2.2698 | 4.9282 | 0
Small Non Domestic Off Peak (related MPAN)
LV Medium Non-Domestic | 0 | 0 | 0 | 0 | 0 | 0 | 0 | 0 | 2.239 | 0 | 0 | 0 | 0 | 0 | 0 | 0 | 0 | 0 | 0 | 26.3731 | 6 | 0
LV Sub Medium Non-Domestic | 0 | 0 | 0 | 0 | 0 | 0 | 0 | 1.4129 | 0 | 0 | 0 | 0 | 0 | 0 | 0 | 0 | 0 | 0 | 16.6424 | 0 | 4.4497 | 0
HV Medium Non-Domestic | 0 | 0 | 0 | 1.9327 | 0 | 0 | 0 | 0 | 0 | 0 | 0 | 0 | 0 | 0 | 3.4491 | 17.3327 | 0 | 45.0576 | 0 | 0 | 0 | 77.2949
LV Network Domestic | 0 | 0 | 0 | 0 | 0 | 0 | 0 | 0 | 0.1927 | 0 | 0 | 0 | 0 | 0 | 0 | 0 | 0 | 0 | 0 | 2.2698 | 2.1905 | 0
LV Network Non-Domestic Non-CT | 0 | 0 | 0 | 0 | 0 | 0 | 0 | 0 | 0.1927 | 0 | 0 | 0 | 0 | 0 | 0 | 0 | 0 | 0 | 0 | 2.2698 | 4.9282 | 0
LV HH Metered | [9 empty] | 0 | 0 | [9 empty] | 10.1153 | 0
LV Sub HH Metered | [9 empty] | 0 | 0 | [9 empty] | 7.7909 | 0
HV HH Metered | [9 empty] | 0 | 0 | [9 empty] | 0 | 77.2949
NHH UMS category A
NHH UMS category B
NHH UMS category C
NHH UMS category D
LV UMS (Pseudo HH Metered)
LV Generation NHH or Aggregate HH | [9 empty] | 0 | 0 | [9 empty] | 0 | 0
LV Sub Generation NHH | [9 empty] | 0 | 0 | [9 empty] | 0 | 0
LV Generation Intermittent | [9 empty] | 0 | 0 | [9 empty] | 0 | 0
LV Generation Non-Intermittent | [9 empty] | 0 | 0 | [9 empty] | 0 | 0
LV Sub Generation Intermittent | [9 empty] | 0 | 0 | [9 empty] | 0 | 0
LV Sub Generation Non-Intermittent | [9 empty] | 0 | 0 | [9 empty] | 0 | 0
HV Generation Intermittent | [9 empty] | 0 | 0 | [9 empty] | 0 | 37.2665
HV Generation Non-Intermittent | [9 empty] | 0 | 0 | [9 empty] | 0 | 37.2665
3305. Capacity charge p/kVA/day (elements)
Data sources:
x1 = 3002. Capacity charge p/kVA/day — for Tariffs with Capacity charge p/kVA/day from Capacity
Copy cells = x1
| GSPs | Assets 132kV | Assets 132kV/EHV | Assets EHV | Assets EHV/HV | Assets 132kV/HV | Assets HV | Assets HV/LV | Assets LV circuits | Assets LV customer | Assets HV customer | Transmission exit | Operating 132kV | Operating 132kV/EHV | Operating EHV | Operating EHV/HV | Operating 132kV/HV | Operating HV | Operating HV/LV | Operating LV circuits | Operating LV customer | Operating HV customer
Domestic Unrestricted
Domestic Two Rate
Domestic Off Peak (related MPAN)
Small Non Domestic Unrestricted
Small Non Domestic Two Rate
Small Non Domestic Off Peak (related MPAN)
LV Medium Non-Domestic
LV Sub Medium Non-Domestic
HV Medium Non-Domestic
LV Network Domestic
LV Network Non-Domestic Non-CT
LV HH Metered | 0 | 0 | 0 | 0 | 0 | 0 | 0.1072 | 0.06011 | 0.12609 |  |  | 0 | 0 | 0 | 0 | 0 | 0 | 0.33229 | 0.70802 | 1.4852
LV Sub HH Metered | 0 | 0 | 0 | 0 | 0 | 0 | 0.5286 | 0.059279 | 0 |  |  | 0 | 0 | 0 | 0 | 0 | 0 | 1.6385 | 0.69823 | 0
HV HH Metered | 0 | 0 | 0 | 0.069426 | 0 | 0 | 0 | 0 | 0 |  |  | 0 | 0 | 0 | 0.1239 | 0.62263 | 0 | 1.6186 | 0 | 0
NHH UMS category A
NHH UMS category B
NHH UMS category C
NHH UMS category D
LV UMS (Pseudo HH Metered)
LV Generation NHH or Aggregate HH
LV Sub Generation NHH
LV Generation Intermittent
LV Generation Non-Intermittent
LV Sub Generation Intermittent
LV Sub Generation Non-Intermittent
HV Generation Intermittent
HV Generation Non-Intermittent
3306. Reactive power charge p/kVArh (elements)
Data sources:
x1 = 3206. Pay-as-you-go reactive p/kVArh
x2 = 3202. Standard reactive p/kVArh
Combine tables = x1 or x2
| GSPs | Assets 132kV | Assets 132kV/EHV | Assets EHV | Assets EHV/HV | Assets 132kV/HV | Assets HV | Assets HV/LV | Assets LV circuits | Assets LV customer | Assets HV customer | Transmission exit | Operating 132kV | Operating 132kV/EHV | Operating EHV | Operating EHV/HV | Operating 132kV/HV | Operating HV | Operating HV/LV | Operating LV circuits | Operating LV customer | Operating HV customer
Domestic Unrestricted
Domestic Two Rate
Domestic Off Peak (related MPAN)
Small Non Domestic Unrestricted
Small Non Domestic Two Rate
Small Non Domestic Off Peak (related MPAN)
LV Medium Non-Domestic
LV Sub Medium Non-Domestic
HV Medium Non-Domestic
LV Network Domestic
LV Network Non-Domestic Non-CT
LV HH Metered | 0 | 0.040714 | 0.0057667 | 0.014558 | 0.00278 | 0 | 0.0079204 | 0 | 0 |  |  | 0.012186 | 0.023978 | 0.0033962 | 0.0085737 | 0.0086169 | 0 | 0.024551 | 0 | 0
LV Sub HH Metered | 0 | 0.03676 | 0.0052067 | 0.013144 | 0.00251 | 0 | 0 | 0 | 0 |  |  | 0.011003 | 0.021649 | 0.0030664 | 0.0077411 | 0.0077802 | 0 | 0 | 0 | 0
HV HH Metered | 0 | 0.032208 | 0.0015054 | 0.0030404 | 0 | 0 | 0 | 0 | 0 |  |  | 0.0096401 | 0.018969 | 0.0026867 | 0.0054261 | 0 | 0 | 0 | 0 | 0
NHH UMS category A
NHH UMS category B
NHH UMS category C
NHH UMS category D
LV UMS (Pseudo HH Metered)
LV Generation NHH or Aggregate HH
LV Sub Generation NHH
LV Generation Intermittent | 0 | 0.029423 | 0.0041675 | 0.010521 | 0.002009 | 0 | 0.007155 | 0.00080239 | 0.0017233 |  |  | 0.0088065 | 0.017328 | 0.0024544 | 0.0061961 | 0.0062274 | 0 | 0.022178 | 0.0094511 | 0.020298
LV Generation Non-Intermittent | 0 | 0.029423 | 0.0041675 | 0.010521 | 0.002009 | 0 | 0.007155 | 0.00080239 | 0.0017233 |  |  | 0.0088065 | 0.017328 | 0.0024544 | 0.0061961 | 0.0062274 | 0 | 0.022178 | 0.0094511 | 0.020298
LV Sub Generation Intermittent | 0 | 0.029017 | 0.0041099 | 0.010375 | 0.0019813 | 0 | 0.0070561 | 0.00079129 | 0 |  |  | 0.0086848 | 0.017089 | 0.0024205 | 0.0061104 | 0.0061413 | 0 | 0.021872 | 0.0093204 | 0
LV Sub Generation Non-Intermittent | 0 | 0.029017 | 0.0041099 | 0.010375 | 0.0019813 | 0 | 0.0070561 | 0.00079129 | 0 |  |  | 0.0086848 | 0.017089 | 0.0024205 | 0.0061104 | 0.0061413 | 0 | 0.021872 | 0.0093204 | 0
HV Generation Intermittent | 0 | 0.028664 | 0.0013398 | 0.0033823 | 0 | 0 | 0 | 0 | 0 |  |  | 0.0085793 | 0.016881 | 0.0023911 | 0.0060362 | 0.0060667 | 0 | 0.021606 | 0 | 0
HV Generation Non-Intermittent | 0 | 0.028664 | 0.0013398 | 0.0033823 | 0 | 0 | 0 | 0 | 0 |  |  | 0.0085793 | 0.016881 | 0.0023911 | 0.0060362 | 0.0060667 | 0 | 0.021606 | 0 | 0
3307. Summary of charges before revenue matching
Data sources:
x1 = 3301. Unit rate 1 p/kWh (elements)
x2 = 3302. Unit rate 2 p/kWh (elements)
x3 = 3303. Unit rate 3 p/kWh (elements)
x4 = 3304. Fixed charge p/MPAN/day (elements)
x5 = 3305. Capacity charge p/kVA/day (elements)
x6 = 3306. Reactive power charge p/kVArh (elements)
Kind: | Cell summation | Cell summation | Cell summation | Cell summation | Cell summation | Cell summation
Formula: | =SUM(x1) | =SUM(x2) | =SUM(x3) | =SUM(x4) | =SUM(x5) | =SUM(x6)
| Unit rate 1 p/kWh (total) | Unit rate 2 p/kWh (total) | Unit rate 3 p/kWh (total) | Fixed charge p/MPAN/day (total) | Capacity charge p/kVA/day (total) | Reactive power charge p/kVArh
Domestic Unrestricted | 1.3937 | 0 | 0 | 4.653 | 0 | 0
Domestic Two Rate | 1.5197 | 0.14925 | 0 | 4.653 | 0 | 0
Domestic Off Peak (related MPAN) | 0.13322 | 0 | 0 | 0 | 0 | 0
Small Non Domestic Unrestricted | 1.0676 | 0 | 0 | 7.3907 | 0 | 0
Small Non Domestic Two Rate | 1.2701 | 0.15267 | 0 | 7.3907 | 0 | 0
Small Non Domestic Off Peak (related MPAN) | 0.14019 | 0 | 0 | 0 | 0 | 0
LV Medium Non-Domestic | 1.1471 | 0.12754 | 0 | 34.6122 | 0 | 0
LV Sub Medium Non-Domestic | 1.0232 | 0.11306 | 0 | 22.5051 | 0 | 0
HV Medium Non-Domestic | 0.59741 | 0.055762 | 0 | 145.067 | 0 | 0
LV Network Domestic | 11.9463 | 0.5362 | 0.15285 | 4.653 | 0 | 0
LV Network Non-Domestic Non-CT | 11.6647 | 0.49604 | 0.14519 | 7.3907 | 0 | 0
LV HH Metered | 8.2441 | 0.31624 | 0.09793 | 10.1153 | 2.8189 | 0.15304
LV Sub HH Metered | 6.5498 | 0.18464 | 0.068722 | 7.7909 | 2.9246 | 0.10886
HV HH Metered | 4.9003 | 0.087977 | 0.0443 | 77.2949 | 2.4345 | 0.073476
NHH UMS category A | 1.5334 | 0 | 0 | 0 | 0 | 0
NHH UMS category B | 1.8563 | 0 | 0 | 0 | 0 | 0
NHH UMS category C | 2.6663 | 0 | 0 | 0 | 0 | 0
NHH UMS category D | 1.2211 | 0 | 0 | 0 | 0 | 0
LV UMS (Pseudo HH Metered) | 29.1821 | 1.2814 | 0.84979 | 0 | 0 | 0
LV Generation NHH or Aggregate HH | -0.64612 | 0 | 0 | 0 | 0 | 0
LV Sub Generation NHH | -0.58563 | 0 | 0 | 0 | 0 | 0
LV Generation Intermittent | -0.64612 | 0 | 0 | 0 | 0 | 0.14874
LV Generation Non-Intermittent | -7.7259 | -0.33698 | -0.097311 | 0 | 0 | 0.14874
LV Sub Generation Intermittent | -0.58563 | 0 | 0 | 0 | 0 | 0.12497
LV Sub Generation Non-Intermittent | -7.1307 | -0.28811 | -0.086691 | 0 | 0 | 0.12497
HV Generation Intermittent | -0.37395 | 0 | 0 | 37.2665 | 0 | 0.094946
HV Generation Non-Intermittent | -5.0409 | -0.11837 | -0.049391 | 37.2665 | 0 | 0.094946

## Revenue
Revenue shortfall or surplus for WPD South West in April 16 (Finals)
3401. Net revenues by tariff before matching (£)
Data sources:
x1 = 1010. Days in the charging year (in Financial and general assumptions)
x2 = 3307. Fixed charge p/MPAN/day (total) (in Summary of charges before revenue matching)
x3 = 2305. MPANs (in Equivalent volume for each end user)
x4 = 3307. Capacity charge p/kVA/day (total) (in Summary of charges before revenue matching)
x5 = 2305. Import capacity (kVA) (in Equivalent volume for each end user)
x6 = 3307. Unit rate 1 p/kWh (total) (in Summary of charges before revenue matching)
x7 = 2305. Rate 1 units (MWh) (in Equivalent volume for each end user)
x8 = 3307. Unit rate 2 p/kWh (total) (in Summary of charges before revenue matching)
x9 = 2305. Rate 2 units (MWh) (in Equivalent volume for each end user)
x10 = 3307. Unit rate 3 p/kWh (total) (in Summary of charges before revenue matching)
x11 = 2305. Rate 3 units (MWh) (in Equivalent volume for each end user)
x12 = 3307. Reactive power charge p/kVArh (in Summary of charges before revenue matching)
x13 = 2305. Reactive power units (MVArh) (in Equivalent volume for each end user)
Calculation =0.01*x1*(x2*x3+x4*x5)+10*(x6*x7+x8*x9+x10*x11+x12*x13)
Net revenues
Domestic Unrestricted | 78950657.6491
Domestic Two Rate | 14889162.3679
Domestic Off Peak (related MPAN) | 85521.4739
Small Non Domestic Unrestricted | 15499294.0035
Small Non Domestic Two Rate | 5797831.9272
Small Non Domestic Off Peak (related MPAN) | 32699.452
LV Medium Non-Domestic | 5824040.2058
LV Sub Medium Non-Domestic | 480698.8864
HV Medium Non-Domestic | 18734.0919
LV Network Domestic | 0
LV Network Non-Domestic Non-CT | 1637847.2759
LV HH Metered | 13233810.5163
LV Sub HH Metered | 7996404.2826
HV HH Metered | 18338829.7296
NHH UMS category A | 212209.4969
NHH UMS category B | 93309.9737
NHH UMS category C | 17478.5484
NHH UMS category D | 0
LV UMS (Pseudo HH Metered) | 2329370.1594
LV Generation NHH or Aggregate HH | -19647.7329
LV Sub Generation NHH | 0
LV Generation Intermittent | -462470.1516
LV Generation Non-Intermittent | -15863.7261
LV Sub Generation Intermittent | -64946.522
LV Sub Generation Non-Intermittent | -21198.9806
HV Generation Intermittent | -1217074.5723
HV Generation Non-Intermittent | -861405.1314
3402. Target CDCM revenue
Data sources:
x1 = 1001. Value (in CDCM target revenue)
x2 = Target CDCM revenue (£/year) (in Target CDCM revenue)
x3 = 1001. Revenue elements and subtotals (£/year) (in CDCM target revenue)
Kind: | Special calculation | Calculation
Formula: | = derived from x1 | =x2-x3
| Target CDCM revenue (£/year) | Check (should be zero)
Latest Forecast of CDCM Revenue | 330962848.7606 | 0
3403. Revenue surplus or shortfall
Data sources:
x1 = 3401. Net revenues by tariff before matching (£)
x2 = 3402. Target CDCM revenue (£/year) (in Target CDCM revenue)
x3 = Total net revenues before matching (£) (in Revenue surplus or shortfall)
Kind: | Cell summation | Calculation
Formula: | =SUM(x1) | =x2-x3
| Total net revenues before matching (£) | Revenue shortfall (surplus) £
Revenue surplus or shortfall | 162775293.2236 | 168187555.537

## Scaler
Revenue matching for WPD South West in April 16 (Finals)
This sheet modifies tariffs so that the total expected net revenues matches the target.
3501. Factor to scale to £1/kW at transmission exit level
Data sources:
x1 = 2901. Unit cost at each level, £/kW/year (relative to system simultaneous maximum load)
Calculation =IF(x1,1/x1,0)
Transmission exit
Factor to scale to £1/kW at transmission exit level | 0.27584
3502. Applicability factor for £1/kW scaler
Data sources:
x1 = 3501. Factor to scale to £1/kW at transmission exit level
x2 = Zero for other levels
Combine tables = x1 or x2
| GSPs | Assets 132kV | Assets 132kV/EHV | Assets EHV | Assets EHV/HV | Assets 132kV/HV | Assets HV | Assets HV/LV | Assets LV circuits | Assets LV customer | Assets HV customer | Transmission exit | Operating 132kV | Operating 132kV/EHV | Operating EHV | Operating EHV/HV | Operating 132kV/HV | Operating HV | Operating HV/LV | Operating LV circuits | Operating LV customer | Operating HV customer
Applicability factor for £1/kW scaler | 0 | 0 | 0 | 0 | 0 | 0 | 0 | 0 | 0 | 0 | 0 | 0.27584 | 0 | 0 | 0 | 0 | 0 | 0 | 0 | 0 | 0 | 0
3503. Scalable elements of tariff components
Data sources:
x1 = 3301. Unit rate 1 p/kWh (elements)
x2 = 3502. Applicability factor for £1/kW scaler
x3 = 3302. Unit rate 2 p/kWh (elements)
x4 = 3303. Unit rate 3 p/kWh (elements)
x5 = 3304. Fixed charge p/MPAN/day (elements)
x6 = 3305. Capacity charge p/kVA/day (elements)
x7 = 3306. Reactive power charge p/kVArh (elements)
Kind: | Sum-product calculation | Sum-product calculation | Sum-product calculation | Sum-product calculation | Sum-product calculation | Sum-product calculation
Formula: | =SUMPRODUCT(x1, x2) | =SUMPRODUCT(x3, x2) | =SUMPRODUCT(x4, x2) | =SUMPRODUCT(x5, x2) | =SUMPRODUCT(x6, x2) | =SUMPRODUCT(x7, x2)
| Unit rate 1 p/kWh scalable part | Unit rate 2 p/kWh scalable part | Unit rate 3 p/kWh scalable part | Fixed charge p/MPAN/day scalable part | Capacity charge p/kVA/day scalable part | Reactive power charge p/kVArh scalable part
Domestic Unrestricted | 0.026717 | 0 | 0 | 0 | 0 | 0
Domestic Two Rate | 0.032331 | 1.0692e-05 | 0 | 0 | 0 | 0
Domestic Off Peak (related MPAN) | 0.00030615 | 0 | 0 | 0 | 0 | 0
Small Non Domestic Unrestricted | 0.020411 | 0 | 0 | 0 | 0 | 0
Small Non Domestic Two Rate | 0.024578 | 1.3143e-05 | 0 | 0 | 0 | 0
Small Non Domestic Off Peak (related MPAN) | 0.00044622 | 0 | 0 | 0 | 0 | 0
LV Medium Non-Domestic | 0.022509 | 0 | 0 | 0 | 0 | 0
LV Sub Medium Non-Domestic | 0.021795 | 0 | 0 | 0 | 0 | 0
HV Medium Non-Domestic | 0.022279 | 0 | 0 | 0 | 0 | 0
LV Network Domestic | 0.29895 | 0.00052583 | 0 | 0 | 0 | 0
LV Network Non-Domestic Non-CT | 0.31738 | 0.00055825 | 0 | 0 | 0 | 0
LV HH Metered | 0.24382 | 0.00042887 | 0 | 0 | 0 | 0.0033613
LV Sub HH Metered | 0.23147 | 0.00040714 | 0 | 0 | 0 | 0.0030349
HV HH Metered | 0.21063 | 0.00037049 | 0 | 0 | 0 | 0.0026591
NHH UMS category A | 0.013236 | 0 | 0 | 0 | 0 | 0
NHH UMS category B | 0.023291 | 0 | 0 | 0 | 0 | 0
NHH UMS category C | 0.042226 | 0 | 0 | 0 | 0 | 0
NHH UMS category D | 0.0035912 | 0 | 0 | 0 | 0 | 0
LV UMS (Pseudo HH Metered) | 0.68881 | 0.0027119 | 0 | 0 | 0 | 0
LV Generation NHH or Aggregate HH | -0.012386 | 0 | 0 | 0 | 0 | 0
LV Sub Generation NHH | -0.012215 | 0 | 0 | 0 | 0 | 0
LV Generation Intermittent | -0.012386 | 0 | 0 | 0 | 0 | 0.0024292
LV Generation Non-Intermittent | -0.20547 | -0.00036141 | 0 | 0 | 0 | 0.0024292
LV Sub Generation Intermittent | -0.012215 | 0 | 0 | 0 | 0 | 0.0023956
LV Sub Generation Non-Intermittent | -0.20263 | -0.00035641 | 0 | 0 | 0 | 0.0023956
HV Generation Intermittent | -0.012066 | 0 | 0 | 0 | 0 | 0.0023665
HV Generation Non-Intermittent | -0.20017 | -0.00035208 | 0 | 0 | 0 | 0.0023665
3504. Scaler value at which the minimum is breached
Data sources:
x1 = 3503. Unit rate 1 p/kWh scalable part (in Scalable elements of tariff components)
x2 = 3307. Unit rate 1 p/kWh (total) (in Summary of charges before revenue matching)
x3 = 3503. Unit rate 2 p/kWh scalable part (in Scalable elements of tariff components)
x4 = 3307. Unit rate 2 p/kWh (total) (in Summary of charges before revenue matching)
x5 = 3503. Unit rate 3 p/kWh scalable part (in Scalable elements of tariff components)
x6 = 3307. Unit rate 3 p/kWh (total) (in Summary of charges before revenue matching)
x7 = 3503. Fixed charge p/MPAN/day scalable part (in Scalable elements of tariff components)
x8 = 3307. Fixed charge p/MPAN/day (total) (in Summary of charges before revenue matching)
x9 = 3503. Capacity charge p/kVA/day scalable part (in Scalable elements of tariff components)
x10 = 3307. Capacity charge p/kVA/day (total) (in Summary of charges before revenue matching)
x11 = 3503. Reactive power charge p/kVArh scalable part (in Scalable elements of tariff components)
x12 = 3307. Reactive power charge p/kVArh (in Summary of charges before revenue matching)
Kind: | Calculation | Calculation | Calculation | Calculation | Calculation | Calculation
Formula: | =IF(x1,0-x2/x1,0) | =IF(x3,0-x4/x3,0) | =IF(x5,0-x6/x5,0) | =IF(x7,0-x8/x7,0) | =IF(x9,0-x10/x9,0) | =IF(x11,0-x12/x11,0)
| Scaler threshold for Unit rate 1 p/kWh | Scaler threshold for Unit rate 2 p/kWh | Scaler threshold for Unit rate 3 p/kWh | Scaler threshold for Fixed charge p/MPAN/day | Scaler threshold for Capacity charge p/kVA/day | Scaler threshold for Reactive power charge p/kVArh
Domestic Unrestricted | -52.1657 |  |  | 0
Domestic Two Rate | -47.0054 | -13959.4427 |  | 0
Domestic Off Peak (related MPAN) | -435.1316
Small Non Domestic Unrestricted | -52.3047 |  |  | 0
Small Non Domestic Two Rate | -51.6765 | -11616.6886 |  | 0
Small Non Domestic Off Peak (related MPAN) | -314.1599
LV Medium Non-Domestic | -50.9591 | 0 |  | 0
LV Sub Medium Non-Domestic | -46.9478 | 0 |  | 0
HV Medium Non-Domestic | -26.8145 | 0 |  | 0
LV Network Domestic | -39.9612 | -1019.7267 | 0 | 0
LV Network Non-Domestic Non-CT | -36.7531 | -888.5587 | 0 | 0
LV HH Metered | -33.812 | -737.3929 | 0 | 0 | 0 | -45.5297
LV Sub HH Metered | -28.2962 | -453.5108 | 0 | 0 | 0 | -35.8695
HV HH Metered | -23.265 | -237.4644 | 0 | 0 | 0 | -27.6316
NHH UMS category A | -115.8496
NHH UMS category B | -79.7
NHH UMS category C | -63.1426
NHH UMS category D | -340.0294
LV UMS (Pseudo HH Metered) | -42.3659 | -472.5166 | 0
LV Generation NHH or Aggregate HH | -52.1657 |  |  | 0
LV Sub Generation NHH | -47.9448 |  |  | 0
LV Generation Intermittent | -52.1657 |  |  | 0 |  | -61.2312
LV Generation Non-Intermittent | -37.6011 | -932.4026 | 0 | 0 |  | -61.2312
LV Sub Generation Intermittent | -47.9448 |  |  | 0 |  | -52.1657
LV Sub Generation Non-Intermittent | -35.191 | -808.3634 | 0 | 0 |  | -52.1657
HV Generation Intermittent | -30.9912 |  |  | 0 |  | -40.1211
HV Generation Non-Intermittent | -25.1832 | -336.19 | 0 | 0 |  | -40.1211
3505. Marginal revenue effect of scaler
Data sources:
x1 = 2302. Load coefficient
x2 = 3503. Unit rate 1 p/kWh scalable part (in Scalable elements of tariff components)
x3 = 2305. Rate 1 units (MWh) (in Equivalent volume for each end user)
x4 = 3503. Unit rate 2 p/kWh scalable part (in Scalable elements of tariff components)
x5 = 2305. Rate 2 units (MWh) (in Equivalent volume for each end user)
x6 = 3503. Unit rate 3 p/kWh scalable part (in Scalable elements of tariff components)
x7 = 2305. Rate 3 units (MWh) (in Equivalent volume for each end user)
x8 = 3503. Fixed charge p/MPAN/day scalable part (in Scalable elements of tariff components)
x9 = 1010. Days in the charging year (in Financial and general assumptions)
x10 = 2305. MPANs (in Equivalent volume for each end user)
x11 = 3503. Capacity charge p/kVA/day scalable part (in Scalable elements of tariff components)
x12 = 2305. Import capacity (kVA) (in Equivalent volume for each end user)
x13 = 3503. Reactive power charge p/kVArh scalable part (in Scalable elements of tariff components)
x14 = 2305. Reactive power units (MVArh) (in Equivalent volume for each end user)
Kind: | Calculation | Calculation | Calculation | Calculation | Calculation | Calculation
Formula: | =IF(x1<0,0,x2*x3*10) | =IF(x1<0,0,x4*x5*10) | =IF(x1<0,0,x6*x7*10) | =x8*x9*x10/100 | =x11*x9*x12/100 | =IF(x1<0,0,x13*x14*10)
| Effect through Unit rate 1 p/kWh | Effect through Unit rate 2 p/kWh | Effect through Unit rate 3 p/kWh | Effect through Fixed charge p/MPAN/day | Effect through Capacity charge p/kVA/day | Effect through Reactive power charge p/kVArh
Domestic Unrestricted | 1117934.1588 | 0 | 0 | 0 | 0 | 0
Domestic Two Rate | 214707.2385 | 74.7394 | 0 | 0 | 0 | 0
Domestic Off Peak (related MPAN) | 196.5416 | 0 | 0 | 0 | 0 | 0
Small Non Domestic Unrestricted | 240230.6214 | 0 | 0 | 0 | 0 | 0
Small Non Domestic Two Rate | 92557.7419 | 22.8618 | 0 | 0 | 0 | 0
Small Non Domestic Off Peak (related MPAN) | 104.0854 | 0 | 0 | 0 | 0 | 0
LV Medium Non-Domestic | 96547.8378 | 0 | 0 | 0 | 0 | 0
LV Sub Medium Non-Domestic | 9168.8721 | 0 | 0 | 0 | 0 | 0
HV Medium Non-Domestic | 342.8075 | 0 | 0 | 0 | 0 | 0
LV Network Domestic | 0 | 0 | 0 | 0 | 0 | 0
LV Network Non-Domestic Non-CT | 30525.8372 | 401.5216 | 0 | 0 | 0 | 0
LV HH Metered | 166987.3128 | 2106.4012 | 0 | 0 | 0 | 2677.273
LV Sub HH Metered | 114394.5315 | 1488.6451 | 0 | 0 | 0 | 2248.6235
HV HH Metered | 343291.0701 | 4274.5385 | 0 | 0 | 0 | 4997.4628
NHH UMS category A | 1831.767 | 0 | 0 | 0 | 0 | 0
NHH UMS category B | 1170.7654 | 0 | 0 | 0 | 0 | 0
NHH UMS category C | 276.8106 | 0 | 0 | 0 | 0 | 0
NHH UMS category D | 0 | 0 | 0 | 0 | 0 | 0
LV UMS (Pseudo HH Metered) | 28823.5284 | 725.1051 | 0 | 0 | 0 | 0
LV Generation NHH or Aggregate HH | 0 | 0 | 0 | 0 | 0 | 0
LV Sub Generation NHH | 0 | 0 | 0 | 0 | 0 | 0
LV Generation Intermittent | 0 | 0 | 0 | 0 | 0 | 0
LV Generation Non-Intermittent | 0 | 0 | 0 | 0 | 0 | 0
LV Sub Generation Intermittent | 0 | 0 | 0 | 0 | 0 | 0
LV Sub Generation Non-Intermittent | 0 | 0 | 0 | 0 | 0 | 0
HV Generation Intermittent | 0 | 0 | 0 | 0 | 0 | 0
HV Generation Non-Intermittent | 0 | 0 | 0 | 0 | 0 | 0
3506. Constraint-free solution
Data sources:
x1 = 3403. Revenue shortfall (surplus) £ (in Revenue surplus or shortfall)
x2 = 3505. Effect through Unit rate 1 p/kWh (in Marginal revenue effect of scaler)
x3 = 3505. Effect through Unit rate 2 p/kWh (in Marginal revenue effect of scaler)
x4 = 3505. Effect through Unit rate 3 p/kWh (in Marginal revenue effect of scaler)
x5 = 3505. Effect through Fixed charge p/MPAN/day (in Marginal revenue effect of scaler)
x6 = 3505. Effect through Capacity charge p/kVA/day (in Marginal revenue effect of scaler)
x7 = 3505. Effect through Reactive power charge p/kVArh (in Marginal revenue effect of scaler)
Calculation =x1/SUM(x2,x3,x4,x5,x6,x7)
Constraint-free solution
Constraint-free solution | 67.8693
3507. Starting point
Data sources:
x1 = 3506. Constraint-free solution
x2 = 3504. Scaler threshold for Unit rate 1 p/kWh (in Scaler value at which the minimum is breached)
x3 = 3504. Scaler threshold for Unit rate 2 p/kWh (in Scaler value at which the minimum is breached)
x4 = 3504. Scaler threshold for Unit rate 3 p/kWh (in Scaler value at which the minimum is breached)
x5 = 3504. Scaler threshold for Fixed charge p/MPAN/day (in Scaler value at which the minimum is breached)
x6 = 3504. Scaler threshold for Capacity charge p/kVA/day (in Scaler value at which the minimum is breached)
x7 = 3504. Scaler threshold for Reactive power charge p/kVArh (in Scaler value at which the minimum is breached)
Calculation =MIN(x1,x2,x3,x4,x5,x6,x7)
Starting point
Starting point | -13959.4427
3508. Solve for General scaler rate
Data sources:
x1 = 3507. Starting point
x2 = 3504. Scaler threshold for Unit rate 1 p/kWh (in Scaler value at which the minimum is breached)
x3 = 3504. Scaler threshold for Unit rate 2 p/kWh (in Scaler value at which the minimum is breached)
x4 = 3504. Scaler threshold for Unit rate 3 p/kWh (in Scaler value at which the minimum is breached)
x5 = 3504. Scaler threshold for Fixed charge p/MPAN/day (in Scaler value at which the minimum is breached)
x6 = 3504. Scaler threshold for Capacity charge p/kVA/day (in Scaler value at which the minimum is breached)
x7 = 3504. Scaler threshold for Reactive power charge p/kVArh (in Scaler value at which the minimum is breached)
x8 = 3505. Effect through Unit rate 1 p/kWh (in Marginal revenue effect of scaler)
x9 = 3505. Effect through Unit rate 2 p/kWh (in Marginal revenue effect of scaler)
x10 = 3505. Effect through Unit rate 3 p/kWh (in Marginal revenue effect of scaler)
x11 = 3505. Effect through Fixed charge p/MPAN/day (in Marginal revenue effect of scaler)
x12 = 3505. Effect through Capacity charge p/kVA/day (in Marginal revenue effect of scaler)
x13 = 3505. Effect through Reactive power charge p/kVArh (in Marginal revenue effect of scaler)
x14 = Location (in Solve for General scaler rate)
x15 = Kink (in Solve for General scaler rate)
x16 = Ranking before tie break (in Solve for General scaler rate)
x17 = Counter (in Solve for General scaler rate)
x18 = Tie breaker (in Solve for General scaler rate)
x19 = Ranking (in Solve for General scaler rate)
x20 = Kink reordering (in Solve for General scaler rate)
x21 = Starting slope contributions (in Solve for General scaler rate)
x22 = New slope (in Solve for General scaler rate)
x23 = Location (ordered) (in Solve for General scaler rate)
x24 = Starting values (in Solve for General scaler rate)
x25 = 3403. Revenue shortfall (surplus) £ (in Revenue surplus or shortfall)
x26 = 3506. Constraint-free solution
x27 = Value (in Solve for General scaler rate)
Kind: | Special calculation | Special calculation | Special calculation | Special calculation | Special calculation | Fixed data | Calculation | Special calculation | Special calculation | Special calculation | Special calculation | Special calculation | Special calculation
Formula: | Special calculation | Special calculation | Special calculation | Special calculation | Special calculation |  | =x16*162+x17 | Special calculation | Special calculation | Special calculation | Special calculation | Special calculation | Special calculation
| Location | Kink | Starting slope contributions | Starting values | Ranking before tie break | Counter | Tie breaker | Ranking | Kink reordering | Location (ordered) | New slope | Value | Root
Starting point | -13959.4427 |  |  |  |  | 0 | 0 |  |  | -13959.4427 | 0 | -284552101.5146 | 67.8693
Kink 1 | -52.1657 | 1117934.1588 | 0 | -58317855.8362 | 23 | 1 | 3727 | 23 | 29 | -13959.4427 | 74.7394 | -284552101.5146
Kink 2 | -47.0054 | 214707.2385 | 0 | -10092392.3378 | 30 | 2 | 4862 | 30 | 32 | -11616.6886 | 97.6012 | -284377005.415
Kink 3 | -435.1316 | 196.5416 | 0 | -85521.4739 | 10 | 3 | 1623 | 10 | 37 | -1019.7267 | 97.6012 | -283342729.3651
Kink 4 | -52.3047 | 240230.6214 | 0 | -12565200.8596 | 20 | 4 | 3244 | 20 | 50 | -932.4026 | 97.6012 | -283334206.4283
Kink 5 | -51.6765 | 92557.7419 | 0 | -4783061.5282 | 26 | 5 | 4217 | 26 | 38 | -888.5587 | 499.1228 | -283329927.2107
Kink 6 | -314.1599 | 104.0854 | 0 | -32699.452 | 13 | 6 | 2112 | 13 | 52 | -808.3634 | 499.1228 | -283289899.9372
Kink 7 | -50.9591 | 96547.8378 | 0 | -4919992.4065 | 27 | 7 | 4381 | 27 | 39 | -737.3929 | 2605.524 | -283254476.9347
Kink 8 | -46.9478 | 9168.8721 | 0 | -430457.9279 | 31 | 8 | 5030 | 31 | 46 | -472.5166 | 3330.6291 | -282564335.443
Kink 9 | -26.8145 | 342.8075 | 0 | -9192.2192 | 45 | 9 | 7299 | 45 | 40 | -453.5108 | 4819.2742 | -282501034.1375
Kink 10 | -39.9612 | 0 | 0 | 0 | 36 | 10 | 5842 | 36 | 3 | -435.1316 | 5015.8158 | -282412459.8963
Kink 11 | -36.7531 | 30525.8372 | 0 | -1121917.8244 | 38 | 11 | 6167 | 38 | 18 | -340.0294 | 5015.8158 | -281935444.7746
Kink 12 | -33.812 | 166987.3128 | 0 | -5646183.0342 | 41 | 12 | 6654 | 41 | 54 | -336.19 | 5015.8158 | -281916186.8376
Kink 13 | -28.2962 | 114394.5315 | 0 | -3236925.8316 | 43 | 13 | 6979 | 43 | 6 | -314.1599 | 5119.9012 | -281805687.7243
Kink 14 | -23.265 | 343291.0701 | 0 | -7986662.2728 | 47 | 14 | 7628 | 47 | 41 | -237.4644 | 9394.4397 | -281413014.7111
Kink 15 | -115.8496 | 1831.767 | 0 | -212209.4969 | 15 | 15 | 2445 | 15 | 15 | -115.8496 | 11226.2066 | -280270511.6295
Kink 16 | -79.7 | 1170.7654 | 0 | -93309.9737 | 16 | 16 | 2608 | 16 | 16 | -79.7 | 12396.972 | -279864688.3157
Kink 17 | -63.1426 | 276.8106 | 0 | -17478.5484 | 17 | 17 | 2771 | 17 | 17 | -63.1426 | 12673.7826 | -279659427.2111
Kink 18 | -340.0294 | 0 | 0 | 0 | 11 | 18 | 1800 | 11 | 157 | -61.2312 | 12673.7826 | -279635202.4974
Kink 19 | -42.3659 | 28823.5284 | 0 | -1221133.3325 | 33 | 19 | 5365 | 33 | 158 | -61.2312 | 12673.7826 | -279635202.4974
Kink 20 | -52.1657 | 0 | 0 | 0 | 21 | 20 | 3422 | 21 | 4 | -52.3047 | 252904.404 | -279522070.3346
Kink 21 | -47.9448 | 0 | 0 | 0 | 28 | 21 | 4557 | 28 | 20 | -52.1657 | 252904.404 | -279486914.3733
Kink 22 | -52.1657 | 0 | 0 | 0 | 21 | 22 | 3424 | 22 | 22 | -52.1657 | 252904.404 | -279486914.3733
Kink 23 | -37.6011 | 0 | 0 | 0 | 37 | 23 | 6017 | 37 | 1 | -52.1657 | 1370838.5629 | -279486914.3733
Kink 24 | -47.9448 | 0 | 0 | 0 | 28 | 24 | 4560 | 29 | 159 | -52.1657 | 1370838.5629 | -279486914.3733
Kink 25 | -35.191 | 0 | 0 | 0 | 40 | 25 | 6505 | 40 | 160 | -52.1657 | 1370838.5629 | -279486914.3733
Kink 26 | -30.9912 | 0 | 0 | 0 | 42 | 26 | 6830 | 42 | 5 | -51.6765 | 1463396.3047 | -278816274.1312
Kink 27 | -25.1832 | 0 | 0 | 0 | 46 | 27 | 7479 | 46 | 7 | -50.9591 | 1559944.1425 | -277766434.351
Kink 28 | 0 | 0 | 0 | 0 | 48 | 28 | 7804 | 48 | 21 | -47.9448 | 1559944.1425 | -273064249.5007
Kink 29 | -13959.4427 | 74.7394 | 0 | -1043320.7489 | 1 | 29 | 191 | 1 | 24 | -47.9448 | 1559944.1425 | -273064249.5007
Kink 30 | 0 | 0 | 0 | 0 | 48 | 30 | 7806 | 49 | 2 | -47.0054 | 1774651.381 | -271598806.1947
Kink 31 | 0 | 0 | 0 | 0 | 48 | 31 | 7807 | 50 | 8 | -46.9478 | 1783820.2531 | -271496560.0061
Kink 32 | -11616.6886 | 22.8618 | 0 | -265577.9347 | 2 | 32 | 356 | 2 | 147 | -45.5297 | 1786497.5261 | -268967046.6166
Kink 33 | 0 | 0 | 0 | 0 | 48 | 33 | 7809 | 51 | 19 | -42.3659 | 1815321.0545 | -263314804.5249
Kink 34 | 0 | 0 | 0 | 0 | 48 | 34 | 7810 | 52 | 161 | -40.1211 | 1815321.0545 | -259239805.5469
Kink 35 | 0 | 0 | 0 | 0 | 48 | 35 | 7811 | 53 | 162 | -40.1211 | 1815321.0545 | -259239805.5469
Kink 36 | 0 | 0 | 0 | 0 | 48 | 36 | 7812 | 54 | 10 | -39.9612 | 1815321.0545 | -258949615.9805
Kink 37 | -1019.7267 | 0 | 0 | 0 | 3 | 37 | 523 | 3 | 23 | -37.6011 | 1815321.0545 | -254665299.9761
Kink 38 | -888.5587 | 401.5216 | 0 | -356775.4742 | 5 | 38 | 848 | 5 | 11 | -36.7531 | 1845846.8916 | -253125779.3497
Kink 39 | -737.3929 | 2106.4012 | 0 | -1553245.316 | 7 | 39 | 1173 | 7 | 148 | -35.8695 | 1848095.5152 | -251494781.8514
Kink 40 | -453.5108 | 1488.6451 | 0 | -675116.6413 | 9 | 40 | 1498 | 9 | 25 | -35.191 | 1848095.5152 | -250240973.6911
Kink 41 | -237.4644 | 4274.5385 | 0 | -1015050.8632 | 14 | 41 | 2309 | 14 | 12 | -33.812 | 2015082.828 | -247692501.1873
Kink 42 | 0 | 0 | 0 | 0 | 48 | 42 | 7818 | 55 | 26 | -30.9912 | 2015082.828 | -242008220.1908
Kink 43 | 0 | 0 | 0 | 0 | 48 | 43 | 7819 | 56 | 13 | -28.2962 | 2129477.3595 | -236577527.6636
Kink 44 | 0 | 0 | 0 | 0 | 48 | 44 | 7820 | 57 | 149 | -27.6316 | 2134474.8223 | -235162435.8577
Kink 45 | 0 | 0 | 0 | 0 | 48 | 45 | 7821 | 58 | 9 | -26.8145 | 2134817.6298 | -233418328.9906
Kink 46 | -472.5166 | 725.1051 | 0 | -342624.1979 | 8 | 46 | 1342 | 8 | 27 | -25.1832 | 2134817.6298 | -229935854.655
Kink 47 | 0 | 0 | 0 | 0 | 48 | 47 | 7823 | 59 | 14 | -23.265 | 2478108.6999 | -225840722.1505
Kink 48 | 0 | 0 | 0 | 0 | 48 | 48 | 7824 | 60 | 28 | 0 | 2478108.6999 | -168187555.537
Kink 49 | 0 | 0 | 0 | 0 | 48 | 49 | 7825 | 61 | 30 | 0 | 2478108.6999 | -168187555.537
Kink 50 | -932.4026 | 0 | 0 | 0 | 4 | 50 | 698 | 4 | 31 | 0 | 2478108.6999 | -168187555.537
Kink 51 | 0 | 0 | 0 | 0 | 48 | 51 | 7827 | 62 | 33 | 0 | 2478108.6999 | -168187555.537
Kink 52 | -808.3634 | 0 | 0 | 0 | 6 | 52 | 1024 | 6 | 34 | 0 | 2478108.6999 | -168187555.537
Kink 53 | 0 | 0 | 0 | 0 | 48 | 53 | 7829 | 63 | 35 | 0 | 2478108.6999 | -168187555.537
Kink 54 | -336.19 | 0 | 0 | 0 | 12 | 54 | 1998 | 12 | 36 | 0 | 2478108.6999 | -168187555.537
Kink 55 | 0 | 0 | 0 | 0 | 48 | 55 | 7831 | 64 | 42 | 0 | 2478108.6999 | -168187555.537
Kink 56 | 0 | 0 | 0 | 0 | 48 | 56 | 7832 | 65 | 43 | 0 | 2478108.6999 | -168187555.537
Kink 57 | 0 | 0 | 0 | 0 | 48 | 57 | 7833 | 66 | 44 | 0 | 2478108.6999 | -168187555.537
Kink 58 | 0 | 0 | 0 | 0 | 48 | 58 | 7834 | 67 | 45 | 0 | 2478108.6999 | -168187555.537
Kink 59 | 0 | 0 | 0 | 0 | 48 | 59 | 7835 | 68 | 47 | 0 | 2478108.6999 | -168187555.537
Kink 60 | 0 | 0 | 0 | 0 | 48 | 60 | 7836 | 69 | 48 | 0 | 2478108.6999 | -168187555.537
Kink 61 | 0 | 0 | 0 | 0 | 48 | 61 | 7837 | 70 | 49 | 0 | 2478108.6999 | -168187555.537
Kink 62 | 0 | 0 | 0 | 0 | 48 | 62 | 7838 | 71 | 51 | 0 | 2478108.6999 | -168187555.537
Kink 63 | 0 | 0 | 0 | 0 | 48 | 63 | 7839 | 72 | 53 | 0 | 2478108.6999 | -168187555.537
Kink 64 | 0 | 0 | 0 | 0 | 48 | 64 | 7840 | 73 | 55 | 0 | 2478108.6999 | -168187555.537
Kink 65 | 0 | 0 | 0 | 0 | 48 | 65 | 7841 | 74 | 56 | 0 | 2478108.6999 | -168187555.537
Kink 66 | 0 | 0 | 0 | 0 | 48 | 66 | 7842 | 75 | 57 | 0 | 2478108.6999 | -168187555.537
Kink 67 | 0 | 0 | 0 | 0 | 48 | 67 | 7843 | 76 | 58 | 0 | 2478108.6999 | -168187555.537
Kink 68 | 0 | 0 | 0 | 0 | 48 | 68 | 7844 | 77 | 59 | 0 | 2478108.6999 | -168187555.537
Kink 69 | 0 | 0 | 0 | 0 | 48 | 69 | 7845 | 78 | 60 | 0 | 2478108.6999 | -168187555.537
Kink 70 | 0 | 0 | 0 | 0 | 48 | 70 | 7846 | 79 | 61 | 0 | 2478108.6999 | -168187555.537
Kink 71 | 0 | 0 | 0 | 0 | 48 | 71 | 7847 | 80 | 62 | 0 | 2478108.6999 | -168187555.537
Kink 72 | 0 | 0 | 0 | 0 | 48 | 72 | 7848 | 81 | 63 | 0 | 2478108.6999 | -168187555.537
Kink 73 | 0 | 0 | 0 | 0 | 48 | 73 | 7849 | 82 | 64 | 0 | 2478108.6999 | -168187555.537
Kink 74 | 0 | 0 | 0 | 0 | 48 | 74 | 7850 | 83 | 65 | 0 | 2478108.6999 | -168187555.537
Kink 75 | 0 | 0 | 0 | 0 | 48 | 75 | 7851 | 84 | 66 | 0 | 2478108.6999 | -168187555.537
Kink 76 | 0 | 0 | 0 | 0 | 48 | 76 | 7852 | 85 | 67 | 0 | 2478108.6999 | -168187555.537
Kink 77 | 0 | 0 | 0 | 0 | 48 | 77 | 7853 | 86 | 68 | 0 | 2478108.6999 | -168187555.537
Kink 78 | 0 | 0 | 0 | 0 | 48 | 78 | 7854 | 87 | 69 | 0 | 2478108.6999 | -168187555.537
Kink 79 | 0 | 0 | 0 | 0 | 48 | 79 | 7855 | 88 | 70 | 0 | 2478108.6999 | -168187555.537
Kink 80 | 0 | 0 | 0 | 0 | 48 | 80 | 7856 | 89 | 71 | 0 | 2478108.6999 | -168187555.537
Kink 81 | 0 | 0 | 0 | 0 | 48 | 81 | 7857 | 90 | 72 | 0 | 2478108.6999 | -168187555.537
Kink 82 | 0 | 0 | 0 | 0 | 48 | 82 | 7858 | 91 | 73 | 0 | 2478108.6999 | -168187555.537
Kink 83 | 0 | 0 | 0 | 0 | 48 | 83 | 7859 | 92 | 74 | 0 | 2478108.6999 | -168187555.537
Kink 84 | 0 | 0 | 0 | 0 | 48 | 84 | 7860 | 93 | 75 | 0 | 2478108.6999 | -168187555.537
Kink 85 | 0 | 0 | 0 | 0 | 48 | 85 | 7861 | 94 | 76 | 0 | 2478108.6999 | -168187555.537
Kink 86 | 0 | 0 | 0 | 0 | 48 | 86 | 7862 | 95 | 77 | 0 | 2478108.6999 | -168187555.537
Kink 87 | 0 | 0 | 0 | 0 | 48 | 87 | 7863 | 96 | 78 | 0 | 2478108.6999 | -168187555.537
Kink 88 | 0 | 0 | 0 | 0 | 48 | 88 | 7864 | 97 | 79 | 0 | 2478108.6999 | -168187555.537
Kink 89 | 0 | 0 | 0 | 0 | 48 | 89 | 7865 | 98 | 80 | 0 | 2478108.6999 | -168187555.537
Kink 90 | 0 | 0 | 0 | 0 | 48 | 90 | 7866 | 99 | 81 | 0 | 2478108.6999 | -168187555.537
Kink 91 | 0 | 0 | 0 | 0 | 48 | 91 | 7867 | 100 | 82 | 0 | 2478108.6999 | -168187555.537
Kink 92 | 0 | 0 | 0 | 0 | 48 | 92 | 7868 | 101 | 83 | 0 | 2478108.6999 | -168187555.537
Kink 93 | 0 | 0 | 0 | 0 | 48 | 93 | 7869 | 102 | 84 | 0 | 2478108.6999 | -168187555.537
Kink 94 | 0 | 0 | 0 | 0 | 48 | 94 | 7870 | 103 | 85 | 0 | 2478108.6999 | -168187555.537
Kink 95 | 0 | 0 | 0 | 0 | 48 | 95 | 7871 | 104 | 86 | 0 | 2478108.6999 | -168187555.537
Kink 96 | 0 | 0 | 0 | 0 | 48 | 96 | 7872 | 105 | 87 | 0 | 2478108.6999 | -168187555.537
Kink 97 | 0 | 0 | 0 | 0 | 48 | 97 | 7873 | 106 | 88 | 0 | 2478108.6999 | -168187555.537
Kink 98 | 0 | 0 | 0 | 0 | 48 | 98 | 7874 | 107 | 89 | 0 | 2478108.6999 | -168187555.537
Kink 99 | 0 | 0 | 0 | 0 | 48 | 99 | 7875 | 108 | 90 | 0 | 2478108.6999 | -168187555.537
Kink 100 | 0 | 0 | 0 | 0 | 48 | 100 | 7876 | 109 | 91 | 0 | 2478108.6999 | -168187555.537
Kink 101 | 0 | 0 | 0 | 0 | 48 | 101 | 7877 | 110 | 92 | 0 | 2478108.6999 | -168187555.537
Kink 102 | 0 | 0 | 0 | 0 | 48 | 102 | 7878 | 111 | 93 | 0 | 2478108.6999 | -168187555.537
Kink 103 | 0 | 0 | 0 | 0 | 48 | 103 | 7879 | 112 | 94 | 0 | 2478108.6999 | -168187555.537
Kink 104 | 0 | 0 | 0 | 0 | 48 | 104 | 7880 | 113 | 95 | 0 | 2478108.6999 | -168187555.537
Kink 105 | 0 | 0 | 0 | 0 | 48 | 105 | 7881 | 114 | 96 | 0 | 2478108.6999 | -168187555.537
Kink 106 | 0 | 0 | 0 | 0 | 48 | 106 | 7882 | 115 | 97 | 0 | 2478108.6999 | -168187555.537
Kink 107 | 0 | 0 | 0 | 0 | 48 | 107 | 7883 | 116 | 98 | 0 | 2478108.6999 | -168187555.537
Kink 108 | 0 | 0 | 0 | 0 | 48 | 108 | 7884 | 117 | 99 | 0 | 2478108.6999 | -168187555.537
Kink 109 | 0 | 0 | 0 | 0 | 48 | 109 | 7885 | 118 | 100 | 0 | 2478108.6999 | -168187555.537
Kink 110 | 0 | 0 | 0 | 0 | 48 | 110 | 7886 | 119 | 101 | 0 | 2478108.6999 | -168187555.537
Kink 111 | 0 | 0 | 0 | 0 | 48 | 111 | 7887 | 120 | 102 | 0 | 2478108.6999 | -168187555.537
Kink 112 | 0 | 0 | 0 | 0 | 48 | 112 | 7888 | 121 | 103 | 0 | 2478108.6999 | -168187555.537
Kink 113 | 0 | 0 | 0 | 0 | 48 | 113 | 7889 | 122 | 104 | 0 | 2478108.6999 | -168187555.537
Kink 114 | 0 | 0 | 0 | 0 | 48 | 114 | 7890 | 123 | 105 | 0 | 2478108.6999 | -168187555.537
Kink 115 | 0 | 0 | 0 | 0 | 48 | 115 | 7891 | 124 | 106 | 0 | 2478108.6999 | -168187555.537
Kink 116 | 0 | 0 | 0 | 0 | 48 | 116 | 7892 | 125 | 107 | 0 | 2478108.6999 | -168187555.537
Kink 117 | 0 | 0 | 0 | 0 | 48 | 117 | 7893 | 126 | 108 | 0 | 2478108.6999 | -168187555.537
Kink 118 | 0 | 0 | 0 | 0 | 48 | 118 | 7894 | 127 | 109 | 0 | 2478108.6999 | -168187555.537
Kink 119 | 0 | 0 | 0 | 0 | 48 | 119 | 7895 | 128 | 110 | 0 | 2478108.6999 | -168187555.537
Kink 120 | 0 | 0 | 0 | 0 | 48 | 120 | 7896 | 129 | 111 | 0 | 2478108.6999 | -168187555.537
Kink 121 | 0 | 0 | 0 | 0 | 48 | 121 | 7897 | 130 | 112 | 0 | 2478108.6999 | -168187555.537
Kink 122 | 0 | 0 | 0 | 0 | 48 | 122 | 7898 | 131 | 113 | 0 | 2478108.6999 | -168187555.537
Kink 123 | 0 | 0 | 0 | 0 | 48 | 123 | 7899 | 132 | 114 | 0 | 2478108.6999 | -168187555.537
Kink 124 | 0 | 0 | 0 | 0 | 48 | 124 | 7900 | 133 | 115 | 0 | 2478108.6999 | -168187555.537
Kink 125 | 0 | 0 | 0 | 0 | 48 | 125 | 7901 | 134 | 116 | 0 | 2478108.6999 | -168187555.537
Kink 126 | 0 | 0 | 0 | 0 | 48 | 126 | 7902 | 135 | 117 | 0 | 2478108.6999 | -168187555.537
Kink 127 | 0 | 0 | 0 | 0 | 48 | 127 | 7903 | 136 | 118 | 0 | 2478108.6999 | -168187555.537
Kink 128 | 0 | 0 | 0 | 0 | 48 | 128 | 7904 | 137 | 119 | 0 | 2478108.6999 | -168187555.537
Kink 129 | 0 | 0 | 0 | 0 | 48 | 129 | 7905 | 138 | 120 | 0 | 2478108.6999 | -168187555.537
Kink 130 | 0 | 0 | 0 | 0 | 48 | 130 | 7906 | 139 | 121 | 0 | 2478108.6999 | -168187555.537
Kink 131 | 0 | 0 | 0 | 0 | 48 | 131 | 7907 | 140 | 122 | 0 | 2478108.6999 | -168187555.537
Kink 132 | 0 | 0 | 0 | 0 | 48 | 132 | 7908 | 141 | 123 | 0 | 2478108.6999 | -168187555.537
Kink 133 | 0 | 0 | 0 | 0 | 48 | 133 | 7909 | 142 | 124 | 0 | 2478108.6999 | -168187555.537
Kink 134 | 0 | 0 | 0 | 0 | 48 | 134 | 7910 | 143 | 125 | 0 | 2478108.6999 | -168187555.537
Kink 135 | 0 | 0 | 0 | 0 | 48 | 135 | 7911 | 144 | 126 | 0 | 2478108.6999 | -168187555.537
Kink 136 | 0 | 0 | 0 | 0 | 48 | 136 | 7912 | 145 | 127 | 0 | 2478108.6999 | -168187555.537
Kink 137 | 0 | 0 | 0 | 0 | 48 | 137 | 7913 | 146 | 128 | 0 | 2478108.6999 | -168187555.537
Kink 138 | 0 | 0 | 0 | 0 | 48 | 138 | 7914 | 147 | 129 | 0 | 2478108.6999 | -168187555.537
Kink 139 | 0 | 0 | 0 | 0 | 48 | 139 | 7915 | 148 | 130 | 0 | 2478108.6999 | -168187555.537
Kink 140 | 0 | 0 | 0 | 0 | 48 | 140 | 7916 | 149 | 131 | 0 | 2478108.6999 | -168187555.537
Kink 141 | 0 | 0 | 0 | 0 | 48 | 141 | 7917 | 150 | 132 | 0 | 2478108.6999 | -168187555.537
Kink 142 | 0 | 0 | 0 | 0 | 48 | 142 | 7918 | 151 | 133 | 0 | 2478108.6999 | -168187555.537
Kink 143 | 0 | 0 | 0 | 0 | 48 | 143 | 7919 | 152 | 134 | 0 | 2478108.6999 | -168187555.537
Kink 144 | 0 | 0 | 0 | 0 | 48 | 144 | 7920 | 153 | 135 | 0 | 2478108.6999 | -168187555.537
Kink 145 | 0 | 0 | 0 | 0 | 48 | 145 | 7921 | 154 | 136 | 0 | 2478108.6999 | -168187555.537
Kink 146 | 0 | 0 | 0 | 0 | 48 | 146 | 7922 | 155 | 137 | 0 | 2478108.6999 | -168187555.537
Kink 147 | -45.5297 | 2677.273 | 0 | -121895.4902 | 32 | 147 | 5331 | 32 | 138 | 0 | 2478108.6999 | -168187555.537
Kink 148 | -35.8695 | 2248.6235 | 0 | -80656.8956 | 39 | 148 | 6466 | 39 | 139 | 0 | 2478108.6999 | -168187555.537
Kink 149 | -27.6316 | 4997.4628 | 0 | -138088.0599 | 44 | 149 | 7277 | 44 | 140 | 0 | 2478108.6999 | -168187555.537
Kink 150 | 0 | 0 | 0 | 0 | 48 | 150 | 7926 | 156 | 141 | 0 | 2478108.6999 | -168187555.537
Kink 151 | 0 | 0 | 0 | 0 | 48 | 151 | 7927 | 157 | 142 | 0 | 2478108.6999 | -168187555.537
Kink 152 | 0 | 0 | 0 | 0 | 48 | 152 | 7928 | 158 | 143 | 0 | 2478108.6999 | -168187555.537
Kink 153 | 0 | 0 | 0 | 0 | 48 | 153 | 7929 | 159 | 144 | 0 | 2478108.6999 | -168187555.537
Kink 154 | 0 | 0 | 0 | 0 | 48 | 154 | 7930 | 160 | 145 | 0 | 2478108.6999 | -168187555.537
Kink 155 | 0 | 0 | 0 | 0 | 48 | 155 | 7931 | 161 | 146 | 0 | 2478108.6999 | -168187555.537
Kink 156 | 0 | 0 | 0 | 0 | 48 | 156 | 7932 | 162 | 150 | 0 | 2478108.6999 | -168187555.537
Kink 157 | -61.2312 | 0 | 0 | 0 | 18 | 157 | 3073 | 18 | 151 | 0 | 2478108.6999 | -168187555.537
Kink 158 | -61.2312 | 0 | 0 | 0 | 18 | 158 | 3074 | 19 | 152 | 0 | 2478108.6999 | -168187555.537
Kink 159 | -52.1657 | 0 | 0 | 0 | 24 | 159 | 4047 | 24 | 153 | 0 | 2478108.6999 | -168187555.537
Kink 160 | -52.1657 | 0 | 0 | 0 | 24 | 160 | 4048 | 25 | 154 | 0 | 2478108.6999 | -168187555.537
Kink 161 | -40.1211 | 0 | 0 | 0 | 34 | 161 | 5669 | 34 | 155 | 0 | 2478108.6999 | -168187555.537
Kink 162 | -40.1211 | 0 | 0 | 0 | 34 | 162 | 5670 | 35 | 156 | 0 | 2478108.6999 | -168187555.537
3509. General scaler rate
Data sources:
x1 = 3508. Root (in Solve for General scaler rate)
Calculation =MIN(x1)
General scaler rate
General scaler rate | 67.8693
3510. Scaler
Data sources:
x1 = 2302. Load coefficient
x2 = 3503. Unit rate 1 p/kWh scalable part (in Scalable elements of tariff components)
x3 = 3509. General scaler rate
x4 = 3307. Unit rate 1 p/kWh (total) (in Summary of charges before revenue matching)
x5 = 3503. Unit rate 2 p/kWh scalable part (in Scalable elements of tariff components)
x6 = 3307. Unit rate 2 p/kWh (total) (in Summary of charges before revenue matching)
x7 = 3503. Unit rate 3 p/kWh scalable part (in Scalable elements of tariff components)
x8 = 3307. Unit rate 3 p/kWh (total) (in Summary of charges before revenue matching)
x9 = 3503. Fixed charge p/MPAN/day scalable part (in Scalable elements of tariff components)
x10 = 3307. Fixed charge p/MPAN/day (total) (in Summary of charges before revenue matching)
x11 = 3503. Capacity charge p/kVA/day scalable part (in Scalable elements of tariff components)
x12 = 3307. Capacity charge p/kVA/day (total) (in Summary of charges before revenue matching)
x13 = 3503. Reactive power charge p/kVArh scalable part (in Scalable elements of tariff components)
x14 = 3307. Reactive power charge p/kVArh (in Summary of charges before revenue matching)
x15 = 1010. Days in the charging year (in Financial and general assumptions)
x16 = Fixed charge p/MPAN/day scaler (in Scaler)
x17 = 2305. MPANs (in Equivalent volume for each end user)
x18 = Capacity charge p/kVA/day scaler (in Scaler)
x19 = 2305. Import capacity (kVA) (in Equivalent volume for each end user)
x20 = Unit rate 1 p/kWh scaler (in Scaler)
x21 = 2305. Rate 1 units (MWh) (in Equivalent volume for each end user)
x22 = Unit rate 2 p/kWh scaler (in Scaler)
x23 = 2305. Rate 2 units (MWh) (in Equivalent volume for each end user)
x24 = Unit rate 3 p/kWh scaler (in Scaler)
x25 = 2305. Rate 3 units (MWh) (in Equivalent volume for each end user)
x26 = Reactive power charge p/kVArh scaler (in Scaler)
x27 = 2305. Reactive power units (MVArh) (in Equivalent volume for each end user)
Kind: | Calculation | Calculation | Calculation | Calculation | Calculation | Calculation | Calculation
Formula: | =IF(x1<0,0,IF(x2*x3+x4>0,x2*x3,0-x4)) | =IF(x1<0,0,IF(x5*x3+x6>0,x5*x3,0-x6)) | =IF(x1<0,0,IF(x7*x3+x8>0,x7*x3,0-x8)) | =IF(x1<0,0,IF(x9*x3+x10>0,x9*x3,0-x10)) | =IF(x1<0,0,IF(x11*x3+x12>0,x11*x3,0-x12)) | =IF(x1<0,0,IF(x13*x3+x14>0,x13*x3,0-x14)) | =0.01*x15*(x16*x17+x18*x19)+10*(x20*x21+x22*x23+x24*x25+x26*x27)
| Unit rate 1 p/kWh scaler | Unit rate 2 p/kWh scaler | Unit rate 3 p/kWh scaler | Fixed charge p/MPAN/day scaler | Capacity charge p/kVA/day scaler | Reactive power charge p/kVArh scaler | Net revenues by tariff from scaler
Domestic Unrestricted | 1.8133 | 0 | 0 | 0 | 0 | 0 | 75873432.6032
Domestic Two Rate | 2.1943 | 0.00072563 | 0 | 0 | 0 | 0 | 14577107.065
Domestic Off Peak (related MPAN) | 0.020778 | 0 | 0 | 0 | 0 | 0 | 13339.1457
Small Non Domestic Unrestricted | 1.3853 | 0 | 0 | 0 | 0 | 0 | 16304289.225
Small Non Domestic Two Rate | 1.6681 | 0.00089198 | 0 | 0 | 0 | 0 | 6283382.733
Small Non Domestic Off Peak (related MPAN) | 0.030285 | 0 | 0 | 0 | 0 | 0 | 7064.2048
LV Medium Non-Domestic | 1.5277 | 0 | 0 | 0 | 0 | 0 | 6552636.22
LV Sub Medium Non-Domestic | 1.4792 | 0 | 0 | 0 | 0 | 0 | 622285.1284
HV Medium Non-Domestic | 1.5121 | 0 | 0 | 0 | 0 | 0 | 23266.1136
LV Network Domestic | 20.2894 | 0.035688 | 0 | 0 | 0 | 0 | 0
LV Network Non-Domestic Non-CT | 21.5404 | 0.037888 | 0 | 0 | 0 | 0 | 2099018.8463
LV HH Metered | 16.5481 | 0.029107 | 0 | 0 | 0 | 0.22813 | 11657980.3123
LV Sub HH Metered | 15.7099 | 0.027633 | 0 | 0 | 0 | 0.20598 | 8017525.0957
HV HH Metered | 14.2954 | 0.025145 | 0 | 0 | 0 | 0.18047 | 23928216.3651
NHH UMS category A | 0.89832 | 0 | 0 | 0 | 0 | 0 | 124320.7802
NHH UMS category B | 1.5808 | 0 | 0 | 0 | 0 | 0 | 79459.0523
NHH UMS category C | 2.8659 | 0 | 0 | 0 | 0 | 0 | 18786.9501
NHH UMS category D | 0.24373 | 0 | 0 | 0 | 0 | 0 | 0
LV UMS (Pseudo HH Metered) | 46.7493 | 0.18405 | 0 | 0 | 0 | 0 | 2005445.6963
LV Generation NHH or Aggregate HH | 0 | 0 | 0 | 0 | 0 | 0 | 0
LV Sub Generation NHH | 0 | 0 | 0 | 0 | 0 | 0 | 0
LV Generation Intermittent | 0 | 0 | 0 | 0 | 0 | 0 | 0
LV Generation Non-Intermittent | 0 | 0 | 0 | 0 | 0 | 0 | 0
LV Sub Generation Intermittent | 0 | 0 | 0 | 0 | 0 | 0 | 0
LV Sub Generation Non-Intermittent | 0 | 0 | 0 | 0 | 0 | 0 | 0
HV Generation Intermittent | 0 | 0 | 0 | 0 | 0 | 0 | 0
HV Generation Non-Intermittent | 0 | 0 | 0 | 0 | 0 | 0 | 0

## Adjust
Tariff component adjustment and rounding for WPD South West in April 16 (Finals)
3601. Tariffs before rounding
Data sources:
x1 = 3307. Unit rate 1 p/kWh (total) (in Summary of charges before revenue matching)
x2 = 3510. Unit rate 1 p/kWh scaler (in Scaler)
x3 = 3307. Unit rate 2 p/kWh (total) (in Summary of charges before revenue matching)
x4 = 3510. Unit rate 2 p/kWh scaler (in Scaler)
x5 = 3307. Unit rate 3 p/kWh (total) (in Summary of charges before revenue matching)
x6 = 3510. Unit rate 3 p/kWh scaler (in Scaler)
x7 = 3307. Fixed charge p/MPAN/day (total) (in Summary of charges before revenue matching)
x8 = 3510. Fixed charge p/MPAN/day scaler (in Scaler)
x9 = 3307. Capacity charge p/kVA/day (total) (in Summary of charges before revenue matching)
x10 = 3510. Capacity charge p/kVA/day scaler (in Scaler)
x11 = 3307. Reactive power charge p/kVArh (in Summary of charges before revenue matching)
x12 = 3510. Reactive power charge p/kVArh scaler (in Scaler)
Kind: | Calculation | Calculation | Calculation | Calculation | Calculation | Calculation
Formula: | =x1+x2 | =x3+x4 | =x5+x6 | =x7+x8 | =x9+x10 | =x11+x12
| Unit rate 1 p/kWh | Unit rate 2 p/kWh | Unit rate 3 p/kWh | Fixed charge p/MPAN/day | Capacity charge p/kVA/day | Reactive power charge p/kVArh
Domestic Unrestricted | 3.207 |  |  | 4.653
Domestic Two Rate | 3.714 | 0.14997 |  | 4.653
Domestic Off Peak (related MPAN) | 0.154
Small Non Domestic Unrestricted | 2.4529 |  |  | 7.3907
Small Non Domestic Two Rate | 2.9382 | 0.15357 |  | 7.3907
Small Non Domestic Off Peak (related MPAN) | 0.17047
LV Medium Non-Domestic | 2.6748 | 0.12754 |  | 34.6122
LV Sub Medium Non-Domestic | 2.5024 | 0.11306 |  | 22.5051
HV Medium Non-Domestic | 2.1095 | 0.055762 |  | 145.067
LV Network Domestic | 32.2358 | 0.57189 | 0.15285 | 4.653
LV Network Non-Domestic Non-CT | 33.2051 | 0.53393 | 0.14519 | 7.3907
LV HH Metered | 24.7922 | 0.34535 | 0.09793 | 10.1153 | 2.8189 | 0.38117
LV Sub HH Metered | 22.2597 | 0.21228 | 0.068722 | 7.7909 | 2.9246 | 0.31484
HV HH Metered | 19.1957 | 0.11312 | 0.0443 | 77.2949 | 2.4345 | 0.25395
NHH UMS category A | 2.4317
NHH UMS category B | 3.4371
NHH UMS category C | 5.5321
NHH UMS category D | 1.4648
LV UMS (Pseudo HH Metered) | 75.9314 | 1.4655 | 0.84979
LV Generation NHH or Aggregate HH | -0.64612 |  |  | 0
LV Sub Generation NHH | -0.58563 |  |  | 0
LV Generation Intermittent | -0.64612 |  |  | 0 |  | 0.14874
LV Generation Non-Intermittent | -7.7259 | -0.33698 | -0.097311 | 0 |  | 0.14874
LV Sub Generation Intermittent | -0.58563 |  |  | 0 |  | 0.12497
LV Sub Generation Non-Intermittent | -7.1307 | -0.28811 | -0.086691 | 0 |  | 0.12497
HV Generation Intermittent | -0.37395 |  |  | 37.2665 |  | 0.094946
HV Generation Non-Intermittent | -5.0409 | -0.11837 | -0.049391 | 37.2665 |  | 0.094946
3602. Decimal places
| Unit rate 1 p/kWh | Unit rate 2 p/kWh | Unit rate 3 p/kWh | Fixed charge p/MPAN/day | Capacity charge p/kVA/day | Reactive power charge p/kVArh
Decimal places | 3 | 3 | 3 | 2 | 2 | 3
3603. Tariff rounding
Data sources:
x1 = 3601. Unit rate 1 p/kWh before rounding (in Tariffs before rounding)
x2 = 3602. Unit rate 1 p/kWh decimal places (in Decimal places)
x3 = 3601. Unit rate 2 p/kWh before rounding (in Tariffs before rounding)
x4 = 3602. Unit rate 2 p/kWh decimal places (in Decimal places)
x5 = 3601. Unit rate 3 p/kWh before rounding (in Tariffs before rounding)
x6 = 3602. Unit rate 3 p/kWh decimal places (in Decimal places)
x7 = 3601. Fixed charge p/MPAN/day before rounding (in Tariffs before rounding)
x8 = 3602. Fixed charge p/MPAN/day decimal places (in Decimal places)
x9 = 3601. Capacity charge p/kVA/day before rounding (in Tariffs before rounding)
x10 = 3602. Capacity charge p/kVA/day decimal places (in Decimal places)
x11 = 3601. Reactive power charge p/kVArh before rounding (in Tariffs before rounding)
x12 = 3602. Reactive power charge p/kVArh decimal places (in Decimal places)
Kind: | Calculation | Calculation | Calculation | Calculation | Calculation | Calculation
Formula: | =ROUND(x1,x2)-x1 | =ROUND(x3,x4)-x3 | =ROUND(x5,x6)-x5 | =ROUND(x7,x8)-x7 | =ROUND(x9,x10)-x9 | =ROUND(x11,x12)-x11
| Unit rate 1 p/kWh | Unit rate 2 p/kWh | Unit rate 3 p/kWh | Fixed charge p/MPAN/day | Capacity charge p/kVA/day | Reactive power charge p/kVArh
Domestic Unrestricted | -8.92e-06 |  |  | -0.0030138
Domestic Two Rate | 7.0692e-06 | 2.612e-05 |  | -0.0030138
Domestic Off Peak (related MPAN) | 4.4984e-06
Small Non Domestic Unrestricted | 9.7246e-05 |  |  | -0.00070246
Small Non Domestic Two Rate | -0.00018893 | 0.00043413 |  | -0.00070246
Small Non Domestic Off Peak (related MPAN) | -0.00047027
LV Medium Non-Domestic | 0.00023176 | 0.00045742 |  | -0.0022134
LV Sub Medium Non-Domestic | -0.00044224 | -6.4775e-05 |  | 0.0048833
HV Medium Non-Domestic | -0.00048721 | 0.00023805 |  | 0.003035
LV Network Domestic | 0.00021296 | 0.00010884 | 0.00015436 | -0.0030138
LV Network Non-Domestic Non-CT | -0.00010393 | 7.3105e-05 | -0.00018779 | -0.00070246
LV HH Metered | -0.00022846 | -0.00035104 | 7.0122e-05 | 0.0047354 | 0.0011303 | -0.00016979
LV Sub HH Metered | 0.00034121 | -0.00027705 | 0.00027835 | -0.0009092 | -0.0045862 | 0.00016103
HV HH Metered | 0.00025165 | -0.00012204 | -0.00029989 | -0.0048595 | -0.0045336 | 5.1919e-05
NHH UMS category A | 0.00029249
NHH UMS category B | -9.5898e-05
NHH UMS category C | -0.00014669
NHH UMS category D | 0.0001618
LV UMS (Pseudo HH Metered) | -0.00039464 | -0.00046555 | 0.0002149
LV Generation NHH or Aggregate HH | 0.00011668 |  |  | 0
LV Sub Generation NHH | -0.00037304 |  |  | 0
LV Generation Intermittent | 0.00011668 |  |  | 0 |  | 0.00025798
LV Generation Non-Intermittent | -9.8407e-05 | -2.2398e-05 | 0.00031135 | 0 |  | 0.00025798
LV Sub Generation Intermittent | -0.00037304 |  |  | 0 |  | 3.1615e-05
LV Sub Generation Non-Intermittent | -0.00026655 | 0.00010995 | -0.00030859 | 0 |  | 3.1615e-05
HV Generation Intermittent | -5.3903e-05 |  |  | 0.0035371 |  | 5.3588e-05
HV Generation Non-Intermittent | -0.0001328 | 0.00036617 | 0.00039133 | 0.0035371 |  | 5.3588e-05
3604. All the way tariffs
Data sources:
x1 = 3601. Unit rate 1 p/kWh before rounding (in Tariffs before rounding)
x2 = 3603. Unit rate 1 p/kWh rounding (in Tariff rounding)
x3 = 3601. Unit rate 2 p/kWh before rounding (in Tariffs before rounding)
x4 = 3603. Unit rate 2 p/kWh rounding (in Tariff rounding)
x5 = 3601. Unit rate 3 p/kWh before rounding (in Tariffs before rounding)
x6 = 3603. Unit rate 3 p/kWh rounding (in Tariff rounding)
x7 = 3601. Fixed charge p/MPAN/day before rounding (in Tariffs before rounding)
x8 = 3603. Fixed charge p/MPAN/day rounding (in Tariff rounding)
x9 = 3601. Capacity charge p/kVA/day before rounding (in Tariffs before rounding)
x10 = 3603. Capacity charge p/kVA/day rounding (in Tariff rounding)
x11 = 3601. Reactive power charge p/kVArh before rounding (in Tariffs before rounding)
x12 = 3603. Reactive power charge p/kVArh rounding (in Tariff rounding)
Kind: | Calculation | Calculation | Calculation | Calculation | Calculation | Calculation
Formula: | =x1+x2 | =x3+x4 | =x5+x6 | =x7+x8 | =x9+x10 | =x11+x12
| Unit rate 1 p/kWh | Unit rate 2 p/kWh | Unit rate 3 p/kWh | Fixed charge p/MPAN/day | Capacity charge p/kVA/day | Reactive power charge p/kVArh
Domestic Unrestricted | 3.207 |  |  | 4.65
Domestic Two Rate | 3.714 | 0.15 |  | 4.65
Domestic Off Peak (related MPAN) | 0.154
Small Non Domestic Unrestricted | 2.453 |  |  | 7.39
Small Non Domestic Two Rate | 2.938 | 0.154 |  | 7.39
Small Non Domestic Off Peak (related MPAN) | 0.17
LV Medium Non-Domestic | 2.675 | 0.128 |  | 34.61
LV Sub Medium Non-Domestic | 2.502 | 0.113 |  | 22.51
HV Medium Non-Domestic | 2.109 | 0.056 |  | 145.07
LV Network Domestic | 32.236 | 0.572 | 0.153 | 4.65
LV Network Non-Domestic Non-CT | 33.205 | 0.534 | 0.145 | 7.39
LV HH Metered | 24.792 | 0.345 | 0.098 | 10.12 | 2.82 | 0.381
LV Sub HH Metered | 22.26 | 0.212 | 0.069 | 7.79 | 2.92 | 0.315
HV HH Metered | 19.196 | 0.113 | 0.044 | 77.29 | 2.43 | 0.254
NHH UMS category A | 2.432
NHH UMS category B | 3.437
NHH UMS category C | 5.532
NHH UMS category D | 1.465
LV UMS (Pseudo HH Metered) | 75.931 | 1.465 | 0.85
LV Generation NHH or Aggregate HH | -0.646 |  |  | 0
LV Sub Generation NHH | -0.586 |  |  | 0
LV Generation Intermittent | -0.646 |  |  | 0 |  | 0.149
LV Generation Non-Intermittent | -7.726 | -0.337 | -0.097 | 0 |  | 0.149
LV Sub Generation Intermittent | -0.586 |  |  | 0 |  | 0.125
LV Sub Generation Non-Intermittent | -7.131 | -0.288 | -0.087 | 0 |  | 0.125
HV Generation Intermittent | -0.374 |  |  | 37.27 |  | 0.095
HV Generation Non-Intermittent | -5.041 | -0.118 | -0.049 | 37.27 |  | 0.095
3605. Net revenues by tariff from rounding
Data sources:
x1 = 1010. Days in the charging year (in Financial and general assumptions)
x2 = 3603. Fixed charge p/MPAN/day rounding (in Tariff rounding)
x3 = 2305. MPANs (in Equivalent volume for each end user)
x4 = 3603. Capacity charge p/kVA/day rounding (in Tariff rounding)
x5 = 2305. Import capacity (kVA) (in Equivalent volume for each end user)
x6 = 3603. Unit rate 1 p/kWh rounding (in Tariff rounding)
x7 = 2305. Rate 1 units (MWh) (in Equivalent volume for each end user)
x8 = 3603. Unit rate 2 p/kWh rounding (in Tariff rounding)
x9 = 2305. Rate 2 units (MWh) (in Equivalent volume for each end user)
x10 = 3603. Unit rate 3 p/kWh rounding (in Tariff rounding)
x11 = 2305. Rate 3 units (MWh) (in Equivalent volume for each end user)
x12 = 3603. Reactive power charge p/kVArh rounding (in Tariff rounding)
x13 = 2305. Reactive power units (MVArh) (in Equivalent volume for each end user)
Calculation =0.01*x1*(x2*x3+x4*x5)+10*(x6*x7+x8*x9+x10*x11+x12*x13)
Net revenues by tariff from rounding
Domestic Unrestricted | -13737.086
Domestic Two Rate | -2201.5674
Domestic Off Peak (related MPAN) | 2.8879
Small Non Domestic Unrestricted | 865.6652
Small Non Domestic Two Rate | -27.5471
Small Non Domestic Off Peak (related MPAN) | -109.6943
LV Medium Non-Domestic | 1430.7784
LV Sub Medium Non-Domestic | -185.6258
HV Medium Non-Domestic | -6.2631
LV Network Domestic | 0
LV Network Non-Domestic Non-CT | -91.9444
LV HH Metered | 497.2688
LV Sub HH Metered | -5653.671
HV HH Metered | -20206.4948
NHH UMS category A | 40.4791
NHH UMS category B | -4.8204
NHH UMS category C | -0.96161
NHH UMS category D | 0
LV UMS (Pseudo HH Metered) | 52.624
LV Generation NHH or Aggregate HH | 3.5482
LV Sub Generation NHH | 0
LV Generation Intermittent | 94.6145
LV Generation Non-Intermittent | 4.3664
LV Sub Generation Intermittent | -41.999
LV Sub Generation Non-Intermittent | -5.4465
HV Generation Intermittent | -175.4281
HV Generation Non-Intermittent | 792.1436
3606. Revenue forecast summary
Data sources:
x1 = 3403. Total net revenues before matching (£) (in Revenue surplus or shortfall)
x2 = 3510. Net revenues by tariff from scaler (in Scaler)
x3 = 3605. Net revenues by tariff from rounding
x4 = Total net revenues before matching (£) (in Revenue forecast summary)
x5 = Total net revenues from scaler (£) (in Revenue forecast summary)
x6 = Total net revenues from rounding (£) (in Revenue forecast summary)
x7 = Total net revenues (£) (in Revenue forecast summary)
x8 = 3402. Target CDCM revenue (£/year) (in Target CDCM revenue)
Kind: | Copy cells | Cell summation | Cell summation | Calculation | Calculation
Formula: | =x1 | =SUM(x2) | =SUM(x3) | =x4+x5+x6 | =x7-x8
| Total net revenues before matching (£) | Total net revenues from scaler (£) | Total net revenues from rounding (£) | Total net revenues (£) | Deviation from target revenue (£)
Revenue forecast summary | 162775293.2236 | 168187555.537 | -38664.1736 | 330924184.5871 | -38664.1736
3607. Tariffs
Data sources:
x1 = 3604. Unit rate 1 p/kWh (in All the way tariffs)
x2 = 2304. Discount for each tariff (except for fixed charges) (in LDNO discounts and volumes adjusted for discount)
x3 = 3604. Unit rate 2 p/kWh (in All the way tariffs)
x4 = 3604. Unit rate 3 p/kWh (in All the way tariffs)
x5 = 3604. Fixed charge p/MPAN/day (in All the way tariffs)
x6 = 2304. Discount for each tariff for fixed charges only (in LDNO discounts and volumes adjusted for discount)
x7 = 3604. Capacity charge p/kVA/day (in All the way tariffs)
x8 = 3604. Reactive power charge p/kVArh (in All the way tariffs)
Kind: | Calculation | Calculation | Calculation | Calculation | Calculation | Calculation
Formula: | =ROUND(x1*(1-x2),3) | =ROUND(x3*(1-x2),3) | =ROUND(x4*(1-x2),3) | =ROUND(x5*(1-x6),2) | =ROUND(x7*(1-x2),2) | =ROUND(x8*(1-x2),3)
| Unit rate 1 p/kWh | Unit rate 2 p/kWh | Unit rate 3 p/kWh | Fixed charge p/MPAN/day | Capacity charge p/kVA/day | Reactive power charge p/kVArh
> Domestic Unrestricted
Domestic Unrestricted | 3.207 | 0 | 0 | 4.65 | 0 | 0
LDNO LV: Domestic Unrestricted | 2.018 | 0 | 0 | 2.93 | 0 | 0
LDNO HV: Domestic Unrestricted | 1.2 | 0 | 0 | 1.74 | 0 | 0
> Domestic Two Rate
Domestic Two Rate | 3.714 | 0.15 | 0 | 4.65 | 0 | 0
LDNO LV: Domestic Two Rate | 2.337 | 0.094 | 0 | 2.93 | 0 | 0
LDNO HV: Domestic Two Rate | 1.39 | 0.056 | 0 | 1.74 | 0 | 0
> Domestic Off Peak (related MPAN)
Domestic Off Peak (related MPAN) | 0.154 | 0 | 0 | 0 | 0 | 0
LDNO LV: Domestic Off Peak (related MPAN) | 0.097 | 0 | 0 | 0 | 0 | 0
LDNO HV: Domestic Off Peak (related MPAN) | 0.058 | 0 | 0 | 0 | 0 | 0
> Small Non Domestic Unrestricted
Small Non Domestic Unrestricted | 2.453 | 0 | 0 | 7.39 | 0 | 0
LDNO LV: Small Non Domestic Unrestricted | 1.543 | 0 | 0 | 4.65 | 0 | 0
LDNO HV: Small Non Domestic Unrestricted | 0.918 | 0 | 0 | 2.77 | 0 | 0
> Small Non Domestic Two Rate
Small Non Domestic Two Rate | 2.938 | 0.154 | 0 | 7.39 | 0 | 0
LDNO LV: Small Non Domestic Two Rate | 1.849 | 0.097 | 0 | 4.65 | 0 | 0
LDNO HV: Small Non Domestic Two Rate | 1.099 | 0.058 | 0 | 2.77 | 0 | 0
> Small Non Domestic Off Peak (related MPAN)
Small Non Domestic Off Peak (related MPAN) | 0.17 | 0 | 0 | 0 | 0 | 0
LDNO LV: Small Non Domestic Off Peak (related MPAN) | 0.107 | 0 | 0 | 0 | 0 | 0
LDNO HV: Small Non Domestic Off Peak (related MPAN) | 0.064 | 0 | 0 | 0 | 0 | 0
> LV Medium Non-Domestic
LV Medium Non-Domestic | 2.675 | 0.128 | 0 | 34.61 | 0 | 0
LDNO LV: LV Medium Non-Domestic | 1.683 | 0.081 | 0 | 21.78 | 0 | 0
LDNO HV: LV Medium Non-Domestic | 1.001 | 0.048 | 0 | 12.95 | 0 | 0
> LV Sub Medium Non-Domestic
LV Sub Medium Non-Domestic | 2.502 | 0.113 | 0 | 22.51 | 0 | 0
> HV Medium Non-Domestic
HV Medium Non-Domestic | 2.109 | 0.056 | 0 | 145.07 | 0 | 0
> LV Network Domestic
LV Network Domestic | 32.236 | 0.572 | 0.153 | 4.65 | 0 | 0
LDNO LV: LV Network Domestic | 20.284 | 0.36 | 0.096 | 2.93 | 0 | 0
LDNO HV: LV Network Domestic | 12.061 | 0.214 | 0.057 | 1.74 | 0 | 0
> LV Network Non-Domestic Non-CT
LV Network Non-Domestic Non-CT | 33.205 | 0.534 | 0.145 | 7.39 | 0 | 0
LDNO LV: LV Network Non-Domestic Non-CT | 20.893 | 0.336 | 0.091 | 4.65 | 0 | 0
LDNO HV: LV Network Non-Domestic Non-CT | 12.424 | 0.2 | 0.054 | 2.77 | 0 | 0
> LV HH Metered
LV HH Metered | 24.792 | 0.345 | 0.098 | 10.12 | 2.82 | 0.381
LDNO LV: LV HH Metered | 15.6 | 0.217 | 0.062 | 6.37 | 1.77 | 0.24
LDNO HV: LV HH Metered | 9.276 | 0.129 | 0.037 | 3.79 | 1.06 | 0.143
> LV Sub HH Metered
LV Sub HH Metered | 22.26 | 0.212 | 0.069 | 7.79 | 2.92 | 0.315
LDNO HV: LV Sub HH Metered | 13.658 | 0.13 | 0.042 | 4.78 | 1.79 | 0.193
> HV HH Metered
HV HH Metered | 19.196 | 0.113 | 0.044 | 77.29 | 2.43 | 0.254
LDNO HV: HV HH Metered | 13.97 | 0.082 | 0.032 | 56.25 | 1.77 | 0.185
> NHH UMS category A
NHH UMS category A | 2.432 | 0 | 0 | 0 | 0 | 0
LDNO LV: NHH UMS category A | 1.53 | 0 | 0 | 0 | 0 | 0
LDNO HV: NHH UMS category A | 0.91 | 0 | 0 | 0 | 0 | 0
> NHH UMS category B
NHH UMS category B | 3.437 | 0 | 0 | 0 | 0 | 0
LDNO LV: NHH UMS category B | 2.163 | 0 | 0 | 0 | 0 | 0
LDNO HV: NHH UMS category B | 1.286 | 0 | 0 | 0 | 0 | 0
> NHH UMS category C
NHH UMS category C | 5.532 | 0 | 0 | 0 | 0 | 0
LDNO LV: NHH UMS category C | 3.481 | 0 | 0 | 0 | 0 | 0
LDNO HV: NHH UMS category C | 2.07 | 0 | 0 | 0 | 0 | 0
> NHH UMS category D
NHH UMS category D | 1.465 | 0 | 0 | 0 | 0 | 0
LDNO LV: NHH UMS category D | 0.922 | 0 | 0 | 0 | 0 | 0
LDNO HV: NHH UMS category D | 0.548 | 0 | 0 | 0 | 0 | 0
> LV UMS (Pseudo HH Metered)
LV UMS (Pseudo HH Metered) | 75.931 | 1.465 | 0.85 | 0 | 0 | 0
LDNO LV: LV UMS (Pseudo HH Metered) | 47.778 | 0.922 | 0.535 | 0 | 0 | 0
LDNO HV: LV UMS (Pseudo HH Metered) | 28.41 | 0.548 | 0.318 | 0 | 0 | 0
> LV Generation NHH or Aggregate HH
LV Generation NHH or Aggregate HH | -0.646 | 0 | 0 | 0 | 0 | 0
LDNO LV: LV Generation NHH or Aggregate HH | -0.646 | 0 | 0 | 0 | 0 | 0
LDNO HV: LV Generation NHH or Aggregate HH | -0.646 | 0 | 0 | 0 | 0 | 0
> LV Sub Generation NHH
LV Sub Generation NHH | -0.586 | 0 | 0 | 0 | 0 | 0
LDNO HV: LV Sub Generation NHH | -0.586 | 0 | 0 | 0 | 0 | 0
> LV Generation Intermittent
LV Generation Intermittent | -0.646 | 0 | 0 | 0 | 0 | 0.149
LDNO LV: LV Generation Intermittent | -0.646 | 0 | 0 | 0 | 0 | 0.149
LDNO HV: LV Generation Intermittent | -0.646 | 0 | 0 | 0 | 0 | 0.149
> LV Generation Non-Intermittent
LV Generation Non-Intermittent | -7.726 | -0.337 | -0.097 | 0 | 0 | 0.149
LDNO LV: LV Generation Non-Intermittent | -7.726 | -0.337 | -0.097 | 0 | 0 | 0.149
LDNO HV: LV Generation Non-Intermittent | -7.726 | -0.337 | -0.097 | 0 | 0 | 0.149
> LV Sub Generation Intermittent
LV Sub Generation Intermittent | -0.586 | 0 | 0 | 0 | 0 | 0.125
LDNO HV: LV Sub Generation Intermittent | -0.586 | 0 | 0 | 0 | 0 | 0.125
> LV Sub Generation Non-Intermittent
LV Sub Generation Non-Intermittent | -7.131 | -0.288 | -0.087 | 0 | 0 | 0.125
LDNO HV: LV Sub Generation Non-Intermittent | -7.131 | -0.288 | -0.087 | 0 | 0 | 0.125
> HV Generation Intermittent
HV Generation Intermittent | -0.374 | 0 | 0 | 37.27 | 0 | 0.095
LDNO HV: HV Generation Intermittent | -0.374 | 0 | 0 | 0 | 0 | 0.095
> HV Generation Non-Intermittent
HV Generation Non-Intermittent | -5.041 | -0.118 | -0.049 | 37.27 | 0 | 0.095
LDNO HV: HV Generation Non-Intermittent | -5.041 | -0.118 | -0.049 | 0 | 0 | 0.095

## Tariffs
Tariffs for WPD South West in April 16 (Finals)
3701. Tariffs
Data sources:
x1 = 3607. Unit rate 1 p/kWh (in Tariffs)
x2 = 3607. Unit rate 2 p/kWh (in Tariffs)
x3 = 3607. Unit rate 3 p/kWh (in Tariffs)
x4 = 3607. Fixed charge p/MPAN/day (in Tariffs)
x5 = 3607. Capacity charge p/kVA/day (in Tariffs)
x6 = 3607. Reactive power charge p/kVArh (in Tariffs)
Kind: | Input data | Fixed data | Copy cells | Copy cells | Copy cells | Copy cells | Copy cells | Copy cells | Input data
Formula: |  |  | = x1 | = x2 | = x3 | = x4 | = x5 | = x6
| Open LLFCs | PCs | Unit rate 1 p/kWh | Unit rate 2 p/kWh | Unit rate 3 p/kWh | Fixed charge p/MPAN/day | Capacity charge p/kVA/day | Reactive power charge p/kVArh | Closed LLFCs
Domestic Unrestricted | 10, 20 | 1 | 3.207 | 0 | 0 | 4.65 | 0 | 0
Domestic Two Rate | 30, 40 | 2 | 3.714 | 0.15 | 0 | 4.65 | 0 | 0
Domestic Off Peak (related MPAN) | 430 | 2 | 0.154 | 0 | 0 | 0 | 0 | 0
Small Non Domestic Unrestricted | 110 | 3 | 2.453 | 0 | 0 | 7.39 | 0 | 0
Small Non Domestic Two Rate | 210 | 4 | 2.938 | 0.154 | 0 | 7.39 | 0 | 0
Small Non Domestic Off Peak (related MPAN) | 251 | 4 | 0.17 | 0 | 0 | 0 | 0 | 0
LV Medium Non-Domestic | 570 | 5-8 | 2.675 | 0.128 | 0 | 34.61 | 0 | 0
LV Sub Medium Non-Domestic | 540 | 5-8 | 2.502 | 0.113 | 0 | 22.51 | 0 | 0
HV Medium Non-Domestic | 510 | 5-8 | 2.109 | 0.056 | 0 | 145.07 | 0 | 0
LV Network Domestic | 202 |  | 32.236 | 0.572 | 0.153 | 4.65 | 0 | 0
LV Network Non-Domestic Non-CT | 203 |  | 33.205 | 0.534 | 0.145 | 7.39 | 0 | 0
LV HH Metered | 570 |  | 24.792 | 0.345 | 0.098 | 10.12 | 2.82 | 0.381
LV Sub HH Metered | 540 |  | 22.26 | 0.212 | 0.069 | 7.79 | 2.92 | 0.315
HV HH Metered | 510 |  | 19.196 | 0.113 | 0.044 | 77.29 | 2.43 | 0.254
NHH UMS category A | 977 | 8 | 2.432 | 0 | 0 | 0 | 0 | 0
NHH UMS category B | 980 | 1 | 3.437 | 0 | 0 | 0 | 0 | 0
NHH UMS category C | 978 | 1 | 5.532 | 0 | 0 | 0 | 0 | 0
NHH UMS category D | 979 | 1 | 1.465 | 0 | 0 | 0 | 0 | 0
LV UMS (Pseudo HH Metered) | 970 |  | 75.931 | 1.465 | 0.85 | 0 | 0 | 0
LV Generation NHH or Aggregate HH | 581 | 8&0 | -0.646 | 0 | 0 | 0 | 0 | 0
LV Sub Generation NHH | 551 | 8 | -0.586 | 0 | 0 | 0 | 0 | 0
LV Generation Intermittent | 581 |  | -0.646 | 0 | 0 | 0 | 0 | 0.149
LV Generation Non-Intermittent | 527 |  | -7.726 | -0.337 | -0.097 | 0 | 0 | 0.149
LV Sub Generation Intermittent | 551 |  | -0.586 | 0 | 0 | 0 | 0 | 0.125
LV Sub Generation Non-Intermittent | 526 |  | -7.131 | -0.288 | -0.087 | 0 | 0 | 0.125
HV Generation Intermittent | 521 |  | -0.374 | 0 | 0 | 37.27 | 0 | 0.095
HV Generation Non-Intermittent | 524 |  | -5.041 | -0.118 | -0.049 | 37.27 | 0 | 0.095
LDNO LV: Domestic Unrestricted |  | 1 | 2.018 | 0 | 0 | 2.93 | 0 | 0
LDNO LV: Domestic Two Rate |  | 2 | 2.337 | 0.094 | 0 | 2.93 | 0 | 0
LDNO LV: Domestic Off Peak (related MPAN) |  | 2 | 0.097 | 0 | 0 | 0 | 0 | 0
LDNO LV: Small Non Domestic Unrestricted |  | 3 | 1.543 | 0 | 0 | 4.65 | 0 | 0
LDNO LV: Small Non Domestic Two Rate |  | 4 | 1.849 | 0.097 | 0 | 4.65 | 0 | 0
LDNO LV: Small Non Domestic Off Peak (related MPAN) |  | 4 | 0.107 | 0 | 0 | 0 | 0 | 0
LDNO LV: LV Medium Non-Domestic |  | 5-8 | 1.683 | 0.081 | 0 | 21.78 | 0 | 0
LDNO LV: LV Network Domestic |  |  | 20.284 | 0.36 | 0.096 | 2.93 | 0 | 0
LDNO LV: LV Network Non-Domestic Non-CT |  |  | 20.893 | 0.336 | 0.091 | 4.65 | 0 | 0
LDNO LV: LV HH Metered |  |  | 15.6 | 0.217 | 0.062 | 6.37 | 1.77 | 0.24
LDNO LV: NHH UMS category A |  | 8 | 1.53 | 0 | 0 | 0 | 0 | 0
LDNO LV: NHH UMS category B |  | 1 | 2.163 | 0 | 0 | 0 | 0 | 0
LDNO LV: NHH UMS category C |  | 1 | 3.481 | 0 | 0 | 0 | 0 | 0
LDNO LV: NHH UMS category D |  | 1 | 0.922 | 0 | 0 | 0 | 0 | 0
LDNO LV: LV UMS (Pseudo HH Metered) |  |  | 47.778 | 0.922 | 0.535 | 0 | 0 | 0
LDNO LV: LV Generation NHH or Aggregate HH |  | 8&0 | -0.646 | 0 | 0 | 0 | 0 | 0
LDNO LV: LV Generation Intermittent |  |  | -0.646 | 0 | 0 | 0 | 0 | 0.149
LDNO LV: LV Generation Non-Intermittent |  |  | -7.726 | -0.337 | -0.097 | 0 | 0 | 0.149
LDNO HV: Domestic Unrestricted |  | 1 | 1.2 | 0 | 0 | 1.74 | 0 | 0
LDNO HV: Domestic Two Rate |  | 2 | 1.39 | 0.056 | 0 | 1.74 | 0 | 0
LDNO HV: Domestic Off Peak (related MPAN) |  | 2 | 0.058 | 0 | 0 | 0 | 0 | 0
LDNO HV: Small Non Domestic Unrestricted |  | 3 | 0.918 | 0 | 0 | 2.77 | 0 | 0
LDNO HV: Small Non Domestic Two Rate |  | 4 | 1.099 | 0.058 | 0 | 2.77 | 0 | 0
LDNO HV: Small Non Domestic Off Peak (related MPAN) |  | 4 | 0.064 | 0 | 0 | 0 | 0 | 0
LDNO HV: LV Medium Non-Domestic |  | 5-8 | 1.001 | 0.048 | 0 | 12.95 | 0 | 0
LDNO HV: LV Network Domestic |  |  | 12.061 | 0.214 | 0.057 | 1.74 | 0 | 0
LDNO HV: LV Network Non-Domestic Non-CT |  |  | 12.424 | 0.2 | 0.054 | 2.77 | 0 | 0
LDNO HV: LV HH Metered |  |  | 9.276 | 0.129 | 0.037 | 3.79 | 1.06 | 0.143
LDNO HV: LV Sub HH Metered |  |  | 13.658 | 0.13 | 0.042 | 4.78 | 1.79 | 0.193
LDNO HV: HV HH Metered |  |  | 13.97 | 0.082 | 0.032 | 56.25 | 1.77 | 0.185
LDNO HV: NHH UMS category A |  | 8 | 0.91 | 0 | 0 | 0 | 0 | 0
LDNO HV: NHH UMS category B |  | 1 | 1.286 | 0 | 0 | 0 | 0 | 0
LDNO HV: NHH UMS category C |  | 1 | 2.07 | 0 | 0 | 0 | 0 | 0
LDNO HV: NHH UMS category D |  | 1 | 0.548 | 0 | 0 | 0 | 0 | 0
LDNO HV: LV UMS (Pseudo HH Metered) |  |  | 28.41 | 0.548 | 0.318 | 0 | 0 | 0
LDNO HV: LV Generation NHH or Aggregate HH |  | 8&0 | -0.646 | 0 | 0 | 0 | 0 | 0
LDNO HV: LV Sub Generation NHH |  | 8 | -0.586 | 0 | 0 | 0 | 0 | 0
LDNO HV: LV Generation Intermittent |  |  | -0.646 | 0 | 0 | 0 | 0 | 0.149
LDNO HV: LV Generation Non-Intermittent |  |  | -7.726 | -0.337 | -0.097 | 0 | 0 | 0.149
LDNO HV: LV Sub Generation Intermittent |  |  | -0.586 | 0 | 0 | 0 | 0 | 0.125
LDNO HV: LV Sub Generation Non-Intermittent |  |  | -7.131 | -0.288 | -0.087 | 0 | 0 | 0.125
LDNO HV: HV Generation Intermittent |  |  | -0.374 | 0 | 0 | 0 | 0 | 0.095
LDNO HV: HV Generation Non-Intermittent |  |  | -5.041 | -0.118 | -0.049 | 0 | 0 | 0.095

## Summary
Summary statistics for WPD South West in April 16 (Finals)
This sheet is for information only. It can be deleted without affecting any calculations elsewhere in the model.
3801. Headline parameters
Data sources:
x1 = 1010. Annuity proportion for customer-contributed assets (in Financial and general assumptions)
x2 = 3606. Total net revenues from scaler (£) (in Revenue forecast summary)
x3 = 3606. Deviation from target revenue (£) (in Revenue forecast summary)
x4 = 3402. Target CDCM revenue (£/year) (in Target CDCM revenue)
Kind: | Copy cells | Copy cells | Copy cells | Calculation
Formula: | = x1 | = x2 | = x3 | =x3/x4
| Annuity proportion for customer-contributed assets | Total net revenues from scaler (£) | Deviation from target revenue (£) | Over/under recovery
Headline parameters | 0 | 168187555.537 | -38664.1736 | -0.01168%
3802. Revenue summary
Data sources:
x1 = 1053. Rate 1 units (MWh) by tariff (in Volume forecasts for the charging year)
x2 = 1053. Rate 2 units (MWh) by tariff (in Volume forecasts for the charging year)
x3 = 1053. Rate 3 units (MWh) by tariff (in Volume forecasts for the charging year)
x4 = 1053. MPANs by tariff (in Volume forecasts for the charging year)
x5 = 1010. Days in the charging year (in Financial and general assumptions)
x6 = 3607. Fixed charge p/MPAN/day (in Tariffs)
x7 = 3607. Capacity charge p/kVA/day (in Tariffs)
x8 = 1053. Import capacity (kVA) by tariff (in Volume forecasts for the charging year)
x9 = 3607. Unit rate 1 p/kWh (in Tariffs)
x10 = 3607. Unit rate 2 p/kWh (in Tariffs)
x11 = 3607. Unit rate 3 p/kWh (in Tariffs)
x12 = 3607. Reactive power charge p/kVArh (in Tariffs)
x13 = 1053. Reactive power units (MVArh) by tariff (in Volume forecasts for the charging year)
x14 = All units (MWh) (in Revenue summary)
x15 = Net revenues (£) (in Revenue summary)
x16 = MPANs by tariff (in Volume forecasts for the charging year) (copy) (in Revenue summary)
x17 = Revenues from unit rates (£) (in Revenue summary)
x18 = Net revenues from unit rate 1 (£) (in Revenue summary)
x19 = Net revenues from unit rate 2 (£) (in Revenue summary)
x20 = Net revenues from unit rate 3 (£) (in Revenue summary)
x21 = Revenues from fixed charges (£) (in Revenue summary)
x22 = Revenues from capacity charges (£) (in Revenue summary)
x23 = Revenues from reactive power charges (£) (in Revenue summary)
Kind: | Calculation | Copy cells | Calculation | Calculation | Calculation | Calculation | Calculation | Calculation | Calculation | Calculation | Calculation | Calculation | Calculation | Calculation | Calculation | Calculation | Calculation | Calculation | Calculation
Formula: | =x1+x2+x3 | = x4 | =0.01*x5*(x6*x4+x7*x8)+10*(x9*x1+x10*x2+x11*x3+x12*x13) | =10*(x9*x1+x10*x2+x11*x3) | =x6*x5*x4/100 | =x7*x5*x8/100 | =x12*x13*10 | =IF(x14<>0,0.1*x15/x14,"") | =IF(x16<>0,x15/x16,"") | =IF(x14<>0,0.1*x17/x14,0) | =x9*x1*10 | =x10*x2*10 | =x11*x3*10 | =IF(x17<>0,x18/x17,"") | =IF(x17<>0,x19/x17,"") | =IF(x17<>0,x20/x17,"") | =IF(x15<>0,x21/x15,"") | =IF(x15<>0,x22/x15,"") | =IF(x15<>0,x23/x15,"")
| All units (MWh) | MPANs | Net revenues (£) | Revenues from unit rates (£) | Revenues from fixed charges (£) | Revenues from capacity charges (£) | Revenues from reactive power charges (£) | Average p/kWh | Average £/MPAN | Average unit rate p/kWh | Net revenues from unit rate 1 (£) | Net revenues from unit rate 2 (£) | Net revenues from unit rate 3 (£) | Rate 1 revenue proportion | Rate 2 revenue proportion | Rate 3 revenue proportion | Fixed charge proportion | Capacity charge proportion | Reactive power charge proportion
> Domestic Unrestricted
Domestic Unrestricted | 4168538.38 | 1208622 | 154198362.7417 | 133685025.8467 | 20513336.895 | 0 | 0 | 3.6991 | 127.582 | 3.207 | 133685025.8467 | 0 | 0 | 100% | 0% | 0% | 13.3% | 0% | 0%
LDNO LV: Domestic Unrestricted | 13466.6225 | 5131 | 326629.9224 | 271756.4429 | 54873.4795 | 0 | 0 | 2.4255 | 63.6581 | 2.018 | 271756.4429 | 0 | 0 | 100% | 0% | 0% | 16.8% | 0% | 0%
LDNO HV: Domestic Unrestricted | 19513.3075 | 8079 | 285469.4187 | 234159.6897 | 51309.729 | 0 | 0 | 1.4629 | 35.3347 | 1.2 | 234159.6897 | 0 | 0 | 100% | 0% | 0% | 17.97% | 0% | 0%
> Domestic Two Rate
Domestic Two Rate | 1361814.1652 | 220635 | 29423022.0164 | 25678294.4789 | 3744727.5375 | 0 | 0 | 2.1606 | 133.3561 | 1.8856 | 24630336.4143 | 1047958.0646 | 0 | 95.92% | 4.081% | 0% | 12.73% | 0% | 0%
LDNO LV: Domestic Two Rate | 1369.9703 | 394 | 26410.2185 | 22196.5855 | 4213.633 | 0 | 0 | 1.9278 | 67.031 | 1.6202 | 21785.0634 | 411.5222 | 0 | 98.15% | 1.854% | 0% | 15.95% | 0% | 0%
LDNO HV: Domestic Two Rate | 1253.483 | 328 | 14643.6488 | 12560.5208 | 2083.128 | 0 | 0 | 1.1682 | 44.6453 | 1.002 | 12356.3813 | 204.1394 | 0 | 98.37% | 1.625% | 0% | 14.23% | 0% | 0%
> Domestic Off Peak (related MPAN)
Domestic Off Peak (related MPAN) | 64197.0827 | 16604 | 98863.5074 | 98863.5074 | 0 | 0 | 0 | 0.154 | 5.9542 | 0.154 | 98863.5074 | 0 | 0 | 100% | 0% | 0% | 0% | 0% | 0%
LDNO LV: Domestic Off Peak (related MPAN) | 0 | 0 | 0 | 0 | 0 | 0 | 0 |  |  | 0 | 0 | 0 | 0
LDNO HV: Domestic Off Peak (related MPAN) | 0 | 0 | 0 | 0 | 0 | 0 | 0 |  |  | 0 | 0 | 0 | 0
> Small Non Domestic Unrestricted
Small Non Domestic Unrestricted | 1173934.6182 | 108567 | 31725048.1589 | 28796616.1844 | 2928431.9745 | 0 | 0 | 2.7025 | 292.2163 | 2.453 | 28796616.1844 | 0 | 0 | 100% | 0% | 0% | 9.231% | 0% | 0%
LDNO LV: Small Non Domestic Unrestricted | 790.1121 | 109 | 14041.4321 | 12191.4296 | 1850.0025 | 0 | 0 | 1.7771 | 128.8205 | 1.543 | 12191.4296 | 0 | 0 | 100% | 0% | 0% | 13.18% | 0% | 0%
LDNO HV: Small Non Domestic Unrestricted | 6735.9785 | 350 | 65374.9579 | 61836.2829 | 3538.675 | 0 | 0 | 0.97053 | 186.7856 | 0.918 | 61836.2829 | 0 | 0 | 100% | 0% | 0% | 5.413% | 0% | 0%
> Small Non Domestic Two Rate
Small Non Domestic Two Rate | 550080.6994 | 27763 | 12070501.5646 | 11321636.2841 | 748865.2805 | 0 | 0 | 2.1943 | 434.7694 | 2.0582 | 11053921.0763 | 267715.2078 | 0 | 97.64% | 2.365% | 0% | 6.204% | 0% | 0%
LDNO LV: Small Non Domestic Two Rate | 50.2283 | 2 | 772.9793 | 739.0343 | 33.945 | 0 | 0 | 1.5389 | 386.4897 | 1.4714 | 728.5323 | 10.5021 | 0 | 98.58% | 1.421% | 0% | 4.391% | 0% | 0%
LDNO HV: Small Non Domestic Two Rate | 1143.0596 | 22 | 9911.8102 | 9689.3792 | 222.431 | 0 | 0 | 0.86713 | 450.5368 | 0.84767 | 9529.3166 | 160.0625 | 0 | 98.35% | 1.652% | 0% | 2.244% | 0% | 0%
> Small Non Domestic Off Peak (related MPAN)
Small Non Domestic Off Peak (related MPAN) | 23325.8603 | 3507 | 39653.9624 | 39653.9624 | 0 | 0 | 0 | 0.17 | 11.3071 | 0.17 | 39653.9624 | 0 | 0 | 100% | 0% | 0% | 0% | 0% | 0%
LDNO LV: Small Non Domestic Off Peak (related MPAN) | 0 | 0 | 0 | 0 | 0 | 0 | 0 |  |  | 0 | 0 | 0 | 0
LDNO HV: Small Non Domestic Off Peak (related MPAN) | 0 | 0 | 0 | 0 | 0 | 0 | 0 |  |  | 0 | 0 | 0 | 0
> LV Medium Non-Domestic
LV Medium Non-Domestic | 533522.7487 | 6068.9847 | 12338743.0963 | 11572069.5059 | 766673.5903 | 0 | 0 | 2.3127 | 2033.0819 | 2.169 | 11436397.3447 | 135672.1612 | 0 | 98.83% | 1.172% | 0% | 6.214% | 0% | 0%
LDNO LV: LV Medium Non-Domestic | 116.4175 | 1.3008 | 1622.8863 | 1519.4749 | 103.4114 | 0 | 0 | 1.394 | 1247.5853 | 1.3052 | 1497.2362 | 22.2387 | 0 | 98.54% | 1.464% | 0% | 6.372% | 0% | 0%
LDNO HV: LV Medium Non-Domestic | 4114.5121 | 37.0734 | 37746.5559 | 35994.1878 | 1752.3681 | 0 | 0 | 0.9174 | 1018.1567 | 0.87481 | 35732.6771 | 261.5108 | 0 | 99.27% | 0.7265% | 0% | 4.642% | 0% | 0%
> LV Sub Medium Non-Domestic
LV Sub Medium Non-Domestic | 53804.7056 | 450.0844 | 1102798.3889 | 1065818.7808 | 36979.6081 | 0 | 0 | 2.0496 | 2450.2036 | 1.9809 | 1052557.0103 | 13261.7706 | 0 | 98.76% | 1.244% | 0% | 3.353% | 0% | 0%
> HV Medium Non-Domestic
HV Medium Non-Domestic | 1975.1287 | 17.5611 | 41993.9423 | 32695.2454 | 9298.6969 | 0 | 0 | 2.1261 | 2391.3053 | 1.6553 | 32450.8362 | 244.4093 | 0 | 99.25% | 0.7475% | 0% | 22.14% | 0% | 0%
> LV Network Domestic
LV Network Domestic | 0 | 0 | 0 | 0 | 0 | 0 | 0 |  |  | 0 | 0 | 0 | 0
LDNO LV: LV Network Domestic | 0 | 0 | 0 | 0 | 0 | 0 | 0 |  |  | 0 | 0 | 0 | 0
LDNO HV: LV Network Domestic | 0 | 0 | 0 | 0 | 0 | 0 | 0 |  |  | 0 | 0 | 0 | 0
> LV Network Non-Domestic Non-CT
LV Network Non-Domestic Non-CT | 149687.6029 | 2200.9759 | 3723978.6014 | 3664610.579 | 59368.0224 | 0 | 0 | 2.4878 | 1691.967 | 2.4482 | 3182640.2567 | 382752.1057 | 99218.2166 | 86.85% | 10.44% | 2.707% | 1.594% | 0% | 0%
LDNO LV: LV Network Non-Domestic Non-CT | 44.0824 | 0.47176 | 673.4304 | 665.4235 | 8.0069 | 0 | 0 | 1.5277 | 1427.4984 | 1.5095 | 577.2043 | 69.4193 | 18.7999 | 86.74% | 10.43% | 2.825% | 1.189% | 0% | 0%
LDNO HV: LV Network Non-Domestic Non-CT | 1212.4641 | 13.445 | 12122.4477 | 11986.5116 | 135.936 | 0 | 0 | 0.99982 | 901.63 | 0.98861 | 10458.3226 | 1258.7873 | 269.4017 | 87.25% | 10.5% | 2.248% | 1.121% | 0% | 0%
> LV HH Metered
LV HH Metered | 972189.8712 | 4354.0395 | 24536950.6234 | 18806747.2328 | 160829.5103 | 5268185.0706 | 301188.8096 | 2.5239 | 5635.4451 | 1.9345 | 16723608.7891 | 1671223.1919 | 411915.2518 | 88.92% | 8.886% | 2.19% | 0.6555% | 21.47% | 1.227%
LDNO LV: LV HH Metered | 257.0989 | 2.2274 | 3232.6885 | 3037.2353 | 51.7887 | 116.0718 | 27.5928 | 1.2574 | 1451.3136 | 1.1813 | 2657.9443 | 322.6346 | 56.6564 | 87.51% | 10.62% | 1.865% | 1.602% | 3.591% | 0.8536%
LDNO HV: LV HH Metered | 35528.6187 | 64.4815 | 352457.2797 | 281555.5589 | 892.0054 | 67754.0892 | 2255.6262 | 0.99204 | 5466.0183 | 0.79248 | 253073.1435 | 22920.3298 | 5562.0857 | 89.88% | 8.141% | 1.975% | 0.2531% | 19.22% | 0.64%
> LV Sub HH Metered
LV Sub HH Metered | 747817.3369 | 1571.9156 | 16001630.3452 | 12005640.9175 | 44695.0627 | 3717905.6045 | 233388.7605 | 2.1398 | 10179.7006 | 1.6054 | 11000900.5393 | 775128.6948 | 229611.6834 | 91.63% | 6.456% | 1.913% | 0.2793% | 23.23% | 1.459%
LDNO HV: LV Sub HH Metered | 23.7502 | 1 | 6639.4463 | 88.4993 | 17.447 | 6533.5 | 0 | 27.9553 | 6639.4463 | 0.37262 | 73.1331 | 8.2964 | 7.0698 | 82.64% | 9.374% | 7.989% | 0.2628% | 98.4% | 0%
> HV HH Metered
HV HH Metered | 2550188.2571 | 1039.4389 | 42058819.2093 | 32996454.4264 | 293234.5501 | 8292233.6809 | 476896.5519 | 1.6492 | 40463.0027 | 1.2939 | 31152715.6466 | 1298783.454 | 544955.3258 | 94.41% | 3.936% | 1.652% | 0.6972% | 19.72% | 1.134%
LDNO HV: HV HH Metered | 15356.7972 | 7 | 188041.0653 | 140916.5199 | 1437.1875 | 45223.5 | 463.8579 | 1.2245 | 26863.0093 | 0.91762 | 133286.3136 | 4954.9974 | 2675.2089 | 94.59% | 3.516% | 1.898% | 0.7643% | 24.05% | 0.2467%
> NHH UMS category A
NHH UMS category A | 13729.2133 | 712.5286 | 333894.4685 | 333894.4685 | 0 | 0 | 0 | 2.432 | 468.605 | 2.432 | 333894.4685 | 0 | 0 | 100% | 0% | 0% | 0% | 0% | 0%
LDNO LV: NHH UMS category A | 170.4177 | 0 | 2607.3913 | 2607.3913 | 0 | 0 | 0 | 1.53 |  | 1.53 | 2607.3913 | 0 | 0 | 100% | 0% | 0% | 0% | 0% | 0%
LDNO HV: NHH UMS category A | 7.5209 | 0 | 68.4403 | 68.4403 | 0 | 0 | 0 | 0.91 |  | 0.91 | 68.4403 | 0 | 0 | 100% | 0% | 0% | 0% | 0% | 0%
> NHH UMS category B
NHH UMS category B | 4919.5619 | 666.0374 | 169085.3417 | 169085.3417 | 0 | 0 | 0 | 3.437 | 253.8677 | 3.437 | 169085.3417 | 0 | 0 | 100% | 0% | 0% | 0% | 0% | 0%
LDNO LV: NHH UMS category B | 74.7304 | 0 | 1616.4184 | 1616.4184 | 0 | 0 | 0 | 2.163 |  | 2.163 | 1616.4184 | 0 | 0 | 100% | 0% | 0% | 0% | 0% | 0%
LDNO HV: NHH UMS category B | 160.4008 | 0 | 2062.7545 | 2062.7545 | 0 | 0 | 0 | 1.286 |  | 1.286 | 2062.7545 | 0 | 0 | 100% | 0% | 0% | 0% | 0% | 0%
> NHH UMS category C
NHH UMS category C | 605.5057 | 169.794 | 33496.575 | 33496.575 | 0 | 0 | 0 | 5.532 | 197.2777 | 5.532 | 33496.575 | 0 | 0 | 100% | 0% | 0% | 0% | 0% | 0%
LDNO LV: NHH UMS category C | 6.8645 | 0 | 238.9548 | 238.9548 | 0 | 0 | 0 | 3.481 |  | 3.481 | 238.9548 | 0 | 0 | 100% | 0% | 0% | 0% | 0% | 0%
LDNO HV: NHH UMS category C | 122.1846 | 0 | 2529.2205 | 2529.2205 | 0 | 0 | 0 | 2.07 |  | 2.07 | 2529.2205 | 0 | 0 | 100% | 0% | 0% | 0% | 0% | 0%
> NHH UMS category D
NHH UMS category D | 0 | 1.0107 | 0 | 0 | 0 | 0 | 0 |  | 0 | 0 | 0 | 0 | 0
LDNO LV: NHH UMS category D | 0 | 0 | 0 | 0 | 0 | 0 | 0 |  |  | 0 | 0 | 0 | 0
LDNO HV: NHH UMS category D | 0 | 0 | 0 | 0 | 0 | 0 | 0 |  |  | 0 | 0 | 0 | 0
> LV UMS (Pseudo HH Metered)
LV UMS (Pseudo HH Metered) | 121017.4032 | 0 | 4334868.4797 | 4334868.4797 | 0 | 0 | 0 | 3.582 |  | 3.582 | 3177350.126 | 391712.1092 | 765806.2445 | 73.3% | 9.036% | 17.67% | 0% | 0% | 0%
LDNO LV: LV UMS (Pseudo HH Metered) | 0 | 0 | 0 | 0 | 0 | 0 | 0 |  |  | 0 | 0 | 0 | 0
LDNO HV: LV UMS (Pseudo HH Metered) | 0 | 0 | 0 | 0 | 0 | 0 | 0 |  |  | 0 | 0 | 0 | 0
> LV Generation NHH or Aggregate HH
LV Generation NHH or Aggregate HH | 2909.5226 | 262.7765 | -18795.5157 | -18795.5157 | 0 | 0 | 0 | -0.646 | -71.5266 | -0.646 | -18795.5157 | 0 | 0 | 100% | 0% | 0% | 0% | 0% | 0%
LDNO LV: LV Generation NHH or Aggregate HH | 131.3729 | 0 | -848.669 | -848.669 | 0 | 0 | 0 | -0.646 |  | -0.646 | -848.669 | 0 | 0 | 100% | 0% | 0% | 0% | 0% | 0%
LDNO HV: LV Generation NHH or Aggregate HH | 0 | 0 | 0 | 0 | 0 | 0 | 0 |  |  | 0 | 0 | 0 | 0
> LV Sub Generation NHH
LV Sub Generation NHH | 0 | 0 | 0 | 0 | 0 | 0 | 0 |  |  | 0 | 0 | 0 | 0
LDNO HV: LV Sub Generation NHH | 0 | 0 | 0 | 0 | 0 | 0 | 0 |  |  | 0 | 0 | 0 | 0
> LV Generation Intermittent
LV Generation Intermittent | 71952.3169 | 501.2967 | -459006.7585 | -464811.9669 | 0 | 0 | 5805.2084 | -0.63793 | -915.6389 | -0.646 | -464811.9669 | 0 | 0 | 100% | 0% | 0% | 0% | 0% | -1.265%
LDNO LV: LV Generation Intermittent | 0 | 0 | 0 | 0 | 0 | 0 | 0 |  |  | 0 | 0 | 0 | 0
LDNO HV: LV Generation Intermittent | 521.4827 | 0 | -3368.7785 | -3368.7785 | 0 | 0 | 0 | -0.646 |  | -0.646 | -3368.7785 | 0 | 0 | 100% | 0% | 0% | 0% | 0% | 0%
> LV Generation Non-Intermittent
LV Generation Non-Intermittent | 2470.0162 | 8.0854 | -15859.3597 | -16420.4192 | 0 | 0 | 561.0595 | -0.64208 | -1961.4737 | -0.66479 | -11519.5898 | -3720.399 | -1180.4305 | 70.15% | 22.66% | 7.189% | 0% | 0% | -3.538%
LDNO LV: LV Generation Non-Intermittent | 0 | 0 | 0 | 0 | 0 | 0 | 0 |  |  | 0 | 0 | 0 | 0
LDNO HV: LV Generation Non-Intermittent | 0 | 0 | 0 | 0 | 0 | 0 | 0 |  |  | 0 | 0 | 0 | 0
> LV Sub Generation Intermittent
LV Sub Generation Intermittent | 11369.4368 | 60.6407 | -64988.5209 | -66624.8997 | 0 | 0 | 1636.3788 | -0.57161 | -1071.6975 | -0.586 | -66624.8997 | 0 | 0 | 100% | 0% | 0% | 0% | 0% | -2.518%
LDNO HV: LV Sub Generation Intermittent | 0 | 0 | 0 | 0 | 0 | 0 | 0 |  |  | 0 | 0 | 0 | 0
> LV Sub Generation Non-Intermittent
LV Sub Generation Non-Intermittent | 3530.5359 | 9.0961 | -21204.4271 | -21494.3533 | 0 | 0 | 289.9263 | -0.6006 | -2331.1534 | -0.60881 | -16083.2274 | -3633.3553 | -1777.7707 | 74.83% | 16.9% | 8.271% | 0% | 0% | -1.367%
LDNO HV: LV Sub Generation Non-Intermittent | 0 | 0 | 0 | 0 | 0 | 0 | 0 |  |  | 0 | 0 | 0 | 0
> HV Generation Intermittent
HV Generation Intermittent | 331383.3451 | 147 | -1217119.7674 | -1239373.7109 | 19997.2185 | 0 | 2256.725 | -0.36728 | -8279.7263 | -0.374 | -1239373.7109 | 0 | 0 | 100% | 0% | 0% | -1.643% | 0% | -0.1854%
LDNO HV: HV Generation Intermittent | 63.2869 | 0 | -130.233 | -236.6929 | 0 | 0 | 106.4598 | -0.20578 |  | -0.374 | -236.6929 | 0 | 0 | 100% | 0% | 0% | 0% | 0% | -81.75%
> HV Generation Non-Intermittent
HV Generation Non-Intermittent | 226383.6056 | 52 | -860358.013 | -868976.217 | 7073.846 | 0 | 1544.358 | -0.38004 | -16545.3464 | -0.38385 | -704384.8044 | -103481.3363 | -61110.0763 | 81.06% | 11.91% | 7.032% | -0.8222% | 0% | -0.1795%
LDNO HV: HV Generation Non-Intermittent | 5.0772 | 0 | -254.9748 | -255.9409 | 0 | 0 | 0.96615 | -5.022 |  | -5.041 | -255.9409 | 0 | 0 | 100% | 0% | 0% | 0% | 0% | -0.3789%
3803. Revenue summary by tariff component
Data sources:
x1 = 3802. All units (MWh) (in Revenue summary)
x2 = 3802. MPANs by tariff (in Volume forecasts for the charging year) (copy) (in Revenue summary)
x3 = 3802. Net revenues (£) (in Revenue summary)
x4 = 3802. Revenues from unit rates (£) (in Revenue summary)
x5 = 3802. Revenues from fixed charges (£) (in Revenue summary)
x6 = 3802. Revenues from capacity charges (£) (in Revenue summary)
x7 = 3802. Revenues from reactive power charges (£) (in Revenue summary)
Kind: | Cell summation | Cell summation | Cell summation | Cell summation | Cell summation | Cell summation | Cell summation
Formula: | =SUM(x1) | =SUM(x2) | =SUM(x3) | =SUM(x4) | =SUM(x5) | =SUM(x6) | =SUM(x7)
| Total units (MWh) | Total MPANs | Total net revenues (£) | Total net revenues from unit rates (£) | Total revenues from fixed charges (£) | Total revenues from capacity charges (£) | Total revenues from reactive power charges (£)
Revenue summary by tariff component | 13243586.7617 | 1618533.2662 | 330924689.3731 | 283044280.6085 | 29456034.9668 | 17397951.517 | 1026422.2808

## M-ATW
Tariff matrices for WPD South West in April 16 (Finals)
This sheet provides matrices breaking down each tariff component into its elements.
This sheet is for information only. It can be deleted without affecting any calculations elsewhere in the model.
Domestic Unrestricted
Domestic Two Rate
Domestic Off Peak (related MPAN)
Small Non Domestic Unrestricted
Small Non Domestic Two Rate
Small Non Domestic Off Peak (related MPAN)
LV Medium Non-Domestic
LV Sub Medium Non-Domestic
HV Medium Non-Domestic
LV Network Domestic
LV Network Non-Domestic Non-CT
LV HH Metered
LV Sub HH Metered
HV HH Metered
NHH UMS category A
NHH UMS category B
NHH UMS category C
NHH UMS category D
LV UMS (Pseudo HH Metered)
LV Generation NHH or Aggregate HH
LV Sub Generation NHH
LV Generation Intermittent
LV Generation Non-Intermittent
LV Sub Generation Intermittent
LV Sub Generation Non-Intermittent
HV Generation Intermittent
HV Generation Non-Intermittent
Domestic Unrestricted
| Rate 1 units (MWh) | MPANs | MWh/year | MWh/MPAN/year
Domestic Unrestricted | 4184312.9155 | 1214873.352 | 4184312.9155 | 3.4442
| Unit rate 1 p/kWh | Fixed charge p/MPAN/day | Revenue (£/year) | Average p/kWh | Average £/MPAN/year
Assets 132kV | 0.32361 | 0 | 13540891.2255 | 0.32361 | 11.1459
Assets 132kV/EHV | 0.045836 | 0 | 1917921.6675 | 0.045836 | 1.5787
Assets EHV | 0.11571 | 0 | 4841787.4469 | 0.11571 | 3.9854
Assets EHV/HV | 0.022096 | 0 | 924581.8145 | 0.022096 | 0.76105
Assets 132kV/HV | 0 | 0 | 0 | 0 | 0
Assets HV | 0.078694 | 0 | 3292812.4371 | 0.078694 | 2.7104
Assets HV/LV | 0.008825 | 0 | 369265.3703 | 0.008825 | 0.30395
Assets LV circuits | 0 | 0.1927 | 854505.1811 | 0.020422 | 0.70337
Assets LV customer |  | 0 | 0 | 0 | 0
Assets HV customer |  | 0 | 0 | 0 | 0
Transmission exit | 0.096858 | 0 | 4052849.0531 | 0.096858 | 3.336
Operating 132kV | 0.19059 | 0 | 7974723.0579 | 0.19059 | 6.5642
Operating 132kV/EHV | 0.026994 | 0 | 1129533.787 | 0.026994 | 0.92975
Operating EHV | 0.068147 | 0 | 2851504.6278 | 0.068147 | 2.3472
Operating EHV/HV | 0.068491 | 0 | 2865893.8913 | 0.068491 | 2.359
Operating 132kV/HV | 0 | 0 | 0 | 0 | 0
Operating HV | 0.24393 | 0 | 10206615.4678 | 0.24393 | 8.4014
Operating HV/LV | 0.10395 | 0 | 4349475.9894 | 0.10395 | 3.5802
Operating LV circuits | 0 | 2.2698 | 10064983.2527 | 0.24054 | 8.2848
Operating LV customer |  | 2.1905 | 9713313.3792 | 0.23214 | 7.9953
Operating HV customer |  | 0 | 0 | 0 | 0
Scaler | 1.8133 | 0 | 75873432.6032 | 1.8133 | 62.4538
Rounding | -8.92e-06 | -0.0030138 | -13737.086 | -0.0003283 | -0.011307
Total | 3.207 | 4.65 | 154810353.1663 | 3.6998 | 127.4292
Domestic Two Rate
| Rate 1 units (MWh) | Rate 2 units (MWh) | MPANs | MWh/year | MWh/MPAN/year
Domestic Two Rate | 664094.6105 | 699050.5699 | 221005.6371 | 1363145.1805 | 6.1679
| Unit rate 1 p/kWh | Unit rate 2 p/kWh | Fixed charge p/MPAN/day | Average unit rate (p/kWh) | Revenue (£/year) | Average p/kWh | Average £/MPAN/year
Assets 132kV | 0.36629 | 0.030945 | 0 | 0.19432 | 2648863.6997 | 0.19432 | 11.9855
Assets 132kV/EHV | 0.051882 | 0.0043831 | 0 | 0.027523 | 375183.0658 | 0.027523 | 1.6976
Assets EHV | 0.12031 | 0.015172 | 0 | 0.066394 | 905052.9309 | 0.066394 | 4.0952
Assets EHV/HV | 0.022975 | 0.0028973 | 0 | 0.012679 | 172827.8018 | 0.012679 | 0.78201
Assets 132kV/HV | 0 | 0 | 0 | 0 | 0 | 0 | 0
Assets HV | 0.081823 | 0.010318 | 0 | 0.045154 | 615510.1974 | 0.045154 | 2.785
Assets HV/LV | 0.0091758 | 0.0011571 | 0 | 0.0050637 | 69025.0676 | 0.0050637 | 0.31232
Assets LV circuits | 0 | 0 | 0.1927 | 0 | 155448.6825 | 0.011404 | 0.70337
Assets LV customer |  |  | 0 | 0 | 0 | 0 | 0
Assets HV customer |  |  | 0 | 0 | 0 | 0 | 0
Transmission exit | 0.11721 | 3.876e-05 | 0 | 0.057122 | 778649.5554 | 0.057122 | 3.5232
Operating 132kV | 0.21572 | 0.018225 | 0 | 0.11444 | 1560012.1197 | 0.11444 | 7.0587
Operating 132kV/EHV | 0.030555 | 0.0025813 | 0 | 0.016209 | 220958.9455 | 0.016209 | 0.99979
Operating EHV | 0.070857 | 0.0089356 | 0 | 0.039102 | 533018.57 | 0.039102 | 2.4118
Operating EHV/HV | 0.071214 | 0.0089807 | 0 | 0.039299 | 535708.2884 | 0.039299 | 2.424
Operating 132kV/HV | 0 | 0 | 0 | 0 | 0 | 0 | 0
Operating HV | 0.25362 | 0.031984 | 0 | 0.13996 | 1907875.417 | 0.13996 | 8.6327
Operating HV/LV | 0.10808 | 0.01363 | 0 | 0.059643 | 813027.4274 | 0.059643 | 3.6788
Operating LV circuits | 0 | 0 | 2.2698 | 0 | 1830987.5943 | 0.13432 | 8.2848
Operating LV customer |  |  | 2.1905 | 0 | 1767013.0045 | 0.12963 | 7.9953
Operating HV customer |  |  | 0 | 0 | 0 | 0 | 0
Scaler | 2.1943 | 0.00072563 | 0 | 1.0694 | 14577107.065 | 1.0694 | 65.9581
Rounding | 7.0692e-06 | 2.612e-05 | -0.0030138 | 1.6839e-05 | -2201.5674 | -0.00016151 | -0.0099616
Total | 3.714 | 0.15 | 4.65 | 1.8863 | 29464067.8655 | 2.1615 | 133.3182
Domestic Off Peak (related MPAN)
| Rate 1 units (MWh) | MWh/year
Domestic Off Peak (related MPAN) | 64197.0827 | 64197.0827
| Unit rate 1 p/kWh | Revenue (£/year) | Average p/kWh
Assets 132kV | 0.024671 | 15838.0785 | 0.024671
Assets 132kV/EHV | 0.0034944 | 2243.2935 | 0.0034944
Assets EHV | 0.01424 | 9141.5465 | 0.01424
Assets EHV/HV | 0.0027192 | 1745.6586 | 0.0027192
Assets 132kV/HV | 0 | 0 | 0
Assets HV | 0.0096842 | 6217.0011 | 0.0096842
Assets HV/LV | 0.001086 | 697.1922 | 0.001086
Assets LV circuits | 0 | 0 | 0
Transmission exit | 0.0011099 | 712.5227 | 0.0011099
Operating 132kV | 0.01453 | 9327.6201 | 0.01453
Operating 132kV/EHV | 0.002058 | 1321.1571 | 0.002058
Operating EHV | 0.0083863 | 5383.789 | 0.0083863
Operating EHV/HV | 0.0084287 | 5410.9567 | 0.0084287
Operating 132kV/HV | 0 | 0 | 0
Operating HV | 0.030018 | 19270.6208 | 0.030018
Operating HV/LV | 0.012792 | 8212.0369 | 0.012792
Operating LV circuits | 0 | 0 | 0
Scaler | 0.020778 | 13339.1457 | 0.020778
Rounding | 4.4984e-06 | 2.8879 | 4.4984e-06
Total | 0.154 | 98863.5074 | 0.154
Small Non Domestic Unrestricted
| Rate 1 units (MWh) | MPANs | MWh/year | MWh/MPAN/year
Small Non Domestic Unrestricted | 1176952.0842 | 108766.54 | 1176952.0842 | 10.8209
| Unit rate 1 p/kWh | Fixed charge p/MPAN/day | Revenue (£/year) | Average p/kWh | Average £/MPAN/year
Assets 132kV | 0.24723 | 0 | 2909817.7589 | 0.24723 | 26.7529
Assets 132kV/EHV | 0.035018 | 0 | 412144.4029 | 0.035018 | 3.7893
Assets EHV | 0.088863 | 0 | 1045872.9463 | 0.088863 | 9.6158
Assets EHV/HV | 0.016969 | 0 | 199718.6198 | 0.016969 | 1.8362
Assets 132kV/HV | 0 | 0 | 0 | 0 | 0
Assets HV | 0.060434 | 0 | 711279.3535 | 0.060434 | 6.5395
Assets HV/LV | 0.0067772 | 0 | 79764.8937 | 0.0067772 | 0.73336
Assets LV circuits | 0 | 0.1927 | 76503.0954 | 0.0065001 | 0.70337
Assets LV customer |  | 0 | 0 | 0 | 0
Assets HV customer |  | 0 | 0 | 0 | 0
Transmission exit | 0.073997 | 0 | 870908.576 | 0.073997 | 8.0071
Operating 132kV | 0.1456 | 0 | 1713697.4509 | 0.1456 | 15.7557
Operating 132kV/EHV | 0.020623 | 0 | 242726.8204 | 0.020623 | 2.2316
Operating EHV | 0.052335 | 0 | 615952.5958 | 0.052335 | 5.6631
Operating EHV/HV | 0.052599 | 0 | 619060.816 | 0.052599 | 5.6916
Operating 132kV/HV | 0 | 0 | 0 | 0 | 0
Operating HV | 0.18733 | 0 | 2204727.7184 | 0.18733 | 20.2703
Operating HV/LV | 0.079827 | 0 | 939528.907 | 0.079827 | 8.638
Operating LV circuits | 0 | 2.2698 | 901109.0761 | 0.076563 | 8.2848
Operating LV customer |  | 4.9282 | 1956480.9723 | 0.16623 | 17.9879
Operating HV customer |  | 0 | 0 | 0 | 0
Scaler | 1.3853 | 0 | 16304289.225 | 1.3853 | 149.9017
Rounding | 9.7246e-05 | -0.00070246 | 865.6652 | 7.3551e-05 | 0.0079589
Total | 2.453 | 7.39 | 31804448.8937 | 2.7023 | 292.4102
Small Non Domestic Two Rate
| Rate 1 units (MWh) | Rate 2 units (MWh) | MPANs | MWh/year | MWh/MPAN/year
Small Non Domestic Two Rate | 376588.8749 | 173951.1124 | 27772.4899 | 550539.9873 | 19.8232
| Unit rate 1 p/kWh | Unit rate 2 p/kWh | Fixed charge p/MPAN/day | Average unit rate (p/kWh) | Revenue (£/year) | Average p/kWh | Average £/MPAN/year
Assets 132kV | 0.2877 | 0.031284 | 0 | 0.20669 | 1137883.6449 | 0.20669 | 40.9716
Assets 132kV/EHV | 0.04075 | 0.0044311 | 0 | 0.029275 | 161168.9852 | 0.029275 | 5.8032
Assets EHV | 0.10744 | 0.015629 | 0 | 0.078433 | 431803.0123 | 0.078433 | 15.5479
Assets EHV/HV | 0.020517 | 0.0029845 | 0 | 0.014977 | 82456.5756 | 0.014977 | 2.969
Assets 132kV/HV | 0 | 0 | 0 | 0 | 0 | 0 | 0
Assets HV | 0.07307 | 0.010629 | 0 | 0.053341 | 293661.4515 | 0.053341 | 10.5738
Assets HV/LV | 0.0081942 | 0.001192 | 0 | 0.0059818 | 32932.032 | 0.0059818 | 1.1858
Assets LV circuits | 0 | 0 | 0.1927 | 0 | 19534.3296 | 0.0035482 | 0.70337
Assets LV customer |  |  | 0 | 0 | 0 | 0 | 0
Assets HV customer |  |  | 0 | 0 | 0 | 0 | 0
Transmission exit | 0.089102 | 4.7646e-05 | 0 | 0.060964 | 335632.6567 | 0.060964 | 12.0851
Operating 132kV | 0.16944 | 0.018424 | 0 | 0.12172 | 670141.0409 | 0.12172 | 24.1297
Operating 132kV/EHV | 0.023999 | 0.0026096 | 0 | 0.017241 | 94918.2739 | 0.017241 | 3.4177
Operating EHV | 0.063277 | 0.0092046 | 0 | 0.046192 | 254304.4901 | 0.046192 | 9.1567
Operating EHV/HV | 0.063596 | 0.009251 | 0 | 0.046425 | 255587.7615 | 0.046425 | 9.2029
Operating 132kV/HV | 0 | 0 | 0 | 0 | 0 | 0 | 0
Operating HV | 0.22649 | 0.032947 | 0 | 0.16534 | 910252.1234 | 0.16534 | 32.7753
Operating HV/LV | 0.096518 | 0.01404 | 0 | 0.070458 | 387897.4149 | 0.070458 | 13.967
Operating LV circuits | 0 | 0 | 2.2698 | 0 | 230089.5358 | 0.041793 | 8.2848
Operating LV customer |  |  | 4.9282 | 0 | 499568.599 | 0.090742 | 17.9879
Operating HV customer |  |  | 0 | 0 | 0 | 0 | 0
Scaler | 1.6681 | 0.00089198 | 0 | 1.1413 | 6283382.733 | 1.1413 | 226.2448
Rounding | -0.00018893 | 0.00043413 | -0.00070246 | 7.9306e-06 | -27.5471 | -5.0037e-06 | -0.00099189
Total | 2.938 | 0.154 | 7.39 | 2.0584 | 12081187.1131 | 2.1944 | 435.0055
Small Non Domestic Off Peak (related MPAN)
| Rate 1 units (MWh) | MWh/year
Small Non Domestic Off Peak (related MPAN) | 23325.8603 | 23325.8603
| Unit rate 1 p/kWh | Revenue (£/year) | Average p/kWh
Assets 132kV | 0.026085 | 6084.5584 | 0.026085
Assets 132kV/EHV | 0.0036947 | 861.8123 | 0.0036947
Assets EHV | 0.014875 | 3469.6839 | 0.014875
Assets EHV/HV | 0.0028405 | 662.5666 | 0.0028405
Assets 132kV/HV | 0 | 0 | 0
Assets HV | 0.010116 | 2359.6695 | 0.010116
Assets HV/LV | 0.0011344 | 264.6201 | 0.0011344
Assets LV circuits | 0 | 0 | 0
Transmission exit | 0.0016177 | 377.341 | 0.0016177
Operating 132kV | 0.015362 | 3583.4176 | 0.015362
Operating 132kV/EHV | 0.0021759 | 507.5526 | 0.0021759
Operating EHV | 0.0087603 | 2043.423 | 0.0087603
Operating EHV/HV | 0.0088045 | 2053.7345 | 0.0088045
Operating 132kV/HV | 0 | 0 | 0
Operating HV | 0.031357 | 7314.185 | 0.031357
Operating HV/LV | 0.013362 | 3116.8875 | 0.013362
Operating LV circuits | 0 | 0 | 0
Scaler | 0.030285 | 7064.2048 | 0.030285
Rounding | -0.00047027 | -109.6943 | -0.00047027
Total | 0.17 | 39653.9624 | 0.17
LV Medium Non-Domestic
| Rate 1 units (MWh) | Rate 2 units (MWh) | MPANs | MWh/year | MWh/MPAN/year
LV Medium Non-Domestic | 428920.4752 | 106214.9971 | 6083.6744 | 535135.4723 | 87.9625
| Unit rate 1 p/kWh | Unit rate 2 p/kWh | Fixed charge p/MPAN/day | Average unit rate (p/kWh) | Revenue (£/year) | Average p/kWh | Average £/MPAN/year
Assets 132kV | 0.26247 | 0.027539 | 0 | 0.21584 | 1155016.9961 | 0.21584 | 189.8552
Assets 132kV/EHV | 0.037175 | 0.0039006 | 0 | 0.030571 | 163595.7402 | 0.030571 | 26.8909
Assets EHV | 0.096072 | 0.012648 | 0 | 0.079513 | 425504.2267 | 0.079513 | 69.942
Assets EHV/HV | 0.018346 | 0.0024152 | 0 | 0.015184 | 81253.7672 | 0.015184 | 13.356
Assets 132kV/HV | 0 | 0 | 0 | 0 | 0 | 0 | 0
Assets HV | 0.065337 | 0.0086015 | 0 | 0.054076 | 289377.7608 | 0.054076 | 47.5663
Assets HV/LV | 0.007327 | 0.0009646 | 0 | 0.0060642 | 32451.6467 | 0.0060642 | 5.3342
Assets LV circuits | 0 | 0 | 2.239 | 0 | 49718.972 | 0.0092909 | 8.1725
Assets LV customer |  |  | 0 | 0 | 0 | 0 | 0
Assets HV customer |  |  | 0 | 0 | 0 | 0 | 0
Transmission exit | 0.081604 | 0 | 0 | 0.065407 | 350015.0789 | 0.065407 | 57.5335
Operating 132kV | 0.15458 | 0.016219 | 0 | 0.12711 | 680231.4942 | 0.12711 | 111.8126
Operating 132kV/EHV | 0.021894 | 0.0022972 | 0 | 0.018004 | 96347.4782 | 0.018004 | 15.8371
Operating EHV | 0.05658 | 0.0074487 | 0 | 0.046828 | 250594.9063 | 0.046828 | 41.1914
Operating EHV/HV | 0.056866 | 0.0074863 | 0 | 0.047065 | 251859.4584 | 0.047065 | 41.3992
Operating 132kV/HV | 0 | 0 | 0 | 0 | 0 | 0 | 0
Operating HV | 0.20252 | 0.026662 | 0 | 0.16762 | 896974.1174 | 0.16762 | 147.4395
Operating HV/LV | 0.086303 | 0.011362 | 0 | 0.071428 | 382239.0879 | 0.071428 | 62.8303
Operating LV circuits | 0 | 0 | 26.3731 | 0 | 585626.1984 | 0.10944 | 96.2619
Operating LV customer |  |  | 6 | 0 | 133233.2763 | 0.024897 | 21.9001
Operating HV customer |  |  | 0 | 0 | 0 | 0 | 0
Scaler | 1.5277 | 0 | 0 | 1.2245 | 6552636.22 | 1.2245 | 1077.0853
Rounding | 0.00023176 | 0.00045742 | -0.0022134 | 0.00027655 | 1430.7784 | 0.00026737 | 0.23518
Total | 2.675 | 0.128 | 34.61 | 2.1695 | 12378107.2042 | 2.3131 | 2034.6433
LV Sub Medium Non-Domestic
| Rate 1 units (MWh) | Rate 2 units (MWh) | MPANs | MWh/year | MWh/MPAN/year
LV Sub Medium Non-Domestic | 42068.6255 | 11736.0801 | 450.0844 | 53804.7056 | 119.5436
| Unit rate 1 p/kWh | Unit rate 2 p/kWh | Fixed charge p/MPAN/day | Average unit rate (p/kWh) | Revenue (£/year) | Average p/kWh | Average £/MPAN/year
Assets 132kV | 0.25454 | 0.027024 | 0 | 0.20491 | 110251.9005 | 0.20491 | 244.9583
Assets 132kV/EHV | 0.036052 | 0.0038277 | 0 | 0.029023 | 15615.9964 | 0.029023 | 34.6957
Assets EHV | 0.093507 | 0.012412 | 0 | 0.075818 | 40793.5842 | 0.075818 | 90.6354
Assets EHV/HV | 0.017856 | 0.0023701 | 0 | 0.014478 | 7789.893 | 0.014478 | 17.3076
Assets 132kV/HV | 0 | 0 | 0 | 0 | 0 | 0 | 0
Assets HV | 0.063592 | 0.0084409 | 0 | 0.051562 | 27742.9819 | 0.051562 | 61.6395
Assets HV/LV | 0 | 0 | 1.4129 | 0 | 2321.1628 | 0.0043141 | 5.1572
Assets LV circuits | 0 | 0 | 0 | 0 | 0 | 0 | 0
Assets LV customer |  |  | 0 | 0 | 0 | 0 | 0
Assets HV customer |  |  | 0 | 0 | 0 | 0 | 0
Transmission exit | 0.079014 | 0 | 0 | 0.061779 | 33239.9314 | 0.061779 | 73.8527
Operating 132kV | 0.14991 | 0.015916 | 0 | 0.12068 | 64931.3519 | 0.12068 | 144.2648
Operating 132kV/EHV | 0.021233 | 0.0022543 | 0 | 0.017093 | 9196.8279 | 0.017093 | 20.4336
Operating EHV | 0.055069 | 0.0073096 | 0 | 0.044652 | 24024.8246 | 0.044652 | 53.3785
Operating EHV/HV | 0.055347 | 0.0073465 | 0 | 0.044877 | 24146.0587 | 0.044877 | 53.6478
Operating 132kV/HV | 0 | 0 | 0 | 0 | 0 | 0 | 0
Operating HV | 0.19711 | 0.026164 | 0 | 0.15983 | 85993.95 | 0.15983 | 191.0618
Operating HV/LV | 0 | 0 | 16.6424 | 0 | 27340.3434 | 0.050814 | 60.7449
Operating LV circuits | 0 | 0 | 0 | 0 | 0 | 0 | 0
Operating LV customer |  |  | 4.4497 | 0 | 7310.0795 | 0.013586 | 16.2416
Operating HV customer |  |  | 0 | 0 | 0 | 0 | 0
Scaler | 1.4792 | 0 | 0 | 1.1566 | 622285.1284 | 1.1566 | 1382.5966
Rounding | -0.00044224 | -6.4775e-05 | 0.0048833 | -0.00035991 | -185.6258 | -0.000345 | -0.41242
Total | 2.502 | 0.113 | 22.51 | 1.9809 | 1102798.3889 | 2.0496 | 2450.2036
HV Medium Non-Domestic
| Rate 1 units (MWh) | Rate 2 units (MWh) | MPANs | MWh/year | MWh/MPAN/year
HV Medium Non-Domestic | 1538.6836 | 436.4451 | 17.5611 | 1975.1287 | 112.4718
| Unit rate 1 p/kWh | Unit rate 2 p/kWh | Fixed charge p/MPAN/day | Average unit rate (p/kWh) | Revenue (£/year) | Average p/kWh | Average £/MPAN/year
Assets 132kV | 0.2597 | 0.027112 | 0 | 0.2083 | 4114.254 | 0.2083 | 234.2823
Assets 132kV/EHV | 0.012139 | 0.0012672 | 0 | 0.0097363 | 192.3041 | 0.0097363 | 10.9506
Assets EHV | 0.025208 | 0.0032873 | 1.9327 | 0.020364 | 526.0913 | 0.026636 | 29.9578
Assets EHV/HV | 0 | 0 | 0 | 0 | 0 | 0 | 0
Assets 132kV/HV | 0 | 0 | 0 | 0 | 0 | 0 | 0
Assets HV | 0 | 0 | 0 | 0 | 0 | 0 | 0
Assets HV/LV | 0 | 0 | 0 | 0 | 0 | 0 | 0
Assets LV circuits | 0 | 0 | 0 | 0 | 0 | 0 | 0
Assets LV customer |  |  | 0 | 0 | 0 | 0 | 0
Assets HV customer |  |  | 0 | 0 | 0 | 0 | 0
Transmission exit | 0.080769 | 0 | 0 | 0.062922 | 1242.7808 | 0.062922 | 70.769
Operating 132kV | 0.15295 | 0.015967 | 0 | 0.12268 | 2423.0337 | 0.12268 | 137.9774
Operating 132kV/EHV | 0.021663 | 0.0022616 | 0 | 0.017376 | 343.1967 | 0.017376 | 19.543
Operating EHV | 0.044987 | 0.0058667 | 3.4491 | 0.036342 | 938.8918 | 0.047536 | 53.4643
Operating EHV/HV | 0 | 0 | 17.3327 | 0 | 1110.9928 | 0.056249 | 63.2644
Operating 132kV/HV | 0 | 0 | 0 | 0 | 0 | 0 | 0
Operating HV | 0 | 0 | 45.0576 | 0 | 2888.1008 | 0.14622 | 164.4602
Operating HV/LV | 0 | 0 | 0 | 0 | 0 | 0 | 0
Operating LV circuits | 0 | 0 | 0 | 0 | 0 | 0 | 0
Operating LV customer |  |  | 0 | 0 | 0 | 0 | 0
Operating HV customer |  |  | 77.2949 | 0 | 4954.4459 | 0.25084 | 282.1262
Scaler | 1.5121 | 0 | 0 | 1.178 | 23266.1136 | 1.178 | 1324.8668
Rounding | -0.00048721 | 0.00023805 | 0.003035 | -0.00032695 | -6.2631 | -0.0003171 | -0.35665
Total | 2.109 | 0.056 | 145.07 | 1.6553 | 41993.9423 | 2.1261 | 2391.3053
LV Network Domestic
| Rate 1 units (MWh) | Rate 2 units (MWh) | Rate 3 units (MWh) | MPANs | MWh/year | MWh/MPAN/year
LV Network Domestic | 0 | 0 | 0 | 0 | 0
| Unit rate 1 p/kWh | Unit rate 2 p/kWh | Unit rate 3 p/kWh | Fixed charge p/MPAN/day | Average unit rate (p/kWh) | Revenue (£/year) | Average p/kWh | Average £/MPAN/year
Assets 132kV | 3.2282 | 0.044693 | 0.031843 | 0 | 0 | 0
Assets 132kV/EHV | 0.45724 | 0.0063303 | 0.0045103 | 0 | 0 | 0
Assets EHV | 0.81613 | 0.073881 | 0.0155 | 0 | 0 | 0
Assets EHV/HV | 0.15585 | 0.014108 | 0.0029598 | 0 | 0 | 0
Assets 132kV/HV | 0 | 0 | 0 | 0 | 0 | 0
Assets HV | 0.55504 | 0.050245 | 0.010541 | 0 | 0 | 0
Assets HV/LV | 0.062244 | 0.0056346 | 0.0011821 | 0 | 0 | 0
Assets LV circuits | 0 | 0 | 0 | 0.1927 | 0 | 0
Assets LV customer |  |  |  | 0 | 0 | 0
Assets HV customer |  |  |  | 0 | 0 | 0
Transmission exit | 1.0838 | 0.0019063 | 0 | 0 | 0 | 0
Operating 132kV | 1.9012 | 0.026322 | 0.018754 | 0 | 0 | 0
Operating 132kV/EHV | 0.26929 | 0.0037282 | 0.0026563 | 0 | 0 | 0
Operating EHV | 0.48065 | 0.043511 | 0.0091283 | 0 | 0 | 0
Operating EHV/HV | 0.48308 | 0.043731 | 0.0091743 | 0 | 0 | 0
Operating 132kV/HV | 0 | 0 | 0 | 0 | 0 | 0
Operating HV | 1.7204 | 0.15574 | 0.032674 | 0 | 0 | 0
Operating HV/LV | 0.73315 | 0.066369 | 0.013924 | 0 | 0 | 0
Operating LV circuits | 0 | 0 | 0 | 2.2698 | 0 | 0
Operating LV customer |  |  |  | 2.1905 | 0 | 0
Operating HV customer |  |  |  | 0 | 0 | 0
Scaler | 20.2894 | 0.035688 | 0 | 0 | 0 | 0
Rounding | 0.00021296 | 0.00010884 | 0.00015436 | -0.0030138 | 0 | 0
Total | 32.236 | 0.572 | 0.153 | 4.65 | 0 | 0 | 0 | 0
LV Network Non-Domestic Non-CT
| Rate 1 units (MWh) | Rate 2 units (MWh) | Rate 3 units (MWh) | MPANs | MWh/year | MWh/MPAN/year
LV Network Non-Domestic Non-CT | 9618.0566 | 71924.916 | 68626.0192 | 2206.3032 | 150168.9917 | 68.0636
| Unit rate 1 p/kWh | Unit rate 2 p/kWh | Unit rate 3 p/kWh | Fixed charge p/MPAN/day | Average unit rate (p/kWh) | Revenue (£/year) | Average p/kWh | Average £/MPAN/year
Assets 132kV | 3.291 | 0.045563 | 0.032463 | 0 | 0.24744 | 371583.782 | 0.24744 | 168.4192
Assets 132kV/EHV | 0.46614 | 0.0064535 | 0.004598 | 0 | 0.035048 | 52630.8479 | 0.035048 | 23.8548
Assets EHV | 0.74076 | 0.067058 | 0.014068 | 0 | 0.085991 | 129131.8035 | 0.085991 | 58.5286
Assets EHV/HV | 0.14145 | 0.012805 | 0.0026864 | 0 | 0.016421 | 24658.8514 | 0.016421 | 11.1765
Assets 132kV/HV | 0 | 0 | 0 | 0 | 0 | 0 | 0 | 0
Assets HV | 0.50378 | 0.045605 | 0.0095674 | 0 | 0.058481 | 87820.2138 | 0.058481 | 39.8042
Assets HV/LV | 0.056495 | 0.0051142 | 0.0010729 | 0 | 0.0065582 | 9848.409 | 0.0065582 | 4.4638
Assets LV circuits | 0 | 0 | 0 | 0.1927 | 0 | 1551.847 | 0.0010334 | 0.70337
Assets LV customer |  |  |  | 0 | 0 | 0 | 0 | 0
Assets HV customer |  |  |  | 0 | 0 | 0 | 0 | 0
Transmission exit | 1.1506 | 0.0020238 | 0 | 0 | 0.074663 | 112121.0185 | 0.074663 | 50.8185
Operating 132kV | 1.9382 | 0.026834 | 0.019119 | 0 | 0.14573 | 218839.1964 | 0.14573 | 99.1882
Operating 132kV/EHV | 0.27453 | 0.0038007 | 0.0027079 | 0 | 0.020641 | 30996.2195 | 0.020641 | 14.0489
Operating EHV | 0.43626 | 0.039493 | 0.0082852 | 0 | 0.050643 | 76050.4131 | 0.050643 | 34.4696
Operating EHV/HV | 0.43846 | 0.039692 | 0.008327 | 0 | 0.050899 | 76434.1787 | 0.050899 | 34.6436
Operating 132kV/HV | 0 | 0 | 0 | 0 | 0 | 0 | 0 | 0
Operating HV | 1.5615 | 0.14136 | 0.029656 | 0 | 0.18127 | 272213.243 | 0.18127 | 123.3798
Operating HV/LV | 0.66544 | 0.060239 | 0.012638 | 0 | 0.077247 | 116001.7215 | 0.077247 | 52.5774
Operating LV circuits | 0 | 0 | 0 | 2.2698 | 0 | 18278.7821 | 0.012172 | 8.2848
Operating LV customer |  |  |  | 4.9282 | 0 | 39686.7485 | 0.026428 | 17.9879
Operating HV customer |  |  |  | 0 | 0 | 0 | 0 | 0
Scaler | 21.5404 | 0.037888 | 0 | 0 | 1.3978 | 2099018.8463 | 1.3978 | 951.3737
Rounding | -0.00010393 | 7.3105e-05 | -0.00018779 | -0.00070246 | -5.746e-05 | -91.9444 | -6.1227e-05 | -0.041673
Total | 33.205 | 0.534 | 0.145 | 7.39 | 2.4487 | 3736774.1779 | 2.4884 | 1693.6811
LV HH Metered
| Rate 1 units (MWh) | Rate 2 units (MWh) | Rate 3 units (MWh) | MPANs | Import capacity (kVA) | Reactive power units (MVArh) | MWh/year | MWh/MPAN/year
LV HH Metered | 68487.182 | 491153.9696 | 426003.752 | 4379.5672 | 518385.6662 | 79649.5949 | 985644.9036 | 225.0553
| Unit rate 1 p/kWh | Unit rate 2 p/kWh | Unit rate 3 p/kWh | Fixed charge p/MPAN/day | Capacity charge p/kVA/day | Reactive power charge p/kVArh | Average unit rate (p/kWh) | Revenue (£/year) | Average p/kWh | Average £/MPAN/year | Average p/kVA/day
Assets 132kV | 2.5277 | 0.034995 | 0.024933 |  | 0 | 0.040714 | 0.20714 | 2041664.6993 | 0.20714 | 466.1796 | 1.079
Assets 132kV/EHV | 0.35802 | 0.0049566 | 0.0035315 |  | 0 | 0.0057667 | 0.029339 | 289179.8552 | 0.029339 | 66.0293 | 0.15283
Assets EHV | 0.60296 | 0.054584 | 0.011451 |  | 0 | 0.014558 | 0.075222 | 741418.6008 | 0.075222 | 169.2904 | 0.39185
Assets EHV/HV | 0.11514 | 0.010423 | 0.0021867 |  | 0 | 0.00278 | 0.014364 | 141580.39 | 0.014364 | 32.3275 | 0.074827
Assets 132kV/HV | 0 | 0 | 0 |  | 0 | 0 | 0 | 0 | 0 | 0 | 0
Assets HV | 0.32805 | 0.029697 | 0.0062302 |  | 0.1072 | 0.0079204 | 0.040926 | 606217.9656 | 0.061505 | 138.4196 | 0.32039
Assets HV/LV | 0 | 0 | 0 |  | 0.06011 | 0 | 0 | 113733.9416 | 0.011539 | 25.9692 | 0.06011
Assets LV circuits | 0 | 0 | 0 |  | 0.12609 | 0 | 0 | 238573.3489 | 0.024205 | 54.4742 | 0.12609
Assets LV customer |  |  |  | 0 |  |  | 0 | 0 | 0 | 0 | 0
Assets HV customer |  |  |  | 0 |  |  | 0 | 0 | 0 | 0 | 0
Transmission exit | 0.88393 | 0.0015548 | 0 |  | 0 | 0.012186 | 0.063179 | 622721.7202 | 0.063179 | 142.188 | 0.32912
Operating 132kV | 1.4886 | 0.02061 | 0.014684 |  | 0 | 0.023978 | 0.12199 | 1202410.5565 | 0.12199 | 274.5501 | 0.63549
Operating 132kV/EHV | 0.21085 | 0.0029191 | 0.0020798 |  | 0 | 0.0033962 | 0.017279 | 170308.5285 | 0.017279 | 38.8871 | 0.09001
Operating EHV | 0.35511 | 0.032146 | 0.006744 |  | 0 | 0.0085737 | 0.044301 | 436648.3648 | 0.044301 | 99.7013 | 0.23077
Operating EHV/HV | 0.3569 | 0.032308 | 0.006778 |  | 0 | 0.0086169 | 0.044524 | 438851.7799 | 0.044524 | 100.2044 | 0.23194
Operating 132kV/HV | 0 | 0 | 0 |  | 0 | 0 | 0 | 0 | 0 | 0 | 0
Operating HV | 1.0168 | 0.092051 | 0.019311 |  | 0.33229 | 0.024551 | 0.12686 | 1879072.6114 | 0.19064 | 429.0544 | 0.99311
Operating HV/LV | 0 | 0 | 0 |  | 0.70802 | 0 | 0 | 1339641.0494 | 0.13592 | 305.8843 | 0.70802
Operating LV circuits | 0 | 0 | 0 |  | 1.4852 | 0 | 0 | 2810090.348 | 0.2851 | 641.6365 | 1.4852
Operating LV customer |  |  |  | 10.1153 |  |  | 0 | 161696.7561 | 0.016405 | 36.9207 | 0.085459
Operating HV customer |  |  |  | 0 |  |  | 0 | 0 | 0 | 0 | 0
Scaler | 16.5481 | 0.029107 | 0 | 0 | 0 | 0.22813 | 1.1828 | 11657980.3123 | 1.1828 | 2661.9024 | 6.1614
Rounding | -0.00022846 | -0.00035104 | 7.0122e-05 | 0.0047354 | 0.0011303 | -0.00016979 | -0.00017421 | 497.2688 | 5.0451e-05 | 0.11354 | 0.00026281
Total | 24.792 | 0.345 | 0.098 | 10.12 | 2.82 | 0.381 | 1.9677 | 24892288.0974 | 2.5255 | 5683.7324 | 13.1559
LV Sub HH Metered
| Rate 1 units (MWh) | Rate 2 units (MWh) | Rate 3 units (MWh) | MPANs | Import capacity (kVA) | Reactive power units (MVArh) | MWh/year | MWh/MPAN/year
LV Sub HH Metered | 49420.3669 | 365630.6585 | 332780.8838 | 1572.5292 | 349450.6437 | 74091.67 | 747831.9092 | 475.56
| Unit rate 1 p/kWh | Unit rate 2 p/kWh | Unit rate 3 p/kWh | Fixed charge p/MPAN/day | Capacity charge p/kVA/day | Reactive power charge p/kVArh | Average unit rate (p/kWh) | Revenue (£/year) | Average p/kWh | Average £/MPAN/year | Average p/kVA/day
Assets 132kV | 2.3997 | 0.033222 | 0.02367 |  | 0 | 0.03676 | 0.189 | 1413394.2979 | 0.189 | 898.8032 | 1.1081
Assets 132kV/EHV | 0.33989 | 0.0047055 | 0.0033526 |  | 0 | 0.0052067 | 0.02677 | 200192.1073 | 0.02677 | 127.3058 | 0.15695
Assets EHV | 0.57242 | 0.051819 | 0.010871 |  | 0 | 0.013144 | 0.069303 | 518273.2801 | 0.069303 | 329.5794 | 0.40633
Assets EHV/HV | 0.10931 | 0.0098952 | 0.0020759 |  | 0 | 0.00251 | 0.013234 | 98968.8323 | 0.013234 | 62.9361 | 0.077592
Assets 132kV/HV | 0 | 0 | 0 |  | 0 | 0 | 0 | 0 | 0 | 0 | 0
Assets HV | 0 | 0 | 0 |  | 0.5286 | 0 | 0 | 674225.8545 | 0.090157 | 428.7525 | 0.5286
Assets HV/LV | 0 | 0 | 0 |  | 0.059279 | 0 | 0 | 75609.6087 | 0.010111 | 48.0815 | 0.059279
Assets LV circuits | 0 | 0 | 0 |  | 0 | 0 | 0 | 0 | 0 | 0 | 0
Assets LV customer |  |  |  | 0 |  |  | 0 | 0 | 0 | 0 | 0
Assets HV customer |  |  |  | 0 |  |  | 0 | 0 | 0 | 0 | 0
Transmission exit | 0.83916 | 0.001476 | 0 |  | 0 | 0.011003 | 0.057267 | 428263.4629 | 0.057267 | 272.3406 | 0.33576
Operating 132kV | 1.4132 | 0.019566 | 0.01394 |  | 0 | 0.021649 | 0.11131 | 832399.2793 | 0.11131 | 529.3379 | 0.65261
Operating 132kV/EHV | 0.20017 | 0.0027713 | 0.0019745 |  | 0 | 0.0030664 | 0.015766 | 117900.409 | 0.015766 | 74.975 | 0.092435
Operating EHV | 0.33712 | 0.030518 | 0.0064024 |  | 0 | 0.0077411 | 0.040815 | 305229.974 | 0.040815 | 194.1013 | 0.2393
Operating EHV/HV | 0.33882 | 0.030672 | 0.0064347 |  | 0 | 0.0077802 | 0.041021 | 306770.2256 | 0.041021 | 195.0808 | 0.24051
Operating 132kV/HV | 0 | 0 | 0 |  | 0 | 0 | 0 | 0 | 0 | 0 | 0
Operating HV | 0 | 0 | 0 |  | 1.6385 | 0 | 0 | 2089874.2843 | 0.27946 | 1328.9892 | 1.6385
Operating HV/LV | 0 | 0 | 0 |  | 0.69823 | 0 | 0 | 890584.9396 | 0.11909 | 566.3392 | 0.69823
Operating LV circuits | 0 | 0 | 0 |  | 0 | 0 | 0 | 0 | 0 | 0 | 0
Operating LV customer |  |  |  | 7.7909 |  |  | 0 | 44717.727 | 0.0059796 | 28.4368 | 0.035059
Operating HV customer |  |  |  | 0 |  |  | 0 | 0 | 0 | 0 | 0
Scaler | 15.7099 | 0.027633 | 0 | 0 | 0 | 0.20598 | 1.0721 | 8017525.0957 | 1.0721 | 5098.4905 | 6.2858
Rounding | 0.00034121 | -0.00027705 | 0.00027835 | -0.0009092 | -0.0045862 | 0.00016103 | 2.6914e-05 | -5653.671 | -0.00075601 | -3.5953 | -0.0044325
Total | 22.26 | 0.212 | 0.069 | 7.79 | 2.92 | 0.315 | 1.6366 | 16008275.7073 | 2.1406 | 10179.9546 | 12.5506
HV HH Metered
| Rate 1 units (MWh) | Rate 2 units (MWh) | Rate 3 units (MWh) | MPANs | Import capacity (kVA) | Reactive power units (MVArh) | MWh/year | MWh/MPAN/year
HV HH Metered | 162981.8939 | 1153763.5625 | 1244618.9992 | 1044.5333 | 940009.9556 | 187937.0244 | 2561364.4556 | 2452.1616
| Unit rate 1 p/kWh | Unit rate 2 p/kWh | Unit rate 3 p/kWh | Fixed charge p/MPAN/day | Capacity charge p/kVA/day | Reactive power charge p/kVArh | Average unit rate (p/kWh) | Revenue (£/year) | Average p/kWh | Average £/MPAN/year | Average p/kVA/day
Assets 132kV | 2.1836 | 0.030231 | 0.021539 |  | 0 | 0.032208 | 0.16539 | 4236271.0315 | 0.16539 | 4055.6592 | 1.2347
Assets 132kV/EHV | 0.10206 | 0.001413 | 0.0010068 |  | 0 | 0.0015054 | 0.0077305 | 198007.342 | 0.0077305 | 189.5654 | 0.057711
Assets EHV | 0.13751 | 0.012448 | 0.0026116 |  | 0.069426 | 0.0030404 | 0.01585 | 644167.0178 | 0.025149 | 616.7032 | 0.18775
Assets EHV/HV | 0 | 0 | 0 |  | 0 | 0 | 0 | 0 | 0 | 0 | 0
Assets 132kV/HV | 0 | 0 | 0 |  | 0 | 0 | 0 | 0 | 0 | 0 | 0
Assets HV | 0 | 0 | 0 |  | 0 | 0 | 0 | 0 | 0 | 0 | 0
Assets HV/LV | 0 | 0 | 0 |  | 0 | 0 | 0 | 0 | 0 | 0 | 0
Assets LV circuits | 0 | 0 | 0 |  | 0 | 0 | 0 | 0 | 0 | 0 | 0
Assets LV customer |  |  |  | 0 |  |  | 0 | 0 | 0 | 0 | 0
Assets HV customer |  |  |  | 0 |  |  | 0 | 0 | 0 | 0 | 0
Transmission exit | 0.7636 | 0.0013431 | 0 |  | 0 | 0.0096401 | 0.049901 | 1278147.6429 | 0.049901 | 1223.6543 | 0.37253
Operating 132kV | 1.286 | 0.017804 | 0.012685 |  | 0 | 0.018969 | 0.097405 | 2494894.0001 | 0.097405 | 2388.5251 | 0.72715
Operating 132kV/EHV | 0.18215 | 0.0025218 | 0.0017967 |  | 0 | 0.0026867 | 0.013796 | 353374.9132 | 0.013796 | 338.3089 | 0.10299
Operating EHV | 0.24541 | 0.022216 | 0.0046607 |  | 0.1239 | 0.0054261 | 0.028286 | 1149616.2802 | 0.044883 | 1100.6028 | 0.33506
Operating EHV/HV | 0 | 0 | 0 |  | 0.62263 | 0 | 0 | 2136273.7346 | 0.083404 | 2045.1945 | 0.62263
Operating 132kV/HV | 0 | 0 | 0 |  | 0 | 0 | 0 | 0 | 0 | 0 | 0
Operating HV | 0 | 0 | 0 |  | 1.6186 | 0 | 0 | 5553387.5217 | 0.21681 | 5316.6209 | 1.6186
Operating HV/LV | 0 | 0 | 0 |  | 0 | 0 | 0 | 0 | 0 | 0 | 0
Operating LV circuits | 0 | 0 | 0 |  | 0 | 0 | 0 | 0 | 0 | 0 | 0
Operating LV customer |  |  |  | 0 |  |  | 0 | 0 | 0 | 0 | 0
Operating HV customer |  |  |  | 77.2949 |  |  | 0 | 294690.2457 | 0.011505 | 282.1262 | 0.08589
Scaler | 14.2954 | 0.025145 | 0 | 0 | 0 | 0.18047 | 0.9342 | 23928216.3651 | 0.9342 | 22908.0458 | 6.974
Rounding | 0.00025165 | -0.00012204 | -0.00029989 | -0.0048595 | -0.0045336 | 5.1919e-05 | -0.00018088 | -20206.4948 | -0.0007889 | -19.345 | -0.0058893
Total | 19.196 | 0.113 | 0.044 | 77.29 | 2.43 | 0.254 | 1.3124 | 42246839.5999 | 1.6494 | 40445.6614 | 12.3131
NHH UMS category A
| Rate 1 units (MWh) | MWh/year
NHH UMS category A | 13839.2581 | 13839.2581
| Unit rate 1 p/kWh | Revenue (£/year) | Average p/kWh
Assets 132kV | 0.16011 | 22158.5874 | 0.16011
Assets 132kV/EHV | 0.022678 | 3138.5257 | 0.022678
Assets EHV | 0.057096 | 7901.7067 | 0.057096
Assets EHV/HV | 0.010903 | 1508.9003 | 0.010903
Assets 132kV/HV | 0 | 0 | 0
Assets HV | 0.03883 | 5373.8084 | 0.03883
Assets HV/LV | 0.0043545 | 602.6342 | 0.0043545
Assets LV circuits | 0.0093524 | 1294.2991 | 0.0093524
Assets LV customer |  | 0 | 0
Transmission exit | 0.047985 | 6640.7086 | 0.047985
Operating 132kV | 0.094297 | 13049.9976 | 0.094297
Operating 132kV/EHV | 0.013356 | 1848.3919 | 0.013356
Operating EHV | 0.033626 | 4653.6023 | 0.033626
Operating EHV/HV | 0.033796 | 4677.0853 | 0.033796
Operating 132kV/HV | 0 | 0 | 0
Operating HV | 0.12036 | 16657.0059 | 0.12036
Operating HV/LV | 0.051291 | 7098.2636 | 0.051291
Operating LV circuits | 0.11016 | 15245.196 | 0.11016
Operating LV customer | 0.72519 | 100360.784 | 0.72519
Scaler | 0.89832 | 124320.7802 | 0.89832
Rounding | 0.00029249 | 40.4791 | 0.00029249
Total | 2.432 | 336570.7562 | 2.432
NHH UMS category B
| Rate 1 units (MWh) | MWh/year
NHH UMS category B | 5026.5989 | 5026.5989
| Unit rate 1 p/kWh | Revenue (£/year) | Average p/kWh
Assets 132kV | 0.26006 | 13072.0512 | 0.26006
Assets 132kV/EHV | 0.036834 | 1851.5155 | 0.036834
Assets EHV | 0.069881 | 3512.6241 | 0.069881
Assets EHV/HV | 0.013344 | 670.7664 | 0.013344
Assets 132kV/HV | 0 | 0 | 0
Assets HV | 0.047525 | 2388.8724 | 0.047525
Assets HV/LV | 0.0053295 | 267.895 | 0.0053295
Assets LV circuits | 0.011446 | 575.3676 | 0.011446
Assets LV customer |  | 0 | 0
Transmission exit | 0.084438 | 4244.3782 | 0.084438
Operating 132kV | 0.15316 | 7698.6061 | 0.15316
Operating 132kV/EHV | 0.021693 | 1090.4248 | 0.021693
Operating EHV | 0.041155 | 2068.712 | 0.041155
Operating EHV/HV | 0.041363 | 2079.1512 | 0.041363
Operating 132kV/HV | 0 | 0 | 0
Operating HV | 0.14731 | 7404.7042 | 0.14731
Operating HV/LV | 0.062775 | 3155.4616 | 0.062775
Operating LV circuits | 0.13482 | 6777.0983 | 0.13482
Operating LV customer | 0.72519 | 36452.3451 | 0.72519
Scaler | 1.5808 | 79459.0523 | 1.5808
Rounding | -9.5898e-05 | -4.8204 | -9.5898e-05
Total | 3.437 | 172764.2056 | 3.437
NHH UMS category C
| Rate 1 units (MWh) | MWh/year
NHH UMS category C | 655.5412 | 655.5412
| Unit rate 1 p/kWh | Revenue (£/year) | Average p/kWh
Assets 132kV | 0.45316 | 2970.6478 | 0.45316
Assets 132kV/EHV | 0.064185 | 420.7603 | 0.064185
Assets EHV | 0.11741 | 769.6462 | 0.11741
Assets EHV/HV | 0.02242 | 146.9707 | 0.02242
Assets 132kV/HV | 0 | 0 | 0
Assets HV | 0.079846 | 523.4225 | 0.079846
Assets HV/LV | 0.0089541 | 58.6981 | 0.0089541
Assets LV circuits | 0.019231 | 126.068 | 0.019231
Assets LV customer |  | 0 | 0
Transmission exit | 0.15308 | 1003.5222 | 0.15308
Operating 132kV | 0.26688 | 1749.5225 | 0.26688
Operating 132kV/EHV | 0.037801 | 247.801 | 0.037801
Operating EHV | 0.069145 | 453.2726 | 0.069145
Operating EHV/HV | 0.069494 | 455.5599 | 0.069494
Operating 132kV/HV | 0 | 0 | 0
Operating HV | 0.2475 | 1622.4344 | 0.2475
Operating HV/LV | 0.10547 | 691.3888 | 0.10547
Operating LV circuits | 0.22652 | 1484.9206 | 0.22652
Operating LV customer | 0.72519 | 4753.9127 | 0.72519
Scaler | 2.8659 | 18786.9501 | 2.8659
Rounding | -0.00014669 | -0.96161 | -0.00014669
Total | 5.532 | 36264.5369 | 5.532
NHH UMS category D
| Rate 1 units (MWh) | MWh/year
NHH UMS category D | 0 | 0
| Unit rate 1 p/kWh | Revenue (£/year) | Average p/kWh
Assets 132kV | 0.064189 | 0
Assets 132kV/EHV | 0.0090918 | 0
Assets EHV | 0.04454 | 0
Assets EHV/HV | 0.0085053 | 0
Assets 132kV/HV | 0 | 0
Assets HV | 0.030291 | 0
Assets HV/LV | 0.0033969 | 0
Assets LV circuits | 0.0072957 | 0
Assets LV customer |  | 0
Transmission exit | 0.013019 | 0
Operating 132kV | 0.037804 | 0
Operating 132kV/EHV | 0.0053545 | 0
Operating EHV | 0.026231 | 0
Operating EHV/HV | 0.026364 | 0
Operating 132kV/HV | 0 | 0
Operating HV | 0.093892 | 0
Operating HV/LV | 0.040011 | 0
Operating LV circuits | 0.085933 | 0
Operating LV customer | 0.72519 | 0
Scaler | 0.24373 | 0
Rounding | 0.0001618 | 0
Total | 1.465 | 0 | 0
LV UMS (Pseudo HH Metered)
| Rate 1 units (MWh) | Rate 2 units (MWh) | Rate 3 units (MWh) | MWh/year
LV UMS (Pseudo HH Metered) | 4184.523 | 26738.0279 | 90094.8523 | 121017.4032
| Unit rate 1 p/kWh | Unit rate 2 p/kWh | Unit rate 3 p/kWh | Average unit rate (p/kWh) | Revenue (£/year) | Average p/kWh
Assets 132kV | 7.0194 | 0.0576 | 0.022278 | 0.27203 | 329203.0542 | 0.27203
Assets 132kV/EHV | 0.99423 | 0.0081585 | 0.0031555 | 0.03853 | 46628.0735 | 0.03853
Assets EHV | 1.6076 | 0.05371 | 0.010232 | 0.075071 | 90848.5969 | 0.075071
Assets EHV/HV | 0.30698 | 0.010256 | 0.0019538 | 0.014335 | 17348.337 | 0.014335
Assets 132kV/HV | 0 | 0 | 0 | 0 | 0 | 0
Assets HV | 1.0933 | 0.036527 | 0.0069585 | 0.051054 | 61784.4945 | 0.051054
Assets HV/LV | 0.1226 | 0.0040962 | 0.00078034 | 0.0057254 | 6928.6893 | 0.0057254
Assets LV circuits | 0.26332 | 0.0087976 | 0.001676 | 0.012297 | 14880.9951 | 0.012297
Assets LV customer |  |  |  | 0 | 0 | 0
Transmission exit | 2.4972 | 0.0098314 | 0 | 0.088518 | 107122.7228 | 0.088518
Operating 132kV | 4.134 | 0.033923 | 0.01312 | 0.16021 | 193879.6453 | 0.16021
Operating 132kV/EHV | 0.58554 | 0.0048048 | 0.0018584 | 0.022692 | 27460.9674 | 0.022692
Operating EHV | 0.94676 | 0.031632 | 0.0060259 | 0.044212 | 53504.0411 | 0.044212
Operating EHV/HV | 0.95154 | 0.031791 | 0.0060563 | 0.044435 | 53774.0332 | 0.044435
Operating 132kV/HV | 0 | 0 | 0 | 0 | 0 | 0
Operating HV | 3.3888 | 0.11322 | 0.021569 | 0.15825 | 191511.2351 | 0.15825
Operating HV/LV | 1.4441 | 0.048248 | 0.0091914 | 0.067438 | 81611.1395 | 0.067438
Operating LV circuits | 3.1016 | 0.10362 | 0.019741 | 0.14484 | 175279.1787 | 0.14484
Operating LV customer | 0.72519 | 0.72519 | 0.72519 | 0.72519 | 877604.9559 | 0.72519
Scaler | 46.7493 | 0.18405 | 0 | 1.6572 | 2005445.6963 | 1.6572
Rounding | -0.00039464 | -0.00046555 | 0.0002149 | 4.3485e-05 | 52.624 | 4.3485e-05
Total | 75.931 | 1.465 | 0.85 | 3.582 | 4334868.4797 | 3.582
LV Generation NHH or Aggregate HH
| Rate 1 units (MWh) | MPANs | MWh/year | MWh/MPAN/year
LV Generation NHH or Aggregate HH | 3040.8955 | 262.7765 | 3040.8955 | 11.5722
| Unit rate 1 p/kWh | Fixed charge p/MPAN/day | Revenue (£/year) | Average p/kWh | Average £/MPAN/year
Assets 132kV | -0.15002 |  | -4562.0301 | -0.15002 | -17.3609
Assets 132kV/EHV | -0.021249 |  | -646.1625 | -0.021249 | -2.459
Assets EHV | -0.053643 |  | -1631.2353 | -0.053643 | -6.2077
Assets EHV/HV | -0.010244 |  | -311.4987 | -0.010244 | -1.1854
Assets 132kV/HV | 0 |  | 0 | 0 | 0
Assets HV | -0.036482 |  | -1109.3738 | -0.036482 | -4.2217
Assets HV/LV | -0.0040912 |  | -124.4083 | -0.0040912 | -0.47344
Assets LV circuits | 0 |  | 0 | 0 | 0
Assets LV customer |  | 0 | 0 | 0 | 0
Assets HV customer |  | 0 | 0 | 0 | 0
Transmission exit | -0.044902 |  | -1365.4359 | -0.044902 | -5.1962
Operating 132kV | -0.088354 |  | -2686.7454 | -0.088354 | -10.2245
Operating 132kV/EHV | -0.012514 |  | -380.5486 | -0.012514 | -1.4482
Operating EHV | -0.031592 |  | -960.6938 | -0.031592 | -3.6559
Operating EHV/HV | -0.031752 |  | -965.5416 | -0.031752 | -3.6744
Operating 132kV/HV | 0 |  | 0 | 0 | 0
Operating HV | -0.11308 |  | -3438.687 | -0.11308 | -13.086
Operating HV/LV | -0.048189 |  | -1465.3718 | -0.048189 | -5.5765
Operating LV circuits | 0 |  | 0 | 0 | 0
Operating LV customer |  | 0 | 0 | 0 | 0
Operating HV customer |  | 0 | 0 | 0 | 0
Scaler | 0 | 0 | 0 | 0 | 0
Rounding | 0.00011668 | 0 | 3.5482 | 0.00011668 | 0.013503
Total | -0.646 | 0 | -19644.1847 | -0.646 | -74.7562
LV Sub Generation NHH
| Rate 1 units (MWh) | MPANs | MWh/year | MWh/MPAN/year
LV Sub Generation NHH | 0 | 0 | 0
| Unit rate 1 p/kWh | Fixed charge p/MPAN/day | Revenue (£/year) | Average p/kWh | Average £/MPAN/year
Assets 132kV | -0.14795 |  | 0
Assets 132kV/EHV | -0.020955 |  | 0
Assets EHV | -0.052902 |  | 0
Assets EHV/HV | -0.010102 |  | 0
Assets 132kV/HV | 0 |  | 0
Assets HV | -0.035977 |  | 0
Assets HV/LV | 0 |  | 0
Assets LV circuits | 0 |  | 0
Assets LV customer |  | 0 | 0
Assets HV customer |  | 0 | 0
Transmission exit | -0.044282 |  | 0
Operating 132kV | -0.087132 |  | 0
Operating 132kV/EHV | -0.012341 |  | 0
Operating EHV | -0.031156 |  | 0
Operating EHV/HV | -0.031313 |  | 0
Operating 132kV/HV | 0 |  | 0
Operating HV | -0.11152 |  | 0
Operating HV/LV | 0 |  | 0
Operating LV circuits | 0 |  | 0
Operating LV customer |  | 0 | 0
Operating HV customer |  | 0 | 0
Scaler | 0 | 0 | 0
Rounding | -0.00037304 | 0 | 0
Total | -0.586 | 0 | 0 | 0 | 0
LV Generation Intermittent
| Rate 1 units (MWh) | MPANs | Reactive power units (MVArh) | MWh/year | MWh/MPAN/year
LV Generation Intermittent | 72473.7996 | 501.2967 | 3896.113 | 72473.7996 | 144.5727
| Unit rate 1 p/kWh | Fixed charge p/MPAN/day | Reactive power charge p/kVArh | Revenue (£/year) | Average p/kWh | Average £/MPAN/year
Assets 132kV | -0.15002 |  | 0.029423 | -107580.7041 | -0.14844 | -214.6048
Assets 132kV/EHV | -0.021249 |  | 0.0041675 | -15237.6502 | -0.021025 | -30.3965
Assets EHV | -0.053643 |  | 0.010521 | -38467.4017 | -0.053078 | -76.7358
Assets EHV/HV | -0.010244 |  | 0.002009 | -7345.688 | -0.010136 | -14.6534
Assets 132kV/HV | 0 |  | 0 | 0 | 0 | 0
Assets HV | -0.036482 |  | 0.007155 | -26160.9871 | -0.036097 | -52.1866
Assets HV/LV | -0.0040912 |  | 0.00080239 | -2933.7676 | -0.004048 | -5.8524
Assets LV circuits | 0 |  | 0.0017233 | 67.1422 | 9.2643e-05 | 0.13394
Assets LV customer |  | 0 |  | 0 | 0 | 0
Assets HV customer |  | 0 |  | 0 | 0 | 0
Transmission exit | -0.044902 |  | 0.0088065 | -32199.3839 | -0.044429 | -64.2322
Operating 132kV | -0.088354 |  | 0.017328 | -63358.1872 | -0.087422 | -126.3886
Operating 132kV/EHV | -0.012514 |  | 0.0024544 | -8974.0061 | -0.012382 | -17.9016
Operating EHV | -0.031592 |  | 0.0061961 | -22654.8512 | -0.031259 | -45.1925
Operating EHV/HV | -0.031752 |  | 0.0062274 | -22769.1721 | -0.031417 | -45.4205
Operating 132kV/HV | 0 |  | 0 | 0 | 0 | 0
Operating HV | -0.11308 |  | 0.022178 | -81090.2961 | -0.11189 | -161.7611
Operating HV/LV | -0.048189 |  | 0.0094511 | -34556.0482 | -0.047681 | -68.9333
Operating LV circuits | 0 |  | 0.020298 | 790.8497 | 0.0010912 | 1.5776
Operating LV customer |  | 0 |  | 0 | 0 | 0
Operating HV customer |  | 0 |  | 0 | 0 | 0
Scaler | 0 | 0 | 0 | 0 | 0 | 0
Rounding | 0.00011668 | 0 | 0.00025798 | 94.6145 | 0.00013055 | 0.18874
Total | -0.646 | 0 | 0.149 | -462375.537 | -0.63799 | -922.359
LV Generation Non-Intermittent
| Rate 1 units (MWh) | Rate 2 units (MWh) | Rate 3 units (MWh) | MPANs | Reactive power units (MVArh) | MWh/year | MWh/MPAN/year
LV Generation Non-Intermittent | 149.1016 | 1103.976 | 1216.9386 | 8.0854 | 376.55 | 2470.0162 | 305.4897
| Unit rate 1 p/kWh | Unit rate 2 p/kWh | Unit rate 3 p/kWh | Fixed charge p/MPAN/day | Reactive power charge p/kVArh | Average unit rate (p/kWh) | Revenue (£/year) | Average p/kWh | Average £/MPAN/year
Assets 132kV | -2.1301 | -0.02949 | -0.021011 |  | 0.029423 | -0.14763 | -3646.4597 | -0.14763 | -450.9914
Assets 132kV/EHV | -0.3017 | -0.0041769 | -0.002976 |  | 0.0041675 | -0.02091 | -516.4818 | -0.02091 | -63.8781
Assets EHV | -0.50812 | -0.045998 | -0.0096499 |  | 0.010521 | -0.054381 | -1343.2317 | -0.054381 | -166.1299
Assets EHV/HV | -0.09703 | -0.0087837 | -0.0018427 |  | 0.002009 | -0.010385 | -256.5019 | -0.010385 | -31.724
Assets 132kV/HV | 0 | 0 | 0 |  | 0 | 0 | 0 | 0 | 0
Assets HV | -0.34556 | -0.031282 | -0.0065627 |  | 0.007155 | -0.036984 | -913.5077 | -0.036984 | -112.9819
Assets HV/LV | -0.038752 | -0.0035081 | -0.00073596 |  | 0.00080239 | -0.0041475 | -102.4434 | -0.0041475 | -12.6701
Assets LV circuits | 0 | 0 | 0 |  | 0.0017233 | 0.00026272 | 6.4891 | 0.00026272 | 0.80257
Assets LV customer |  |  |  | 0 |  | 0 | 0 | 0 | 0
Assets HV customer |  |  |  | 0 |  | 0 | 0 | 0 | 0
Transmission exit | -0.74489 | -0.0013102 | 0 |  | 0.0088065 | -0.044208 | -1091.9473 | -0.044208 | -135.0512
Operating 132kV | -1.2545 | -0.017368 | -0.012374 |  | 0.017328 | -0.086944 | -2147.5327 | -0.086944 | -265.6052
Operating 132kV/EHV | -0.17768 | -0.00246 | -0.0017527 |  | 0.0024544 | -0.012315 | -304.1749 | -0.012315 | -37.6201
Operating EHV | -0.29925 | -0.02709 | -0.0056832 |  | 0.0061961 | -0.032027 | -791.078 | -0.032027 | -97.8399
Operating EHV/HV | -0.30076 | -0.027226 | -0.0057118 |  | 0.0062274 | -0.032189 | -795.0699 | -0.032189 | -98.3336
Operating 132kV/HV | 0 | 0 | 0 |  | 0 | 0 | 0 | 0 | 0
Operating HV | -1.0711 | -0.096964 | -0.020342 |  | 0.022178 | -0.11464 | -2831.5678 | -0.11464 | -350.2062
Operating HV/LV | -0.45645 | -0.041321 | -0.0086687 |  | 0.0094511 | -0.048852 | -1206.6523 | -0.048852 | -149.2378
Operating LV circuits | 0 | 0 | 0 |  | 0.020298 | 0.0030945 | 76.4337 | 0.0030945 | 9.4533
Operating LV customer |  |  |  | 0 |  | 0 | 0 | 0 | 0
Operating HV customer |  |  |  | 0 |  | 0 | 0 | 0 | 0
Scaler | 0 | 0 | 0 | 0 | 0 | 0 | 0 | 0 | 0
Rounding | -9.8407e-05 | -2.2398e-05 | 0.00031135 | 0 | 0.00025798 | 0.00017678 | 4.3664 | 0.00017678 | 0.54004
Total | -7.726 | -0.337 | -0.097 | 0 | 0.149 | -0.64208 | -15859.3597 | -0.64208 | -1961.4737
LV Sub Generation Intermittent
| Rate 1 units (MWh) | MPANs | Reactive power units (MVArh) | MWh/year | MWh/MPAN/year
LV Sub Generation Intermittent | 11369.4368 | 60.6407 | 1309.103 | 11369.4368 | 187.4885
| Unit rate 1 p/kWh | Fixed charge p/MPAN/day | Reactive power charge p/kVArh | Revenue (£/year) | Average p/kWh | Average £/MPAN/year
Assets 132kV | -0.14795 |  | 0.029017 | -16441.0596 | -0.14461 | -271.1224
Assets 132kV/EHV | -0.020955 |  | 0.0041099 | -2328.6993 | -0.020482 | -38.4016
Assets EHV | -0.052902 |  | 0.010375 | -5878.7944 | -0.051707 | -96.9446
Assets EHV/HV | -0.010102 |  | 0.0019813 | -1122.6074 | -0.0098739 | -18.5124
Assets 132kV/HV | 0 |  | 0 | 0 | 0 | 0
Assets HV | -0.035977 |  | 0.0070561 | -3998.0622 | -0.035165 | -65.9303
Assets HV/LV | 0 |  | 0.00079129 | 10.3588 | 9.1111e-05 | 0.17082
Assets LV circuits | 0 |  | 0 | 0 | 0 | 0
Assets LV customer |  | 0 |  | 0 | 0 | 0
Assets HV customer |  | 0 |  | 0 | 0 | 0
Transmission exit | -0.044282 |  | 0.0086848 | -4920.8824 | -0.043282 | -81.1481
Operating 132kV | -0.087132 |  | 0.017089 | -9682.7376 | -0.085165 | -159.6738
Operating 132kV/EHV | -0.012341 |  | 0.0024205 | -1371.4557 | -0.012063 | -22.6161
Operating EHV | -0.031156 |  | 0.0061104 | -3462.2357 | -0.030452 | -57.0942
Operating EHV/HV | -0.031313 |  | 0.0061413 | -3479.7069 | -0.030606 | -57.3823
Operating 132kV/HV | 0 |  | 0 | 0 | 0 | 0
Operating HV | -0.11152 |  | 0.021872 | -12392.6535 | -0.109 | -204.3619
Operating HV/LV | 0 |  | 0.0093204 | 122.0139 | 0.0010732 | 2.0121
Operating LV circuits | 0 |  | 0 | 0 | 0 | 0
Operating LV customer |  | 0 |  | 0 | 0 | 0
Operating HV customer |  | 0 |  | 0 | 0 | 0
Scaler | 0 | 0 | 0 | 0 | 0 | 0
Rounding | -0.00037304 | 0 | 3.1615e-05 | -41.999 | -0.0003694 | -0.69259
Total | -0.586 | 0 | 0.125 | -64988.5209 | -0.57161 | -1071.6975
LV Sub Generation Non-Intermittent
| Rate 1 units (MWh) | Rate 2 units (MWh) | Rate 3 units (MWh) | MPANs | Reactive power units (MVArh) | MWh/year | MWh/MPAN/year
LV Sub Generation Non-Intermittent | 225.5396 | 1261.5817 | 2043.4146 | 9.0961 | 231.941 | 3530.5359 | 388.1369
| Unit rate 1 p/kWh | Unit rate 2 p/kWh | Unit rate 3 p/kWh | Fixed charge p/MPAN/day | Reactive power charge p/kVArh | Average unit rate (p/kWh) | Revenue (£/year) | Average p/kWh | Average £/MPAN/year
Assets 132kV | -2.1006 | -0.029082 | -0.020721 |  | 0.029017 | -0.15467 | -5460.783 | -0.15467 | -600.3427
Assets 132kV/EHV | -0.29753 | -0.0041192 | -0.0029349 |  | 0.0041099 | -0.021908 | -773.4612 | -0.021908 | -85.0321
Assets EHV | -0.50109 | -0.045362 | -0.0095165 |  | 0.010375 | -0.053047 | -1872.8348 | -0.053047 | -205.894
Assets EHV/HV | -0.095688 | -0.0086622 | -0.0018173 |  | 0.0019813 | -0.01013 | -357.6342 | -0.01013 | -39.3173
Assets 132kV/HV | 0 | 0 | 0 |  | 0 | 0 | 0 | 0 | 0
Assets HV | -0.34078 | -0.03085 | -0.006472 |  | 0.0070561 | -0.036076 | -1273.6812 | -0.036076 | -140.0248
Assets HV/LV | 0 | 0 | 0 |  | 0.00079129 | 5.1985e-05 | 1.8353 | 5.1985e-05 | 0.20177
Assets LV circuits | 0 | 0 | 0 |  | 0 | 0 | 0 | 0 | 0
Assets LV customer |  |  |  | 0 |  | 0 | 0 | 0 | 0
Assets HV customer |  |  |  | 0 |  | 0 | 0 | 0 | 0
Transmission exit | -0.73459 | -0.0012921 | 0 |  | 0.0086848 | -0.046819 | -1652.9544 | -0.046819 | -181.721
Operating 132kV | -1.2371 | -0.017128 | -0.012203 |  | 0.017089 | -0.091093 | -3216.0536 | -0.091093 | -353.5636
Operating 132kV/EHV | -0.17523 | -0.0024259 | -0.0017285 |  | 0.0024205 | -0.012902 | -455.5194 | -0.012902 | -50.0785
Operating EHV | -0.29511 | -0.026715 | -0.0056046 |  | 0.0061104 | -0.031241 | -1102.9805 | -0.031241 | -121.2585
Operating EHV/HV | -0.2966 | -0.02685 | -0.0056329 |  | 0.0061413 | -0.031399 | -1108.5464 | -0.031399 | -121.8704
Operating 132kV/HV | 0 | 0 | 0 |  | 0 | 0 | 0 | 0 | 0
Operating HV | -1.0563 | -0.095624 | -0.020061 |  | 0.021872 | -0.11182 | -3947.9851 | -0.11182 | -434.0301
Operating HV/LV | 0 | 0 | 0 |  | 0.0093204 | 0.00061231 | 21.6179 | 0.00061231 | 2.3766
Operating LV circuits | 0 | 0 | 0 |  | 0 | 0 | 0 | 0 | 0
Operating LV customer |  |  |  | 0 |  | 0 | 0 | 0 | 0
Operating HV customer |  |  |  | 0 |  | 0 | 0 | 0 | 0
Scaler | 0 | 0 | 0 | 0 | 0 | 0 | 0 | 0 | 0
Rounding | -0.00026655 | 0.00010995 | -0.00030859 | 0 | 3.1615e-05 | -0.00015427 | -5.4465 | -0.00015427 | -0.59878
Total | -7.131 | -0.288 | -0.087 | 0 | 0.125 | -0.6006 | -21204.4271 | -0.6006 | -2331.1534
HV Generation Intermittent
| Rate 1 units (MWh) | MPANs | Reactive power units (MVArh) | MWh/year | MWh/MPAN/year
HV Generation Intermittent | 331446.632 | 147 | 2487.563 | 331446.632 | 2254.739
| Unit rate 1 p/kWh | Fixed charge p/MPAN/day | Reactive power charge p/kVArh | Revenue (£/year) | Average p/kWh | Average £/MPAN/year
Assets 132kV | -0.14615 |  | 0.028664 | -483699.6576 | -0.14594 | -3290.4739
Assets 132kV/EHV | -0.0068312 |  | 0.0013398 | -22608.5826 | -0.0068212 | -153.7999
Assets EHV | -0.017245 |  | 0.0033823 | -57075.2984 | -0.01722 | -388.2673
Assets EHV/HV | 0 |  | 0 | 0 | 0 | 0
Assets 132kV/HV | 0 |  | 0 | 0 | 0 | 0
Assets HV | 0 |  | 0 | 0 | 0 | 0
Assets HV/LV | 0 |  | 0 | 0 | 0 | 0
Assets LV circuits | 0 |  | 0 | 0 | 0 | 0
Assets LV customer |  | 0 |  | 0 | 0 | 0
Assets HV customer |  | 0 |  | 0 | 0 | 0
Transmission exit | -0.043744 |  | 0.0085793 | -144773.4619 | -0.043679 | -984.8535
Operating 132kV | -0.086074 |  | 0.016881 | -284868.311 | -0.085947 | -1937.8797
Operating 132kV/EHV | -0.012191 |  | 0.0023911 | -40348.5337 | -0.012173 | -274.4798
Operating EHV | -0.030777 |  | 0.0060362 | -101859.7513 | -0.030732 | -692.9235
Operating EHV/HV | -0.030932 |  | 0.0060667 | -102373.756 | -0.030887 | -696.4201
Operating 132kV/HV | 0 |  | 0 | 0 | 0 | 0
Operating HV | 0 |  | 0.021606 | 537.4594 | 0.00016216 | 3.6562
Operating HV/LV | 0 |  | 0 | 0 | 0 | 0
Operating LV circuits | 0 |  | 0 | 0 | 0 | 0
Operating LV customer |  | 0 |  | 0 | 0 | 0
Operating HV customer |  | 37.2665 |  | 19995.3207 | 0.0060327 | 136.0226
Scaler | 0 | 0 | 0 | 0 | 0 | 0
Rounding | -5.3903e-05 | 0.0035371 | 5.3588e-05 | -175.4281 | -5.2928e-05 | -1.1934
Total | -0.374 | 37.27 | 0.095 | -1217250.0004 | -0.36725 | -8280.6122
HV Generation Non-Intermittent
| Rate 1 units (MWh) | Rate 2 units (MWh) | Rate 3 units (MWh) | MPANs | Reactive power units (MVArh) | MWh/year | MWh/MPAN/year
HV Generation Non-Intermittent | 13978.1937 | 87696.0477 | 124714.4413 | 52 | 1626.657 | 226388.6828 | 4353.6285
| Unit rate 1 p/kWh | Unit rate 2 p/kWh | Unit rate 3 p/kWh | Fixed charge p/MPAN/day | Reactive power charge p/kVArh | Average unit rate (p/kWh) | Revenue (£/year) | Average p/kWh | Average £/MPAN/year
Assets 132kV | -2.0751 | -0.028729 | -0.020469 |  | 0.028664 | -0.15033 | -340319.8621 | -0.15033 | -6544.6127
Assets 132kV/EHV | -0.096993 | -0.0013428 | -0.00095674 |  | 0.0013398 | -0.0070264 | -15906.8744 | -0.0070264 | -305.9014
Assets EHV | -0.16335 | -0.014788 | -0.0031023 |  | 0.0033823 | -0.017499 | -39615.6423 | -0.017499 | -761.8393
Assets EHV/HV | 0 | 0 | 0 |  | 0 | 0 | 0 | 0 | 0
Assets 132kV/HV | 0 | 0 | 0 |  | 0 | 0 | 0 | 0 | 0
Assets HV | 0 | 0 | 0 |  | 0 | 0 | 0 | 0 | 0
Assets HV/LV | 0 | 0 | 0 |  | 0 | 0 | 0 | 0 | 0
Assets LV circuits | 0 | 0 | 0 |  | 0 | 0 | 0 | 0 | 0
Assets LV customer |  |  |  | 0 |  | 0 | 0 | 0 | 0
Assets HV customer |  |  |  | 0 |  | 0 | 0 | 0 | 0
Transmission exit | -0.72567 | -0.0012764 | 0 |  | 0.0085793 | -0.045239 | -102415.0261 | -0.045239 | -1969.5197
Operating 132kV | -1.2221 | -0.01692 | -0.012055 |  | 0.016881 | -0.088532 | -200426.7375 | -0.088532 | -3854.3603
Operating 132kV/EHV | -0.1731 | -0.0023965 | -0.0017075 |  | 0.0023911 | -0.01254 | -28388.2926 | -0.01254 | -545.9287
Operating EHV | -0.29153 | -0.026391 | -0.0055365 |  | 0.0060362 | -0.03123 | -70700.2782 | -0.03123 | -1359.6207
Operating EHV/HV | -0.293 | -0.026524 | -0.0055644 |  | 0.0060667 | -0.031387 | -71057.046 | -0.031387 | -1366.4817
Operating 132kV/HV | 0 | 0 | 0 |  | 0 | 0 | 0 | 0 | 0
Operating HV | 0 | 0 | 0 |  | 0.021606 | 0.00015524 | 351.4532 | 0.00015524 | 6.7587
Operating HV/LV | 0 | 0 | 0 |  | 0 | 0 | 0 | 0 | 0
Operating LV circuits | 0 | 0 | 0 |  | 0 | 0 | 0 | 0 | 0
Operating LV customer |  |  |  | 0 |  | 0 | 0 | 0 | 0
Operating HV customer |  |  |  | 37.2665 |  | 0 | 7073.1747 | 0.0031243 | 136.0226
Scaler | 0 | 0 | 0 | 0 | 0 | 0 | 0 | 0 | 0
Rounding | -0.0001328 | 0.00036617 | 0.00039133 | 0.0035371 | 5.3588e-05 | 0.00034961 | 792.1436 | 0.0003499 | 15.2335
Total | -5.041 | -0.118 | -0.049 | 37.27 | 0.095 | -0.38327 | -860612.9878 | -0.38015 | -16550.2498

## M-Rev
Revenue matrix for WPD South West in April 16 (Finals)
This sheet is for information only. It can be deleted without affecting any calculations elsewhere in the model.
3901. Revenue matrix by tariff
Revenue matrix by tariff, charging element and network level
| Assets 132kV | Assets 132kV/EHV | Assets EHV | Assets EHV/HV | Assets 132kV/HV | Assets HV | Assets HV/LV | Assets LV circuits | Assets LV customer | Assets HV customer | Transmission exit | Operating 132kV | Operating 132kV/EHV | Operating EHV | Operating EHV/HV | Operating 132kV/HV | Operating HV | Operating HV/LV | Operating LV circuits | Operating LV customer | Operating HV customer | Scaler | Rounding | Total net revenue by tariff (£/year)
Domestic Unrestricted | 13540891.2255 | 1917921.6675 | 4841787.4469 | 924581.8145 | 0 | 3292812.4371 | 369265.3703 | 854505.1811 | 0 | 0 | 4052849.0531 | 7974723.0579 | 1129533.787 | 2851504.6278 | 2865893.8913 | 0 | 10206615.4678 | 4349475.9894 | 10064983.2527 | 9713313.3792 | 0 | 75873432.6032 | -13737.086 | 154810353.1663
Domestic Two Rate | 2648863.6997 | 375183.0658 | 905052.9309 | 172827.8018 | 0 | 615510.1974 | 69025.0676 | 155448.6825 | 0 | 0 | 778649.5554 | 1560012.1197 | 220958.9455 | 533018.57 | 535708.2884 | 0 | 1907875.417 | 813027.4274 | 1830987.5943 | 1767013.0045 | 0 | 14577107.065 | -2201.5674 | 29464067.8655
Domestic Off Peak (related MPAN) | 15838.0785 | 2243.2935 | 9141.5465 | 1745.6586 | 0 | 6217.0011 | 697.1922 | 0 |  |  | 712.5227 | 9327.6201 | 1321.1571 | 5383.789 | 5410.9567 | 0 | 19270.6208 | 8212.0369 | 0 |  |  | 13339.1457 | 2.8879 | 98863.5074
Small Non Domestic Unrestricted | 2909817.7589 | 412144.4029 | 1045872.9463 | 199718.6198 | 0 | 711279.3535 | 79764.8937 | 76503.0954 | 0 | 0 | 870908.576 | 1713697.4509 | 242726.8204 | 615952.5958 | 619060.816 | 0 | 2204727.7184 | 939528.907 | 901109.0761 | 1956480.9723 | 0 | 16304289.225 | 865.6652 | 31804448.8937
Small Non Domestic Two Rate | 1137883.6449 | 161168.9852 | 431803.0123 | 82456.5756 | 0 | 293661.4515 | 32932.032 | 19534.3296 | 0 | 0 | 335632.6567 | 670141.0409 | 94918.2739 | 254304.4901 | 255587.7615 | 0 | 910252.1234 | 387897.4149 | 230089.5358 | 499568.599 | 0 | 6283382.733 | -27.5471 | 12081187.1131
Small Non Domestic Off Peak (related MPAN) | 6084.5584 | 861.8123 | 3469.6839 | 662.5666 | 0 | 2359.6695 | 264.6201 | 0 |  |  | 377.341 | 3583.4176 | 507.5526 | 2043.423 | 2053.7345 | 0 | 7314.185 | 3116.8875 | 0 |  |  | 7064.2048 | -109.6943 | 39653.9624
LV Medium Non-Domestic | 1155016.9961 | 163595.7402 | 425504.2267 | 81253.7672 | 0 | 289377.7608 | 32451.6467 | 49718.972 | 0 | 0 | 350015.0789 | 680231.4942 | 96347.4782 | 250594.9063 | 251859.4584 | 0 | 896974.1174 | 382239.0879 | 585626.1984 | 133233.2763 | 0 | 6552636.22 | 1430.7784 | 12378107.2042
LV Sub Medium Non-Domestic | 110251.9005 | 15615.9964 | 40793.5842 | 7789.893 | 0 | 27742.9819 | 2321.1628 | 0 | 0 | 0 | 33239.9314 | 64931.3519 | 9196.8279 | 24024.8246 | 24146.0587 | 0 | 85993.95 | 27340.3434 | 0 | 7310.0795 | 0 | 622285.1284 | -185.6258 | 1102798.3889
HV Medium Non-Domestic | 4114.254 | 192.3041 | 526.0913 | 0 | 0 | 0 | 0 | 0 | 0 | 0 | 1242.7808 | 2423.0337 | 343.1967 | 938.8918 | 1110.9928 | 0 | 2888.1008 | 0 | 0 | 0 | 4954.4459 | 23266.1136 | -6.2631 | 41993.9423
LV Network Domestic | 0 | 0 | 0 | 0 | 0 | 0 | 0 | 0 | 0 | 0 | 0 | 0 | 0 | 0 | 0 | 0 | 0 | 0 | 0 | 0 | 0 | 0 | 0 | 0
LV Network Non-Domestic Non-CT | 371583.782 | 52630.8479 | 129131.8035 | 24658.8514 | 0 | 87820.2138 | 9848.409 | 1551.847 | 0 | 0 | 112121.0185 | 218839.1964 | 30996.2195 | 76050.4131 | 76434.1787 | 0 | 272213.243 | 116001.7215 | 18278.7821 | 39686.7485 | 0 | 2099018.8463 | -91.9444 | 3736774.1779
LV HH Metered | 2041664.6993 | 289179.8552 | 741418.6008 | 141580.39 | 0 | 606217.9656 | 113733.9416 | 238573.3489 | 0 | 0 | 622721.7202 | 1202410.5565 | 170308.5285 | 436648.3648 | 438851.7799 | 0 | 1879072.6114 | 1339641.0494 | 2810090.348 | 161696.7561 | 0 | 11657980.3123 | 497.2688 | 24892288.0974
LV Sub HH Metered | 1413394.2979 | 200192.1073 | 518273.2801 | 98968.8323 | 0 | 674225.8545 | 75609.6087 | 0 | 0 | 0 | 428263.4629 | 832399.2793 | 117900.409 | 305229.974 | 306770.2256 | 0 | 2089874.2843 | 890584.9396 | 0 | 44717.727 | 0 | 8017525.0957 | -5653.671 | 16008275.7073
HV HH Metered | 4236271.0315 | 198007.342 | 644167.0178 | 0 | 0 | 0 | 0 | 0 | 0 | 0 | 1278147.6429 | 2494894.0001 | 353374.9132 | 1149616.2802 | 2136273.7346 | 0 | 5553387.5217 | 0 | 0 | 0 | 294690.2457 | 23928216.3651 | -20206.4948 | 42246839.5999
NHH UMS category A | 22158.5874 | 3138.5257 | 7901.7067 | 1508.9003 | 0 | 5373.8084 | 602.6342 | 1294.2991 | 0 |  | 6640.7086 | 13049.9976 | 1848.3919 | 4653.6023 | 4677.0853 | 0 | 16657.0059 | 7098.2636 | 15245.196 | 100360.784 |  | 124320.7802 | 40.4791 | 336570.7562
NHH UMS category B | 13072.0512 | 1851.5155 | 3512.6241 | 670.7664 | 0 | 2388.8724 | 267.895 | 575.3676 | 0 |  | 4244.3782 | 7698.6061 | 1090.4248 | 2068.712 | 2079.1512 | 0 | 7404.7042 | 3155.4616 | 6777.0983 | 36452.3451 |  | 79459.0523 | -4.8204 | 172764.2056
NHH UMS category C | 2970.6478 | 420.7603 | 769.6462 | 146.9707 | 0 | 523.4225 | 58.6981 | 126.068 | 0 |  | 1003.5222 | 1749.5225 | 247.801 | 453.2726 | 455.5599 | 0 | 1622.4344 | 691.3888 | 1484.9206 | 4753.9127 |  | 18786.9501 | -0.96161 | 36264.5369
NHH UMS category D | 0 | 0 | 0 | 0 | 0 | 0 | 0 | 0 | 0 |  | 0 | 0 | 0 | 0 | 0 | 0 | 0 | 0 | 0 | 0 |  | 0 | 0 | 0
LV UMS (Pseudo HH Metered) | 329203.0542 | 46628.0735 | 90848.5969 | 17348.337 | 0 | 61784.4945 | 6928.6893 | 14880.9951 | 0 |  | 107122.7228 | 193879.6453 | 27460.9674 | 53504.0411 | 53774.0332 | 0 | 191511.2351 | 81611.1395 | 175279.1787 | 877604.9559 |  | 2005445.6963 | 52.624 | 4334868.4797
LV Generation NHH or Aggregate HH | -4562.0301 | -646.1625 | -1631.2353 | -311.4987 | 0 | -1109.3738 | -124.4083 | 0 | 0 | 0 | -1365.4359 | -2686.7454 | -380.5486 | -960.6938 | -965.5416 | 0 | -3438.687 | -1465.3718 | 0 | 0 | 0 | 0 | 3.5482 | -19644.1847
LV Sub Generation NHH | 0 | 0 | 0 | 0 | 0 | 0 | 0 | 0 | 0 | 0 | 0 | 0 | 0 | 0 | 0 | 0 | 0 | 0 | 0 | 0 | 0 | 0 | 0 | 0
LV Generation Intermittent | -107580.7041 | -15237.6502 | -38467.4017 | -7345.688 | 0 | -26160.9871 | -2933.7676 | 67.1422 | 0 | 0 | -32199.3839 | -63358.1872 | -8974.0061 | -22654.8512 | -22769.1721 | 0 | -81090.2961 | -34556.0482 | 790.8497 | 0 | 0 | 0 | 94.6145 | -462375.537
LV Generation Non-Intermittent | -3646.4597 | -516.4818 | -1343.2317 | -256.5019 | 0 | -913.5077 | -102.4434 | 6.4891 | 0 | 0 | -1091.9473 | -2147.5327 | -304.1749 | -791.078 | -795.0699 | 0 | -2831.5678 | -1206.6523 | 76.4337 | 0 | 0 | 0 | 4.3664 | -15859.3597
LV Sub Generation Intermittent | -16441.0596 | -2328.6993 | -5878.7944 | -1122.6074 | 0 | -3998.0622 | 10.3588 | 0 | 0 | 0 | -4920.8824 | -9682.7376 | -1371.4557 | -3462.2357 | -3479.7069 | 0 | -12392.6535 | 122.0139 | 0 | 0 | 0 | 0 | -41.999 | -64988.5209
LV Sub Generation Non-Intermittent | -5460.783 | -773.4612 | -1872.8348 | -357.6342 | 0 | -1273.6812 | 1.8353 | 0 | 0 | 0 | -1652.9544 | -3216.0536 | -455.5194 | -1102.9805 | -1108.5464 | 0 | -3947.9851 | 21.6179 | 0 | 0 | 0 | 0 | -5.4465 | -21204.4271
HV Generation Intermittent | -483699.6576 | -22608.5826 | -57075.2984 | 0 | 0 | 0 | 0 | 0 | 0 | 0 | -144773.4619 | -284868.311 | -40348.5337 | -101859.7513 | -102373.756 | 0 | 537.4594 | 0 | 0 | 0 | 19995.3207 | 0 | -175.4281 | -1217250.0004
HV Generation Non-Intermittent | -340319.8621 | -15906.8744 | -39615.6423 | 0 | 0 | 0 | 0 | 0 | 0 | 0 | -102415.0261 | -200426.7375 | -28388.2926 | -70700.2782 | -71057.046 | 0 | 351.4532 | 0 | 0 | 0 | 7073.1747 | 0 | 792.1436 | -860612.9878
3902. Revenues by charging element and network level
Total net revenue by charging element and network level (£/year)
| Assets 132kV | Assets 132kV/EHV | Assets EHV | Assets EHV/HV | Assets 132kV/HV | Assets HV | Assets HV/LV | Assets LV circuits | Assets LV customer | Assets HV customer | Transmission exit | Operating 132kV | Operating 132kV/EHV | Operating EHV | Operating EHV/HV | Operating 132kV/HV | Operating HV | Operating HV/LV | Operating LV circuits | Operating LV customer | Operating HV customer | Scaler | Rounding | Total net revenue (£/year)
Revenues by charging element and network level | 28997369.7116 | 3782958.3834 | 9694090.3065 | 1746525.8149 | 0 | 6643839.8726 | 790623.4361 | 1412785.8177 | 0 | 0 | 8695473.5806 | 17077605.0857 | 2418859.1635 | 6364458.9099 | 7377598.868 | 0 | 26150842.4637 | 9312537.6179 | 16640818.4644 | 15342192.5401 | 326713.1869 | 168187555.537 | -38664.1736 | 330924184.5871

## CData
Additional calculations for tariff comparisons for WPD South West in April 16 (Finals)
This sheet is for information only. It can be deleted without affecting any calculations elsewhere in the model.
4001. Revenues under current tariffs (£)
Data sources:
x1 = 1201. Current revenues if known (£) (in Current tariff information)
x2 = 1010. Days in the charging year (in Financial and general assumptions)
x3 = 1201. Current Fixed charge p/MPAN/day (in Current tariff information)
x4 = 1053. MPANs by tariff (in Volume forecasts for the charging year)
x5 = 1201. Current Capacity charge p/kVA/day (in Current tariff information)
x6 = 1053. Import capacity (kVA) by tariff (in Volume forecasts for the charging year)
x7 = 1201. Current Unit rate 1 p/kWh (in Current tariff information)
x8 = 1053. Rate 1 units (MWh) by tariff (in Volume forecasts for the charging year)
x9 = 1201. Current Unit rate 2 p/kWh (in Current tariff information)
x10 = 1053. Rate 2 units (MWh) by tariff (in Volume forecasts for the charging year)
x11 = 1201. Current Unit rate 3 p/kWh (in Current tariff information)
x12 = 1053. Rate 3 units (MWh) by tariff (in Volume forecasts for the charging year)
x13 = 1201. Current Reactive power charge p/kVArh (in Current tariff information)
x14 = 1053. Reactive power units (MVArh) by tariff (in Volume forecasts for the charging year)
Calculation =IF(x1,x1,0.01*x2*(x3*x4+x5*x6)+10*(x7*x8+x9*x10+x11*x12+x13*x14))
Revenues under current tariffs (£)
Domestic Unrestricted | 141420771.4261
Domestic Two Rate | 27347008.4372
Domestic Off Peak (related MPAN) | 116196.7198
Small Non Domestic Unrestricted | 27036788.8562
Small Non Domestic Two Rate | 10573288.3762
Small Non Domestic Off Peak (related MPAN) | 44552.3931
LV Medium Non-Domestic | 10838969.8205
LV Sub Medium Non-Domestic | 959739.8208
HV Medium Non-Domestic | 38065.9241
LV Network Domestic | 0
LV Network Non-Domestic Non-CT | 3142895.6462
LV HH Metered | 21955935.5041
LV Sub HH Metered | 14348808.9038
HV HH Metered | 35977442.1438
NHH UMS category A | 299022.2666
NHH UMS category B | 154917.0035
NHH UMS category C | 31050.332
NHH UMS category D | 0
LV UMS (Pseudo HH Metered) | 3914421.1947
4002. All-the-way volumes
Data sources:
x1 = 1053. Rate 1 units (MWh) by tariff (in Volume forecasts for the charging year)
x2 = 1053. Rate 2 units (MWh) by tariff (in Volume forecasts for the charging year)
x3 = 1053. Rate 3 units (MWh) by tariff (in Volume forecasts for the charging year)
x4 = 1053. MPANs by tariff (in Volume forecasts for the charging year)
x5 = 1053. Import capacity (kVA) by tariff (in Volume forecasts for the charging year)
x6 = 1053. Reactive power units (MVArh) by tariff (in Volume forecasts for the charging year)
x7 = 3802. All units (MWh) (in Revenue summary)
Kind: | Copy cells | Copy cells | Copy cells | Copy cells | Copy cells | Copy cells | Copy cells
Formula: | = x1 | = x2 | = x3 | = x4 | = x5 | = x6 | = x7
| Rate 1 units (MWh) | Rate 2 units (MWh) | Rate 3 units (MWh) | MPANs | Import capacity (kVA) | Reactive power units (MVArh) | All units (MWh)
Domestic Unrestricted | 4168538.38 | 0 | 0 | 1208622 | 0 | 0 | 4168538.38
Domestic Two Rate | 663175.4554 | 698638.7098 | 0 | 220635 | 0 | 0 | 1361814.1652
Domestic Off Peak (related MPAN) | 64197.0827 | 0 | 0 | 16604 | 0 | 0 | 64197.0827
Small Non Domestic Unrestricted | 1173934.6182 | 0 | 0 | 108567 | 0 | 0 | 1173934.6182
Small Non Domestic Two Rate | 376239.6554 | 173841.044 | 0 | 27763 | 0 | 0 | 550080.6994
Small Non Domestic Off Peak (related MPAN) | 23325.8603 | 0 | 0 | 3507 | 0 | 0 | 23325.8603
LV Medium Non-Domestic | 427528.8727 | 105993.876 | 0 | 6068.9847 | 0 | 0 | 533522.7487
LV Sub Medium Non-Domestic | 42068.6255 | 11736.0801 | 0 | 450.0844 | 0 | 0 | 53804.7056
HV Medium Non-Domestic | 1538.6836 | 436.4451 | 0 | 17.5611 | 0 | 0 | 1975.1287
LV Network Domestic | 0 | 0 | 0 | 0 | 0 | 0 | 0
LV Network Non-Domestic Non-CT | 9584.8223 | 71676.4243 | 68426.3562 | 2200.9759 | 0 | 0 | 149687.6029
LV HH Metered | 67455.6663 | 484412.5194 | 420321.6855 | 4354.0395 | 511822.119 | 79052.181 | 972189.8712
LV Sub HH Metered | 49420.0384 | 365626.7428 | 332770.5557 | 1571.9156 | 348837.0805 | 74091.67 | 747817.3369
HV HH Metered | 162287.5372 | 1149365.8885 | 1238534.8314 | 1039.4389 | 934915.5737 | 187754.548 | 2550188.2571
NHH UMS category A | 13729.2133 | 0 | 0 | 712.5286 | 0 | 0 | 13729.2133
NHH UMS category B | 4919.5619 | 0 | 0 | 666.0374 | 0 | 0 | 4919.5619
NHH UMS category C | 605.5057 | 0 | 0 | 169.794 | 0 | 0 | 605.5057
NHH UMS category D | 0 | 0 | 0 | 1.0107 | 0 | 0 | 0
LV UMS (Pseudo HH Metered) | 4184.523 | 26738.0279 | 90094.8523 | 0 | 0 | 0 | 121017.4032
LV Generation NHH or Aggregate HH | 2909.5226 | 0 | 0 | 262.7765 | 0 | 0 | 2909.5226
LV Sub Generation NHH | 0 | 0 | 0 | 0 | 0 | 0 | 0
LV Generation Intermittent | 71952.3169 | 0 | 0 | 501.2967 | 0 | 3896.113 | 71952.3169
LV Generation Non-Intermittent | 149.1016 | 1103.976 | 1216.9386 | 8.0854 | 0 | 376.55 | 2470.0162
LV Sub Generation Intermittent | 11369.4368 | 0 | 0 | 60.6407 | 0 | 1309.103 | 11369.4368
LV Sub Generation Non-Intermittent | 225.5396 | 1261.5817 | 2043.4146 | 9.0961 | 0 | 231.941 | 3530.5359
HV Generation Intermittent | 331383.3451 | 0 | 0 | 147 | 0 | 2375.5 | 331383.3451
HV Generation Non-Intermittent | 13973.1165 | 87696.0477 | 124714.4413 | 52 | 0 | 1625.64 | 226383.6056
4003. Normalised to
Normalised to
Domestic Unrestricted | = x1: MPAN
Domestic Two Rate | = x1: MPAN
Domestic Off Peak (related MPAN) | = x1: MPAN
Small Non Domestic Unrestricted | = x1: MPAN
Small Non Domestic Two Rate | = x1: MPAN
Small Non Domestic Off Peak (related MPAN) | = x1: MPAN
LV Medium Non-Domestic | = x1: MPAN
LV Sub Medium Non-Domestic | = x1: MPAN
HV Medium Non-Domestic | = x1: MPAN
LV Network Domestic | = x1: MPAN
LV Network Non-Domestic Non-CT | = x1: MPAN
LV HH Metered | = x1: kVA
LV Sub HH Metered | = x1: kVA
HV HH Metered | = x1: kVA
NHH UMS category A | = x1: MWh
NHH UMS category B | = x1: MWh
NHH UMS category C | = x1: MWh
NHH UMS category D | = x1: MWh
LV UMS (Pseudo HH Metered) | = x1: MWh
LV Generation NHH or Aggregate HH | = x1: MWh
LV Sub Generation NHH | = x1: MWh
LV Generation Intermittent | = x1: MWh
LV Generation Non-Intermittent | = x1: MWh
LV Sub Generation Intermittent | = x1: MWh
LV Sub Generation Non-Intermittent | = x1: MWh
HV Generation Intermittent | = x1: MWh
HV Generation Non-Intermittent | = x1: MWh
4004. Normalised volumes for comparisons
Data sources:
x1 = 4002. Rate 1 units (MWh) by tariff (in Volume forecasts for the charging year) (in All-the-way volumes)
x2 = 4003. Normalised to
x3 = 4002. Import capacity (kVA) by tariff (in Volume forecasts for the charging year) (in All-the-way volumes)
x4 = 4002. MPANs by tariff (in Volume forecasts for the charging year) (in All-the-way volumes)
x5 = 4002. All units (MWh) (in Revenue summary) (in All-the-way volumes)
x6 = 4002. Rate 2 units (MWh) by tariff (in Volume forecasts for the charging year) (in All-the-way volumes)
x7 = 4002. Rate 3 units (MWh) by tariff (in Volume forecasts for the charging year) (in All-the-way volumes)
x8 = 4002. Reactive power units (MVArh) by tariff (in Volume forecasts for the charging year) (in All-the-way volumes)
x9 = 1010. Days in the charging year (in Financial and general assumptions)
x10 = 3607. Fixed charge p/MPAN/day (in Tariffs)
x11 = Normalised MPANs (in Normalised volumes for comparisons)
x12 = 3607. Capacity charge p/kVA/day (in Tariffs)
x13 = Normalised Import capacity (kVA) (in Normalised volumes for comparisons)
x14 = 3607. Unit rate 1 p/kWh (in Tariffs)
x15 = Normalised Rate 1 units (MWh) (in Normalised volumes for comparisons)
x16 = 3607. Unit rate 2 p/kWh (in Tariffs)
x17 = Normalised Rate 2 units (MWh) (in Normalised volumes for comparisons)
x18 = 3607. Unit rate 3 p/kWh (in Tariffs)
x19 = Normalised Rate 3 units (MWh) (in Normalised volumes for comparisons)
x20 = 3607. Reactive power charge p/kVArh (in Tariffs)
x21 = Normalised Reactive power units (MVArh) (in Normalised volumes for comparisons)
Kind: | Calculation | Calculation | Calculation | Calculation | Calculation | Calculation | Calculation
Formula: | =x1/IF(x2="kVA",IF(x3,x3,1),IF(x2="MPAN",IF(x4,x4,1),IF(x5,x5,1))) | =x6/IF(x2="kVA",IF(x3,x3,1),IF(x2="MPAN",IF(x4,x4,1),IF(x5,x5,1))) | =x7/IF(x2="kVA",IF(x3,x3,1),IF(x2="MPAN",IF(x4,x4,1),IF(x5,x5,1))) | =x4/IF(x2="kVA",IF(x3,x3,1),IF(x2="MPAN",IF(x4,x4,1),IF(x5,x5,1))) | =x3/IF(x2="kVA",IF(x3,x3,1),IF(x2="MPAN",IF(x4,x4,1),IF(x5,x5,1))) | =x8/IF(x2="kVA",IF(x3,x3,1),IF(x2="MPAN",IF(x4,x4,1),IF(x5,x5,1))) | =0.01*x9*(x10*x11+x12*x13)+10*(x14*x15+x16*x17+x18*x19+x20*x21)
| Normalised Rate 1 units (MWh) | Normalised Rate 2 units (MWh) | Normalised Rate 3 units (MWh) | Normalised MPANs | Normalised Import capacity (kVA) | Normalised Reactive power units (MVArh) | Normalised revenues (£)
Domestic Unrestricted
Domestic Unrestricted | 3.449 | 0 | 0 | 1 | 0 | 0 | 127.582
LDNO LV: Domestic Unrestricted | 3.449 | 0 | 0 | 1 | 0 | 0 | 80.2953
LDNO HV: Domestic Unrestricted | 3.449 | 0 | 0 | 1 | 0 | 0 | 47.739
Domestic Two Rate
Domestic Two Rate | 3.0058 | 3.1665 | 0 | 1 | 0 | 0 | 133.3561
LDNO LV: Domestic Two Rate | 3.0058 | 3.1665 | 0 | 1 | 0 | 0 | 83.9156
LDNO HV: Domestic Two Rate | 3.0058 | 3.1665 | 0 | 1 | 0 | 0 | 49.9043
Domestic Off Peak (related MPAN)
Domestic Off Peak (related MPAN) | 3.8664 | 0 | 0 | 1 | 0 | 0 | 5.9542
LDNO LV: Domestic Off Peak (related MPAN) | 3.8664 | 0 | 0 | 1 | 0 | 0 | 3.7504
LDNO HV: Domestic Off Peak (related MPAN) | 3.8664 | 0 | 0 | 1 | 0 | 0 | 2.2425
Small Non Domestic Unrestricted
Small Non Domestic Unrestricted | 10.813 | 0 | 0 | 1 | 0 | 0 | 292.2163
LDNO LV: Small Non Domestic Unrestricted | 10.813 | 0 | 0 | 1 | 0 | 0 | 183.817
LDNO HV: Small Non Domestic Unrestricted | 10.813 | 0 | 0 | 1 | 0 | 0 | 109.3738
Small Non Domestic Two Rate
Small Non Domestic Two Rate | 13.5518 | 6.2616 | 0 | 1 | 0 | 0 | 434.7694
LDNO LV: Small Non Domestic Two Rate | 13.5518 | 6.2616 | 0 | 1 | 0 | 0 | 273.6197
LDNO HV: Small Non Domestic Two Rate | 13.5518 | 6.2616 | 0 | 1 | 0 | 0 | 162.6769
Small Non Domestic Off Peak (related MPAN)
Small Non Domestic Off Peak (related MPAN) | 6.6512 | 0 | 0 | 1 | 0 | 0 | 11.3071
LDNO LV: Small Non Domestic Off Peak (related MPAN) | 6.6512 | 0 | 0 | 1 | 0 | 0 | 7.1168
LDNO HV: Small Non Domestic Off Peak (related MPAN) | 6.6512 | 0 | 0 | 1 | 0 | 0 | 4.2568
LV Medium Non-Domestic
LV Medium Non-Domestic | 70.4449 | 17.4648 | 0 | 1 | 0 | 0 | 2033.0819
LDNO LV: LV Medium Non-Domestic | 70.4449 | 17.4648 | 0 | 1 | 0 | 0 | 1279.2308
LDNO HV: LV Medium Non-Domestic | 70.4449 | 17.4648 | 0 | 1 | 0 | 0 | 760.8038
LV Sub Medium Non-Domestic
LV Sub Medium Non-Domestic | 93.4683 | 26.0753 | 0 | 1 | 0 | 0 | 2450.2036
HV Medium Non-Domestic
HV Medium Non-Domestic | 87.6189 | 24.853 | 0 | 1 | 0 | 0 | 2391.3053
LV Network Domestic
LV Network Domestic | 0 | 0 | 0 | 0 | 0 | 0 | 0
LDNO LV: LV Network Domestic | 0 | 0 | 0 | 0 | 0 | 0 | 0
LDNO HV: LV Network Domestic | 0 | 0 | 0 | 0 | 0 | 0 | 0
LV Network Non-Domestic Non-CT
LV Network Non-Domestic Non-CT | 4.3548 | 32.5657 | 31.0891 | 1 | 0 | 0 | 1691.967
LDNO LV: LV Network Non-Domestic Non-CT | 4.3548 | 32.5657 | 31.0891 | 1 | 0 | 0 | 1064.5341
LDNO HV: LV Network Non-Domestic Non-CT | 4.3548 | 32.5657 | 31.0891 | 1 | 0 | 0 | 633.0712
LV HH Metered
LV HH Metered | 0.1318 | 0.94645 | 0.82123 | 0.0085069 | 1 | 0.15445 | 47.9404
LDNO LV: LV HH Metered | 0.1318 | 0.94645 | 0.82123 | 0.0085069 | 1 | 0.15445 | 30.152
LDNO HV: LV HH Metered | 0.1318 | 0.94645 | 0.82123 | 0.0085069 | 1 | 0.15445 | 17.9576
LV Sub HH Metered
LV Sub HH Metered | 0.14167 | 1.0481 | 0.95394 | 0.0045062 | 1 | 0.2124 | 45.8714
LDNO HV: LV Sub HH Metered | 0.14167 | 1.0481 | 0.95394 | 0.0045062 | 1 | 0.2124 | 28.1347
HV HH Metered
HV HH Metered | 0.17359 | 1.2294 | 1.3248 | 0.0011118 | 1 | 0.20083 | 44.9868
LDNO HV: HV HH Metered | 0.17359 | 1.2294 | 1.3248 | 0.0011118 | 1 | 0.20083 | 32.7422
NHH UMS category A
NHH UMS category A | 1 | 0 | 0 | 0.051899 | 0 | 0 | 24.32
LDNO LV: NHH UMS category A | 1 | 0 | 0 | 0.051899 | 0 | 0 | 15.3
LDNO HV: NHH UMS category A | 1 | 0 | 0 | 0.051899 | 0 | 0 | 9.1
NHH UMS category B
NHH UMS category B | 1 | 0 | 0 | 0.13539 | 0 | 0 | 34.37
LDNO LV: NHH UMS category B | 1 | 0 | 0 | 0.13539 | 0 | 0 | 21.63
LDNO HV: NHH UMS category B | 1 | 0 | 0 | 0.13539 | 0 | 0 | 12.86
NHH UMS category C
NHH UMS category C | 1 | 0 | 0 | 0.28042 | 0 | 0 | 55.32
LDNO LV: NHH UMS category C | 1 | 0 | 0 | 0.28042 | 0 | 0 | 34.81
LDNO HV: NHH UMS category C | 1 | 0 | 0 | 0.28042 | 0 | 0 | 20.7
NHH UMS category D
NHH UMS category D | 0 | 0 | 0 | 1.0107 | 0 | 0 | 0
LDNO LV: NHH UMS category D | 0 | 0 | 0 | 1.0107 | 0 | 0 | 0
LDNO HV: NHH UMS category D | 0 | 0 | 0 | 1.0107 | 0 | 0 | 0
LV UMS (Pseudo HH Metered)
LV UMS (Pseudo HH Metered) | 0.034578 | 0.22094 | 0.74448 | 0 | 0 | 0 | 35.8202
LDNO LV: LV UMS (Pseudo HH Metered) | 0.034578 | 0.22094 | 0.74448 | 0 | 0 | 0 | 22.5407
LDNO HV: LV UMS (Pseudo HH Metered) | 0.034578 | 0.22094 | 0.74448 | 0 | 0 | 0 | 13.4018
LV Generation NHH or Aggregate HH
LV Generation NHH or Aggregate HH | 1 | 0 | 0 | 0.090316 | 0 | 0 | -6.46
LDNO LV: LV Generation NHH or Aggregate HH | 1 | 0 | 0 | 0.090316 | 0 | 0 | -6.46
LDNO HV: LV Generation NHH or Aggregate HH | 1 | 0 | 0 | 0.090316 | 0 | 0 | -6.46
LV Sub Generation NHH
LV Sub Generation NHH | 0 | 0 | 0 | 0 | 0 | 0 | 0
LDNO HV: LV Sub Generation NHH | 0 | 0 | 0 | 0 | 0 | 0 | 0
LV Generation Intermittent
LV Generation Intermittent | 1 | 0 | 0 | 0.0069671 | 0 | 0.054149 | -6.3793
LDNO LV: LV Generation Intermittent | 1 | 0 | 0 | 0.0069671 | 0 | 0.054149 | -6.3793
LDNO HV: LV Generation Intermittent | 1 | 0 | 0 | 0.0069671 | 0 | 0.054149 | -6.3793
LV Generation Non-Intermittent
LV Generation Non-Intermittent | 0.060365 | 0.44695 | 0.49268 | 0.0032734 | 0 | 0.15245 | -6.4208
LDNO LV: LV Generation Non-Intermittent | 0.060365 | 0.44695 | 0.49268 | 0.0032734 | 0 | 0.15245 | -6.4208
LDNO HV: LV Generation Non-Intermittent | 0.060365 | 0.44695 | 0.49268 | 0.0032734 | 0 | 0.15245 | -6.4208
LV Sub Generation Intermittent
LV Sub Generation Intermittent | 1 | 0 | 0 | 0.0053337 | 0 | 0.11514 | -5.7161
LDNO HV: LV Sub Generation Intermittent | 1 | 0 | 0 | 0.0053337 | 0 | 0.11514 | -5.7161
LV Sub Generation Non-Intermittent
LV Sub Generation Non-Intermittent | 0.063883 | 0.35733 | 0.57878 | 0.0025764 | 0 | 0.065696 | -6.006
LDNO HV: LV Sub Generation Non-Intermittent | 0.063883 | 0.35733 | 0.57878 | 0.0025764 | 0 | 0.065696 | -6.006
HV Generation Intermittent
HV Generation Intermittent | 1 | 0 | 0 | 0.0004436 | 0 | 0.0071684 | -3.6728
LDNO HV: HV Generation Intermittent | 1 | 0 | 0 | 0.0004436 | 0 | 0.0071684 | -3.7332
HV Generation Non-Intermittent
HV Generation Non-Intermittent | 0.061723 | 0.38738 | 0.5509 | 0.0002297 | 0 | 0.0071809 | -3.8004
LDNO HV: HV Generation Non-Intermittent | 0.061723 | 0.38738 | 0.5509 | 0.0002297 | 0 | 0.0071809 | -3.8317
4005. LDNO LV charges (normalised £)
Data sources:
x1 = 4004. Normalised revenues (£) (in Normalised volumes for comparisons)
Copy cells = x1
LDNO LV charges (normalised £)
LDNO LV: Domestic Unrestricted | = x1: 80.2953
LDNO LV: Domestic Two Rate | = x1: 83.9156
LDNO LV: Domestic Off Peak (related MPAN) | = x1: 3.7504
LDNO LV: Small Non Domestic Unrestricted | = x1: 183.817
LDNO LV: Small Non Domestic Two Rate | = x1: 273.6197
LDNO LV: Small Non Domestic Off Peak (related MPAN) | = x1: 7.1168
LDNO LV: LV Medium Non-Domestic | = x1: 1279.2308
LDNO LV: LV Network Domestic | = x1: 0
LDNO LV: LV Network Non-Domestic Non-CT | = x1: 1064.5341
LDNO LV: LV HH Metered | = x1: 30.152
N/A | bar: = x1
N/A | bar: = x1
LDNO LV: NHH UMS category A | = x1: 15.3
LDNO LV: NHH UMS category B | = x1: 21.63
LDNO LV: NHH UMS category C | = x1: 34.81
LDNO LV: NHH UMS category D | = x1: 0
LDNO LV: LV UMS (Pseudo HH Metered) | = x1: 22.5407
LDNO LV: LV Generation NHH or Aggregate HH | = x1: -6.46
N/A | bar: = x1
LDNO LV: LV Generation Intermittent | = x1: -6.3793
LDNO LV: LV Generation Non-Intermittent | = x1: -6.4208
N/A | bar: = x1
N/A | bar: = x1
N/A | bar: = x1
N/A | bar: = x1
4006. LDNO HV charges (normalised £)
Data sources:
x1 = 4004. Normalised revenues (£) (in Normalised volumes for comparisons)
Copy cells = x1
LDNO HV charges (normalised £)
LDNO HV: Domestic Unrestricted | = x1: 47.739
LDNO HV: Domestic Two Rate | = x1: 49.9043
LDNO HV: Domestic Off Peak (related MPAN) | = x1: 2.2425
LDNO HV: Small Non Domestic Unrestricted | = x1: 109.3738
LDNO HV: Small Non Domestic Two Rate | = x1: 162.6769
LDNO HV: Small Non Domestic Off Peak (related MPAN) | = x1: 4.2568
LDNO HV: LV Medium Non-Domestic | = x1: 760.8038
LDNO HV: LV Network Domestic | = x1: 0
LDNO HV: LV Network Non-Domestic Non-CT | = x1: 633.0712
LDNO HV: LV HH Metered | = x1: 17.9576
LDNO HV: LV Sub HH Metered | = x1: 28.1347
LDNO HV: HV HH Metered | = x1: 32.7422
LDNO HV: NHH UMS category A | = x1: 9.1
LDNO HV: NHH UMS category B | = x1: 12.86
LDNO HV: NHH UMS category C | = x1: 20.7
LDNO HV: NHH UMS category D | = x1: 0
LDNO HV: LV UMS (Pseudo HH Metered) | = x1: 13.4018
LDNO HV: LV Generation NHH or Aggregate HH | = x1: -6.46
LDNO HV: LV Sub Generation NHH | = x1: 0
LDNO HV: LV Generation Intermittent | = x1: -6.3793
LDNO HV: LV Generation Non-Intermittent | = x1: -6.4208
LDNO HV: LV Sub Generation Intermittent | = x1: -5.7161
LDNO HV: LV Sub Generation Non-Intermittent | = x1: -6.006
LDNO HV: HV Generation Intermittent | = x1: -3.7332
LDNO HV: HV Generation Non-Intermittent | = x1: -3.8317

## CTables
Tariff comparisons for WPD South West in April 16 (Finals)
This sheet is for information only. It can be deleted without affecting any calculations elsewhere in the model.
4101. Comparison with current all-the-way demand tariffs
Data sources:
x1 = 4001. Revenues under current tariffs (£)
x2 = 3802. Net revenues (£) (in Revenue summary)
x3 = 3802. All units (MWh) (in Revenue summary)
x4 = 1053. MPANs by tariff (in Volume forecasts for the charging year)
Kind: | Calculation | Calculation | Copy cells
Formula: | =IF(x1,x2/x1-1,"") | =(x2-x1)/IF(x3,x3,1)/10 | = x4
| Change | Absolute change (average p/kWh) | MPANs
Domestic Unrestricted | 9.035% | 0.30652 | 1208622
Domestic Two Rate | 7.591% | 0.15244 | 220635
Domestic Off Peak (related MPAN) | -14.92% | -0.027 | 16604
Small Non Domestic Unrestricted | 17.34% | 0.39936 | 108567
Small Non Domestic Two Rate | 14.16% | 0.27218 | 27763
Small Non Domestic Off Peak (related MPAN) | -10.99% | -0.021 | 3507
LV Medium Non-Domestic | 13.84% | 0.28111 | 6068.9847
LV Sub Medium Non-Domestic | 14.91% | 0.26588 | 450.0844
HV Medium Non-Domestic | 10.32% | 0.19887 | 17.5611
LV Network Domestic |  | 0 | 0
LV Network Non-Domestic Non-CT | 18.49% | 0.3882 | 2200.9759
LV HH Metered | 11.76% | 0.26548 | 4354.0395
LV Sub HH Metered | 11.52% | 0.22102 | 1571.9156
HV HH Metered | 16.9% | 0.23847 | 1039.4389
NHH UMS category A | 11.66% | 0.254 | 712.5286
NHH UMS category B | 9.146% | 0.288 | 666.0374
NHH UMS category C | 7.878% | 0.404 | 169.794
NHH UMS category D |  | 0 | 1.0107
LV UMS (Pseudo HH Metered) | 10.74% | 0.34743 | 0
4102. LDNO margins in use of system charges
Data sources:
x1 = 4003. Normalised to
x2 = 4004. Normalised revenues (£) (in Normalised volumes for comparisons)
x3 = 4005. LDNO LV charges (normalised £)
x4 = All-the-way charges (normalised £) (in LDNO margins in use of system charges)
x5 = 4006. LDNO HV charges (normalised £)
Kind: | Copy cells | Copy cells | Calculation | Calculation
Formula: | = x1 | = x2 | =IF(x3,x4-x3,"") | =IF(x5,x4-x5,"")
| Normalised to | All-the-way charges (normalised £) | LDNO LV margin (normalised £) | LDNO HV margin (normalised £)
Domestic Unrestricted | MPAN | 127.582 | 47.2866 | 79.8429
Domestic Two Rate | MPAN | 133.3561 | 49.4405 | 83.4518
Domestic Off Peak (related MPAN) | MPAN | 5.9542 | 2.2038 | 3.7117
Small Non Domestic Unrestricted | MPAN | 292.2163 | 108.3993 | 182.8425
Small Non Domestic Two Rate | MPAN | 434.7694 | 161.1496 | 272.0924
Small Non Domestic Off Peak (related MPAN) | MPAN | 11.3071 | 4.1903 | 7.0503
LV Medium Non-Domestic | MPAN | 2033.0819 | 753.8511 | 1272.2781
LV Network Domestic | MPAN | 0
LV Network Non-Domestic Non-CT | MPAN | 1691.967 | 627.433 | 1058.8959
LV HH Metered | kVA | 47.9404 | 17.7884 | 29.9828
LV Sub HH Metered | kVA | 45.8714 |  | 17.7367
HV HH Metered | kVA | 44.9868 |  | 12.2446
NHH UMS category A | MWh | 24.32 | 9.02 | 15.22
NHH UMS category B | MWh | 34.37 | 12.74 | 21.51
NHH UMS category C | MWh | 55.32 | 20.51 | 34.62
NHH UMS category D | MWh | 0
LV UMS (Pseudo HH Metered) | MWh | 35.8202 | 13.2795 | 22.4184
LV Generation NHH or Aggregate HH | MWh | -6.46 | 0 | 0
LV Sub Generation NHH | MWh | 0
LV Generation Intermittent | MWh | -6.3793 | 0 | 0
LV Generation Non-Intermittent | MWh | -6.4208 | 0 | 0
LV Sub Generation Intermittent | MWh | -5.7161 |  | 0
LV Sub Generation Non-Intermittent | MWh | -6.006 |  | 0
HV Generation Intermittent | MWh | -3.6728 |  | 0.060345
HV Generation Non-Intermittent | MWh | -3.8004 |  | 0.031247