## Index
Index for Method M (LR1) for South West in April 16 Status: Final
This workbook has been adapted by Reckon LLP on the instructions of the DCUSA Panel or one of its working groups. Only the DCUSA Panel
and its working groups have authority to approve this material as meeting their requirements. Reckon LLP makes no representation about
the suitability of this material for the purposes of complying with any licence conditions or furthering any relevant objective.
Input data sheets | Description / instructions
Inputs | Enter input data in blue shaded areas
Allowed revenue -DPCR4 | Use copy-paste to replace the entire contents of this sheet with your input data
FBPQ T4 | Use copy-paste to replace the entire contents of this sheet with your input data
FBPQ LR1 | Use copy-paste to replace the entire contents of this sheet with your input data if applicable
FBPQ LR1 - V5 opt3 | Use copy-paste to replace the entire contents of this sheet with your input data if applicable
FBPQ LR4 | Use copy-paste to replace the entire contents of this sheet with your input data
FBPQ LR6 | Use copy-paste to replace the entire contents of this sheet with your input data
FBPQ NL1 | Use copy-paste to replace the entire contents of this sheet with your input data
NL9 - Legal & Safety | Use copy-paste to replace the entire contents of this sheet with your input data
FBPQ C2 | Use copy-paste to replace the entire contents of this sheet with your input data
Reductions to net capex | Use copy-paste to replace the entire contents of this sheet with your input data if applicable (data were previously in Calc-Net capex)
RRP 1.3 | Use copy-paste to replace the entire contents of this sheet with your input data
RRP 2.3 | Use copy-paste to replace the entire contents of this sheet with your input data
RRP 2.4 | Use copy-paste to replace the entire contents of this sheet with your input data
RRP 2.6 | Use copy-paste to replace the entire contents of this sheet with your input data
RRP 5.1 | Use copy-paste to replace the entire contents of this sheet with your input data
Summary of revenue | Use copy-paste to replace the entire contents of this sheet with your input data
Data-MEAV | Use copy-paste to replace the entire contents of this sheet with your input data
Intermediate calculation sheets | Description / instructions
Calc-MEAV | Do not change anything in this calculation sheet
Calc-Units | Do not change anything in this calculation sheet
Calc-Net capex | Do not change anything in this calculation sheet
Calc-Opex | Do not change anything in this calculation sheet
Calc-Drivers | Do not change anything in this calculation sheet
Calc-Allocation | Do not change anything in this calculation sheet
Calc-Summary | Do not change anything in this calculation sheet
Final processing and results sheets | Description / instructions
EDCM discounts | Enter input data in blue shaded areas; do not change anything in yellow shaded areas

## Inputs
Inputs for Method M (LR1) for South West in April 16 Status: Final
Company, charging year, data version
| Company | Charging year | Data version
Company, charging year, data version | South West | April 16 | Final
Choice of data source for connections-related capital expenditure
'LR1 opt 3' is an extended version of LR1, which contains all information from LR1, but breaks down certain lines into more detail.
You can use the buttons below to select a LR1 data source.
Alternatively, use the cell below to make your selection, using the following coding: 1 for LR1, or 2 for LR1 opt 3.
1
Discount rate used to convert between price control presentations
Discount rate
Discount rate | 5.545%
LR1
LR1 opt 3

## Allowed revenue -DPCR4
|  | 2004/05 | 2005/6 | 2006/7 | 2007/8 | 2008/9 | 2009/10
|  | (£M) | (£M) | (£M) | (£M) | (£M) | (£M)
1 | Opening asset value |  | 695.6 | 717.4 | 734 | 747 | 756.3
2 | Total capex |  | 72.1 | 72.1 | 72.1 | 72.1 | 72.1
3 | Depreciation |  | -50.3 | -55.5 | -59.1 | -62.7 | -66.3
4 | Closing asset value |  | 717.4 | 734 | 747 | 756.3 | 762.1
5 | Present value of opening / closing RAV | 2005/6: 695.6; 2009/10: 581.8
6 | 5 Year movement in closing RAV | 2009/10: 113.7
ALLOWED ITEMS
7 | Operating costs (excluding pensions) |  | 53.2 | 55.2 | 56 | 55.5 | 55.1
8 | Capital expenditure (excluding pensions) |  | 63.8 | 63.7 | 63.5 | 63.4 | 63.3
9 | Pensions allowance |  | 14.4 | 14.6 | 14.8 | 15 | 15.2
10 | Tax allowance |  | 15.8 | 16.4 | 17.1 | 17.8 | 18.6
11 | Capex incentive scheme |  | 4.5 | 4.1 | 2.8 | 1.8 | 0.9
12 | Sliding scale additional income |  | 1.4 | 1.5 | 1.5 | 1.5 | 1.5
13 | Opex incentive / Other adjustments
14 | Quality award |  | 1.7 | 1.7 | 1.7 | 1.7 | 1.7
15 | DPCR3 costs | 2005/6: 1.6
16 | Total allowed items |  | 156.5 | 157.2 | 157.4 | 156.8 | 156.3
17 | Present value of allowed items |  | 152.3 | 144.9 | 137.5 | 129.8 | 122.6
18 | 5 year movement in closing RAV | 2009/10: 113.7
19 | TOTAL PRESENT VALUE OVER 5 YEARS | 2009/10: 800.9
REVENUE
20 | Revenue index |  | 1 | 1.013 | 1.027 | 1.038 | 1.051
21 | Discounted revenue index |  | 0.973 | 0.934 | 0.897 | 0.86 | 0.825
22 | Price control revenue | 173.1 | 175.6 | 177.8 | 180.3 | 182.3 | 184.6
23 | Excluded service revenue |  | 2.9 | 2.9 | 2.9 | 2.9 | 2.9
24 | Total revenue |  | 178.5 | 180.7 | 183.2 | 185.2 | 187.5
25 | Present value of total revenue |  | 173.7 | 166.7 | 160.1 | 153.3 | 147.1
26 | TOTAL PRESENT VALUE OVER 5 YEARS | 2009/10: 800.9
Take these data from the February 2005 Ofgem document, not the November 2004 final proposals.
The relevant Ofgem document was at http://www.ofgem.gov.uk/Markets/RetMkts/Metrng/Metering/Documents1/9745-5405.pdf

## FBPQ T4
Main Forecast Business Plan DPCR5 | [5 empty] | Index
T4 - Volume Summary
Total Asset Register Movement
| Asset categories |  |  |  | Opening Balance DCPR4 | 2005/06 |  |  |  |  | 2006/07 |  |  |  |  | 2007/08 |  |  |  |  | 2008/09 |  |  |  |  | 2009/10
[6 empty] | Assets removed |  | Assets Installed |  | Closing Balance | Assets removed |  | Assets Installed |  | Closing Balance | Assets removed |  | Assets Installed |  | Closing Balance | Assets removed |  | Assets Installed |  | Closing Balance | Assets removed |  | Assets Installed |  | Closing Balance DPCR4
[6 empty] | LRE | NLRE | LRE | NLRE | 2005/06 | LRE | NLRE | LRE | NLRE | 2006/07 | LRE | NLRE | LRE | NLRE | 2007/08 | LRE | NLRE | LRE | NLRE | 2008/09 | LRE | NLRE | LRE | NLRE | 2009/10
LV Network
Overhead lines - Conductor
|  |  |  | LV Main (OHL) |  | 0 | 0 | 0 | 0 | 7568 | 0 | 155 | 0 | 113 | 7526 | 0 | 192 | 0 | 126 | 7460 | 0 | 146 | 0 | 141 | 7455 | 0 | 149 | 0 | 142 | 7448
|  |  |  | LV Service (OHL) |  | 0 | 10092 | 0 | 10092 | 442000 | 0 | 9251 | 0 | 9251 | 442000 | 0 | 12616 | 0 | 12616 | 442000 | 0 | 7000 | 0 | 7000 | 442000 | 0 | 5000 | 0 | 5000 | 442000
Overhead lines - Support
|  |  |  | LV Support |  | 0 | 1983 | 0 | 1966 | 200213 | 0 | 2985 | 0 | 2470 | 199698 | 0 | 4498 | 0 | 3205 | 198405 | 0 | 3040 | 0 | 2940 | 198305 | 0 | 2900 | 0 | 2760 | 198165
Underground cables
|  |  |  | LV Main (UG Consac) |  | 0 | 6 | 0 | 0 | 2815.022 | 0 | 14.8 | 0 | 0 | 2800.222 | 0 | 12.4 | 0 | 0 | 2787.822 | 0 | 30 | 0 | 0 | 2757.822 | 0 | 30 | 0 | 0 | 2727.822
|  |  |  | LV Main (UG Plastic) |  | 0 | 0 | 471 | 6 | 4136 | 0 | 0.9 | 217.7 | 24.9 | 4377.7 | 0 | 1.5 | 161.6 | 25.4 | 4563.2 | 0 | 0 | 162 | 38 | 4763.2 | 0 | 0 | 154 | 40 | 4957.2
|  |  |  | LV Main (UG Paper) |  | 0 | 0 | 0 | 0 | 6418 | 0 | 9.2 | 0 | 0 | 6408.8 | 0 | 11.5 | 0 | 0 | 6397.3 | 0 | 3 | 0 | 0 | 6394.3 | 0 | 3 | 0 | 0 | 6391.3
|  |  |  | LV Service (UG) |  | 0 | 0 | 17154 | 0 | 1027200 | 0 | 0 | 19392 | 0 | 1046592 | 0 | 0 | 16006 | 0 | 1062598 | 0 | 3000 | 15042 | 3000 | 1077640 | 0 | 3000 | 14283 | 3000 | 1091923
Switchgear
|  |  |  | LV Pillar (ID) |  | 0 | 1 | 85 | 146 | 6363 | 0 | 13 | 61 | 124 | 6535 | 0 | 29 | 93 | 140 | 6739 | 0 | 0 | 64 | 0 | 6803 | 0 | 0 | 61 | 0 | 6864
|  |  |  | LV Pillar (OD) |  | 43 | 19 | 1 | 19 | 3530 | 54 | 24 | 1 | 24 | 3477 | 59 | 26 | 1 | 26 | 3419 | 48 | 25 | 1 | 25 | 3372 | 45 | 25 | 1 | 25 | 3328
|  |  |  | LV Board (WM) |  | 5 | 8 | 4 | 8 | 1566 | 4 | 11 | 7 | 11 | 1569 | 0 | 6 | 3 | 9 | 1575 | 2 | 0 | 4 | 0 | 1577 | 2 | 0 | 4 | 0 | 1579
|  |  |  | LV UGB |  | 40 | 0 | 59 | 67 | 11512 | 0 | 32 | 47 | 57 | 11584 | 0 | 23 | 52 | 56 | 11669 | 0 | 0 | 42 | 0 | 11711 | 0 | 0 | 40 | 0 | 11751
|  |  |  | LV Fuses (PM) |  | 347 | 0 | 776 | 0 | 37881 | 0 | 0 | 0 | 0 | 37881 | 0 | 0 | 0 | 0 | 37881 | 0 | 0 | 0 | 0 | 37881 | 0 | 0 | 0 | 0 | 37881
|  |  |  | LV Fuses (TM) |  | 8 | 0 | 0 | 0 | 891 | 18 | 0 | 0 | 0 | 873 | 0 | 0 | 0 | 1 | 874 | 8 | 0 | 0 | 0 | 866 | 8 | 0 | 0 | 0 | 858
HV network
Overhead lines - Conductor
|  |  |  | 6.6/11 kV OHL (Open) |  | 0 | 34 | 0 | 25 | 16619 | 0 | 181 | 0 | 178 | 16616 | 0 | 111 | 0 | 86 | 16591 | 0 | 180 | 0 | 180 | 16591 | 0 | 180 | 0 | 180 | 16591
|  |  |  | 6.6/11 kV OHL (Covered) |  | 0 | 0 | 0 | 0 | 0 | 0 | 0 | 0 | 0 | 0 | 0 | 0 | 0 | 0 | 0 | 0 | 0 | 0 | 0 | 0 | 0 | 0 | 0 | 0 | 0
|  |  |  | 20 kV OHL (Open) |  | 0 | 0 | 0 | 0 | 0 | 0 | 0 | 0 | 0 | 0 | 0 | 0 | 0 | 0 | 0 | 0 | 0 | 0 | 0 | 0 | 0 | 0 | 0 | 0 | 0
|  |  |  | 20 kV OHL (Covered) |  | 0 | 0 | 0 | 0 | 0 | 0 | 0 | 0 | 0 | 0 | 0 | 0 | 0 | 0 | 0 | 0 | 0 | 0 | 0 | 0 | 0 | 0 | 0 | 0 | 0
Overhead lines - Support
|  |  |  | 6.6/11 kV Support |  | 0 | 1860 | 0 | 1774 | 213438 | 0 | 2602 | 0 | 2580 | 213416 | 0 | 2415 | 0 | 2167 | 213168 | 0 | 2970 | 0 | 2970 | 213168 | 0 | 2970 | 0 | 2970 | 213168
|  |  |  | 20 kV Support |  | 0 | 0 | 0 | 0 | 0 | 0 | 0 | 0 | 0 | 0 | 0 | 0 | 0 | 0 | 0 | 0 | 0 | 0 | 0 | 0 | 0 | 0 | 0 | 0 | 0
Underground cables (kms)
|  |  |  | 6.6/11kV UG Cable |  | 0 | 4 | 142 | 4 | 6279.3 | 0 | 15 | 82.6 | 15 | 6361.9 | 0 | 4.2 | 103.4 | 4.2 | 6465.3 | 0 | 13 | 78 | 13 | 6543.3 | 0 | 13 | 74 | 13 | 6617.3
|  |  |  | 20kV UG Cable |  | 0 | 0 | 0 | 0 | 0 | 0 | 0 | 0 | 0 | 0 | 0 | 0 | 0 | 0 | 0 | 0 | 0 | 0 | 0 | 0 | 0 | 0 | 0 | 0 | 0
Submarine cables (kms)
|  |  |  | HV Sub Cable |  | 0 | 0 | 0 | 0 | 20 | 0 | 0 | 0 | 0 | 20 | 0 | 0 | 0 | 0 | 20 | 0 | 0 | 0 | 0 | 20 | 0 | 0 | 0 | 0 | 20
Switchgear
|  |  |  | 6.6/11 kV CB (PM) |  | 0 | 12 | 0 | 141 | 428 | 0 | 0 | 0 | 95 | 523 | 0 | 6 | 0 | 180 | 697 | 0 | 64 | 0 | 64 | 697 | 0 | 45 | 0 | 45 | 697
|  |  |  | 6.6/11 kV CB (GM) |  | 0 | 89 | 34 | 89 | 4069 | 44 | 108 | 32 | 108 | 4057 | 0 | 69 | 41 | 83 | 4112 | 20 | 55 | 31 | 55 | 4123 | 19 | 70 | 29 | 70 | 4133
|  |  |  | 6.6/11 kV Switch (PM) |  | 0 | 4 | 0 | 32 | 225 | 0 | 8 | 0 | 17 | 234 | 53 | 9 | 0 | 9 | 181 | 21 | 43 | 0 | 43 | 160 | 20 | 31 | 0 | 31 | 140
|  |  |  | 6.6/11 kV Switch (GM) |  | 69 | 19 | 5 | 19 | 9163 | 140 | 21 | 5 | 21 | 9028 | 124 | 17 | 4 | 17 | 8908 | 112 | 30 | 4 | 30 | 8800 | 106 | 100 | 4 | 100 | 8698
|  |  |  | 6.6/11 kV RMU |  | 0 | 24 | 139 | 92 | 6613 | 0 | 23 | 104 | 72 | 6766 | 0 | 22 | 127 | 81 | 6952 | 0 | 132 | 97 | 132 | 7049 | 0 | 196 | 92 | 196 | 7141
|  |  |  | 6.6/11 kV Switchgear - Other (PM) |  | 0 | 85 | 18 | 233 | 22871 | 0 | 170 | 37 | 522 | 23260 | 0 | 168 | 40 | 469 | 23601 | 0 | 0 | 32 | 0 | 23633 | 0 | 0 | 31 | 0 | 23664
|  |  |  | 6.6/11 kV Switchgear - Other (GM) |  | 0 | 0 | 0 | 0 | 20 | 0 | 1 | 0 | 2 | 21 | 0 | 0 | 0 | 0 | 21 | 0 | 0 | 0 | 0 | 21 | 0 | 0 | 0 | 0 | 21
|  |  |  | 20 kV CB (PM) |  | 0 | 0 | 0 | 0 | 0 | 0 | 0 | 0 | 0 | 0 | 0 | 0 | 0 | 0 | 0 | 0 | 0 | 0 | 0 | 0 | 0 | 0 | 0 | 0 | 0
|  |  |  | 20 kV CB (GM) |  | 0 | 0 | 0 | 0 | 0 | 0 | 0 | 0 | 0 | 0 | 0 | 0 | 0 | 0 | 0 | 0 | 0 | 0 | 0 | 0 | 0 | 0 | 0 | 0 | 0
|  |  |  | 20 kV Switch (PM) |  | 0 | 0 | 0 | 0 | 0 | 0 | 0 | 0 | 0 | 0 | 0 | 0 | 0 | 0 | 0 | 0 | 0 | 0 | 0 | 0 | 0 | 0 | 0 | 0 | 0
|  |  |  | 20 kV Switch (GM) |  | 0 | 0 | 0 | 0 | 0 | 0 | 0 | 0 | 0 | 0 | 0 | 0 | 0 | 0 | 0 | 0 | 0 | 0 | 0 | 0 | 0 | 0 | 0 | 0 | 0
|  |  |  | 20 kV RMU |  | 0 | 0 | 0 | 0 | 0 | 0 | 0 | 0 | 0 | 0 | 0 | 0 | 0 | 0 | 0 | 0 | 0 | 0 | 0 | 0 | 0 | 0 | 0 | 0 | 0
|  |  |  | 20 kV Switchgear - Other (PM) |  | 0 | 0 | 0 | 0 | 0 | 0 | 0 | 0 | 0 | 0 | 0 | 0 | 0 | 0 | 0 | 0 | 0 | 0 | 0 | 0 | 0 | 0 | 0 | 0 | 0
|  |  |  | 20 kV Switchgear - Other (GM) |  | 0 | 0 | 0 | 0 | 0 | 0 | 0 | 0 | 0 | 0 | 0 | 0 | 0 | 0 | 0 | 0 | 0 | 0 | 0 | 0 | 0 | 0 | 0 | 0 | 0
Transformers
|  |  |  | 6.6/11 kV Transformer (PM) |  | 0 | 347 | 210 | 566 | 37668 | 97 | 625 | 231 | 625 | 37802 | 84 | 535 | 199 | 535 | 37917 | 77 | 190 | 182 | 190 | 38022 | 73 | 190 | 173 | 190 | 38122
|  |  |  | 6.6/11 kV Transformer (GM) |  | 0 | 96 | 150 | 161 | 12372 | 0 | 146 | 143 | 154 | 12523 | 0 | 136 | 137 | 147 | 12671 | 0 | 40 | 118 | 40 | 12789 | 0 | 40 | 112 | 40 | 12901
|  |  |  | 20 kV Transformer (PM) |  | 0 | 0 | 0 | 0 | 0 | 0 | 0 | 0 | 0 | 0 | 0 | 0 | 0 | 0 | 0 | 0 | 0 | 0 | 0 | 0 | 0 | 0 | 0 | 0 | 0
|  |  |  | 20 kV Transformer (GM) |  | 0 | 0 | 0 | 0 | 0 | 0 | 0 | 0 | 0 | 0 | 0 | 0 | 0 | 0 | 0 | 0 | 0 | 0 | 0 | 0 | 0 | 0 | 0 | 0 | 0
EHV Network
Overhead lines - Conductor
|  |  |  | 33kV OHL (Pole Line) |  | 0 | 3 | 0 | 3 | 2792 | 0 | 51 | 0 | 45 | 2786 | 0 | 30 | 13 | 30 | 2799 | 0 | 0 | 6 | 0 | 2805 | 0 | 0 | 3 | 0 | 2808
|  |  |  | 33kV OHL (Tower Line) |  | 0 | 0 | 0 | 0 | 101 | 0 | 0 | 0 | 0 | 101 | 0 | 0 | 0 | 0 | 101 | 0 | 0 | 0 | 0 | 101 | 0 | 0 | 0 | 0 | 101
|  |  |  | 66kV OHL (Pole Line) |  | 0 | 0 | 0 | 0 | 0 | 0 | 0 | 0 | 0 | 0 | 0 | 0 | 0 | 0 | 0 | 0 | 0 | 0 | 0 | 0 | 0 | 0 | 0 | 0 | 0
|  |  |  | 66kV OHL (Tower Line) |  | 0 | 0 | 0 | 0 | 0 | 0 | 0 | 0 | 0 | 0 | 0 | 0 | 0 | 0 | 0 | 0 | 0 | 0 | 0 | 0 | 0 | 0 | 0 | 0 | 0
Overhead lines - Support
|  |  |  | 33kV Pole |  | 0 | 228 | 0 | 220 | 29214 | 0 | 339 | 0 | 281 | 29156 | 0 | 196 | 130 | 196 | 29286 | 0 | 200 | 48 | 200 | 29334 | 0 | 160 | 24 | 160 | 29358
|  |  |  | 33kV Tower |  | 0 | 0 | 0 | 0 | 431 | 0 | 0 | 0 | 0 | 431 | 0 | 0 | 0 | 0 | 431 | 0 | 0 | 0 | 0 | 431 | 0 | 0 | 0 | 0 | 431
|  |  |  | 66kV Pole |  | 0 | 0 | 0 | 0 | 0 | 0 | 0 | 0 | 0 | 0 | 0 | 0 | 0 | 0 | 0 | 0 | 0 | 0 | 0 | 0 | 0 | 0 | 0 | 0 | 0
|  |  |  | 66kV Tower |  | 0 | 0 | 0 | 0 | 0 | 0 | 0 | 0 | 0 | 0 | 0 | 0 | 0 | 0 | 0 | 0 | 0 | 0 | 0 | 0 | 0 | 0 | 0 | 0 | 0
Underground cables (kms)
|  |  |  | 33kV UG Cable (Non Pressurised) |  | 0 | 1 | 14 | 1 | 720.17 | 0 | 0.3 | 12.2 | 1.2 | 733.27 | 0 | 0.5 | 5.9 | 0.5 | 739.17 | 0 | 0 | 8 | 4 | 751.17 | 0 | 0 | 12 | 4 | 767.17
|  |  |  | 33kV UG Cable (Oil) |  | 0 | 0 | 0 | 0 | 71.135 | 0 | 0 | 0 | 0 | 71.135 | 0 | 0 | 0 | 0 | 71.135 | 0 | 4 | 0 | 0 | 67.135 | 0 | 4 | 0 | 0 | 63.135
|  |  |  | 33kV UG Cable (Gas) |  | 0 | 0 | 0 | 0 | 34 | 0 | 0 | 0 | 0 | 34 | 0 | 0 | 0 | 0 | 34 | 0 | 0 | 0 | 0 | 34 | 0 | 0 | 0 | 0 | 34
|  |  |  | 66kV UG Cable (Non Pressurised) |  | 0 | 0 | 0 | 0 | 0 | 0 | 0 | 0 | 0 | 0 | 0 | 0 | 0 | 0 | 0 | 0 | 0 | 0 | 0 | 0 | 0 | 0 | 0 | 0 | 0
|  |  |  | 66kV UG Cable (Oil) |  | 0 | 0 | 0 | 0 | 0 | 0 | 0 | 0 | 0 | 0 | 0 | 0 | 0 | 0 | 0 | 0 | 0 | 0 | 0 | 0 | 0 | 0 | 0 | 0 | 0
|  |  |  | 66kV UG Cable (Gas) |  | 0 | 0 | 0 | 0 | 0 | 0 | 0 | 0 | 0 | 0 | 0 | 0 | 0 | 0 | 0 | 0 | 0 | 0 | 0 | 0 | 0 | 0 | 0 | 0 | 0
Submarine cables (kms)
|  |  |  | EHV Sub Cable |  | 0 | 0 | 0 | 0 | 66 | 0 | 0 | 0 | 0 | 66 | 0 | 0 | 0 | 0 | 66 | 0 | 0 | 0 | 0 | 66 | 0 | 0 | 0 | 0 | 66
Switchgear
|  |  |  | 33 KV CB (ID) |  | 0 | 0 | 4 | 0 | 275 | 0 | 0 | 11 | 0 | 286 | 0 | 0 | 0 | 0 | 286 | 0 | 19 | 4 | 19 | 290 | 0 | 19 | 6 | 19 | 296
|  |  |  | 33 kV CB (OD) |  | 7 | 20 | 2 | 20 | 661 | 0 | 7 | 2 | 15 | 671 | 0 | 7 | 0 | 7 | 671 | 0 | 15 | 2 | 15 | 673 | 0 | 15 | 2 | 15 | 675
|  |  |  | 33 kV Switch (GM) |  | 0 | 0 | 0 | 2 | 13 | 0 | 0 | 0 | 0 | 13 | 0 | 0 | 0 | 1 | 14 | 0 | 0 | 0 | 0 | 14 | 0 | 0 | 0 | 0 | 14
|  |  |  | 33 kV Switch (PM) |  | 0 | 0 | 0 | 0 | 0 | 0 | 0 | 0 | 0 | 0 | 0 | 0 | 0 | 0 | 0 | 0 | 0 | 0 | 0 | 0 | 0 | 0 | 0 | 0 | 0
|  |  |  | 33 kV RMU |  | 0 | 0 | 0 | 0 | 2 | 0 | 0 | 0 | 0 | 2 | 0 | 0 | 0 | 0 | 2 | 0 | 0 | 0 | 0 | 2 | 0 | 0 | 0 | 0 | 2
|  |  |  | 33 kV Switchgear - Other |  | 29 | 46 | 1 | 46 | 3237 | 0 | 13 | 0 | 41 | 3265 | 0 | 12 | 1 | 18 | 3272 | 0 | 0 | 1 | 0 | 3273 | 0 | 0 | 0 | 0 | 3273
|  |  |  | 66 KV CB (ID & OD) |  | 0 | 0 | 0 | 0 | 0 | 0 | 0 | 0 | 0 | 0 | 0 | 0 | 0 | 0 | 0 | 0 | 0 | 0 | 0 | 0 | 0 | 0 | 0 | 0 | 0
|  |  |  | 66 KV Switchgear - Other |  | 0 | 0 | 0 | 0 | 0 | 0 | 0 | 0 | 0 | 0 | 0 | 0 | 0 | 0 | 0 | 0 | 0 | 0 | 0 | 0 | 0 | 0 | 0 | 0 | 0
Transformers
|  |  |  | 33 kV Transformer (PM) |  | 0 | 0 | 0 | 0 | 1 | 0 | 0 | 0 | 0 | 1 | 0 | 0 | 0 | 0 | 1 | 0 | 0 | 0 | 0 | 1 | 0 | 0 | 0 | 0 | 1
|  |  |  | 33 kV Transformer (GM) |  | 3 | 0 | 14 | 0 | 571 | 9 | 0 | 13 | 0 | 575 | 5 | 0 | 5 | 0 | 575 | 2 | 5 | 8 | 5 | 581 | 2 | 5 | 8 | 5 | 587
|  |  |  | 33 kV AuxiliaryTransfomer |  | 0 | 0 | 1 | 3 | 122 | 0 | 0 | 12 | 0 | 134 | 0 | 0 | 3 | 44 | 181 | 0 | 0 | 4 | 0 | 185 | 0 | 0 | 4 | 0 | 189
|  |  |  | 66 kV Transformer |  | 0 | 0 | 0 | 0 | 0 | 0 | 0 | 0 | 0 | 0 | 0 | 0 | 0 | 0 | 0 | 0 | 0 | 0 | 0 | 0 | 0 | 0 | 0 | 0 | 0
|  |  |  | 66 kV AuxiliaryTransfomer |  | 0 | 0 | 0 | 0 | 0 | 0 | 0 | 0 | 0 | 0 | 0 | 0 | 0 | 0 | 0 | 0 | 0 | 0 | 0 | 0 | 0 | 0 | 0 | 0 | 0
132kV Network
Overhead lines - Conductor
|  |  |  | 132kV OHL Conductor (Pole Line) |  | 0 | 0 | 0 | 0 | 22.1 | 0 | 0 | 30 | 0 | 52.1 | 0 | 0 | 8 | 0 | 60.1 | 0 | 0 | 1 | 0 | 61.1 | 0 | 0 | 1 | 0 | 62.1
|  |  |  | 132kV OHL Conductor (Tower Line) |  | 0 | 0 | 0 | 0 | 1384 | 0 | 36 | 0 | 35 | 1383 | 0 | 51 | 0 | 50 | 1382 | 0 | 5 | 0 | 5 | 1382 | 0 | 5 | 0 | 5 | 1382
Overhead lines - Support
|  |  |  | 132kV Pole |  | 0 | 16 | 0 | 16 | 122 | 0 | 0 | 119 | 0 | 241 | 0 | 0 | 217 | 0 | 458 | 0 | 0 | 50 | 0 | 508 | 0 | 0 | 50 | 0 | 558
|  |  |  | 132kV Tower |  | 0 | 0 | 0 | 0 | 3108 | 0 | 4 | 0 | 0 | 3104 | 0 | 5 | 0 | 1 | 3100 | 0 | 3 | 0 | 3 | 3100 | 0 | 3 | 0 | 3 | 3100
|  |  |  | 132kV Fittings (Tower Line) |  | 0 | 0 | 0 | 0 | 4710 | 0 | 0 | 0 | 0 | 4710 | 0 | 0 | 0 | 0 | 4710 | 0 | 242 | 0 | 242 | 4710 | 0 | 242 | 0 | 242 | 4710
Underground cables (kms)
|  |  |  | 132kV UG Cable (Non Pressurised) |  | 0 | 0 | 0 | 0 | 5.03 | 0 | 0 | 1.8 | 0 | 6.83 | 0 | 0 | 1.1 | 0 | 7.93 | 0 | 0 | 0 | 0 | 7.93 | 0 | 0 | 0 | 0 | 7.93
|  |  |  | 132kV UG Cable (Oil) |  | 0 | 0 | 0 | 0 | 67.6 | 0.2 | 0.2 | 0 | 0 | 67.2 | 0 | -0.1 | 0.1 | 0.1 | 67.5 | 0 | 0 | 0 | 0 | 67.5 | 0 | 0 | 0 | 0 | 67.5
|  |  |  | 132kV UG Cable (Gas) |  | 0 | 0 | 0 | 0 | 0 | 0 | 0 | 0 | 0 | 0 | 0 | 0 | 0 | 0 | 0 | 0 | 0 | 0 | 0 | 0 | 0 | 0 | 0 | 0 | 0
Submarine cables (kms)
|  |  |  | 132 kV Sub Cable |  | 0 | 0 | 0 | 0 | 0 | 0 | 0 | 0 | 0 | 0 | 0 | 0 | 0 | 0 | 0 | 0 | 0 | 0 | 0 | 0 | 0 | 0 | 0 | 0 | 0
Switchgear
|  |  |  | 132 kV CB (ID & OD) |  | 8 | 7 | 0 | 7 | 150 | 0 | 2 | 0 | 4 | 152 | 0 | 1 | 0 | 2 | 153 | 0 | 4 | 0 | 4 | 153 | 0 | 4 | 0 | 4 | 153
|  |  |  | 132 kV Switchgear (other) |  | 7 | 4 | 4 | 4 | 835 | 0 | 3 | 13 | 5 | 850 | 0 | 2 | 1 | 6 | 855 | 0 | 0 | 0 | 0 | 855 | 0 | 0 | 1 | 0 | 856
Transformers
|  |  |  | 132 kV Transformer |  | 0 | 2 | 0 | 2 | 92 | 0 | 0 | 1 | 1 | 94 | 0 | 3 | 0 | 3 | 94 | 0 | 3 | 1 | 3 | 95 | 2 | 3 | 1 | 3 | 94
|  |  |  | 132 kV AuxiliaryTransfomer |  | 0 | 3 | 0 | 3 | 164 | 1 | 1 | 1 | 1 | 164 | 1 | 5 | 0 | 5 | 163 | 0 | 0 | 0 | 0 | 163 | 2 | 0 | 0 | 0 | 161
0
Tele-control / SCADA
Primary substation
|  |  |  | 132 kV/EHV RTU (PM) |  | 0 | 0 | 0 | 0 | 0 | 0 | 0 | 0 | 0 | 0 | 0 | 0 | 0 | 0 | 0 | 0 | 0 | 0 | 0 | 0 | 0 | 0 | 0 | 0 | 0
|  |  |  | 132 kV/EHV RTU (GM) |  | 0 | 0 | 0 | 0 | 389 | 0 | 0 | 0 | 0 | 389 | 0 | 0 | 0 | 0 | 389 | 0 | 0 | 2 | 0 | 391 | 0 | 0 | 2 | 0 | 393
Secondary substation
|  |  |  | HV RTU (PM) |  | 0 | 0 | 0 | 0 | 1747 | 0 | 0 | 0 | 0 | 1747 | 0 | 0 | 0 | 0 | 1747 | 0 | 0 | 0 | 0 | 1747 | 0 | 0 | 0 | 0 | 1747
|  |  |  | HV RTU (GM) |  | 0 | 0 | 0 | 0 | 155 | 0 | 0 | 0 | 0 | 155 | 0 | 0 | 0 | 0 | 155 | 0 | 0 | 0 | 0 | 155 | 0 | 0 | 0 | 0 | 155

## FBPQ LR1
Main Forecast Business Plan DPCR5 |  |  |  |  | Index
LR1 - Demand
Demand Totals
|  | Units | DPCR4 |  |  |  |  | DPCR5 |  |  |  |  | DPCR4 |  |  | DPCR5
|  |  | 2005/06 | 2006/07 | 2007/08 | 2008/09 | 2009/10 | 2010/11 | 2011/12 | 2012/13 | 2013/14 | 2014/15 | Actuals | Forecast | Total | Forecast | % change
| Gross direct costs | £m | 22.8 | 21.8 | 23.5 | 24.4 | 24.3 | 19.2 | 19.7 | 19.1 | 19.1 | 19.1 | 68.1 | 48.7 | 116.8 | 96.2 | -17.64%
| Customer contributions directs | £m | 20.1 | 21 | 21 | 21.8 | 20.4 | 17.9 | 18.4 | 17.9 | 17.9 | 17.9 | 62.1 | 42.2 | 104.3 | 90 | -13.71%
| Net (gross directs - customer contributions directs) | £m | 2.7 | 0.8 | 2.5 | 2.6 | 3.9 | 1.3 | 1.3 | 1.2 | 1.2 | 1.2 | 6 | 6.5 | 12.5 | 6.2 | -50.4%
| Customer contributions indirects | £m | 1.3 | 2.9 | 6.8 | 8.3 | 7.8 | 6.8 | 7 | 6.8 | 6.8 | 6.8 | 11 | 16.1 | 27.1 | 34.2 | 26.2%
| Net (gross directs - customer contributions directs and indirects) | £m | 1.4 | -2.1 | -4.3 | -5.7 | -3.9 | -5.5 | -5.7 | -5.6 | -5.6 | -5.6 | -5 | -9.6 | -14.6 | -28 | 91.78%
Demand trends
|  | Units | DPCR4 2005/06: DPCR4; DPCR5 2010/11: DPCR5
|  |  | 2005/06 | 2006/07 | 2007/08 | 2008/09 | 2009/10 | 2010/11 | 2011/12 | 2012/13 | 2013/14 | 2014/15
| Estimated system maximum demand | MW | 2966.4767 | 2806.9 | 2953.3786 | 2953.3786 | 2953.3786 | 2982.9124 | 3012.7415 | 3042.8689 | 3073.2976 | 3104.0306
| Increase/Reduction in max demand | MW | 23.9794 | -159.5767 | 146.4786 | 0 | 0 | 29.5338 | 29.8291 | 30.1274 | 30.4287 | 30.733
| Incremental increase in max demand due to new connections | MW | 23.9794 | 24.9807 | 29.4303 | 23.26 | 22.93 | 24.2 | 26.05 | 26.05 | 26.05 | 26.05
| Incremental reduction in max demand due to disconnections | MW | 0 | -1.6116 | -2.1644 | -1.605 | -1.55 | -2.105 | -2.638 | -2.638 | -2.638 | -2.638
| Net change in max demand (not due to connections/disconnections) | MW | 0 | -182.9458 | 119.2127 | -21.655 | -21.38 | 7.4388 | 6.4171 | 6.7154 | 7.0167 | 7.321
| Estimated units distributed | GWh | 16024.5861 | 15403.9758 | 15215.5221 | 15009.5221 | 14995.1221 | 15145.0735 | 15296.5245 | 15449.49 | 15603.9851 | 15760.0252
| Increase/Reduction in units distributed | GWh | 372.472 | -620.6103 | -188.4537 | -206 | -14.4 | 149.9515 | 151.451 | 152.9655 | 154.4951 | 156.0401
| Increase in units distributed due to generic background demand growth | GWh | 372.472 | -620.6103 | -188.4537 | -53.8 | 135.7 | 149.9515 | 151.451 | 152.9655 | 154.4951 | 156.0401
| Reduction in units distributed due to energy efficiency | GWh | 0 | 0 | 0 | 0 | 0 | 0 | 0 | 0 | 0 | 0
| Units distributed offset by DG | GWh | 0 | 0 | 0 | 0 | 0 | 0 | 0 | 0 | 0 | 0
| Units distributed offset by DSM | GWh | 0 | 0 | 0 | 0 | 0 | 0 | 0 | 0 | 0 | 0
| Price impact on units distributed | GWh | 0 | 0 | 0 | 0 | 0 | 0 | 0 | 0 | 0 | 0
| Economic downturn effect on units distributed | GWh | 0 | 0 | 0 | -152.2 | -150.1 | 0 | 0 | 0 | 0 | 0
Estimated units distributed
| LV | GWh | 11741.4783 | 11216.577 | 11135.6983 | 11135.6983 | 11135.6983 | 11247.0553 | 11359.5259 | 11473.1211 | 11587.8523 | 11703.7309
| HV | GWh | 3766.4623 | 3654.7326 | 3560.4308 | 3560.4308 | 3560.4308 | 3596.0351 | 3631.9955 | 3668.3154 | 3704.9986 | 3742.0485
| EHV (inc. 132kV) | GWh | 516.6455 | 532.6661 | 519.3929 | 313.3995 | 299.0168 | 302.007 | 305.0271 | 308.0774 | 311.1581 | 314.2697
| Total units distributed | GWh | 16024.5861 | 15403.9758 | 15215.5221 | 15009.5287 | 14995.146 | 15145.0974 | 15296.5484 | 15449.5139 | 15604.009 | 15760.0491
Incremental increase in units distributed attributable to new connections
| LV | MWh | 60039 | 59958.5 | 70066.5 | 53550 | 50925 | 49175 | 49770 | 48020 | 48020 | 48020
| HV | MWh | 43800 | 38105 | 41610 | 35040 | 35040 | 35040 | 37230 | 37230 | 37230 | 37230
| EHV (inc. 132kV) | MWh | 0 | 0 | 0 | 0 | 0 | 0 | 0 | 0 | 0 | 0
| Total increase in units distributed due to new connections | MWh | 103839 | 98063.5 | 111676.5 | 88590 | 85965 | 84215 | 87000 | 85250 | 85250 | 85250
Connections/disconnections volume
|  | Units | DPCR4 2005/06: DPCR4; DPCR5 2010/11: DPCR5
|  |  | 2005/06 | 2006/07 | 2007/08 | 2008/09 | 2009/10 | 2010/11 | 2011/12 | 2012/13 | 2013/14 | 2014/15
Connections/Disconnections
Estimated number demand connections/disconnections at LV
| IDNO connections | # | 1 | 1 | 2 | 5 | 5 | 9 | 12 | 12 | 12 | 12
| Connections (excluding IDNOs) | # | 17154 | 17587 | 19636 | 15850 | 15050 | 14600 | 14800 | 14300 | 14300 | 14300
| Disconnections | # | N/A | 556 | 604 | 550 | 500 | 550 | 580 | 580 | 580 | 580
Estimated number demand connections/disconnections at HV
| IDNO connections | # | 0 | 1 | 3 | 1 | 3 | 6 | 8 | 10 | 10 | 10
| Connections (excluding IDNOs) | # | 20 | 21 | 22 | 20 | 20 | 22 | 25 | 25 | 25 | 25
| Disconnections | # | N/A | 4 | 6 | 4 | 4 | 6 | 8 | 8 | 8 | 8
Estimated number demand connections/disconnections at EHV
| IDNO connections | # | 0 | 0 | 0 | 0 | 0 | 0 | 0 | 0 | 0 | 0
| Connections (excluding IDNOs) | # | 0 | 0 | 0 | 0 | 0 | 0 | 0 | 0 | 0 | 0
| Disconnections | # | N/A | 0 | 0 | 0 | 0 | 0 | 0 | 0 | 0 | 0
Estimated number demand connections/disconnections at 132kV
| IDNO connections | # | 0 | 0 | 0 | 0 | 0 | 0 | 0 | 0 | 0 | 0
| Connections (excluding IDNOs) | # | 0 | 0 | 0 | 0 | 0 | 0 | 0 | 0 | 0 | 0
| Disconnections | # | N/A | 0 | 0 | 0 | 0 | 0 | 0 | 0 | 0 | 0
| Total number of demand connections | # | 17175 | 17610 | 19663 | 15876 | 15078 | 14637 | 14845 | 14347 | 14347 | 14347
| Total number of demand disconnections | # | 0 | 560 | 610 | 554 | 504 | 556 | 588 | 588 | 588 | 588
Customer specific demand investment
|  | Units | DPCR4 2005/06: DPCR4; DPCR5 2010/11: DPCR5 | DPCR4 |  |  | DPCR5
|  |  | 2005/06 | 2006/07 | 2007/08 | 2008/09 | 2009/10 | 2010/11 | 2011/12 | 2012/13 | 2013/14 | 2014/15 | Actuals | Forecast | Total | Forecast | % change
New connections & customer specific reinforcement:
Connections provided at LV
| Sole use | £m | 20.7 | 18.8 | 19.1 | 17 | 16.2 | 12.3 | 12.5 | 12 | 12 | 12 | 58.6 | 33.2 | 91.8 | 77.8 | -15.25%
| Shared | £m | 1.2 | 1.4 | 0.8 | 1.6 | 1.5 | 0.8 | 0.8 | 0.8 | 0.8 | 0.8 | 3.4 | 3.1 | 6.5 | 7.2 | 10.77%
| LV total | £m | 21.9 | 20.2 | 19.9 | 18.6 | 17.7 | 13.1 | 13.3 | 12.8 | 12.8 | 12.8 | 62 | 36.3 | 98.3 | 85 | -13.53%
Connections provided at HV
| Sole use | £m | 0.9 | 1.6 | 1.1 | 3.2 | 2.2 | 4.1 | 4.1 | 4.1 | 4.1 | 4.1 | 3.6 | 5.4 | 9 | 7.3 | -18.89%
| Shared | £m | 0 | 0 | 2.5 | 2.6 | 4.4 | 2.3 | 1.1 | 1.1 | 1.1 | 1.1 | 2.5 | 7 | 9.5 | 3.9 | -58.95%
| HV total | £m | 0.9 | 1.6 | 3.6 | 5.8 | 6.6 | 6.4 | 5.2 | 5.2 | 5.2 | 5.2 | 6.1 | 12.4 | 18.5 | 11.2 | -39.46%
Connections provided at EHV
| Sole use | £m | 0 | 0 | 0 | 0 | 0 | 0 | 0 | 0 | 0 | 0 | 0 | 0 | 0 | 0 | 0
| Shared | £m | 0 | 0 | 0 | 0 | 0 | 0 | 0 | 0 | 0 | 0 | 0 | 0 | 0 | 0 | 0
| EHV total | £m | 0 | 0 | 0 | 0 | 0 | 0 | 0 | 0 | 0 | 0 | 0 | 0 | 0 | 0 | 0
Connections provided at 132kV
| Sole use | £m | 0 | 0 | 0 | 0 | 0 | 0 | 0 | 0 | 0 | 0 | 0 | 0 | 0 | 0 | 0
| Shared | £m | 0 | 0 | 0 | 0 | 0 | 0 | 0 | 0 | 0 | 0 | 0 | 0 | 0 | 0 | 0
| 132kV total | £m | 0 | 0 | 0 | 0 | 0 | 0 | 0 | 0 | 0 | 0 | 0 | 0 | 0 | 0 | 0
| Expenditure on DSM to avoid customer spec investment | £m |  |  |  | 0 | 0 | 0 | 0 | 0 | 0 | 0 | 0 | 0 | 0 | 0 | 0
| Total inc. expenditure on DSM to avoid customer spec investment | £m | 22.8 | 21.8 | 23.5 | 24.4 | 24.3 | 19.2 | 19.7 | 19.1 | 19.1 | 19.1 | 68.1 | 48.7 | 116.8 | 96.2 | -17.64%
| Expenditure avoided due to DG | £m |  |  |  | 0 | 0 | 0 | 0 | 0 | 0 | 0 | 0 | 0 | 0 | 0 | 0
| Expenditure avoided due to DSM | £m |  |  |  | 0 | 0 | 0 | 0 | 0 | 0 | 0 | 0 | 0 | 0 | 0 | 0
Customer contributions - customer specific demand investment
|  | Units | DPCR4 2005/06: DPCR4; DPCR5 2010/11: DPCR5 | DPCR4 |  |  | DPCR5
|  |  | 2005/06 | 2006/07 | 2007/08 | 2008/09 | 2009/10 | 2010/11 | 2011/12 | 2012/13 | 2013/14 | 2014/15 | Actuals | Forecast | Total | Forecast | % change
Customer contributions (directs) for connections at LV
| Sole use | £m | 19 | 18.8 | 19.1 | 17 | 16.2 | 12.3 | 12.5 | 12 | 12 | 12 | 56.9 | 33.2 | 90.1 | 77.8 | -13.65%
| Shared | £m | 0.2 | 0.6 | 0.3 | 0.6 | 0.6 | 0.8 | 0.8 | 0.8 | 0.8 | 0.8 | 1.1 | 1.2 | 2.3 | 3 | 30.43%
| LV total | £m | 19.2 | 19.4 | 19.4 | 17.6 | 16.8 | 13.1 | 13.3 | 12.8 | 12.8 | 12.8 | 58 | 34.4 | 92.4 | 80.8 | -12.55%
Customer contributions (directs) for connections at HV
| Sole use | £m | 0.9 | 1.6 | 1.1 | 3.2 | 2.2 | 4.1 | 4.1 | 4.1 | 4.1 | 4.1 | 3.6 | 5.4 | 9 | 7.3 | -18.89%
| Shared | £m | 0 | 0 | 0.5 | 1 | 1.4 | 2.3 | 1.1 | 1.1 | 1.1 | 1.1 | 0.5 | 2.4 | 2.9 | 1.9 | -34.48%
| HV total | £m | 0.9 | 1.6 | 1.6 | 4.2 | 3.6 | 6.4 | 5.2 | 5.2 | 5.2 | 5.2 | 4.1 | 7.8 | 11.9 | 9.2 | -22.69%
Customer contributions (directs) for connections at EHV
| Sole use | £m | 0 | 0 | 0 | 0 | 0 | 0 | 0 | 0 | 0 | 0 | 0 | 0 | 0 | 0 | 0
| Shared | £m | 0 | 0 | 0 | 0 | 0 | 0 | 0 | 0 | 0 | 0 | 0 | 0 | 0 | 0 | 0
| EHV total | £m | 0 | 0 | 0 | 0 | 0 | 0 | 0 | 0 | 0 | 0 | 0 | 0 | 0 | 0 | 0
Customer contributions (directs) for connections at 132kV
| Sole use | £m | 0 | 0 | 0 | 0 | 0 | 0 | 0 | 0 | 0 | 0 | 0 | 0 | 0 | 0 | 0
| Shared | £m | 0 | 0 | 0 | 0 | 0 | 0 | 0 | 0 | 0 | 0 | 0 | 0 | 0 | 0 | 0
| 132kV total | £m | 0 | 0 | 0 | 0 | 0 | 0 | 0 | 0 | 0 | 0 | 0 | 0 | 0 | 0 | 0
| Customer contributions (directs) total | £m | 20.1 | 21 | 21 | 21.8 | 20.4 | 19.5 | 18.5 | 18 | 18 | 18 | 62.1 | 42.2 | 104.3 | 90 | -13.71%
| Customer contributions (indirects) | £m | 1.3 | 2.9 | 6.8 | 8.3 | 7.8 | 6.8 | 7 | 6.8 | 6.8 | 6.8 | 11 | 16.1 | 27.1 | 34.2 | 26.2%
| Customer contributions total | £m | 21.4 | 23.9 | 27.8 | 30.1 | 28.2 | 26.3 | 25.5 | 24.8 | 24.8 | 24.8 | 73.1 | 58.3 | 131.4 | 124.2 | -5.479%
| Total inc. exp on DSM to avoid customer spec investment (net of cust cont) | £m | 1.4 | -2.1 | -4.3 | -5.7 | -3.9 | -5.5 | -5.7 | -5.6 | -5.6 | -5.6 | -5 | -9.6 | -14.6 | -28 | 91.78%
|  | Units | DPCR4 2005/06: DPCR4; DPCR5 2010/11: DPCR5 | DPCR4 |  |  | DPCR5
|  |  | 2005/06 | 2006/07 | 2007/08 | 2008/09 | 2009/10 | 2010/11 | 2011/12 | 2012/13 | 2013/14 | 2014/15 | Actuals | Forecast | Total | Forecast | % change
| Unapportioned part of shared LV | £m | 1 | 0.8 | 0.5 | 1 | 0.9 | 0.9 | 0.9 | 0.8 | 0.8 | 0.8 | 2.3 | 1.9 | 4.2 | 4.2 | 0%
| Unapportioned part of shared HV | £m | 0 | 0 | 2 | 1.6 | 3 | 0.4 | 0.4 | 0.4 | 0.4 | 0.4 | 2 | 4.6 | 6.6 | 2 | -69.7%
| Unapportioned part of shared EHV | £m | 0 | 0 | 0 | 0 | 0 | 0 | 0 | 0 | 0 | 0 | 0 | 0 | 0 | 0 | 0
| Unapportioned part of shared 132kV | £m | 0 | 0 | 0 | 0 | 0 | 0 | 0 | 0 | 0 | 0 | 0 | 0 | 0 | 0 | 0

## FBPQ LR1 - V5 opt3
Main Forecast Business Plan DPCR5
LR1a - Demand - metered connections
Demand Totals - Table 1
|  | Units | DPCR4 |  |  |  |  | DPCR5 |  |  |  |  | DPCR4 |  |  | DPCR5
|  |  | 2005/06 | 2006/07 | 2007/08 | 2008/09 | 2009/10 | 2010/11 | 2011/12 | 2012/13 | 2013/14 | 2014/15 | Actuals | Forecast | Total | Forecast | % change
| Gross all connections costs | £m | 0 | 0 | 0 | 0 | 0 | 0 | 0 | 0 | 0 | 0 | 0 | 0 | 0 | 0 | 0
| Gross direct connections costs subject to apportionment rule | £m | 0 | 0 | 0 | 0 | 0 | 0 | 0 | 0 | 0 | 0 | 0 | 0 | 0 | 0 | 0
| Customer contributions excluding margins | £m | 0 | 0 | 0 | 0 | 0 | 0 | 0 | 0 | 0 | 0 | 0 | 0 | 0 | 0 | 0
| Net (gross directs subject to apportionment rule - customer contributions directs) | £m | 0 | 0 | 0 | 0 | 0 | 0 | 0 | 0 | 0 | 0 | 0 | 0 | 0 | 0 | 0
| DUOS funded related party margin | £m | DPCR5 2014/15: 0.3 | 0 | 0 | 0 | 0.3 | 0
| Net (gross directs subject to apportionment rule - customer contributions directs + DUOS funded related party margin) | £m | 0 | 0 | 0 | 0 | 0 | 0 | 0 | 0 | 0 | 0.3 | 0 | 0 | 0 | 0.3 | 0
Check | bar: DPCR4 2005/06 to DPCR5 2014/15
|  |  | DPCR4 2005/06: DPCR4; DPCR5 2010/11: DPCR5 | DPCR4 |  |  | DPCR5
|  | Units | 2005/06 | 2006/07 | 2007/08 | 2008/09 | 2009/10 | 2010/11 | 2011/12 | 2012/13 | 2013/14 | 2014/15 | Actuals | Forecast | Total | Forecast | % change
| Pensions with total gross direct connections costs | £m | [10 empty] | 0 | 0 | 0 | 0 | 0
| Pensions with direct connections costs subject to apportionment rule | £m | [10 empty] | 0 | 0 | 0 | 0 | 0
| Total | £m | 0 | 0 | 0 | 0 | 0 | 0 | 0 | 0 | 0 | 0 | 0 | 0 | 0 | 0 | 0
Connections expenditure recovered via DUoS - Table 2
|  | Units | DPCR4 2005/06: DPCR4; DPCR5 2010/11: DPCR5 | DPCR4 |  |  | DPCR5
|  |  | 2005/06 | 2006/07 | 2007/08 | 2008/09 | 2009/10 | 2010/11 | 2011/12 | 2012/13 | 2013/14 | 2014/15 | Actuals | Forecast | Total | Forecast | % change
Customer contributions (directs) for connections at LV
| Small scale LV domestic and one-off commercial | £m | DPCR5 2010/11: 0; DPCR5 2011/12: 0; DPCR5 2012/13: 0; DPCR5 2013/14: 0; DPCR5 2014/15: 0
| All other LV (with only LV work) | £m | DPCR5 2010/11: 0; DPCR5 2011/12: 0; DPCR5 2012/13: 0; DPCR5 2013/14: 0; DPCR5 2014/15: 0
| LV total | £m | 0 | 0 | 0 | 0 | 0 | 0 | 0 | 0 | 0 | 0 | 0 | 0 | 0 | 0 | 0
Customer contributions (directs) for connections at HV
| LV end connections involving HV work | £m | DPCR5 2010/11: 0; DPCR5 2011/12: 0; DPCR5 2012/13: 0; DPCR5 2013/14: 0; DPCR5 2014/15: 0
| HV end connections involving only HV work | £m | DPCR5 2010/11: 0; DPCR5 2011/12: 0; DPCR5 2012/13: 0; DPCR5 2013/14: 0; DPCR5 2014/15: 0
| HV total | £m | 0 | 0 | 0 | 0 | 0 | 0 | 0 | 0 | 0 | 0 | 0 | 0 | 0 | 0 | 0
Customer contributions (directs) for connections at EHV
| HV end connections involving EHV work | £m | DPCR5 2010/11: 0; DPCR5 2011/12: 0; DPCR5 2012/13: 0; DPCR5 2013/14: 0; DPCR5 2014/15: 0
| EHV end connections involving only EHV work | £m | DPCR5 2010/11: 0; DPCR5 2011/12: 0; DPCR5 2012/13: 0; DPCR5 2013/14: 0; DPCR5 2014/15: 0
| EHV total | £m | 0 | 0 | 0 | 0 | 0 | 0 | 0 | 0 | 0 | 0 | 0 | 0 | 0 | 0 | 0
Customer contributions (directs) for connections at 132kV
| HV or EHV connections involving 132kV work | £m | DPCR5 2010/11: 0; DPCR5 2011/12: 0; DPCR5 2012/13: 0; DPCR5 2013/14: 0; DPCR5 2014/15: 0
| 132kV end connections involving only 132kV work | £m | DPCR5 2010/11: 0; DPCR5 2011/12: 0; DPCR5 2012/13: 0; DPCR5 2013/14: 0; DPCR5 2014/15: 0
| 132kV total | £m | 0 | 0 | 0 | 0 | 0 | 0 | 0 | 0 | 0 | 0 | 0 | 0 | 0 | 0 | 0
Metered connections volume - Table 3
|  | Units | DPCR4 2005/06: DPCR4; DPCR5 2010/11: DPCR5
|  |  | 2005/06 | 2006/07 | 2007/08 | 2008/09 | 2009/10 | 2010/11 | 2011/12 | 2012/13 | 2013/14 | 2014/15
Metered connections
Estimated number demand connections at LV
| IDNO connections | # | 0 | 0 | 0 | 0 | 0 | 0 | 0 | 0 | 0 | 0
| Adopted connections |  | 0 | 0 | 0 | 0 | 0 | 0 | 0 | 0 | 0 | 0
| Small scale LV domestic and one-off commercial connections |  | DPCR5 2010/11: 0; DPCR5 2011/12: 0; DPCR5 2012/13: 0; DPCR5 2013/14: 0; DPCR5 2014/15: 0
| All other LV connections (with only LV work) | # | DPCR5 2010/11: 0; DPCR5 2011/12: 0; DPCR5 2012/13: 0; DPCR5 2013/14: 0; DPCR5 2014/15: 0
| DNO total LV |  | 0 | 0 | 0 | 0 | 0 | 0 | 0 | 0 | 0 | 0
Estimated number demand connections at HV
| IDNO connections | # | 0 | 0 | 0 | 0 | 0 | 0 | 0 | 0 | 0 | 0
| Adopted connections |  | 0 | 0 | 0 | 0 | 0 | 0 | 0 | 0 | 0 | 0
| LV end connections involving HV work |  | DPCR5 2010/11: 0; DPCR5 2011/12: 0; DPCR5 2012/13: 0; DPCR5 2013/14: 0; DPCR5 2014/15: 0
| HV end connections involving only HV work | # | DPCR5 2010/11: 0; DPCR5 2011/12: 0; DPCR5 2012/13: 0; DPCR5 2013/14: 0; DPCR5 2014/15: 0
| DNO total HV |  | 0 | 0 | 0 | 0 | 0 | 0 | 0 | 0 | 0 | 0
Estimated number demand connections at EHV
| IDNO connections | # | 0 | 0 | 0 | 0 | 0 | 0 | 0 | 0 | 0 | 0
| Adopted connections |  | 0 | 0 | 0 | 0 | 0 | 0 | 0 | 0 | 0 | 0
| HV end connections involving EHV work |  | DPCR5 2010/11: 0; DPCR5 2011/12: 0; DPCR5 2012/13: 0; DPCR5 2013/14: 0; DPCR5 2014/15: 0
| EHV end connections involving only EHV work | # | DPCR5 2010/11: 0; DPCR5 2011/12: 0; DPCR5 2012/13: 0; DPCR5 2013/14: 0; DPCR5 2014/15: 0
| DNO total EHV |  | 0 | 0 | 0 | 0 | 0 | 0 | 0 | 0 | 0 | 0
Estimated number demand connections at 132kV
| IDNO connections | # | 0 | 0 | 0 | 0 | 0 | 0 | 0 | 0 | 0 | 0
| Adopted connections |  | 0 | 0 | 0 | 0 | 0 | 0 | 0 | 0 | 0 | 0
| HV or EHV connections involving 132kV work |  | DPCR5 2010/11: 0; DPCR5 2011/12: 0; DPCR5 2012/13: 0; DPCR5 2013/14: 0; DPCR5 2014/15: 0
| 132kV end connections involving only 132kV work | # | DPCR5 2010/11: 0; DPCR5 2011/12: 0; DPCR5 2012/13: 0; DPCR5 2013/14: 0; DPCR5 2014/15: 0
| DNO total 132kV |  | 0 | 0 | 0 | 0 | 0 | 0 | 0 | 0 | 0 | 0
| Total number of demand connections | # | 0 | 0 | 0 | 0 | 0 | 0 | 0 | 0 | 0 | 0
Metered connections volume - Sole use connections where there is no associated expenditure subject to the apportionment rule - Table 4
|  | Units | DPCR4 2005/06: DPCR4; DPCR5 2010/11: DPCR5
|  |  | 2005/06 | 2006/07 | 2007/08 | 2008/09 | 2009/10 | 2010/11 | 2011/12 | 2012/13 | 2013/14 | 2014/15
Metered connections
Estimated number demand connections at LV
| IDNO connections | #
Adopted connections
Small scale LV domestic and one-off commercial connections
| All other LV connections (with only LV work) | #
| DNO total LV |  | DPCR5 2010/11: 0; DPCR5 2011/12: 0; DPCR5 2012/13: 0; DPCR5 2013/14: 0; DPCR5 2014/15: 0
Estimated number demand connections with HV work
| IDNO connections | #
Adopted connections
LV end connections involving HV work
| HV end connections involving only HV work | #
| DNO total HV |  | DPCR5 2010/11: 0; DPCR5 2011/12: 0; DPCR5 2012/13: 0; DPCR5 2013/14: 0; DPCR5 2014/15: 0
Estimated number demand connections with EHV work
| IDNO connections | #
Adopted connections
HV end connections involving EHV work
| EHV end connections involving only EHV work | #
| DNO total EHV |  | DPCR5 2010/11: 0; DPCR5 2011/12: 0; DPCR5 2012/13: 0; DPCR5 2013/14: 0; DPCR5 2014/15: 0
Estimated number demand connections with 132kV work
| IDNO connections | #
Adopted connections
HV or EHV connections involving 132kV work
| 132kV end connections involving only 132kV work | #
| DNO total 132kV |  | DPCR5 2010/11: 0; DPCR5 2011/12: 0; DPCR5 2012/13: 0; DPCR5 2013/14: 0; DPCR5 2014/15: 0
| Total number of demand connections | # | 0 | 0 | 0 | 0 | 0 | 0 | 0 | 0 | 0 | 0
Metered connections volume - Connections where there is associated expenditure subject to the apportionment rule - Table 5
|  | Units | DPCR4 2005/06: DPCR4; DPCR5 2010/11: DPCR5
|  |  | 2005/06 | 2006/07 | 2007/08 | 2008/09 | 2009/10 | 2010/11 | 2011/12 | 2012/13 | 2013/14 | 2014/15
Metered connections
Estimated number demand connections at LV
| IDNO connections | #
Adopted connections
Small scale LV domestic and one-off commercial connections
| All other LV connections (with only LV work) | #
| DNO total LV |  | DPCR5 2010/11: 0; DPCR5 2011/12: 0; DPCR5 2012/13: 0; DPCR5 2013/14: 0; DPCR5 2014/15: 0
Estimated number demand connections with HV work
| IDNO connections | #
Adopted connections
LV end connections involving HV work
| HV end connections involving only HV work | #
| DNO total HV |  | DPCR5 2010/11: 0; DPCR5 2011/12: 0; DPCR5 2012/13: 0; DPCR5 2013/14: 0; DPCR5 2014/15: 0
Estimated number demand connections with EHV work
| IDNO connections | #
Adopted connections
HV end connections involving EHV work
| EHV end connections involving only EHV work | #
| DNO total EHV |  | DPCR5 2010/11: 0; DPCR5 2011/12: 0; DPCR5 2012/13: 0; DPCR5 2013/14: 0; DPCR5 2014/15: 0
Estimated number demand connections with 132kV work
| IDNO connections | #
Adopted connections
HV or EHV connections involving 132kV work
| 132kV end connections involving only 132kV work | #
| DNO total 132kV |  | DPCR5 2010/11: 0; DPCR5 2011/12: 0; DPCR5 2012/13: 0; DPCR5 2013/14: 0; DPCR5 2014/15: 0
| Total number of demand connections | # | 0 | 0 | 0 | 0 | 0 | 0 | 0 | 0 | 0 | 0
Customer specific demand investment - Sole use expenditure where there is no associated expenditure subject to the apportionment rule - Table 6
|  | Units | DPCR4 2005/06: DPCR4; DPCR5 2010/11: DPCR5 | DPCR4 |  |  | DPCR5
|  |  | 2005/06 | 2006/07 | 2007/08 | 2008/09 | 2009/10 | 2010/11 | 2011/12 | 2012/13 | 2013/14 | 2014/15 | Actuals | Forecast | Total | Forecast | % change
New connections & customer specific reinforcement:
Connections provided at LV
| Small scale LV domestic and one-off commercial | £m
| Ratio - small scale LV domestic and one-off commercial - non-contestable | %
| Ratio - small scale LV domestic and one-off commercial - contestable | % | DPCR5 2010/11: 100%; DPCR5 2011/12: 100%; DPCR5 2012/13: 100%; DPCR5 2013/14: 100%; DPCR5 2014/15: 100%
| All other LV (with only LV work) | £m
| Ratio - all other LV (with only LV work) - non-contestable | %
| Ratio - all other LV (with only LV work) - contestable | % | DPCR5 2010/11: 100%; DPCR5 2011/12: 100%; DPCR5 2012/13: 100%; DPCR5 2013/14: 100%; DPCR5 2014/15: 100%
| LV total | £m | DPCR5 2010/11: 0; DPCR5 2011/12: 0; DPCR5 2012/13: 0; DPCR5 2013/14: 0; DPCR5 2014/15: 0 | 0 | 0 | 0 | 0 | 0
Connections with HV work
| LV end connections involving HV work | £m
| Ratio - LV end connections involving HV work - non-contestable | %
| Ratio - LV end connections involving HV work - contestable | % | DPCR5 2010/11: 100%; DPCR5 2011/12: 100%; DPCR5 2012/13: 100%; DPCR5 2013/14: 100%; DPCR5 2014/15: 100%
| HV end connections involving only HV work | £m
| Ratio - HV end connections involving only HV work - non-contestable | %
| Ratio - HV end connections involving only HV work - contestable | % | DPCR5 2010/11: 100%; DPCR5 2011/12: 100%; DPCR5 2012/13: 100%; DPCR5 2013/14: 100%; DPCR5 2014/15: 100%
| HV total | £m | DPCR5 2010/11: 0; DPCR5 2011/12: 0; DPCR5 2012/13: 0; DPCR5 2013/14: 0; DPCR5 2014/15: 0 | 0 | 0 | 0 | 0 | 0
Connections with EHV work
| HV end connections involving EHV work | £m
| Ratio - HV end connections involving EHV work - non-contestable | %
| Ratio - HV end connections involving EHV work - contestable | % | DPCR5 2010/11: 100%; DPCR5 2011/12: 100%; DPCR5 2012/13: 100%; DPCR5 2013/14: 100%; DPCR5 2014/15: 100%
| EHV end connections involving only EHV work | £m
| Ratio - EHV end connections involving only EHV work - non-contestable | %
| Ratio - EHV end connections involving only EHV work - contestable | % | DPCR5 2010/11: 100%; DPCR5 2011/12: 100%; DPCR5 2012/13: 100%; DPCR5 2013/14: 100%; DPCR5 2014/15: 100%
| EHV total | £m | DPCR5 2010/11: 0; DPCR5 2011/12: 0; DPCR5 2012/13: 0; DPCR5 2013/14: 0; DPCR5 2014/15: 0 | 0 | 0 | 0 | 0 | 0
Connections with 132kV work
| HV or EHV connections involving 132kV work | £m
| Ratio - HV or EHV connections involving 132kV work - non-contestable | %
| Ratio - HV or EHV connections involving 132kV work - contestable | % | DPCR5 2010/11: 100%; DPCR5 2011/12: 100%; DPCR5 2012/13: 100%; DPCR5 2013/14: 100%; DPCR5 2014/15: 100%
| 132kV end connections involving only 132kV work | £m
| Ratio - 132kV end connections involving only 132kV work - non-contestable | %
| Ratio - 132kV end connections involving only 132kV work - contestable | % | DPCR5 2010/11: 100%; DPCR5 2011/12: 100%; DPCR5 2012/13: 100%; DPCR5 2013/14: 100%; DPCR5 2014/15: 100%
| 132kV total | £m | DPCR5 2010/11: 0; DPCR5 2011/12: 0; DPCR5 2012/13: 0; DPCR5 2013/14: 0; DPCR5 2014/15: 0 | 0 | 0 | 0 | 0 | 0
| Total sole use expenditure where there is no expenditure subject to the apportionment rule |  | 0 | 0 | 0 | 0 | 0 | 0 | 0 | 0 | 0 | 0 | 0 | 0 | 0 | 0 | 0
Customer specific demand investment - sole use expenditure where there is also associated expenditure subject to the apportionment rule - Table 7
|  |  | DPCR4 2005/06: DPCR4; DPCR5 2010/11: DPCR5 | DPCR4 |  |  | DPCR5
| Customer specific demand investment | Units | 2005/06 | 2006/07 | 2007/08 | 2008/09 | 2009/10 | 2010/11 | 2011/12 | 2012/13 | 2013/14 | 2014/15 | Actuals | Forecast | Total | Forecast | % change
New connections & customer specific reinforcement:
Connections provided at LV
| Small scale LV domestic and one-off commercial | £m
| Ratio - small scale LV domestic and one-off commercial - non-contestable | %
| Ratio - small scale LV domestic and one-off commercial - contestable | % | DPCR5 2010/11: 100%; DPCR5 2011/12: 100%; DPCR5 2012/13: 100%; DPCR5 2013/14: 100%; DPCR5 2014/15: 100%
| All other LV (with only LV work) | £m
| Ratio - all other LV (with only LV work) - non-contestable | %
| Ratio - all other LV (with only LV work) - contestable | % | DPCR5 2010/11: 100%; DPCR5 2011/12: 100%; DPCR5 2012/13: 100%; DPCR5 2013/14: 100%; DPCR5 2014/15: 100%
| LV total | £m | DPCR5 2010/11: 0; DPCR5 2011/12: 0; DPCR5 2012/13: 0; DPCR5 2013/14: 0; DPCR5 2014/15: 0 | 0 | 0 | 0 | 0 | 0
Connections with HV work
| LV end connections involving HV work | £m
| Ratio - LV end connections involving HV work - non-contestable | %
| Ratio - LV end connections involving HV work - contestable | % | DPCR5 2010/11: 100%; DPCR5 2011/12: 100%; DPCR5 2012/13: 100%; DPCR5 2013/14: 100%; DPCR5 2014/15: 100%
| HV end connections involving only HV work | £m
| Ratio - HV end connections involving only HV work - non-contestable | %
| Ratio - HV end connections involving only HV work - contestable | % | DPCR5 2010/11: 100%; DPCR5 2011/12: 100%; DPCR5 2012/13: 100%; DPCR5 2013/14: 100%; DPCR5 2014/15: 100%
| HV total | £m | DPCR5 2010/11: 0; DPCR5 2011/12: 0; DPCR5 2012/13: 0; DPCR5 2013/14: 0; DPCR5 2014/15: 0 | 0 | 0 | 0 | 0 | 0
Connections with EHV work
| HV end connections involving EHV work | £m
| Ratio - HV end connections involving EHV work - non-contestable | %
| Ratio - HV end connections involving EHV work - contestable | % | DPCR5 2010/11: 100%; DPCR5 2011/12: 100%; DPCR5 2012/13: 100%; DPCR5 2013/14: 100%; DPCR5 2014/15: 100%
| EHV end connections involving only EHV work | £m
| Ratio - EHV end connections involving only EHV work - non-contestable | %
| Ratio - EHV end connections involving only EHV work - contestable | % | DPCR5 2010/11: 100%; DPCR5 2011/12: 100%; DPCR5 2012/13: 100%; DPCR5 2013/14: 100%; DPCR5 2014/15: 100%
| EHV total | £m | DPCR5 2010/11: 0; DPCR5 2011/12: 0; DPCR5 2012/13: 0; DPCR5 2013/14: 0; DPCR5 2014/15: 0 | 0 | 0 | 0 | 0 | 0
Connections with 132kV work
| HV or EHV connections involving 132kV work | £m
| Ratio - HV or EHV connections involving 132kV work - non-contestable | %
| Ratio - HV or EHV connections involving 132kV work - contestable | % | DPCR5 2010/11: 100%; DPCR5 2011/12: 100%; DPCR5 2012/13: 100%; DPCR5 2013/14: 100%; DPCR5 2014/15: 100%
| 132kV end connections involving only 132kV work | £m
| Ratio - 132kV end connections involving only 132kV work - non-contestable | %
| Ratio - 132kV end connections involving only 132kV work - contestable | % | DPCR5 2010/11: 100%; DPCR5 2011/12: 100%; DPCR5 2012/13: 100%; DPCR5 2013/14: 100%; DPCR5 2014/15: 100%
| 132kV total | £m | DPCR5 2010/11: 0; DPCR5 2011/12: 0; DPCR5 2012/13: 0; DPCR5 2013/14: 0; DPCR5 2014/15: 0 | 0 | 0 | 0 | 0 | 0
| Total sole use expenditure where there is also expenditure subject to the apportionment rule |  | 0 | 0 | 0 | 0 | 0 | 0 | 0 | 0 | 0 | 0 | 0 | 0 | 0 | 0 | 0
Customer specific demand investment - all expenditure subject to the apportionment rule - Table 8
|  |  | DPCR4 2005/06: DPCR4; DPCR5 2010/11: DPCR5 | DPCR4 |  |  | DPCR5
| Customer specific demand investment | Units | 2005/06 | 2006/07 | 2007/08 | 2008/09 | 2009/10 | 2010/11 | 2011/12 | 2012/13 | 2013/14 | 2014/15 | Actuals | Forecast | Total | Forecast | % change
New connections & customer specific reinforcement:
Connections provided at LV
| Small scale LV domestic and one-off commercial | £m
| All other LV (with only LV work) | £m
| LV total | £m | DPCR5 2010/11: 0; DPCR5 2011/12: 0; DPCR5 2012/13: 0; DPCR5 2013/14: 0; DPCR5 2014/15: 0 | 0 | 0 | 0 | 0 | 0
Connections with HV work
| LV end connections involving HV work | £m
| HV end connections involving only HV work | £m
| HV total | £m | DPCR5 2010/11: 0; DPCR5 2011/12: 0; DPCR5 2012/13: 0; DPCR5 2013/14: 0; DPCR5 2014/15: 0 | 0 | 0 | 0 | 0 | 0
Connections with EHV work
| HV end connections involving EHV work | £m
| EHV end connections involving only EHV work | £m
| EHV total | £m | DPCR5 2010/11: 0; DPCR5 2011/12: 0; DPCR5 2012/13: 0; DPCR5 2013/14: 0; DPCR5 2014/15: 0 | 0 | 0 | 0 | 0 | 0
Connections with 132kV work
| HV or EHV connections involving 132kV work | £m
| 132kV end connections involving only 132kV work | £m
| 132kV total | £m | DPCR5 2010/11: 0; DPCR5 2011/12: 0; DPCR5 2012/13: 0; DPCR5 2013/14: 0; DPCR5 2014/15: 0 | 0 | 0 | 0 | 0 | 0
| Total connections expenditure subject to the apportionment rule |  | 0 | 0 | 0 | 0 | 0 | 0 | 0 | 0 | 0 | 0 | 0 | 0 | 0 | 0 | 0
Customer contributions - customer specific demand investment - contributions associated with apportionment rule - Table 9
|  |  | DPCR4 2005/06: DPCR4; DPCR5 2010/11: DPCR5 | DPCR4 |  |  | DPCR5
| Customer contributions - customer specific demand investment | Units | 2005/06 | 2006/07 | 2007/08 | 2008/09 | 2009/10 | 2010/11 | 2011/12 | 2012/13 | 2013/14 | 2014/15 | Actuals | Forecast | Total | Forecast | % change
Customer contributions (directs) for connections at LV
| Small scale LV domestic and one-off commercial | £m
All other LV (with only LV work)
| LV total | £m | DPCR5 2010/11: 0; DPCR5 2011/12: 0; DPCR5 2012/13: 0; DPCR5 2013/14: 0; DPCR5 2014/15: 0 | 0 | 0 | 0 | 0 | 0
Customer contributions (directs) for connections with HV work
| LV end connections involving HV work | £m
| HV end connections involving only HV work | £m
| HV total | £m | DPCR5 2010/11: 0; DPCR5 2011/12: 0; DPCR5 2012/13: 0; DPCR5 2013/14: 0; DPCR5 2014/15: 0 | 0 | 0 | 0 | 0 | 0
Customer contributions (directs) for connections with EHV work
| HV end connections involving EHV work | £m
| EHV end connections involving only EHV work | £m
| EHV total | £m | DPCR5 2010/11: 0; DPCR5 2011/12: 0; DPCR5 2012/13: 0; DPCR5 2013/14: 0; DPCR5 2014/15: 0 | 0 | 0 | 0 | 0 | 0
Customer contributions (directs) for connections with 132kV work
| HV or EHV connections involving 132kV work | £m
| 132kV end connections involving only 132kV work | £m
| 132kV total | £m | DPCR5 2010/11: 0; DPCR5 2011/12: 0; DPCR5 2012/13: 0; DPCR5 2013/14: 0; DPCR5 2014/15: 0 | 0 | 0 | 0 | 0 | 0
| Total customer contributions associated with apportionment rule |  | 0 | 0 | 0 | 0 | 0 | 0 | 0 | 0 | 0 | 0 | 0 | 0 | 0 | 0 | 0
0
Navigate

## FBPQ LR4
June Forecast Business Plan DPCR5
EDFE SPN
LR4 - General reinforcement
General reinforcement expenditure
|  |  | DPCR4 |  |  |  |  | DPCR5 | [5 empty] | DPCR4 |  |  |  | DPCR5
|  |  | 2005/06 | 2006/07 | 2007/08 | 2008/09 | 2009/10 | 2010/11 | 2011/12 | 2012/13 | 2013/14 | 2014/15 |  | Actuals | Forecast | Total |  | Forecast | % change
|  |  | (£m) | (£m) | (£m) | (£m) | (£m) | (£m) | (£m) | (£m) | (£m) | (£m) |  | (£m) | (£m) | (£m) |  | (£m) | (£m)
General reinforcement:
|  | LV System | 0.2 | 0.1 | 0.3 | 0.3 | 0.3 | 0.2 | 0.2 | 0.2 | 0.2 | 0.2 |  | 0.6 | 0.6 | 1.2 |  | 1 | -16.67%
|  | HV System | 1 | 0.9 | 0.5 | 1.2 | 1.5 | 1.1 | 1.2 | 1.2 | 1.2 | 1.2 |  | 2.4 | 2.7 | 5.1 |  | 5.9 | 15.69%
|  | EHV System | 4 | 2.4 | 1.3 | 1 | 1.5 | 1 | 1 | 0.7 | 1.65 | 0.8 |  | 7.7 | 2.5 | 10.2 |  | 7.2 | -29.41%
|  | 132kV System | 3.2 | 5.4 | 3.6 | 4.2 | 0.9 | 1 | 1.3 | 2.1 | 2.8 | 1 |  | 12.2 | 5.1 | 17.3 |  | 20.3 | 17.34%
|  | Expenditure on DSM to avoid general reinforcement |  |  |  | 0 | 0 | 0 | 0 | 0 | 0 | 0 |  | 0 | 0 | 0 |  | 0 | 0
|  | Total | 8.4 | 8.8 | 5.7 | 6.7 | 4.2 | 3.3 | 3.7 | 4.2 | 5.85 | 3.2 |  | 22.9 | 10.9 | 33.8 |  | 34.4 | 1.775%
|  | Expenditure avoided due to DG |  |  |  | 0 | 0 | 0 | 0 | 0 | 0 | 0 |  | 0 | 0 | 0 |  | 0 | 0
|  | Expenditure avoided due to DSM |  |  |  | 0 | 0 | 0 | 0 | 0 | 0 | 0 |  | 0 | 0 | 0 |  | 0 | 0
General reinforcement outputs
|  | Changes in general utilisation due to projected expenditure levels | DPCR4 2005/06: At 31st March 2010; DPCR4 2009/10: At 31st March 2015; DPCR5 2013/14: At 31st March 2010; DPCR5 2014/15: At 31st March 2015
|  |  | 132kV-EHV | 132kV - HV | EHV - EHV | EHV - HV | 132kV-EHV | 132kV - HV | EHV - EHV | EHV - HV | Total | Total
|  | Total number substations (operated by DNO) | DPCR5 2013/14: 0; DPCR5 2014/15: 0
|  | Σ substation maximum demands | DPCR5 2013/14: 0; DPCR5 2014/15: 0
|  | Σ substation firm capacities | DPCR5 2013/14: 0; DPCR5 2014/15: 0
Σ substation maximum demands / Σ substation firm capacities | bar: DPCR4 2005/06 to DPCR5 2014/15
|  | Changes in utilisation of highly loaded substations due to projected expenditure levels | DPCR4 2005/06: At 31st March 2010; DPCR4 2009/10: At 31st March 2015; DPCR5 2013/14: At 31st March 2010; DPCR5 2014/15: At 31st March 2015
|  |  | 132kV-EHV | 132kV - HV | EHV - EHV | EHV - HV | 132kV-EHV | 132kV - HV | EHV - EHV | EHV - HV | Total | Total
|  | Number of substations loaded >=80% of firm capacity | DPCR5 2013/14: 0; DPCR5 2014/15: 0
|  | Σ substation maximum demands for substations loaded >=80% of firm capacity | DPCR5 2013/14: 0; DPCR5 2014/15: 0
|  | Σ substation firm capacities for substations loaded >=80% of firm capacity | DPCR5 2013/14: 0; DPCR5 2014/15: 0
% Loading of substations which are operating at >=80% of firm capacity = Σ demand /Σ firm capacity | bar: DPCR4 2005/06 to DPCR5 2014/15
|  | Number of substations loaded above 100% of firm capacity | DPCR5 2013/14: 0; DPCR5 2014/15: 0
|  | Number of DNO substations requiring reinforcement within 5 yrs | DPCR5 2013/14: 0; DPCR5 2014/15: 0
General reinforcement projects
|  | Scheme details | DPCR5 2013/14: DPCR4 Expenditure |  |  |  | DPCR5 Expenditure |  |  |  |  | Utilisation | [13 empty] | (N-2) scheme? | Scheme description
|  | Named scheme | Primary Voltage | Secondary Voltage | Limiting Factor | Forecast year in which substation demand will reach substation/group firm capacity | Planned reinforce-ment Year | MVA of additional firm capacity to be installed | Total cost of project | Total cost of project in DPCR5 period | 2005/06 | 2006/07 | 2007/08 | 2008/09 | 2009/10 | 2010/11 | 2011/12 | 2012/13 | 2013/14 | 2014/15 | Historic and forecast max demand (MVA) | [9 empty] | Substation/Group Total Capability | Substation/group firm capacity under single circuit outage conditions | Substation/Group Maximum Demand | Season of critical loading condition |  | Brief description of work involved, substations affected, assets installed/replaced etc.
|  | (Unique name) | (kV) | (kV) | (a-j) | (Year) | (Year) | (MVA) | (£m) | (£m) | (£m) | (£m) | (£m) | (£m) | (£m) | (£m) | (£m) | (£m) | (£m) | (£m) | 2005/06 | 2006/07 | 2007/08 | 2008/09 | 2009/10 | 2010/11 | 2011/12 | 2012/13 | 2013/14 | 2014/15 | (MVA) | (MVA) | (MVA) | Season | (Y/N) | (Description)
| 1 | [8 empty] | 0
| 2 | [8 empty] | 0
| 3 | [8 empty] | 0
| 4 | [8 empty] | 0
| 5 | [8 empty] | 0
| 6 | [8 empty] | 0
| 7 | [8 empty] | 0
| 8 | [8 empty] | 0
| 9 | [8 empty] | 0
| 10 | [8 empty] | 0
| 11 | [8 empty] | 0
| 12 | [8 empty] | 0
| 13 | [8 empty] | 0
| 14 | [8 empty] | 0
| 15 | [8 empty] | 0
| 16 | [8 empty] | 0
| 17 | [8 empty] | 0
| 18 | [8 empty] | 0
| 19 | [8 empty] | 0
| 20 | [8 empty] | 0
| 21 | [8 empty] | 0
| 22 | [8 empty] | 0
| 23 | [8 empty] | 0
| 24 | [8 empty] | 0
| 25 | [8 empty] | 0
| 26 | [8 empty] | 0
| 27 | [8 empty] | 0
| 28 | [8 empty] | 0
| 29 | [8 empty] | 0
| 30 | [8 empty] | 0
| 31 | [8 empty] | 0
| 32 | [8 empty] | 0
| 33 | [8 empty] | 0
| 34 | [8 empty] | 0
| 35 | [8 empty] | 0
| 36 | [8 empty] | 0
| 37 | [8 empty] | 0
| 38 | [8 empty] | 0
| 39 | [8 empty] | 0
| 40 | [8 empty] | 0
| 41 | [8 empty] | 0
| 42 | [8 empty] | 0
| 43 | [8 empty] | 0
| 44 | [8 empty] | 0
| 45 | [8 empty] | 0
| 46 | [8 empty] | 0
| 47 | [8 empty] | 0
| 48 | [8 empty] | 0
| 49 | [8 empty] | 0
| 50 | [8 empty] | 0
| 51 | [8 empty] | 0
| 52 | [8 empty] | 0
| 53 | [8 empty] | 0
|  | Total | [5 empty] | 0 | 0 | 0 | 0 | 0 | 0 | 0 | 0 | 0 | 0 | 0 | 0 | 0 | 0 | 0 | 0 | 0 | 0 | 0 | 0 | 0 | 0 | 0 | 0 | 0 | 0

## FBPQ LR6
Main Forecast Business Plan DPCR5 |  |  |  |  | Index
LR6 - Fault levels
Fault level system measures
|  |  | As at 31st March 2010 |  |  | As at 31st March 2015
|  |  | 132kV | EHV | HV | 132kV | EHV | HV
| No. of switchboards |  | 62 | 324 | 307 | 62 | 324 | 307
| No. of switchboards @ >95% of F.L. |  | 1 | 7 | 4 | 1 | 7 | 4
| No. of switchboards having fault level 'operational restrictions' |  | 0 | 2 | 1 | 0 | 2 | 1
Number of fault level schemes
| No. of schemes |  | DPCR4 |  |  | DPCR5
|  |  | 132kV | EHV | HV | 132kV | EHV | HV
| Switchboards |  | 0 | 0 | 0 | 0 | 1 | 0
| Transformers |  | 0 | 0 | 0 | 0 | 0 | 0
| Other |  | 0 | 0 | 0 | 0 | 0 | 0
Fault level reinforcement
|  | DPCR4 |  |  |  |  | DPCR5 |  |  |  |  | DPCR4 |  |  | DPCR5
|  | 2005/06 | 2006/07 | 2007/08 | 2008/09 | 2009/10 | 2010/11 | 2011/12 | 2012/13 | 2013/14 | 2014/15 | Actuals | Forecast | Total | Forecast | % change
|  | (£m) | (£m) | (£m) | (£m) | (£m) | (£m) | (£m) | (£m) | (£m) | (£m) | (£m) | (£m) | (£m) | (£m) | (£m)
Fault level reinforcement:
| LV | 0 | 0 | 0 | 0 | 0 | 0 | 0 | 0 | 0 | 0 | 0 | 0 | 0 | 0 | 0
| HV | 0 | 0 | 0 | 0 | 0 | 0 | 0 | 0 | 0 | 0 | 0 | 0 | 0 | 0 | 0
| EHV | 0 | 0 | 0 | 0 | 0 | 0 | 1.6 | 1.3 | 0 | 0 | 0 | 0 | 0 | 2.9 | 0
| 132kV | 0 | 0 | 0 | 0 | 0 | 0 | 0 | 0 | 0 | 0 | 0 | 0 | 0 | 0 | 0
| Total expenditure | 0 | 0 | 0 | 0 | 0 | 0 | 1.6 | 1.3 | 0 | 0 | 0 | 0 | 0 | 2.9 | 0

## FBPQ NL1
June Forecast Business Plan DPCR5
EDFE SPN
NL1 - Condition based expenditure
Total condition based replacement
| Asset Categories |  | DPCR 4 |  |  |  |  | DPCR 5 |  |  |  |  | DPCR4 |  |  | DPCR5
|  |  | 2005/06 | 2006/07 | 2007/08 | 2008/09 | 2009/10 | 2010/11 | 2011/12 | 2012/13 | 2013/14 | 2014/15 | Actuals | Forecast | Total | Forecast | % change
|  |  | £m | £m | £m | £m | £m | £m | £m | £m | £m | £m
| Metered LV Services | Overhead | 1.3 | 1.2 | 1.7 | 1.3898 | 0.94342 | 0.87 | 1.23 | 1.64 | 1.64 | 1.64 | 4.2 | 2.3332 | 6.5332 | 7.02 | 7.451%
|  | Underground | 1.7 | 1.5 | 1.1 | 1.7697 | 1.8858 | 2.18 | 2.27 | 2.35 | 2.42 | 2.48 | 4.3 | 3.6555 | 7.9555 | 11.7 | 47.07%
| Un-metered LV Services | Overhead | 0 | 0 | 0 | 0.042907 | 0 | 0 | 0 | 0 | 0 | 0 | 0 | 0.042907 | 0.042907 | 0 | -100%
|  | Underground | -0.43207 | -0.31239 | -0.3 | -0.38543 | -0.2011 | -0.3 | -0.3 | -0.3 | -0.3 | -0.3 | -1.0445 | -0.58653 | -1.631 | -1.5 | -8.032%
| LV System | Overhead mains | 3.3 | 3.6 | 5.3 | 4.7585 | 4.4008 | 4.99 | 5.62 | 6.42 | 7.03 | 6.79 | 12.2 | 9.1594 | 21.3594 | 30.85 | 44.43%
|  | Underground mains | 2.2 | 3 | 2.1 | 2.1851 | 2.0016 | 1.77 | 1.96 | 2.17 | 2.38 | 2.61 | 7.3 | 4.1867 | 11.4867 | 10.89 | -5.195%
|  | Switchgear (incl other plant & equipment) | 0.2 | 0.2 | 0 | 0.18 | 0.093501 | 0.53 | 0.58 | 0.64 | 0.7 | 0.76 | 0.4 | 0.2735 | 0.6735 | 3.21 | 376.6%
| HV | Overhead lines | 2.5 | 6.2 | 7.1 | 7.4481 | 7.3896 | 4.78 | 6.78 | 8.91 | 10.14 | 9.65 | 15.8 | 14.8377 | 30.6377 | 40.26 | 31.41%
|  | Underground cables | 0.8 | 1.1 | 1.2 | 1.2475 | 0.93396 | 1.03 | 1.14 | 1.26 | 1.39 | 1.53 | 3.1 | 2.1814 | 5.2814 | 6.35 | 20.23%
|  | Submarine | 0 | 0.1 | 0 | 0 | 0 | 0.05 | 0.05 | 0.05 | 0.05 | 0.05 | 0.1 | 0 | 0.1 | 0.25 | 150%
|  | Switchgear (incl other plant & equipment) | 1.7 | 2.5 | 2.6 | 2.4646 | 4.0735 | 3.98 | 4.11 | 4.24 | 4.35 | 4.46 | 6.8 | 6.5381 | 13.3381 | 21.14 | 58.49%
|  | Transformers | 1.1 | 1.3 | 1.3 | 0.96175 | 0.74801 | 2.38 | 2.53 | 2.67 | 2.81 | 2.95 | 3.7 | 1.7098 | 5.4098 | 13.34 | 146.6%
|  | Substation | 1.2 | 1.5 | 1.1 | 1.0978 | 0.60408 | 1.16 | 1.16 | 1.16 | 1.16 | 1.16 | 3.8 | 1.7019 | 5.5019 | 5.8 | 5.418%
| EHV | Overhead lines | 0.4 | 0.5 | 0.6 | 0.41756 | 0.31307 | 1.13 | 1.55 | 1.98 | 1.98 | 1.98 | 1.5 | 0.73063 | 2.2306 | 8.62 | 286.4%
|  | Underground cables | 0.4 | 0.5 | 0.8 | 0.67396 | 0.91715 | 0.44 | 0.44 | 0.47 | 0.49 | 0.52 | 1.7 | 1.5911 | 3.2911 | 2.36 | -28.29%
|  | Submarine | 0 | 0.1 | 0 | 0 | 0 | 0.61 | 0.61 | 0.71 | 0.71 | 0.82 | 0.1 | 0 | 0.1 | 3.46 | 3360%
|  | Switchgear (incl other plant & equipment) | 1.4 | 2.5 | 0.7 | 1.5509 | 1.786 | 0.96 | 0.97 | 0.98 | 0.98 | 0.99 | 4.6 | 3.3369 | 7.9369 | 4.88 | -38.52%
|  | Transformers | 1.3 | 1.2 | 1.4 | 1.0968 | 0.62929 | 1.75 | 1.88 | 2.01 | 2.15 | 2.28 | 3.9 | 1.7261 | 5.6261 | 10.07 | 78.99%
|  | Substation | 0.7 | 0.6 | 0.7 | 0.92827 | 0.16284 | 0.75 | 0.75 | 0.75 | 0.75 | 0.75 | 2 | 1.0911 | 3.0911 | 3.75 | 21.32%
| 132kV | Overhead lines | 1.5 | 3.9 | 2.9 | 3.0443 | 0.98019 | 0.62 | 0.87 | 1.12 | 1.26 | 1.25 | 8.3 | 4.0245 | 12.3245 | 5.12 | -58.46%
|  | Underground cables | 0.1 | 0 | 0.8 | 0.71687 | 0.55786 | 1.19 | 1.31 | 1.55 | 1.67 | 1.91 | 0.9 | 1.2747 | 2.1747 | 7.63 | 250.8%
|  | Submarine cables | 0 | 0 | 0 | 0 | 0 | 0 | 0 | 0 | 0 | 0 | 0 | 0 | 0 | 0 | 0
|  | Switchgear (incl other plant & equipment) | 0.8 | 0.4 | 0.3 | 0.76292 | 1.3416 | 0.16 | 0.16 | 0.16 | 0.14 | 0.14 | 1.5 | 2.1045 | 3.6045 | 0.76 | -78.92%
|  | Transformers | 1.8 | 1.9 | 1 | 1.6336 | 0.58412 | 2.81 | 2.81 | 2.92 | 2.04 | 2.04 | 4.7 | 2.2177 | 6.9177 | 12.62 | 82.43%
|  | Substation | 0.2 | 0.3 | 0.8 | 1.1198 | 0.33513 | 0.15 | 0.15 | 0.15 | 0.15 | 0.15 | 1.3 | 1.4549 | 2.7549 | 0.75 | -72.78%
| Total non-load replacement (£m) |  | 24.1679 | 33.7876 | 33.2 | 35.1053 | 30.4804 | 33.99 | 38.63 | 44.01 | 46.09 | 46.61 | 91.1555 | 65.5857 | 156.7412 | 209.33 | 33.55%
Proactive condition based replacement (non fault)
| Asset Categories |  | DPCR 4 2005/06: DPCR 4; DPCR 5 2010/11: DPCR 5 | DPCR4 |  |  | DPCR5
|  |  | 2005/06 | 2006/07 | 2007/08 | 2008/09 | 2009/10 | 2010/11 | 2011/12 | 2012/13 | 2013/14 | 2014/15 | Actuals | Forecast | Total | Forecast | % change
|  |  | £m | £m | £m | £m | £m | £m | £m | £m | £m | £m
| Metered LV Services | Overhead | 1.3 | 1.2 | 1.7 | 1.3898 | 0.94342 | 0.87 | 1.23 | 1.64 | 1.64 | 1.64 | 4.2 | 2.3332 | 6.5332 | 7.02 | 7.451%
|  | Underground | 1.7 | 1.5 | 1.1 | 1.7697 | 1.8858 | 2.18 | 2.27 | 2.35 | 2.42 | 2.48 | 4.3 | 3.6555 | 7.9555 | 11.7 | 47.07%
| Un-metered LV Services | Overhead | 0 | 0 | 0 | 0.042907 | 0 | 0 | 0 | 0 | 0 | 0 | 0 | 0.042907 | 0.042907 | 0 | -100%
|  | Underground | -0.43207 | -0.31239 | -0.3 | -0.38543 | -0.2011 | -0.3 | -0.3 | -0.3 | -0.3 | -0.3 | -1.0445 | -0.58653 | -1.631 | -1.5 | -8.032%
| LV System | Overhead mains | 3.3 | 3.6 | 5.3 | 4.7585 | 4.4008 | 4.99 | 5.62 | 6.42 | 7.03 | 6.79 | 12.2 | 9.1594 | 21.3594 | 30.85 | 44.43%
|  | Underground mains | 0.9 | 1.1 | 0.8 | 0.68514 | 0.50158 | 0.27 | 0.46 | 0.67 | 0.88 | 1.11 | 2.8 | 1.1867 | 3.9867 | 3.39 | -14.97%
|  | Switchgear (incl other plant & equipment) | 0.2 | 0.2 | 0 | 0.18 | 0.093501 | 0.53 | 0.58 | 0.64 | 0.7 | 0.76 | 0.4 | 0.2735 | 0.6735 | 3.21 | 376.6%
| HV | Overhead lines | 2.5 | 6.2 | 7.1 | 7.4481 | 7.3896 | 4.78 | 6.78 | 8.91 | 10.14 | 9.65 | 15.8 | 14.8377 | 30.6377 | 40.26 | 31.41%
|  | Underground cables | 0.8 | 1.1 | 0.6 | 0.64746 | 0.33396 | 0.43 | 0.54 | 0.66 | 0.79 | 0.93 | 2.5 | 0.98142 | 3.4814 | 3.35 | -3.775%
|  | Submarine | 0 | 0.1 | 0 | 0 | 0 | 0.05 | 0.05 | 0.05 | 0.05 | 0.05 | 0.1 | 0 | 0.1 | 0.25 | 150%
|  | Switchgear (incl other plant & equipment) | 1.7 | 2.5 | 2.5 | 2.3646 | 3.9735 | 3.88 | 4.01 | 4.14 | 4.25 | 4.36 | 6.7 | 6.3381 | 13.0381 | 20.64 | 58.31%
|  | Transformers | 1.1 | 1.3 | 1 | 0.66175 | 0.44801 | 2.08 | 2.23 | 2.37 | 2.51 | 2.65 | 3.4 | 1.1098 | 4.5098 | 11.84 | 162.5%
|  | Substation | 1.2 | 1.5 | 1.1 | 1.0978 | 0.60408 | 1.16 | 1.16 | 1.16 | 1.16 | 1.16 | 3.8 | 1.7019 | 5.5019 | 5.8 | 5.418%
| EHV | Overhead lines | 0.4 | 0.5 | 0.6 | 0.41756 | 0.31307 | 1.13 | 1.55 | 1.98 | 1.98 | 1.98 | 1.5 | 0.73063 | 2.2306 | 8.62 | 286.4%
|  | Underground cables | 0.4 | 0.5 | 0.6 | 0.47396 | 0.71715 | 0.24 | 0.24 | 0.27 | 0.29 | 0.32 | 1.5 | 1.1911 | 2.6911 | 1.36 | -49.46%
|  | Submarine | 0 | 0.1 | 0 | 0 | 0 | 0.01 | 0.01 | 0.01 | 0.01 | 0.02 | 0.1 | 0 | 0.1 | 0.06 | -40%
|  | Switchgear (incl other plant & equipment) | 1.4 | 2.5 | 0.7 | 1.5509 | 1.786 | 0.96 | 0.97 | 0.98 | 0.98 | 0.99 | 4.6 | 3.3369 | 7.9369 | 4.88 | -38.52%
|  | Transformers | 1.3 | 1.2 | 1.4 | 1.0968 | 0.62929 | 1.75 | 1.88 | 2.01 | 2.15 | 2.28 | 3.9 | 1.7261 | 5.6261 | 10.07 | 78.99%
|  | Substation | 0.7 | 0.6 | 0.7 | 0.92827 | 0.16284 | 0.75 | 0.75 | 0.75 | 0.75 | 0.75 | 2 | 1.0911 | 3.0911 | 3.75 | 21.32%
| 132kV | Overhead lines | 1.5 | 3.9 | 2.9 | 3.0443 | 0.98019 | 0.62 | 0.87 | 1.12 | 1.26 | 1.25 | 8.3 | 4.0245 | 12.3245 | 5.12 | -58.46%
|  | Underground cables | 0.1 | 0 | 0.8 | 0.71687 | 0.55786 | 1.19 | 1.31 | 1.55 | 1.67 | 1.91 | 0.9 | 1.2747 | 2.1747 | 7.63 | 250.8%
|  | Submarine cables | 0 | 0 | 0 | 0 | 0 | 0 | 0 | 0 | 0 | 0 | 0 | 0 | 0 | 0 | 0
|  | Switchgear (incl other plant & equipment) | 0.8 | 0.4 | 0.3 | 0.76292 | 1.3416 | 0.16 | 0.16 | 0.16 | 0.14 | 0.14 | 1.5 | 2.1045 | 3.6045 | 0.76 | -78.92%
|  | Transformers | 1.8 | 1.9 | 1 | 1.6336 | 0.58412 | 2.81 | 2.81 | 2.92 | 2.04 | 2.04 | 4.7 | 2.2177 | 6.9177 | 12.62 | 82.43%
|  | Substation | 0.2 | 0.3 | 0.8 | 1.1198 | 0.33513 | 0.15 | 0.15 | 0.15 | 0.15 | 0.15 | 1.3 | 1.4549 | 2.7549 | 0.75 | -72.78%
| Total proactive condition based replacement (£m) |  | 22.8679 | 31.8876 | 30.7 | 32.4053 | 27.7804 | 30.69 | 35.33 | 40.61 | 42.69 | 43.11 | 85.4555 | 60.1857 | 145.6412 | 192.43 | 32.13%
Reactive condition-based replacement (fault)
| Asset Categories |  | DPCR 4 2005/06: DPCR 4; DPCR 5 2010/11: DPCR 5 | DPCR4 |  |  | DPCR5
|  |  | 2005/06 | 2006/07 | 2007/08 | 2008/09 | 2009/10 | 2010/11 | 2011/12 | 2012/13 | 2013/14 | 2014/15 | Actuals | Forecast | Total | Forecast | % change
|  |  | £m | £m | £m | £m | £m | £m | £m | £m | £m | £m
| Metered LV Services | Overhead | 0 | 0 | 0 | 0 | 0 | 0 | 0 | 0 | 0 | 0 | 0 | 0 | 0 | 0 | 0
|  | Underground | 0 | 0 | 0 | 0 | 0 | 0 | 0 | 0 | 0 | 0 | 0 | 0 | 0 | 0 | 0
| Un-metered LV Services | Overhead | 0 | 0 | 0 | 0 | 0 | 0 | 0 | 0 | 0 | 0 | 0 | 0 | 0 | 0 | 0
|  | Underground | 0 | 0 | 0 | 0 | 0 | 0 | 0 | 0 | 0 | 0 | 0 | 0 | 0 | 0 | 0
| LV System | Overhead mains | 0 | 0 | 0 | 0 | 0 | 0 | 0 | 0 | 0 | 0 | 0 | 0 | 0 | 0 | 0
|  | Underground mains | 1.3 | 1.9 | 1.3 | 1.5 | 1.5 | 1.5 | 1.5 | 1.5 | 1.5 | 1.5 | 4.5 | 3 | 7.5 | 7.5 | 0%
|  | Switchgear (incl other plant & equipment) | 0 | 0 | 0 | 0 | 0 | 0 | 0 | 0 | 0 | 0 | 0 | 0 | 0 | 0 | 0
| HV | Overhead lines | 0 | 0 | 0 | 0 | 0 | 0 | 0 | 0 | 0 | 0 | 0 | 0 | 0 | 0 | 0
|  | Underground cables | 0 | 0 | 0.6 | 0.6 | 0.6 | 0.6 | 0.6 | 0.6 | 0.6 | 0.6 | 0.6 | 1.2 | 1.8 | 3 | 66.67%
|  | Submarine | 0 | 0 | 0 | 0 | 0 | 0 | 0 | 0 | 0 | 0 | 0 | 0 | 0 | 0 | 0
|  | Switchgear (incl other plant & equipment) | 0 | 0 | 0.1 | 0.1 | 0.1 | 0.1 | 0.1 | 0.1 | 0.1 | 0.1 | 0.1 | 0.2 | 0.3 | 0.5 | 66.67%
|  | Transformers | 0 | 0 | 0.3 | 0.3 | 0.3 | 0.3 | 0.3 | 0.3 | 0.3 | 0.3 | 0.3 | 0.6 | 0.9 | 1.5 | 66.67%
|  | Substation | 0 | 0 | 0 | 0 | 0 | 0 | 0 | 0 | 0 | 0 | 0 | 0 | 0 | 0 | 0
| EHV | Overhead lines | 0 | 0 | 0 | 0 | 0 | 0 | 0 | 0 | 0 | 0 | 0 | 0 | 0 | 0 | 0
|  | Underground cables | 0 | 0 | 0.2 | 0.2 | 0.2 | 0.2 | 0.2 | 0.2 | 0.2 | 0.2 | 0.2 | 0.4 | 0.6 | 1 | 66.67%
|  | Submarine | 0 | 0 | 0 | 0 | 0 | 0.6 | 0.6 | 0.7 | 0.7 | 0.8 | 0 | 0 | 0 | 3.4 | 0
|  | Switchgear (incl other plant & equipment) | 0 | 0 | 0 | 0 | 0 | 0 | 0 | 0 | 0 | 0 | 0 | 0 | 0 | 0 | 0
|  | Transformers | 0 | 0 | 0 | 0 | 0 | 0 | 0 | 0 | 0 | 0 | 0 | 0 | 0 | 0 | 0
|  | Substation | 0 | 0 | 0 | 0 | 0 | 0 | 0 | 0 | 0 | 0 | 0 | 0 | 0 | 0 | 0
| 132kV | Overhead lines | 0 | 0 | 0 | 0 | 0 | 0 | 0 | 0 | 0 | 0 | 0 | 0 | 0 | 0 | 0
|  | Underground cables | 0 | 0 | 0 | 0 | 0 | 0 | 0 | 0 | 0 | 0 | 0 | 0 | 0 | 0 | 0
|  | Submarine cables | 0 | 0 | 0 | 0 | 0 | 0 | 0 | 0 | 0 | 0 | 0 | 0 | 0 | 0 | 0
|  | Switchgear (incl other plant & equipment) | 0 | 0 | 0 | 0 | 0 | 0 | 0 | 0 | 0 | 0 | 0 | 0 | 0 | 0 | 0
|  | Transformers | 0 | 0 | 0 | 0 | 0 | 0 | 0 | 0 | 0 | 0 | 0 | 0 | 0 | 0 | 0
|  | Substation | 0 | 0 | 0 | 0 | 0 | 0 | 0 | 0 | 0 | 0 | 0 | 0 | 0 | 0 | 0
| Total reactive condition based replacement (£m) |  | 1.3 | 1.9 | 2.5 | 2.7 | 2.7 | 3.3 | 3.3 | 3.4 | 3.4 | 3.5 | 5.7 | 5.4 | 11.1 | 16.9 | 52.25%
Overhead line refurbishment / replacement
| Asset Categories |  | DPCR 4 2005/06: DPCR 4; DPCR 5 2010/11: DPCR 5 | DPCR4 |  |  | DPCR5
|  |  | 2005/06 | 2006/07 | 2007/08 | 2008/09 | 2009/10 | 2010/11 | 2011/12 | 2012/13 | 2013/14 | 2014/015 | Actuals | Forecast | Total | Forecast | % change
|  |  | £m | £m | £m | £m | £m | £m | £m | £m | £m | £m
| LV Mains | Refurbishment | 1.2 | 1 | 2 | 1.1627 | 1.1984 | 1.84 | 2.09 | 2.46 | 3.07 | 2.83 | 4.2 | 2.3611 | 6.5611 | 12.29 | 87.32%
|  | Full rebuild | 0 | 0 | 0 | 0 | 0 | 0 | 0 | 0 | 0 | 0 | 0 | 0 | 0 | 0 | 0
|  | Undergrounding | 0 | 0 | 0 | 0 | 0 | 0 | 0 | 0 | 0 | 0
|  | Covered Conductor | 0 | 0 | 0 | 0 | 0 | 0 | 0 | 0 | 0 | 0
|  | Pole replacement only (i.e. D poles) | 2.1 | 2.6 | 3.3 | 3.5959 | 3.2025 | 3.15 | 3.53 | 3.96 | 3.96 | 3.96
|  | Total OHL expenditure (£m) | 3.3 | 3.6 | 5.3 | 4.7585 | 4.4008 | 4.99 | 5.62 | 6.42 | 7.03 | 6.79 | 12.2 | 9.1594 | 21.3594 | 30.85 | 44.43%
| HV | Refurbishment | 0.7 | 3.9 | 2.4 | 3.3614 | 3.3985 | 3.7 | 4.19 | 4.93 | 6.16 | 5.67 | 7 | 6.7599 | 13.7599 | 24.65 | 79.14%
|  | Full rebuild | 0 | 0 | 0 | 0 | 0 | 0 | 0 | 0 | 0 | 0 | 0 | 0 | 0 | 0 | 0
|  | Undergrounding | 0 | 0 | 0 | 0 | 0 | 0 | 0 | 0 | 0 | 0
|  | Covered Conductor | 0 | 0 | 0 | 0 | 0 | 0 | 0 | 0 | 0 | 0
|  | Pole replacement only (i.e. D poles) | 1.8 | 2.3 | 4.7 | 4.0867 | 3.9911 | 1.08 | 2.59 | 3.98 | 3.98 | 3.98
|  | Total OHL expenditure (£m) | 2.5 | 6.2 | 7.1 | 7.4481 | 7.3896 | 4.78 | 6.78 | 8.91 | 10.14 | 9.65 | 15.8 | 14.8377 | 30.6377 | 40.26 | 31.41%
| EHV - Pole line | Refurbishment | 0.2 | 0 | 0.2 | 0.028256 | 0.01786 | 0.75 | 0.87 | 1 | 1 | 1 | 0.4 | 0.046116 | 0.44612 | 4.62 | 935.6%
|  | Full rebuild | 0 | 0 | 0 | 0 | 0 | 0 | 0 | 0 | 0 | 0 | 0 | 0 | 0 | 0 | 0
|  | Undergrounding | 0 | 0 | 0 | 0 | 0 | 0 | 0 | 0 | 0 | 0
|  | Pole replacement only (i.e. D poles) | 0.2 | 0.5 | 0.4 | 0.38931 | 0.29521 | 0.33 | 0.55 | 0.77 | 0.77 | 0.77
| EHV - Tower line | Fittings only | 0 | 0 | 0 | 0 | 0 | 0 | 0 | 0 | 0 | 0 | 0 | 0 | 0 | 0 | 0
|  | Reconductoring | 0 | 0 | 0 | 0 | 0 | 0 | 0 | 0 | 0 | 0 | 0 | 0 | 0 | 0 | 0
|  | Undergrounding | 0 | 0 | 0 | 0 | 0 | 0 | 0 | 0 | 0 | 0
|  | Tower Refurbishment | 0 | 0 | 0 | 0 | 0 | 0.05 | 0.13 | 0.21 | 0.21 | 0.21
| EHV Total | Total OHL expenditure (£m) | 0.4 | 0.5 | 0.6 | 0.41756 | 0.31307 | 1.13 | 1.55 | 1.98 | 1.98 | 1.98 | 1.5 | 0.73063 | 2.2306 | 8.62 | 286.4%
| 132kV - Pole Line | Refurbishment | 0 | 0 | 0 | 0 | 0 | 0.02 | 0.02 | 0.02 | 0.02 | 0.02 | 0 | 0 | 0 | 0.1 | 0
|  | Full rebuild | 0 | 0 | 0 | 0 | 0 | 0 | 0 | 0 | 0 | 0 | 0 | 0 | 0 | 0 | 0
|  | Undergrounding | 0 | 0 | 0 | 0 | 0 | 0 | 0 | 0 | 0 | 0
|  | Pole replacement only (i.e. D poles) | 0 | 0 | 0 | 0 | 0 | 0 | 0 | 0 | 0 | 0
| 132kV - Tower line | Fittings only | 0 | 0 | 0 | 0 | 0 | 0.34 | 0.39 | 0.45 | 0.57 | 0.52
|  | Reconductoring | 1.5 | 1.7 | 2.9 | 3.0443 | 0.98019 | 0.11 | 0.29 | 0.45 | 0.45 | 0.45 | 6.1 | 4.0245 | 10.1245 | 1.75 | -82.72%
|  | Undergrounding | 0 | 2.2 | 0 | 0 | 0 | 0 | 0 | 0 | 0 | 0
|  | Tower Refurbishment | 0 | 0 | 0 | 0 | 0 | 0.15 | 0.17 | 0.2 | 0.22 | 0.26 | 0 | 0 | 0 | 1 | 0
| 132 kV Total | Total OHL expenditure (£m) | 1.5 | 3.9 | 2.9 | 3.0443 | 0.98019 | 0.62 | 0.87 | 1.12 | 1.26 | 1.25 | 8.3 | 4.0245 | 12.3245 | 5.12 | -58.46%
LV Services - Split of activities
| Asset Categories |  | DPCR 4 2005/06: DPCR 4; DPCR 5 2010/11: DPCR 5 | DPCR4 |  |  | DPCR5
|  |  | 2005/06 | 2006/07 | 2007/08 | 2008/09 | 2009/10 | 2010/11 | 2011/12 | 2012/13 | 2013/14 | 2014/015 | Actuals | Forecast | Total | Forecast | % change
|  |  | £m | £m | £m | £m | £m | £m | £m | £m | £m | £m
| LV Services - metered only | OHL
|  | Service Replacement | [10 empty] | 0 | 0 | 0 | 0 | 0
|  | Cut out Replacement | [10 empty] | 0 | 0 | 0 | 0 | 0
|  |  | DPCR 4 2008/09: 0 | 0 | 0 | 0 | 0 | 0
UG
|  | Service Replacement | [10 empty] | 0 | 0 | 0 | 0 | 0
|  | Cut out Replacement | [10 empty] | 0 | 0 | 0 | 0 | 0
|  |  | DPCR 4 2008/09: 0 | 0 | 0 | 0 | 0 | 0

## NL9 - Legal & Safety
June Forecast Business Plan DPCR5
EDFE SPN
NL9 - Legal and safety
Legal and Safety
|  |  | DPCR4 |  |  |  |  | DPCR5
|  |  | 2005/06 | 2006/07 | 2007/08 | 2008/09 | 2009/10 | 2010/11 | 2011/12 | 2012/13 | 2013/14 | 2014/15
ESQCR
| ESQCR 43-8 Clearance | £m
| ESQCR tree continuity | £m
| ESQCR Other | £m
CNI
| Black Start | £m
| Emergency Batteries | £m
| Critical National Infrastructure | £m
Other
| Site Security | £m
| Asbestos clearance | £m
| Safety climbing devices | £m
| Rising mains and laterals | £m
£m
| Retrofit ABSD & Earthing theft & Replace 0.025 OH conductor | £m
| Fire Prevention | £m
| Total | £m | 0 | 0 | 0 | 0 | 0 | 0 | 0 | 0 | 0 | 0
ESQCR 43-8 Safety Clearance Expenditure
Horizontal
|  |  | DPCR4 |  |  |  |  | DPCR5
|  |  | 2005/06 | 2006/07 | 2007/08 | 2008/09 | 2009/10 | 2010/11 | 2011/12 | 2012/13 | 2013/14 | 2014/15
| LV | £m
| HV | £m
| EHV | £m
| 132 kV | £m
| Total | £m | 0 | 0 | 0 | 0 | 0 | 0 | 0 | 0 | 0 | 0
Vertical
|  |  | DPCR4 |  |  |  |  | DPCR5
|  |  | 2005/06 | 2006/07 | 2007/08 | 2008/09 | 2009/10 | 2010/11 | 2011/12 | 2012/13 | 2013/14 | 2014/15
| LV | £m
| HV | £m
| EHV | £m
| 132 kV | £m
| Total | £m | 0 | 0 | 0 | 0 | 0 | 0 | 0 | 0 | 0 | 0
Horizontal - Detailed Information
|  | Sites affected as at April 2005 | DPCR4 2005/06: No of sites resolved 05/06 - 07/08; DPCR4 2006/07: Sites affected as at April 2008; DPCR4 2007/08: No of sites to be resolved 08/09 - 09/10; DPCR4 2008/09: No of sites to be resolved in DPCR5; DPCR4 2009/10: Sites affected as at April 2015
| LV | 0 | DPCR4 2005/06: 0; DPCR4 2007/08: 0; DPCR4 2008/09: 0; DPCR4 2009/10: 0
| HV | 0 | DPCR4 2005/06: 0; DPCR4 2007/08: 0; DPCR4 2008/09: 0; DPCR4 2009/10: 0
| EHV | 0 | DPCR4 2005/06: 0; DPCR4 2007/08: 0; DPCR4 2008/09: 0; DPCR4 2009/10: 0
| 132 kV | 0 | DPCR4 2005/06: 0; DPCR4 2007/08: 0; DPCR4 2008/09: 0; DPCR4 2009/10: 0
| Total | 0 | DPCR4 2005/06: 0; DPCR4 2006/07: 0; DPCR4 2007/08: 0; DPCR4 2008/09: 0; DPCR4 2009/10: 0
| 05/06 - 07/08 |  | DPCR5 2011/12: 08/09-09/10 |  |  |  | DPCR5
|  | No of sites resolved | DPCR4 2005/06: Actual Solutions (#); DPCR5 2012/13: No of sites resolved; DPCR5 2013/14: Forecast Solutions (#) |  |  |  |  | No of sites resolved | Forecast Solutions (#)
|  |  | Shrouding | Diversions | Under-grounding | Covered conductors | As part of other planned work |  |  |  | Shrouding | Diversions | Under-grounding | Covered conductors | As part of other planned work |  |  | Shrouding | Diversions | Under-grounding | Covered conductors | As part of other planned work
| LV | 0 | DPCR5 2011/12: LV; DPCR5 2012/13: 0 |  |  |  | LV | 0
| HV | 0 | DPCR5 2011/12: HV; DPCR5 2012/13: 0 |  |  |  | HV | 0
| EHV | 0 | DPCR5 2011/12: EHV; DPCR5 2012/13: 0 |  |  |  | EHV | 0
| 132 kV | 0 | DPCR5 2011/12: 132 kV; DPCR5 2012/13: 0 |  |  |  | 132 kV | 0
| Total | 0 | 0 | 0 | 0 | 0 | 0 |  | Total | 0 | 0 | 0 | 0 | 0 | 0 | Total | 0 | 0 | 0 | 0 | 0 | 0
| 05/06 - 07/08 |  | DPCR5 2011/12: 08/09-09/10 |  |  |  | DPCR5
|  | No of spans changed | DPCR4 2005/06: Actual Solutions (#); DPCR5 2012/13: No of spans changed; DPCR5 2013/14: Forecast Solutions (#) |  |  |  |  | No of spans changed | Forecast Solutions (#)
|  |  | Shrouding | Diversions | Under-grounding | Covered conductors | As part of other planned work |  |  |  | Shrouding | Diversions | Under-grounding | Covered conductors | As part of other planned work |  |  | Shrouding | Diversions | Under-grounding | Covered conductors | As part of other planned work
| LV | [14 empty] | LV | bar: DPCR4 2005/06 to DPCR4 2009/10; DPCR5 2011/12 to DPCR5 2014/15
| HV | [14 empty] | HV | bar: DPCR4 2005/06 to DPCR4 2009/10; DPCR5 2011/12 to DPCR5 2014/15
| EHV |  | DPCR5 2011/12: EHV |  |  |  | EHV
| 132 kV |  | DPCR5 2011/12: 132 kV |  |  |  | 132 kV
| Total | 0 | 0 | 0 | 0 | 0 | 0 |  | Total | 0 | 0 | 0 | 0 | 0 | 0 | Total | 0 | 0 | 0 | 0 | 0 | 0
| 05/06 - 07/08 |  | DPCR5 2011/12: 08/09-09/10 |  |  |  | DPCR5
|  | Total Cost £m | DPCR4 2005/06: Expenditure £m; DPCR5 2012/13: Total Cost £m; DPCR5 2013/14: Forecast Solutions (£m) |  |  |  |  | Total Cost £m | Forecast Solutions (£m)
|  |  | Shrouding | Diversions | Under-grounding | Covered conductors | As part of other planned work |  |  |  | Shrouding | Diversions | Under-grounding | Covered conductors | As part of other planned work |  |  | Shrouding | Diversions | Under-grounding | Covered conductors | As part of other planned work
| LV |  | DPCR5 2011/12: LV; DPCR5 2012/13: 0 |  |  |  | LV | 0
| HV |  | DPCR5 2011/12: HV; DPCR5 2012/13: 0 |  |  |  | HV | 0
| EHV |  | DPCR5 2011/12: EHV; DPCR5 2012/13: 0 |  |  |  | EHV | 0
| 132 kV |  | DPCR5 2011/12: 132 kV; DPCR5 2012/13: 0 |  |  |  | 132 kV | 0
| Total | 0 | 0 | 0 | 0 | 0 | 0 |  | Total | 0 | 0 | 0 | 0 | 0 | 0 | Total | 0 | 0 | 0 | 0 | 0 | 0
| 05/06 - 07/08 |  | DPCR5 2011/12: 08/09-09/10 |  |  |  | DPCR5
|  | Total unit Cost £k/per span | DPCR4 2005/06: Unit cost £k/span; DPCR5 2012/13: Total unit Cost £k/per span; DPCR5 2013/14: Forecast Unit cost £k/span |  |  |  |  | Total unit Cost £k/per span | Forecast Unit cost £k/span
|  |  | Shrouding | Diversions | Under-grounding | Covered conductors | As part of other planned work |  |  |  | Shrouding | Diversions | Under-grounding | Covered conductors |  |  |  | Shrouding | Diversions | Under-grounding | Covered conductors
| LV | 0 | 0 | 0 | 0 | 0 |  |  | LV | 0 | 0 | 0 | 0 | 0 |  | LV | 0 | 0 | 0 | 0 | 0
| HV | 0 | 0 | 0 | 0 | 0 |  |  | HV | 0 | 0 | 0 | 0 | 0 |  | HV | 0 | 0 | 0 | 0 | 0
| EHV | 0 | 0 | 0 | 0 | 0 |  |  | EHV | 0 | 0 | 0 | 0 | 0 |  | EHV | 0 | 0 | 0 | 0 | 0
| 132 kV | 0 | 0 | 0 | 0 | 0 |  |  | 132 kV | 0 | 0 | 0 | 0 | 0 |  | 132 kV | 0 | 0 | 0 | 0 | 0
Vertical - Detailed Information
|  | Sites affected as at April 2005 | DPCR4 2005/06: No of sites resolved 05/06 - 07/08; DPCR4 2006/07: Sites affected as at April 2008; DPCR4 2007/08: No of sites to be resolved 08/09 - 09/10; DPCR4 2008/09: No of sites to be resolved in DPCR5; DPCR4 2009/10: Sites affected as at April 2015
| LV | 0 | DPCR4 2005/06: 0; DPCR4 2007/08: 0; DPCR4 2008/09: 0; DPCR4 2009/10: 0
| HV | 0 | DPCR4 2005/06: 0; DPCR4 2007/08: 0; DPCR4 2008/09: 0; DPCR4 2009/10: 0
| EHV | 0 | DPCR4 2005/06: 0; DPCR4 2007/08: 0; DPCR4 2008/09: 0; DPCR4 2009/10: 0
| 132 kV | 0 | DPCR4 2005/06: 0; DPCR4 2007/08: 0; DPCR4 2008/09: 0; DPCR4 2009/10: 0
| Total | 0 | DPCR4 2005/06: 0; DPCR4 2006/07: 0; DPCR4 2007/08: 0; DPCR4 2008/09: 0; DPCR4 2009/10: 0
| 05/06 - 07/08 |  | DPCR5 2011/12: 08/09-09/10 |  |  |  | DPCR5
|  | No of sites resolved | DPCR4 2005/06: Actual Solutions (#); DPCR5 2012/13: No of sites resolved; DPCR5 2013/14: Forecast Solutions (#) |  |  |  |  | No of sites resolved | Forecast Solutions (#)
|  |  | Rebuild | Under-grounding | Other | Derogation | As part of other planned work |  |  |  | Rebuild | Under-grounding | Other | Derogation | As part of other planned work |  |  | Rebuild | Under-grounding | Other | Derogation | As part of other planned work
| LV | 0 | DPCR5 2011/12: LV; DPCR5 2012/13: 0 |  |  |  | LV | 0
| HV | 0 | DPCR5 2011/12: HV; DPCR5 2012/13: 0 |  |  |  | HV | 0
| EHV | 0 | DPCR5 2011/12: EHV; DPCR5 2012/13: 0 |  |  |  | EHV | 0
| 132 kV | 0 | DPCR5 2011/12: 132 kV; DPCR5 2012/13: 0 |  |  |  | 132 kV | 0
| Total | 0 | 0 | 0 | 0 | 0 | 0 |  | Total | 0 | 0 | 0 | 0 | 0 | 0 | Total | 0 | 0 | 0 | 0 | 0 | 0
| 05/06 - 07/08 |  | DPCR5 2011/12: 08/09-09/10 |  |  |  | DPCR5
|  | No of spans changed | DPCR4 2005/06: Actual Solutions (#); DPCR5 2012/13: No of spans changed; DPCR5 2013/14: Forecast Solutions (#) |  |  |  |  | No of spans changed | Forecast Solutions (#)
|  |  | Rebuild | Under-grounding | Other | Derogation | As part of other planned work |  |  |  | Rebuild | Under-grounding | Other | Derogation | As part of other planned work |  |  | Rebuild | Under-grounding | Other | Derogation | As part of other planned work
| LV | [14 empty] | LV | bar: DPCR4 2005/06 to DPCR4 2009/10; DPCR5 2011/12 to DPCR5 2014/15
| HV | [14 empty] | HV | bar: DPCR4 2005/06 to DPCR4 2009/10; DPCR5 2011/12 to DPCR5 2014/15
| EHV |  | DPCR5 2011/12: EHV |  |  |  | EHV
| 132 kV |  | DPCR5 2011/12: 132 kV |  |  |  | 132 kV
| Total | 0 | 0 | 0 | 0 |  | 0 |  | Total | 0 | 0 | 0 | 0 | 0 | 0 | Total | 0 | 0 | 0 | 0 | 0 | 0
| 05/06 - 07/08 |  | DPCR5 2011/12: 08/09-09/10 |  |  |  | DPCR5
|  | Total Cost £m | DPCR4 2005/06: Expenditure £m; DPCR5 2012/13: Total Cost £m; DPCR5 2013/14: Forecast Solutions (£m) |  |  |  |  | Total Cost £m | Forecast Solutions (£m)
|  |  | Rebuild | Under-grounding | Other | Derogation | As part of other planned work |  |  |  | Rebuild | Under-grounding | Other | Derogation | As part of other planned work |  |  | Rebuild | Under-grounding | Other | Derogation | As part of other planned work
| LV | 0 | DPCR5 2011/12: LV; DPCR5 2012/13: 0 |  |  |  | LV | 0
| HV | 0 | DPCR5 2011/12: HV; DPCR5 2012/13: 0 |  |  |  | HV | 0
| EHV | 0 | DPCR5 2011/12: EHV; DPCR5 2012/13: 0 |  |  |  | EHV | 0
| 132 kV | 0 | DPCR5 2011/12: 132 kV; DPCR5 2012/13: 0 |  |  |  | 132 kV | 0
| Total | 0 | 0 | 0 | 0 |  | 0 |  | Total | 0 | 0 | 0 | 0 |  | 0 | Total | 0 | 0 | 0 | 0 |  | 0
| 05/06 - 07/08 |  | DPCR5 2011/12: 08/09-09/10 |  |  |  | DPCR5
|  | Total unit Cost £k/per span | DPCR4 2005/06: Unit cost £k/span; DPCR5 2012/13: Total unit Cost £k/per span; DPCR5 2013/14: Forecast Unit cost £k/span |  |  |  |  | Total unit Cost £k/per span | Forecast Unit cost £k/span
|  |  | Rebuild | Under-grounding | Other | Derogation | As part of other planned work |  |  |  | Rebuild | Under-grounding | Other | Derogation | As part of other planned work |  |  | Rebuild | Under-grounding | Other | Derogation | As part of other planned work
| LV | 0 | 0 | 0 | 0 |  |  |  | LV | 0 | 0 | 0 | 0 |  |  | LV | 0 | 0 | 0 | 0
| HV | 0 | 0 | 0 | 0 |  |  |  | HV | 0 | 0 | 0 | 0 |  |  | HV | 0 | 0 | 0 | 0
| EHV | 0 | 0 | 0 | 0 |  |  |  | EHV | 0 | 0 | 0 | 0 |  |  | EHV | 0 | 0 | 0 | 0
| 132 kV | 0 | 0 | 0 | 0 |  |  |  | 132 kV | 0 | 0 | 0 | 0 |  |  | 132 kV | 0 | 0 | 0 | 0
Navigate

## FBPQ C2
Main Forecast Business Plan DPCR5 |  |  |  |  | Index
C2 - Unit costs
| Asset categories |  |  |  | Units | New build |  | Replacement
[6 empty] | Direct costs | Cost including indirects (absorbed costs in T2A) | Direct costs | Cost including indirects (absorbed costs in T2A)
[6 empty] | (£k) | (£k) | (£k) | (£k)
LV Network
Overhead lines
|  |  |  | LV Main (OHL) | km |  |  | 14.06 | 19.44
|  |  |  | LV Service (OHL) | Each |  |  | 0.2 | 0.31
Overhead lines - Support
|  |  |  | LV Support | Each |  |  | 1.43 | 1.88
Underground cables
|  |  |  | LV Main (UG Consac) | km |  |  | 67.22 | 75.86
|  |  |  | LV Main (UG Plastic) | km | 33.4 | 40.748 | 67.22 | 67.22
|  |  |  | LV Main (UG Paper) | km |  |  | 67.22 | 75.86
|  |  |  | LV Service (UG) | Each | 0.93 | 1.1346 | 0.6 | 0.7
Switchgear
|  |  |  | LV Pillar (ID) | Each | 2.22 | 2.7084 | 6.41 | 7.94
|  |  |  | LV Pillar (OD) | Each |  |  | 6.78 | 8.36
|  |  |  | LV Board (WM) | Each |  |  | 8.37 | 10.38
|  |  |  | LV UGB | Each
|  |  |  | LV Fuses (PM) | Each
|  |  |  | LV Fuses (TM) | Each
HV network
Overhead lines
|  |  |  | 6.6/11 kV OHL (Open) | km | 35.26 | 43.0172 | 18.35 | 20.78
|  |  |  | 6.6/11 kV OHL (Covered) | km
|  |  |  | 20 kV OHL (Open) | km
|  |  |  | 20 kV OHL (Covered) | km
Overhead lines - Support
|  |  |  | 6.6/11 kV Support | Each |  |  | 1.52 | 2
|  |  |  | 20 kV Support | Each
Underground cables (kms)
|  |  |  | 6.6/11kV UG Cable | km | 32.92 | 40.1624 | 73.02 | 84.05
|  |  |  | 20kV UG Cable | km
Submarine cables (kms)
|  |  |  | HV Sub Cable | km |  |  | 471.36 | 535
Switchgear
|  |  |  | 6.6/11 kV CB (PM) | Each | 7.13 | 8.6986 | 7.17 | 8.23
|  |  |  | 6.6/11 kV CB (GM) | Each | 20.49 | 24.9978 | 21.37 | 24.46
|  |  |  | 6.6/11 kV Switch (PM) | Each | 6.01 | 7.3322 | 6.05 | 6.83
|  |  |  | 6.6/11 kV Switch (GM) | Each | 6.71 | 8.1862 | 8.17 | 10.02
|  |  |  | 6.6/11 kV RMU | Each | 6.99 | 8.5278 | 10 | 12.15
|  |  |  | 6.6/11 kV Switchgear - Other (PM) | Each
|  |  |  | 6.6/11 kV Switchgear - Other (GM) | Each
|  |  |  | 20 kV CB (PM) | Each
|  |  |  | 20 kV CB (GM) | Each
|  |  |  | 20 kV Switch (PM) | Each
|  |  |  | 20 kV Switch (GM) | Each
|  |  |  | 20 kV RMU | Each
|  |  |  | 20 kV Switchgear - Other (PM) | Each
|  |  |  | 20 kV Switchgear - Other (GM) | Each
Transformers
|  |  |  | 6.6/11 kV Transformer (PM) | Each | 1.66 | 2.0252 | 1.33 | 1.74
|  |  |  | 6.6/11 kV Transformer (GM) | Each | 9.32 | 11.3704 | 10.86 | 12.74
|  |  |  | 20 kV Transformer (PM) | Each
|  |  |  | 20 kV Transformer (GM) | Each
EHV Network
Overhead lines
|  |  |  | 33kV OHL (Pole Line) | km | 41.59 | 50.7398 | 23.76 | 26.87
|  |  |  | 33kV OHL (Tower Line) | km |  |  | 29.82 | 29.82
|  |  |  | 66kV OHL (Pole Line) | km
|  |  |  | 66kV OHL (Tower Line) | km
Overhead lines - Support
|  |  |  | 33kV Pole | Each |  |  | 1.99 | 2.56
|  |  |  | 33kV Tower | Each |  |  | 39.15 | 45.14
|  |  |  | 66kV Pole | Each
|  |  |  | 66kV Tower | Each
Underground cables (kms)
|  |  |  | 33kV UG Cable (Non Pressurised) | km | 148.69 | 181.4018 | 152.89 | 172.86
|  |  |  | 33kV UG Cable (Oil) | km |  |  | 152.89 | 173.08
|  |  |  | 33kV UG Cable (Gas) | km |  |  | 152.89 | 172.81
|  |  |  | 66kV UG Cable (Non Pressurised) | km
|  |  |  | 66kV UG Cable (Oil) | km
|  |  |  | 66kV UG Cable (Gas) | km
Submarine cables (kms)
|  |  |  | EHV Sub Cable | km |  |  | 1020.97 | 1136.02
Switchgear
|  |  |  | 33 KV CB (ID) | Each | 74.24 | 90.5728 | 59.25 | 66.59
|  |  |  | 33 kV CB (OD) | Each | 51.24 | 62.5128 | 44.23 | 51.19
|  |  |  | 33 kV Switch (GM) | Each |  |  | 29.05 | 33.12
|  |  |  | 33 kV Switch (PM) | Each
|  |  |  | 33 kV RMU | Each
|  |  |  | 33 kV Switchgear - Other | Each
|  |  |  | 66 KV CB (ID & OD) | Each
|  |  |  | 66 KV Switchgear - Other | Each
Transformers
|  |  |  | 33 kV Transformer (PM) | Each
|  |  |  | 33 kV Transformer (GM) | Each | 228.25 | 278.465 | 223.81 | 261.25
|  |  |  | 33 kV AuxiliaryTransfomer | Each
|  |  |  | 66 kV Transformer | Each
|  |  |  | 66 kV AuxiliaryTransfomer | Each
132kV Network
Overhead lines
|  |  |  | 132kV OHL Conductor (Pole Line) | km | 74.69 | 91.1218 | 52.85 | 59.21
|  |  |  | 132kV OHL Conductor (Tower Line) | km | 637 | 777.14 | 47.77 | 53.46
Overhead lines - Support
|  |  |  | 132kV Pole | Each |  |  | 2.61 | 3.55
|  |  |  | 132kV Tower | Each |  |  | 86.15 | 98.34
|  |  |  | 132kV Fittings (Tower Line) | Each |  |  | 2.98 | 3.74
Underground cables (kms)
|  |  |  | 132kV UG Cable (Non Pressurised) | km | 1170.88 | 1428.4736 | 1191.4
|  |  |  | 132kV UG Cable (Oil) | km |  |  | 1191.4 | 1325.5
|  |  |  | 132kV UG Cable (Gas) | km
Submarine cables (kms)
|  |  |  | 132 kV Sub Cable | km
Switchgear
|  |  |  | 132 kV CB (ID & OD) | Each | 120.95 | 147.559 | 131.08 | 147.02
|  |  |  | 132 kV Switchgear (other) | Each
Transformers
|  |  |  | 132 kV Transformer | Each | 975.14 | 1189.6708 | 1018.69 | 1140.57
|  |  |  | 132 kV AuxiliaryTransfomer | Each
Tele-control / SCADA
Primary substation
|  |  |  | 132 kV/EHV RTU (PM) | Each
|  |  |  | 132 kV/EHV RTU (GM) | Each
Secondary substation
|  |  |  | HV RTU (PM) | Each
|  |  |  | HV RTU (GM) | Each
HV network switchgear
6.6/11 kV CB (GM)
|  |  |  | Primary | Each | 20.49 | 24.9978 | 21.37 | 24.46
|  |  |  | Distribution | Each | 20.49 | 24.9978 | 21.37 | 24.46
20 kV Switch (GM)
|  |  |  | Primary | Each
|  |  |  | Distribution | Each

## Reductions to net capex
IP Appendix 6 Table 5 Reductions to EHV | IP Appendix 7 Reductions to EHV
Appendix 6 Table 5 EHV & 132 | Appendix 7 Table 18
EHV |  | £m
132kV | LV
LV/HV
HV
EHV
132 kV

## RRP 1.3
Regulatory Reporting Pack (RRP) |  |  |  | Index |  | CAUTION - THIS PACK DOES NOT BALANCE
2007/08
Electricity Distribution Industry Activity Costs - individual DNO input
|  | Cash typical costs (excluding disallowed related party margins) | [20 empty] | Atypical cash costs | Pension deficit payments | Metering | Excluded services & de minimis | Relevant distributed generation (less contributions) | IFI | Disallowed Related Party Margins | Statutory Depreciation | Network Rates | Transmission Exit Charges | Pension deficit repair payments by related parties (note 2) | Non activity costs and reconciling amounts (note 3) | Total Annual Operating & Capital Expenditure per Regulatory Accounts
|  | Direct activities | [5 empty] | Indirect activities
| Year ended | Load related new connections & reinforcement (net of contributions) | Non-load new & replacement assets (net of contributions) | Non-operational capex | Faults | Inspections, & Maintenance | Tree Cutting | Network Policy | Network Design & Engineering | Project Management | Engineering Mgt & Clerical Support | Control Centre | System Mapping - Cartographical | Customer Call Centre | Stores | Vehicles & Transport | IT & Telecoms | Property Mgt | HR & Non-operational Training | Health & Safety & Operational Training | Finance & Regulation | CEO etc
|  | £'m | £'m | £'m | £'m | £'m | £'m | £'m | £'m | £'m | £'m | £'m | £'m | £'m | £'m | £'m | £'m | £'m | £'m | £'m | £'m | £'m | £'m | £'m | £'m | £'m | £'m | £'m | £'m | £'m | £'m | £'m | £'m | £'m | £'m
| 31 March 2008 | 1.4 | 44.5 | 14.9 | 13.5 | 7 | 5.3 | 0.6 | 4.5 | 4.9 | 9.6 | 1.9 | 1 | 0.7 | 1.2 | 4.2 | 6.9 | 3 | 0.9 | 1.2 | 5.9 | 1.6 | 7.3 | 20.5 | 5.8 | 25.2 | 0.3 | 0.1 | 1.1 | 34 | 18.0171 | 5.1676 | 0 | -11.4847 | 240.7
| Adjustments on T4.3 | [33 empty] | 0
| 31 March 2008 | 1.4 | 44.5 | 14.9 | 13.5 | 7 | 5.3 | 0.6 | 4.5 | 4.9 | 9.6 | 1.9 | 1 | 0.7 | 1.2 | 4.2 | 6.9 | 3 | 0.9 | 1.2 | 5.9 | 1.6 | 7.3 | 20.5 | 5.8 | 25.2 | 0.3 | 0.1 | 1.1 | 34 | 18.0171 | 5.1676 | 0 | -11.4847 | 240.7
| 31 March 2007 | 6.5 | 38.6 | 13.7 | 12.9 | 7.4 | 4.9 | 0.5 | 3.9 | 4.2 | 8.2 | 2.1 | 0.8 | 0.6 | 1.7 | 4.2 | 6.3 | 2.7 | 1 | 1.1 | 4.8 | 1.7 | 8.3 | 10.3 | 5.8 | 28.6 | -0.1 | 0 | 1.5 | 46.2 | 17.6 | 4.6 | 0 | -22.5 | 228.1
| 31 March 2006 | 9.1 | 29.5 | 10.3 | 14.4 | 7.4 | 4.2 | 0.6 | 4 | 4 | 9.7 | 2.6 | 0.8 | 0.6 | 2 | 4.1 | 6.1 | 4.7 | 0.8 | 0.7 | 4.6 | 2 | 1.9 | 7.4 | 6.4 | 34.6 | 0 | 0 | 0 | 44.2 | 17.1 | 4.1 | 0 | -26 | 211.9
Notes
| 1 | The individual activities are defined in the Electricity Distribution Price Control Review Price control cost reporting rules: Instructions and Guidance April 2008
| 2 | Pension deficit payments made by a related party and not charged in the regulatory accounts of the DNO
| 3 | Non-activity costs include Ofgem licence fee, Shetland Balancing Costs (SHEPD only), Scottish Electricity Settlements run-off (Scottish DNOs only) and proceeds of asset sales; and reconciling amounts, e.g. intra-group recharges treated as de minimis costs
| 4 | Total Annual Operating & Capital Expenditure per Regulatory Accounts has been adjusted, where appropriate, to include intangible fixed assets and customer contributions, the latter may be reported within Creditors as deferred income
| 5 | This information has not been audited.

## RRP 2.3
Regulatory Reporting Pack (RRP) |  |  | Index
2007/08
Inspections & Maintenance, Tree Cutting and Fault Costs
Memorandum Information - Scottish DNOs 132kV
|  |  | Inspections & Maintenance |  |  | Fault Costs |  | Inspections & Maintenance |  |  | Faults
|  |  |  | Cash typicals |  | Cash typicals | Atypicals
Inspection and Maintenance |  |  | Inspections | Maintenance | Total | Total | Total | Inspections | Maintenance | Total | Total
|  |  | £'m | £'m | £'m | £'m | £'m | £'m | £'m | £'m | £'m
LV Services | Overhead |  |  | 0.2 | 0.2 | 0.7 | 0.1
| Underground |  |  |  |  | 1.4
LV System | Overhead Mains |  | 0.3 | 0.6 | 0.9 | 1.5 | 0.5
| Underground Mains - Consac |  |  | 0.1 | 0.1 | 1.8
| Underground Mains - Non Consac |  |  |  |  | 2.4
| Switchgear (incl other plant & equipment) |  |  |  |  | 0.7
HV | Overhead lines |  | 0.6 | 0.2 | 0.8 | 1 | 0.2
| Underground Cables |  |  |  | 0 | 1.5 | 0
| Switchgear, Transformers, Substation |  | 0.2 | 2.5 | 2.7 | 0.4
EHV | Overhead lines |  | 0.1 |  | 0.1 | 0.1
| Underground - Pressure assisted |  |  |  | 0
| Underground - Non Pressure assisted |  |  |  | 0 | 0.3
| Switchgear, Transformers, Substation |  | 0.1 | 0.6 | 0.7 | 0.1
132kV | Overhead lines |  | 0.1 | 0.8 | 0.9 |  |  |  |  | 0
| Underground - Pressure assisted |  |  |  | 0 | 0.4 |  |  |  | 0
| Underground - Non Pressure assisted |  |  |  | 0 |  |  |  |  | 0
| Switchgear, Transformers, Substation |  |  | 0.4 | 0.4 | 0.1 |  |  |  | 0
Submarine cables - all voltages |  |  |  |  | 0 |  |  |  |  | 0
Non-QoS Faults | [5 empty] | 2
Substation electricity |  |  |  | 0.4 | 0.4
Diesel generation costs (permanent emergency back up on islands) |  |  |  | 0.8 | 0.8
Third party cable damage - recoveries | [5 empty] | -0.9
Dismantlement |  |  |  | 0.1 | 0.1
Total |  |  | 1.4 | 6.7 | 8.1 | 13.5 | 0.8 | 0 | 0 | 0 | 0
|  |  | Fault costs allocated to Opex and Capex |  |  | Cash typicals | Atypicals
[6 empty] | £'m | £'m
|  |  | Fault opex |  |  | 4.2 | 0.3
|  |  | Fault capex |  |  | 9.3 | 0.5
|  |  | Total Fault Costs |  |  | 13.5 | 0.8
|  | Tree Cutting |  |  | £'m |  |  | Tree Cutting |  | £'m
|  | LV |  |  | 2.7959 |  |  | 132kV |  | 0.2
|  | HV |  |  | 2.1199
|  | EHV |  |  | 0.22982
|  | 132kV |  |  | 0.16351
|  | Total Tree Cutting |  |  | 5.3091

## RRP 2.4
Regulatory Reporting Pack (RRP) |  |  | Index
2007/08
NEW AND REPLACEMENT ASSETS (EXCL. FAULTS)
Load Related New Connections & Reinforcement
| Direct Costs only |  | New Connections (carried out by DNO/RP) | New Connections (carried out by Third Parties) | Customer Specific Reinforcement - Chargeable | Customer Specific Reinforcement - Non Chargeable | General Reinforcement | Fault Level Reinforcement | Non Relevant Distributed Generation | Total
|  |  | £'m | £'m | £'m | £'m | £'m | £'m | £'m | £'m
New Connections & Customer Specific Reinforcement:
| Connections provided at LV |  | 19.1 | 0 | 0.3 | 0.5 |  |  |  | 19.9
| Connections provided at HV |  | 1.1 | 0 | 0.5 | 2 |  |  |  | 3.6
| Connections provided at EHV |  | 0 | 0 | 0 | 0 |  |  |  | 0
| Connections provided at 132kV |  | 0 | 0 | 0 | 0 |  |  |  | 0
| General Reinforcement: | [8 empty] | 0
| LV System | [5 empty] | 0.3 | 0 |  | 0.3
| HV System | [5 empty] | 0.5 | 0 |  | 0.5
| EHV System | [5 empty] | 2.3 | 0 |  | 2.3
| 132kV System | [5 empty] | 2.6 | 0 |  | 2.6
| Non Relevant Distributed Generation | [8 empty] | 0
| Total Direct Costs excluding Reallocations |  | 20.2 | 0 | 0.8 | 2.5 | 5.7 | 0 | 0 | 29.2
| Direct Cost Reallocation | [8 empty] | 0
| Total Costs including Reallocations |  | 20.2 | 0 | 0.8 | 2.5 | 5.7 | 0 | 0 | 29.2
| Customer Contributions (-ve) |  | -26.8 |  | -1 |  |  |  | 0 | -27.8
| Total Costs less Capital Contributions |  | -6.6 | 0 | -0.2 | 2.5 | 5.7 | 0 | 0 | 1.4
Non-load related replacement (Condition based)
| Direct Costs only |  | Condition based
|  |  | Non-fault Related | Fault Related | Total
|  |  | £'m | £'m | £'m
| Metered LV Services | Overhead | 1.7 | 0 | 1.7
|  | Underground | 1.1 | 0 | 1.1
| Un-metered LV Services | Overhead | 0.1 | 0 | 0.1
|  | Underground | 0.8 | 0 | 0.8
| LV System | Overhead Mains | 5.3 | 0 | 5.3
|  | Underground Mains | 0.8 | 1.3 | 2.1
|  | Switchgear (incl other plant & equipment) | 0 | 0 | 0
| HV | Overhead lines | 7.5 | 0 | 7.5
|  | Underground Cables | 0.6 | 0.6 | 1.2
|  | Submarine | 0 | 0 | 0
|  | Switchgear (incl other plant & equipment) | 2.5 | 0.1 | 2.6
|  | Transformers | 1 | 0.3 | 1.3
|  | Substation | 1.1 | 0 | 1.1
| EHV | Overhead lines | 0.8 | 0 | 0.8
|  | Underground Cables | 0.6 | 0.2 | 0.8
|  | Submarine | 0 | 0 | 0
|  | Switchgear (incl other plant & equipment) | 0.7 | 0 | 0.7
|  | Transformers | 1.4 | 0 | 1.4
|  | Substation | 0.7 | 0 | 0.7
| 132kV | Overhead lines | 5.7 | 0 | 5.7
|  | Underground Cables | 0.8 | 0 | 0.8
|  | Submarine Cables | 0 | 0 | 0
|  | Switchgear (incl other plant & equipment) | 0.3 | 0 | 0.3
|  | Transformers | 1 | 0 | 1
|  | Substation | 0.8 | 0 | 0.8
| Total Non-load replacement |  | 35.3 | 2.5 | 37.8
| Customer Contributions (-ve) |  | -1.2 |  | -1.2
| Total Net Non-load replacement |  | 34.1 | 2.5 | 36.6
| Non-load related (other) |  | LV | HV | EHV | 132kV | Total
| Direct Costs only |  | £'m | £'m | £'m | £'m | £'m
| Quality of Service |  | 0.1 | 2 | 0 | 0 | 2.1
| Safety |  | 0 | 0 | 0 | 0 | 0
| Environment |  | 0 | 0 | 0 | 0 | 0
| Visual Amenity |  | 0 | 0 | 0 | 0 | 0
| ESQCR |  | 0 | 0 | 0 | 0 | 0
| Resilience |  | 0 | 0 | 0 | 0 | 0
| Operational IT & Telecoms - BT 21CN |  | 0 | 0 | 0 | 0 | 0
| Operational IT & Telecoms - other |  | 0 | 3.4 | 0 | 0 | 3.4
| Non - rechargeable diversions |  | 0.8 | 0.8 | 0.3 | 0 | 1.9
| Total Non-load related (other non-fault) |  | 0.9 | 6.2 | 0.3 | 0 | 7.4
| Customer Contributions (-ve) |  |  | -0.1 |  |  | -0.1
| Total Net Non-load related (other non-fault) |  | 0.9 | 6.1 | 0.3 | 0 | 7.3
| Total Non-load related expenditure (direct costs) |  | 45.2
| Customer Contributions (-ve) |  | -1.3
| Total Net Non-load replacement (Direct Costs) |  | 43.9
Non-operational
| Direct Costs only |  | Total | Owned by DNO | Owned by related party
|  |  | £'m | £'m | £'m
| Vehicles |  | 8.8 | 8.8 | 0
| Plant & Machinery |  | 0 | 0 | 0
| Small Tools & Equipment |  | 2.6 | 2.6 | 0
| Office Equipment |  | 0.4 | 0.4 | 0
| Non-operational property |  | 2 | 2 | 0
| IT Non-operational Capital Expenditure |  | 0.6 | 0.6 | 0
| Telecoms Non-operational Capital Expenditures |  | 0.5 | 0 | 0.5
| Total Non-operational New Assets & Replacement |  | 14.9 | 14.4 | 0.5

## RRP 2.6
Regulatory Reporting Pack |  |  |  | Index
2007/08
MISCELLANEOUS
Non-activity based costs (excluded from Table 2.2)(enter as positive)
[5 empty] | £'m | £'m
Pass through Costs
|  | Transmission exit charges |  |  | 5.1676
|  | Wheeled units imported |  |  | 0.22461
|  | Network rates |  |  | 18.0171
|  | Ofgem licence fee |  |  | 0.72
|  | Shetland Balancing Costs (SHEPD only) |  |  | 0
|  | Scottish Electricity Settlements run-off (Scottish DNOs only) |  |  | 0 | 24.1293
Costs inside scope of DPCR4 allowances
|  | Guaranteed standard of performance compensation payments |  |  | 0
|  | Ex-gratia compensation payments |  |  | 0
|  | Bad debt expense (net of recoveries) |  |  | 0 | 0
Costs outside scope of DPCR4 allowances
|  | (Profit)/loss on sale of fixed assets and scrap[(-ve)/+ve] |  |  | -0.5
|  | Statutory Depreciation on operational assets |  |  | 23.1
|  | Pension deficit repair payments |  |  | 20.5 | 43.1
| Total Non-Activity Based Costs |  |  |  |  | 67.2293
OTHER ITEMS adjusting RAV
Proceeds of sale of assets and scrap (not recorded on Table 2.2)
|  |  | Cash proceeds received on sale of: |  | £'m
|  |  | Operational assets (-ve) |  | -0.3
|  |  | Sales of scrap (-ve) |  | -0.5
|  |  | Non-operational assets (-ve) |  | -0.2
|  |  | Total |  | -1
|  |  | ANALYSIS OF ASSET DISPOSALS |  | Cost | Depn. | Net Book Value | Net Sales Proceeds | (Profit) / Loss on Disposal | Asset Owner
|  |  | Asset Type |  | £m | £m | £m | £m | £m
|  |  | Operational Land |  | 10.9 | 10.6 | 0.3 | 0.3 | 7.2164e-16
|  |  | Operational Plant & Machinery |  | 1.1 | 1.1 | 0 | 0.5 | -0.5
|  |  | Scrap Metal |  | 2.9 | 2.7 | 0.2 | 0.2 | -2.7756e-16
[7 empty] | 0 |  | 0
[7 empty] | 0 |  | 0
[7 empty] | 0 |  | 0
[7 empty] | 0 |  | 0
[7 empty] | 0 |  | 0
[7 empty] | 0 |  | 0
[7 empty] | 0 |  | 0
[7 empty] | 0 |  | 0
[7 empty] | 0 |  | 0
[7 empty] | 0 |  | 0
|  |  | Total |  | 14.9 | 14.4 | 0.5 | 1 | -0.5
[8 empty] | OK | OK
|  | Use of System Bad Debts |  |  | £m | £m
previously allowed
Costs incurred (excluding VAT)
Receipts/(recoveries)
Total Use of System Bad Debts
|  | Salary sacrifice schemes (including flexible benefit schemes) |  |  | Total | Direct capex | Direct opex, faults & Non-op capex | Indirect costs | All Other non-distrib'n activities
[5 empty] | £m | £m | £m | £m | £m
Salary element sacrificed by employee(-ve)
Additional employer pension contributions (+ve)
|  | Lane rentals analysis: including logged up costs (see below): |  |  | Total | Load Related New Connections & Reinforcement | Non-load non-fault new & replacement assets | Faults | Inspectns & Maint. (exc. Tree Cutting) | Tree Cutting
[5 empty] | £m | £m | £m | £m | £m | £m
Fines and penalties
Road occupation costs
Permit scheme costs
Congestion charges
Total per Table 2.2
Uncertain Costs (included in table 2.2 costs)
|  | Road Occupation & Permit Scheme Costs included within Lane Rentals, previously agreed in writing with Ofgem to be treated as logged up costs: |  |  | Total | Load Related New Connections & Reinforcement | Non-load non-fault new & replacement assets | Faults | Inspectns & Maint. (exc. Tree Cutting) | Tree Cutting
[5 empty] | £m | £m | £m | £m | £m | £m
Road occupation costs
Permit scheme costs
Congestion charges
Total
|  | Costs previously agreed with Ofgem in writing for additional security |  |  | 0.4 |  | 0.4
Miscellaneous costs (included in table 2.2 costs)
£m
Pension administration costs (reported in HR & Non-op training)
LV Control centre costs (where it remotely controls LV network)
[5 empty] | £m | km
Expenditure replacing Pressure Assisted cables
|  | Undergrounding in National Parks / AONB - direct costs |  |  | £m | km
LV
HV
EHV/132kV
Undergrounding in National Parks / AONB - indirect costs
Total Undergrounding in National Parks / AONB

## RRP 5.1
Regulatory Reporting Pack (RRP) |  |  |  | Index
2007/08
Network Data
|  | Units | 2005/06 | 2006/07 | 2007/08 | 2008/09 | 2009/10
| QUALITY OF SERVICE |  | Historical data |  |  | For Future years
| Customer Numbers | Millions |  |  | 1.5046
| Total CIs (Excluding EE) | CIs |  |  | 79
| Total CMLs (Excluding EE) | CMLs |  |  | 55.6
NETWORK ACTIVITY INDICATORS
CONNECTIONS
Number of new connections
| EHV (Includes 132kV) | No. Connections |  |  | 0
| HV | No. Connections |  |  | 25
| LV | No. Connections |  |  | 20123
| DG | No. Connections |  |  | 3
Total Connected Distributed Generation
| 132kV | MW |  |  | 108.8
| EHV | MW |  |  | 74.2
| HV | MW |  |  | 172.6
| LV | MW |  |  | 7.3
| Total |  |  |  | 362.9
DEMANDS
| System Maximum Demand | MW |  |  | 2953.3786
| System Maximum Demand (Weather corrected) | MW |  |  | 2953.3786
Units Distributed
| EHV (Includes 132kV) | GWh |  |  | 519.3929
| HV | GWh |  |  | 3560.4308
| LV | GWh |  |  | 11135.6983
| Total |  |  |  | 15215.5221
LOSSES
| Units of distribution losses | (GWh) |  |  | 1023.462
| Losses | (%) |  |  | 6.726%
SYSTEM PARAMETERS
Distribution Circuit Length - Overhead (km)
| 132kV | Circuit km |  |  | 1442.1
| EHV | Circuit km |  |  | 2900
| HV | Circuit km |  |  | 16591
| LV | Circuit km |  |  | 7460
| Total | Circuit km |  |  | 28393.1
Distribution Circuit Length - Underground (km)
| 132kV | Circuit km |  |  | 75.43
| EHV | Circuit km |  |  | 910.305
| HV | Circuit km |  |  | 6485.3
| LV | Circuit km |  |  | 13748.322
| Total | Circuit km |  |  | 21219.357
Distribution Circuit Length - Total (km)
| 132kV | Circuit km |  |  | 1517.53
| EHV | Circuit km |  |  | 3810.305
| HV | Circuit km |  |  | 23076.3
| LV | Circuit km |  |  | 21208.322
| Total | Circuit km |  |  | 49612.457
Number of Substations and Switching Stations
| 132kV | No. Subs |  |  | 58
| EHV ground mounted | No. Subs |  |  | 315
| EHV pole mounted | No. Subs |  |  | 1
| HV ground mounted | No. Subs |  |  | 12432
| HV pole mounted | No. Subs |  |  | 37737
| Total | No. Subs |  |  | 50543

## Summary of revenue
Summary of Revenue
Allowed Demand Revenue (ADt) |  |  |  | 2005/06 | 2006/07 | 2007/08 | 2008/09 | 2009/10
|  |  |  | 16 | 17 | 18 | 19 | 20
| Base Demand Revenue (BRt) |  | £m | 190.2 | 193.4895 | 200.6577 | 1.8823 | #DIV/0!
| Pass through Items (PTt) |  | £m | 1.4073 | -1.3618 | -3.1445 | -22.6633 | -22.6633
| Incentive Revenue (Ipt) |  | £m | 13.5268 | 9.6839 | 7.4753 | 0 | 0
| Correction Factor (KDt) |  | £m | -0.93647 | -6.8244 | -12.1446 | 3.4174 | 24.5613
| Allowed Demand Revenue (Adt) |  | £m | 206.0706 | 208.636 | 217.1331 | -24.1984 | #DIV/0!
| Regulated Demand Revenue (RDt) |  | £m | 199.56 | 197.13 | 220.5 | 0 | 0
| Net Movement on Revenue Provisions |  | £m | 0 | 0 | 0 | 0 | 0
| Over/Under Recovery |  | £m | -6.5106 | -11.506 | 3.3669 | 24.1984 | #DIV/0!
Allowed Network Generation Revenue (AGt)
| Incentivised Generation (IGt) |  | £m | 0.005 | 0.020516 | 0.031919 | 0 | 0
| Registered Power Zones (RPZt) |  | £m | 0 | 0 | 0 | 0 | 0
| Correction Factor (KGt) |  | £m | 0 | -0.005241 | -0.006077 | 0.022334 | 0.022669
| Allowed Network Generation Revenue (AGt) |  | £m | 0.005 | 0.025757 | 0.037996 | -0.022334 | -0.022669
| Network Generation Revenue (RGt) |  | £m | 0 | 0.02 | 0.06 | 0 | 0
| Over/Under Recovery |  | £m | -0.005 | -0.005757 | 0.022004 | 0.022334 | 0.022669
Metering Revenue
| Legacy Basic Meter Asset Provision Revenue |  | £m | 4.05 | 4.76 | 4.66 | 0 | 0
| Basic Meter Operation Revenue |  | £m | 5.0029 | 4.9531 | 0 | 0 | 0
|  |  |  | 9.0529 | 9.7131 | 4.66 | 0 | 0
Excluded Services and Revenue Outside of Price Control
| Excluded Services |  | £m | 37.87 | 38.75 | 44.91 | 0 | 0
| Revenue Outside of Price Control |  | £m | 4.36 | 4.88 | 5.39 | 0 | 0
| De Minimis Revenue |  | £m | 0.59 | 5.84 | 5.43 | 0 | 0
|  |  |  | 42.82 | 49.47 | 55.73 | 0 | 0

## Data-MEAV
|  | Asset categories | Units | DNO reported Unit Cost (£) |  | Unit cost used in MEAV calculation (£) | Closing DCPR asset Balance (units) | MEAV (£)
|  |  |  | Sum of direct and indriect replacement unit cost from FBPQ C2 | PB power numbers, if available | Is DNO Unit cost if avaliable, otherwise PB power unit cost | Closing asset balance from FBPQ V4 | Unit cost used in MEAV calculation*Closing DCPR asset Balance (units)
LV Network
Overhead lines
|  | LV Main (OHL) | km | 19.44 | DATA | 19.44 | 7448 | 144789.12
|  | LV Service (OHL) | Each | 0.31 | DATA | 0.31 | 442000 | 137020
0
| Overhead lines - Support |  |  |  |  | 0
|  | LV Support | Each | 1.88 | DATA | 1.88 | 198165 | 372550.2
0
| Underground cables |  |  |  |  | 0
|  | LV Main (UG Consac) | km | 75.86 | DATA | 75.86 | 2727.822 | 206932.5769
|  | LV Main (UG Plastic) | km | 67.22 | DATA | 67.22 | 4957.2 | 333222.984
|  | LV Main (UG Paper) | km | 75.86 | DATA | 75.86 | 6391.3 | 484844.018
|  | LV Service (UG) | Each | 0.7 | DATA | 0.7 | 1091923 | 764346.1
0
| Switchgear |  |  |  |  | 0
|  | LV Pillar (ID) | Each | 7.94 | DATA | 7.94 | 6864 | 54500.16
|  | LV Pillar (OD) | Each | 8.36 | DATA | 8.36 | 3328 | 27822.08
|  | LV Board (WM) | Each | 10.38 | DATA | 10.38 | 1579 | 16390.02
|  | LV UGB | Each |  | DATA | DATA | 11751
|  | LV Fuses (PM) | Each |  | DATA | DATA | 37881
|  | LV Fuses (TM) | Each |  | DATA | DATA | 858
0
HV network | [5 empty] | 0
| Overhead lines |  |  |  |  | 0
|  | 6.6/11 kV OHL (Open) | km | 20.78 | DATA | 20.78 | 16591 | 344760.98
|  | 6.6/11 kV OHL (Covered) | km |  | DATA |  | 0
|  | 20 kV OHL (Open) | km |  | DATA |  | 0
|  | 20 kV OHL (Covered) | km |  | DATA |  | 0
0
| Overhead lines - Support |  |  |  |  | 0
|  | 6.6/11 kV Support | Each | 2 | DATA | 2 | 213168 | 426336
|  | 20 kV Support | Each |  | DATA |  | 0
[5 empty] | DATA | DATA
| Underground cables (kms) |  |  |  |  | 0
|  | 6.6/11kV UG Cable | km | 84.05 | DATA | 84.05 | 6617.3 | 556184.065
|  | 20kV UG Cable | km |  | DATA |  | 0
0
| Submarine cables (kms) |  |  |  |  | 0
|  | HV Sub Cable | km | 535 | DATA | 535 | 20 | 10700
[5 empty] | DATA | DATA
| Switchgear |  |  |  |  | 0
|  | 6.6/11 kV CB (PM) | Each | 8.23 | DATA | 8.23 | 697 | 5736.31
|  | 6.6/11 kV CB (GM) | Each | 24.46 | DATA | 24.46 | 4133 | 101093.18
|  | 6.6/11 kV Switch (PM) | Each | 6.83 | DATA | 6.83 | 140 | 956.2
|  | 6.6/11 kV Switch (GM) | Each | 10.02 | DATA | 10.02 | 8698 | 87153.96
|  | 6.6/11 kV RMU | Each | 12.15 | DATA | 12.15 | 7141 | 86763.15
|  | 6.6/11 kV Switchgear - Other (PM) | Each |  | DATA | DATA | 23664
|  | 6.6/11 kV Switchgear - Other (GM) | Each |  | DATA | DATA | 21
|  | 20 kV CB (PM) | Each |  | DATA |  | 0
|  | 20 kV CB (GM) | Each |  | DATA |  | 0
|  | 20 kV Switch (PM) | Each |  | DATA |  | 0
|  | 20 kV Switch (GM) | Each |  | DATA |  | 0
|  | 20 kV RMU | Each |  | DATA |  | 0
|  | 20 kV Switchgear - Other (PM) | Each |  | DATA |  | 0
|  | 20 kV Switchgear - Other (GM) | Each |  | DATA |  | 0
0
| Transformers |  |  |  |  | 0
|  | 6.6/11 kV Transformer (PM) | Each | 1.74 | DATA | 1.74 | 38122 | 66332.28
|  | 6.6/11 kV Transformer (GM) | Each | 12.74 | DATA | 12.74 | 12901 | 164358.74
|  | 20 kV Transformer (PM) | Each |  | DATA |  | 0
|  | 20 kV Transformer (GM) | Each |  | DATA |  | 0
0
EHV Network | [5 empty] | 0
| Overhead lines |  |  |  |  | 0
|  | 33kV OHL (Pole Line) | km | 26.87 | DATA | 26.87 | 2808 | 75450.96
|  | 33kV OHL (Tower Line) | km | 29.82 | DATA | 29.82 | 101 | 3011.82
|  | 66kV OHL (Pole Line) | km |  | DATA |  | 0
|  | 66kV OHL (Tower Line) | km |  | DATA |  | 0
0
| Overhead lines - Support |  |  |  |  | 0
|  | 33kV Pole | Each | 2.56 | DATA | 2.56 | 29358 | 75156.48
|  | 33kV Tower | Each | 45.14 | DATA | 45.14 | 431 | 19455.34
|  | 66kV Pole | Each |  | DATA |  | 0
|  | 66kV Tower | Each |  | DATA |  | 0
0
| Underground cables (kms) |  |  |  |  | 0
|  | 33kV UG Cable (Non Pressurised) | km | 172.86 | DATA | 172.86 | 767.17 | 132613.0062
|  | 33kV UG Cable (Oil) | km | 173.08 | DATA | 173.08 | 63.135 | 10927.4058
|  | 33kV UG Cable (Gas) | km | 172.81 | DATA | 172.81 | 34 | 5875.54
|  | 66kV UG Cable (Non Pressurised) | km |  | DATA |  | 0
|  | 66kV UG Cable (Oil) | km |  | DATA |  | 0
|  | 66kV UG Cable (Gas) | km |  | DATA |  | 0
0
| Submarine cables (kms) |  |  |  |  | 0
|  | EHV Sub Cable | km | 1136.02 | DATA | 1136.02 | 66 | 74977.32
0
| Switchgear |  |  |  |  | 0
|  | 33 KV CB (ID) | Each | 66.59 | DATA | 66.59 | 296 | 19710.64
|  | 33 kV CB (OD) | Each | 51.19 | DATA | 51.19 | 675 | 34553.25
|  | 33 kV Switch (GM) | Each | 33.12 | DATA | 33.12 | 14 | 463.68
|  | 33 kV Switch (PM) | Each |  | DATA |  | 0
|  | 33 kV RMU | Each |  | DATA | DATA | 2
|  | 33 kV Switchgear - Other | Each |  | DATA | DATA | 3273
|  | 66 KV CB (ID & OD) | Each |  | DATA |  | 0
|  | 66 KV Switchgear - Other | Each |  | DATA |  | 0
0
| Transformers |  |  |  |  | 0
|  | 33 kV Transformer (PM) | Each |  | DATA | DATA | 1
|  | 33 kV Transformer (GM) | Each | 261.25 | DATA | 261.25 | 587 | 153353.75
|  | 33 kV AuxiliaryTransfomer | Each |  | DATA | DATA | 189
|  | 66 kV Transformer | Each |  | DATA |  | 0
|  | 66 kV AuxiliaryTransfomer | Each |  | DATA |  | 0
0
132kV Network | [5 empty] | 0
| Overhead lines |  |  |  |  | 0
|  | 132kV OHL Conductor (Pole Line) | km | 59.21 | DATA | 59.21 | 62.1 | 3676.941
|  | 132kV OHL Conductor (Tower Line) | km | 53.46 | DATA | 53.46 | 1382 | 73881.72
0
| Overhead lines - Support |  |  |  |  | 0
|  | 132kV Pole | Each | 3.55 | DATA | 3.55 | 558 | 1980.9
|  | 132kV Tower | Each | 98.34 | DATA | 98.34 | 3100 | 304854
|  | 132kV Fittings (Tower Line) | Each | 3.74 | DATA | 3.74 | 4710 | 17615.4
0
| Underground cables (kms) |  |  |  |  | 0
|  | 132kV UG Cable (Non Pressurised) | km | 1191.4 | DATA | 1191.4 | 7.93 | 9447.802
|  | 132kV UG Cable (Oil) | km | 1325.5 | DATA | 1325.5 | 67.5 | 89471.25
|  | 132kV UG Cable (Gas) | km |  | DATA |  | 0
0
| Submarine cables (kms) |  |  |  |  | 0
|  | 132 kV Sub Cable | km |  | DATA |  | 0
0
| Switchgear |  |  |  |  | 0
|  | 132 kV CB (ID & OD) | Each | 147.02 | DATA | 147.02 | 153 | 22494.06
|  | 132 kV Switchgear (other) | Each |  | DATA | DATA | 856
0
| Transformers |  |  |  |  | 0
|  | 132 kV Transformer | Each | 1140.57 | DATA | 1140.57 | 94 | 107213.58
|  | 132 kV AuxiliaryTransfomer | Each |  | DATA | DATA | 161
0
Tele-control / SCADA | [5 empty] | 0
| Primary substation |  |  |  |  | 0
|  | 132 kV/EHV RTU (PM) | Each |  | DATA |  | 0
|  | 132 kV/EHV RTU (GM) | Each |  | DATA | DATA | 393
0
| Secondary substation |  |  |  |  | 0
|  | HV RTU (PM) | Each |  | DATA | DATA | 1747
|  | HV RTU (GM) | Each |  | DATA | DATA | 155
0
0
HV network switchgear | [5 empty] | 0
|  | 6.6/11 kV CB (GM) |  |  |  | 0
|  | Primary | Each | 24.46 | DATA | 24.46
|  | Distribution | Each | 24.46 | DATA | 24.46
|  | 20 kV Switch (GM) |  |  | DATA | DATA
|  | Primary | Each |  | DATA | DATA
|  | Distribution | Each |  | DATA | DATA

## Calc-MEAV
Calc-MEAV for Method M (LR1) for South West in April 16 Status: Final
MEAV - LV, LV/HV, HV, EHV, 132kV split
Sum of MEAV of asset classified in voltage tier
|  | £m | % of Total
| LV | 2542417.2589 | 0.45167
| LV/HV | 404608.13 | 0.07188
| HV | 1445766.735 | 0.25684
| EHV | 605549.192 | 0.10758
| 132 kV | 630635.653 | 0.11203
| Total | 5628976.9689 | 1

## Calc-Units
Calc-Units for Method M (LR1) for South West in April 16 Status: Final
103. Units distributed (GWh) from RRP table 5.1
Units distributed (GWh) from RRP table 5.1
Units distributed at LV | 11135.6983
Units distributed at HV | 3560.4308
Units distributed at EHV+ | 519.3929
Losses | 1023.462
104. Estimated line loss adjustment factors relative to LV
| LV services | LV | HV | EHV | 132kV
Units distributed at LV | 1 | 1 | 1 | 1 | 1
Units distributed at HV | 0 | 0 | 0.96363 | 0.96363 | 0.96363
Units distributed at EHV+ | 0 | 0 | 0 | 0.94544 | 0.94544
| LV services | LV | HV | EHV | 132kV
Units (GWh) flowing through each level, loss-adjusted to LV | 11135.6983 | 11135.6983 | 14566.6278 | 15057.6834 | 15057.6834
Units (kWh) flowing through each level, loss-adjusted to LV | 11135698339.69 | 11135698339.69 | 14566627834.9267 | 15057683437.9104 | 15057683437.9104

## Calc-Net capex
Calc-Net capex for Method M (LR1) for South West in April 16 Status: Final
Choice of LR1 data source |  |  |  |  | Total Net Capex 2005/06 -2014/15 LV, LV/HV, HV, EHV, 132kV split |  |  |  | IP Appendix 6 Table 5 Reductions to EHV |  |  | IP Appendix 7 Reductions to EHV
|  | LR1 | LR1 opt 3 | [5 empty] | Appendix 6 Table 5 EHV & 132 |  |  | Appendix 7 Table 18
| LR1 |  |  |  |  | £m | % of Total |  | EHV | 0 | 0 |  | £m
[5 empty] | LV | 116.6902 | 0.26793 |  | 132kV |  | 0 | LV | 0
[5 empty] | LV/HV | 34.5585 | 0.07935 |  |  |  |  | LV/HV | 0
[5 empty] | HV | 130.4503 | 0.29953 |  |  |  |  | HV | 0
[5 empty] | EHV | 73.6658 | 0.16914 |  |  |  |  | EHV | 0
[5 empty] | 132 kV | 80.1564 | 0.18405 |  |  |  |  | 132 kV | 0
Connection/Reinforcement/Replacement Capex LV, HV, EHV, 132kV split
| Connections Capex 2005/06 -2014/15 (£m) |  |  | General reinforcement Capex 2005/06 -2014/15 (£m) |  |  | Fault reinforcement Capex 2005/06 -2014/15 (£m)
| Connections spend minus customer contributions (from FBPQ LR1) |  |  | (from FBPQ LR4) |  |  | (from FBPQ LR6)
| LV | 5.9 |  | LV | 2.2 |  | LV | 0
| HV | 6.6 |  | HV | 11 |  | HV | 0
| EHV | 0 |  | EHV | 15.35 |  | EHV | 2.9
| 132 kV | 0 |  | 132 kV | 25.5 |  | 132 kV | 0
| Replacement Capex 2005/06 -2014/15 (£m) |  |  | ESQCR 2005/06 -2014/15 (£m)
| (from FBPQ NL1) |  |  | (from FBPQ NL9)
| LV | 108.5902 |  | LV | 0
| HV | 147.4088 |  | HV | 0
| EHV | 55.4158 |  | EHV | 0
| 132 kV | 54.6564 |  | 132 kV | 0
Connection/Reinforcement/Replacement Capex LV, LV/HV, HV, EHV, 132kV split
| Connections Capex 2005/06 -2014/15 (£m) |  |  | General reinforcement Capex 2005/06 -2014/15 (£m) |  |  | Fault reinforcement Capex 2005/06 -2014/15 (£m)
| Connections spend minus customer contributions (from FBPQ LR1) |  |  | (from FBPQ LR4) |  |  | (from FBPQ LR6)
| LV | 5.9 |  | LV | 2.2 |  | LV | 0
| LV/HV | 1.6901 | allocated in proportion to repex | LV/HV | 2.8168 | allocated in proportion to repex | LV/HV | 0 | allocated in proportion to repex
| HV | 4.9099 |  | HV | 8.1832 |  | HV | 0
| EHV | 0 |  | EHV | 15.35 |  | EHV | 2.9
| 132 kV | 0 |  | 132 kV | 25.5 |  | 132 kV | 0
| Replacement Capex 2005/06 -2014/15 (£m) |  |  | ESQCR 2005/06 -2014/15 (£m) |  |  | ESQCR 2005/06 -2014/15 (£m)
| (from FBPQ NL1) |  |  | (from FBPQ NL9) |  |  | NL1 + NL9
| LV | 108.5902 |  | LV | 0 |  | LV | 108.5902 | 0.29664
| LV/HV | 30.0516 | HV/LV sub/trans costs | LV/HV | 0 |  | LV/HV | 30.0516 | 0.082092
| HV | 117.3572 |  | HV | 0 |  | HV | 117.3572 | 0.32059
| EHV | 55.4158 |  | EHV | 0 |  | EHV | 55.4158 | 0.15138
| 132 kV | 54.6564 |  | 132 kV | 0 |  | 132 kV | 54.6564 | 0.14931
| LV/HV/(LV/HV+HV) % | 0.25607
LR1 and LR1 (opt3) formula references
LR1 (opt3) variant
Cell Ref: B16
Connections Capex 2005/06 -2014/15 (£m)
Connections spend minus customer contributions (from FBPQ LR1 v5 opt3)
| LV | 0
| HV | 0
| EHV | 0
| 132 kV | 0
Cell Ref B36
Connections Capex 2005/06 -2014/15 (£m)
Connections spend minus customer contributions (from FBPQ LR1 v5 opt3)
| LV | 0
| LV/HV | 0
| HV | 0
| EHV | 0
| 132 kV | 0
LR1 variant
Cell Ref: B16
Connections Capex 2005/06 -2014/15 (£m)
Connections spend minus customer contributions (from FBPQ LR1 v5 opt3)
| LV | 5.9
| HV | 6.6
| EHV | 0
| 132 kV | 0
Cell Ref B36
Connections Capex 2005/06 -2014/15 (£m)
Connections spend minus customer contributions (from FBPQ LR1 v5 opt3)
| LV | 5.9
| LV/HV | 1.6901
| HV | 4.9099
| EHV | 0
| 132 kV | 0
0.25607

## Calc-Opex
Calc-Opex for Method M (LR1) for South West in April 16 Status: Final
|  |  | Step 1 - extract total activity costs from cost report | [5 empty] | Step 2. Identify costs included in price control revenues to be allocated by MEAV | [6 empty] | Step 3. Allocate costs not directly atttibutable to network tiers to network tiers using MEAV | [5 empty] | Step 4. Sum directly attributed and allocated costs | [5 empty] | Step 5. Divide cost by units flowing - effectively adjust the cost because of electricity lost as it flows through the network meaning that there is more cost in the lower tiers |  |  |  | Step 6. Adjust costs so that they are aligned with the definition of opex in the allowed price control revenues
|  |  |  | Costs extracted from RRP Tables |  |  |  |  | Cost drivers - lookup from "Calc-Drivers" | [6 empty] | Allocation of "Unallocated" costs by cost driver to network tiers | [5 empty] | Sum of allocated and "unallocated" costs | [5 empty] | Sum of allocated and "unallocated" costs expressed per unit throughput (p/kWh) |  |  |  | Proportion of costs allocated to Opex and Capex |  |  |  | Operating costs = sum of allocated and unallocated multiplied by 1 minus capitalised proprtion | [5 empty] | Opex only on p/kWh throughput
|  |  | Total activity cost - from RRP 1.3 | Costs allocated to network tiers in RRP - from 2.3 and 2.4 |  |  |  | Unallocated costs = Total - costs allocated to network tiers | Insert name of cost driver | Proportion of cost allocated to each network tier | [21 empty] | % Cost capitalised (from DCPR settlement - same for all DNOs) | Capex | Opex |  | EHV | HV | HV/LV | LV Mains | LV Service |  | EHV | HV | HV/LV | LV
|  |  |  | EHV | HV | HV/LV | LV |  |  | EHV | HV | HV/LV | LV Mains | LV Service |  | EHV | HV | HV/LV | LV Mains | LV Service |  | EHV | HV | HV/LV | LV Mains | LV Service |  | EHV | HV | HV/LV | LV Mains
Cash typical costs (excluding disallowed related party margins) | Direct activities - From RRP 2.2 Detailed Cost Matrix | Load related new connections & reinforcement (net of contributions) | 1.4 | 4.9 | 1.16 |  | 0.89 | 0 | MEAV | 0.21961 | 0.25684 | 0.07188 | 0.29154 | 0.16013 |  | 0 | 0 | 0 | 0 | 0 |  | 4.9 | 1.16 | 0 | 0.57447 | 0.31553 |  | 0.032542 | 0.0079634 | 0 | 0.0051588 | 1 | 1.4 | 0 |  | 0 | 0 | 0 | 0 | 0 |  | 0 | 0 | 0 | 0
|  | Non-load new & replacement assets (net of contributions) | 44.5 | 13.3 | 14.9 | 5 | 12 | -0.7 | MEAV | 0.21961 | 0.25684 | 0.07188 | 0.29154 | 0.16013 |  | -0.15373 | -0.17979 | -0.050316 | -0.20408 | -0.11209 |  | 13.1463 | 14.7202 | 4.9497 | 7.5416 | 4.1423 |  | 0.087306 | 0.10105 | 0.044449 | 0.067724 | 1 | 44.5 | 0 |  | 0 | 0 | 0 | 0 | 0 |  | 0 | 0 | 0 | 0
|  | Non-operational capex | 14.9 | 0 | 0 | 0 | 0 | 14.9 | MEAV | 0.21961 | 0.25684 | 0.07188 | 0.29154 | 0.16013 |  | 3.2722 | 3.827 | 1.071 | 4.3439 | 2.3859 |  | 3.2722 | 3.827 | 1.071 | 4.3439 | 2.3859 |  | 0.021731 | 0.026272 | 0.0096178 | 0.039009 | 0.235 | 3.5015 | 11.3985 |  | 2.5032 | 2.9276 | 0.81932 | 3.3231 | 1.8252 |  | 0.016624 | 0.020098 | 0.0073576 | 0.029842
|  | Faults | 13.5 | 1 | 2.5 | 0.4 | 8.5 | 1.1 | MEAV | 0.21961 | 0.25684 | 0.07188 | 0.29154 | 0.16013 |  | 0.24157 | 0.28253 | 0.079067 | 0.32069 | 0.17614 |  | 1.2416 | 2.7825 | 0.47907 | 5.8072 | 3.1897 |  | 0.0082454 | 0.019102 | 0.0043021 | 0.052149 | 0.235 | 3.1725 | 10.3275 |  | 0.9498 | 2.1286 | 0.36649 | 4.4425 | 2.4401 |  | 0.0063078 | 0.014613 | 0.0032911 | 0.039894
|  | Inspections, & Maintenance | 7 | 2.1 | 0.8 | 2.7 | 1.2 | 0.2 | MEAV | 0.21961 | 0.25684 | 0.07188 | 0.29154 | 0.16013 |  | 0.043922 | 0.051369 | 0.014376 | 0.058307 | 0.032026 |  | 2.1439 | 0.85137 | 2.7144 | 0.83287 | 0.45746 |  | 0.014238 | 0.0058447 | 0.024375 | 0.0074793 | 0.235 | 1.645 | 5.355 |  | 1.6401 | 0.6513 | 2.0765 | 0.63715 | 0.34996 |  | 0.010892 | 0.0044712 | 0.018647 | 0.0057216
|  | Tree Cutting | 5.3 | 0.39333 | 2.1199 | 0 | 2.7959 | -0.0091427 | MEAV | 0.21961 | 0.25684 | 0.07188 | 0.29154 | 0.16013 |  | -0.0020078 | -0.0023482 | -0.00065717 | -0.0026654 | -0.001464 |  | 0.39132 | 2.1175 | -0.00065717 | 1.802 | 0.98978 |  | 0.0025988 | 0.014537 | -5.9015e-06 | 0.016182 | 0.235 | 1.2455 | 4.0545 |  | 0.29936 | 1.6199 | -0.00050273 | 1.3785 | 0.75718 |  | 0.0019881 | 0.011121 | -4.5146e-06 | 0.012379
| Indirect activities - From RRP 2.2 Detailed Cost Matrix | Network Policy | 0.6 | 0 | 0 | 0 | 0 | 0.6 | MEAV | 0.21961 | 0.25684 | 0.07188 | 0.29154 | 0.16013 |  | 0.13177 | 0.15411 | 0.043128 | 0.17492 | 0.096078 |  | 0.13177 | 0.15411 | 0.043128 | 0.17492 | 0.096078 |  | 0.00087508 | 0.0010579 | 0.00038729 | 0.0015708 | 0.5257 | 0.31542 | 0.28458 |  | 0.062497 | 0.073093 | 0.020455 | 0.082965 | 0.04557 |  | 0.00041505 | 0.00050178 | 0.00018369 | 0.00074504
|  | Network Design & Engineering | 4.5 | 0 | 0 | 0 | 0 | 4.5 | MEAV | 0.21961 | 0.25684 | 0.07188 | 0.29154 | 0.16013 |  | 0.98825 | 1.1558 | 0.32346 | 1.3119 | 0.72058 |  | 0.98825 | 1.1558 | 0.32346 | 1.3119 | 0.72058 |  | 0.0065631 | 0.0079345 | 0.0029047 | 0.011781 | 0.5257 | 2.3656 | 2.1344 |  | 0.46873 | 0.54819 | 0.15342 | 0.62224 | 0.34177 |  | 0.0031129 | 0.0037634 | 0.0013777 | 0.0055878
|  | Project Management | 4.9 | 0 | 0 | 0 | 0 | 4.9 | MEAV | 0.21961 | 0.25684 | 0.07188 | 0.29154 | 0.16013 |  | 1.0761 | 1.2585 | 0.35221 | 1.4285 | 0.78464 |  | 1.0761 | 1.2585 | 0.35221 | 1.4285 | 0.78464 |  | 0.0071465 | 0.0086398 | 0.0031629 | 0.012828 | 0.5257 | 2.5759 | 2.3241 |  | 0.51039 | 0.59692 | 0.16705 | 0.67755 | 0.37215 |  | 0.0033896 | 0.0040979 | 0.0015002 | 0.0060845
|  | Engineering Mgt & Clerical Support | 9.6 | 0 | 0 | 0 | 0 | 9.6 | MEAV | 0.21961 | 0.25684 | 0.07188 | 0.29154 | 0.16013 |  | 2.1083 | 2.4657 | 0.69004 | 2.7987 | 1.5372 |  | 2.1083 | 2.4657 | 0.69004 | 2.7987 | 1.5372 |  | 0.014001 | 0.016927 | 0.0061967 | 0.025133 | 0.5257 | 5.0467 | 4.5533 |  | 0.99995 | 1.1695 | 0.32729 | 1.3274 | 0.72912 |  | 0.0066408 | 0.0080285 | 0.0029391 | 0.011921
|  | Control Centre | 1.9 | 0 | 0 | 0 | 0 | 1.9 | MEAV | 0.21961 | 0.25684 | 0.07188 | 0.29154 | 0.16013 |  | 0.41726 | 0.488 | 0.13657 | 0.55392 | 0.30425 |  | 0.41726 | 0.488 | 0.13657 | 0.55392 | 0.30425 |  | 0.0027711 | 0.0033501 | 0.0012264 | 0.0049743 | 0.5257 | 0.99883 | 0.90117 |  | 0.19791 | 0.23146 | 0.064776 | 0.26272 | 0.1443 |  | 0.0013143 | 0.001589 | 0.00058169 | 0.0023593
|  | System Mapping - Cartographical | 1 | 0 | 0 | 0 | 0 | 1 | MEAV | 0.21961 | 0.25684 | 0.07188 | 0.29154 | 0.16013 |  | 0.21961 | 0.25684 | 0.07188 | 0.29154 | 0.16013 |  | 0.21961 | 0.25684 | 0.07188 | 0.29154 | 0.16013 |  | 0.0014585 | 0.0017632 | 0.00064549 | 0.002618 | 0.5257 | 0.5257 | 0.4743 |  | 0.10416 | 0.12182 | 0.034092 | 0.13828 | 0.075949 |  | 0.00069175 | 0.0008363 | 0.00030615 | 0.0012417
|  | Customer Call Centre | 0.7 | 0 | 0 | 0 | 0 | 0.7 | MEAV | 0.21961 | 0.25684 | 0.07188 | 0.29154 | 0.16013 |  | 0.15373 | 0.17979 | 0.050316 | 0.20408 | 0.11209 |  | 0.15373 | 0.17979 | 0.050316 | 0.20408 | 0.11209 |  | 0.0010209 | 0.0012343 | 0.00045184 | 0.0018326 | 0.5257 | 0.36799 | 0.33201 |  | 0.072913 | 0.085275 | 0.023865 | 0.096793 | 0.053165 |  | 0.00048422 | 0.00058541 | 0.00021431 | 0.00086921
|  | Stores | 1.2 | 0 | 0 | 0 | 0 | 1.2 | MEAV | 0.21961 | 0.25684 | 0.07188 | 0.29154 | 0.16013 |  | 0.26353 | 0.30821 | 0.086255 | 0.34984 | 0.19216 |  | 0.26353 | 0.30821 | 0.086255 | 0.34984 | 0.19216 |  | 0.0017502 | 0.0021159 | 0.00077458 | 0.0031416 | 0.5257 | 0.63084 | 0.56916 |  | 0.12499 | 0.14619 | 0.040911 | 0.16593 | 0.091139 |  | 0.0008301 | 0.0010036 | 0.00036739 | 0.0014901
|  | Vehicles & Transport | 4.2 | 0 | 0 | 0 | 0 | 4.2 | MEAV | 0.21961 | 0.25684 | 0.07188 | 0.29154 | 0.16013 |  | 0.92237 | 1.0787 | 0.30189 | 1.2245 | 0.67254 |  | 0.92237 | 1.0787 | 0.30189 | 1.2245 | 0.67254 |  | 0.0061255 | 0.0074056 | 0.002711 | 0.010996 | 0.5257 | 2.2079 | 1.9921 |  | 0.43748 | 0.51165 | 0.14319 | 0.58076 | 0.31899 |  | 0.0029053 | 0.0035125 | 0.0012858 | 0.0052153
|  | IT & Telecoms | 6.9 | 0 | 0 | 0 | 0 | 6.9 | Do not allocate | [22 empty] | 0.5257 | 3.6273 | 3.2727
|  | Property Mgt | 3 | 0 | 0 | 0 | 0 | 3 | Do not allocate | [22 empty] | 0.5257 | 1.5771 | 1.4229
|  | HR & Non-operational Training | 0.9 | 0 | 0 | 0 | 0 | 0.9 | MEAV | 0.21961 | 0.25684 | 0.07188 | 0.29154 | 0.16013 |  | 0.19765 | 0.23116 | 0.064692 | 0.26238 | 0.14412 |  | 0.19765 | 0.23116 | 0.064692 | 0.26238 | 0.14412 |  | 0.0013126 | 0.0015869 | 0.00058094 | 0.0023562 | 0.5257 | 0.47313 | 0.42687 |  | 0.093745 | 0.10964 | 0.030683 | 0.12445 | 0.068355 |  | 0.00062257 | 0.00075267 | 0.00027554 | 0.0011176
|  | Health & Safety & Operational Training | 1.2 | 0 | 0 | 0 | 0 | 1.2 | MEAV | 0.21961 | 0.25684 | 0.07188 | 0.29154 | 0.16013 |  | 0.26353 | 0.30821 | 0.086255 | 0.34984 | 0.19216 |  | 0.26353 | 0.30821 | 0.086255 | 0.34984 | 0.19216 |  | 0.0017502 | 0.0021159 | 0.00077458 | 0.0031416 | 0.5257 | 0.63084 | 0.56916 |  | 0.12499 | 0.14619 | 0.040911 | 0.16593 | 0.091139 |  | 0.0008301 | 0.0010036 | 0.00036739 | 0.0014901
|  | Finance & Regulation | 5.9 | 0 | 0 | 0 | 0 | 5.9 | MEAV | 0.21961 | 0.25684 | 0.07188 | 0.29154 | 0.16013 |  | 1.2957 | 1.5154 | 0.42409 | 1.7201 | 0.94476 |  | 1.2957 | 1.5154 | 0.42409 | 1.7201 | 0.94476 |  | 0.0086049 | 0.010403 | 0.0038084 | 0.015446 | 0.5257 | 3.1016 | 2.7984 |  | 0.61455 | 0.71874 | 0.20115 | 0.81583 | 0.4481 |  | 0.0040813 | 0.0049342 | 0.0018063 | 0.0073262
|  | CEO etc | 1.6 | 0 | 0 | 0 | 0 | 1.6 | MEAV | 0.21961 | 0.25684 | 0.07188 | 0.29154 | 0.16013 |  | 0.35138 | 0.41095 | 0.11501 | 0.46646 | 0.25621 |  | 0.35138 | 0.41095 | 0.11501 | 0.46646 | 0.25621 |  | 0.0023335 | 0.0028212 | 0.0010328 | 0.0041889 | 0.5257 | 0.84112 | 0.75888 |  | 0.16666 | 0.19491 | 0.054548 | 0.22124 | 0.12152 |  | 0.0011068 | 0.0013381 | 0.00048985 | 0.0019868
Other Costs from full activitty cost allocation |  | Atypical cash costs | 7.3 | 0 | 0 | 0 | 0 | 7.3 | Do not allocate | [22 empty] | 0 | 0 | 7.3
|  | Pension deficit payments | 20.5 | 0 | 0 | 0 | 0 | 20.5 | Do not allocate | [22 empty] | 0.577 | 11.8285 | 8.6715
|  | Metering | 5.8 | 0 | 0 | 0 | 0 | 5.8 | Do not allocate | [22 empty] | 0 | 0 | 5.8
|  | Excluded services & de minimis | 25.2 | 0 | 0 | 0 | 0 | 25.2 | Do not allocate | [22 empty] | 0 | 0 | 25.2
|  | Relevant distributed generation (less contributions) | 0.3 | 0 | 0 | 0 | 0 | 0.3 | Do not allocate | [22 empty] | 0 | 0 | 0.3
|  | IFI | 0.1 | 0 | 0 | 0 | 0 | 0.1 | Do not allocate | [22 empty] | 0 | 0 | 0.1
|  | Disallowed Related Party Margins | 1.1 | 0 | 0 | 0 | 0 | 1.1 | Do not allocate | [22 empty] | 0 | 0 | 1.1
|  | Statutory Depreciation | 34 | 0 | 0 | 0 | 0 | 34 | Do not allocate | [22 empty] | 0 | 0 | 34
|  | Network Rates | 18.0171 | 0 | 0 | 0 | 0 | 18.0171 | Do not allocate | [22 empty] | 0 | 0 | 18.0171
|  | Transmission Exit Charges | 5.1676 | 0 | 0 | 0 | 0 | 5.1676 | Do not allocate | [22 empty] | 0 | 0 | 5.1676
|  | Pension deficit repair payments by related parties (note 2) | 0 | 0 | 0 | 0 | 0 | 0 | Do not allocate | [22 empty] | 0 | 0 | 0
|  | Non activity costs and reconciling amounts (note 3) | -11.4847 | 0 | 0 | 0 | 0 | -11.4847 | Do not allocate | [22 empty] | 0 | 0 | -11.4847
|  | Total Annual Operating & Capital Expenditure per Regulatory Accounts | 240.7 | 21.6933 | 21.4799 | 8.1 | 25.3859 | 164.0409 | [6 empty] | Total | 11.7911 | 13.7902 | 3.8593 | 15.6528 |  | Total all network tiers | 130.35 |  |  |  |  | Total all network tiers | 0.85961 |  |  |  | Total | 92.5792 | 148.1208 | Total all network tiers | 49.2538 |  |  |  |  | Total all network tiers | 0.32074
[21 empty] | Total by network tiers | 33.4844 | 35.27 | 11.9593 | 32.0387 | 17.5976 | Total by network tiers | 0.22237 | 0.24213 | 0.1074 | 0.28771 |  |  |  | Total by network tiers | 9.3715 | 11.981 | 4.5641 | 15.0634 | 8.2737 | Total by network tiers | 0.062237 | 0.08225 | 0.040986 | 0.13527
[21 empty] | % | 0.25688 | 0.27058 | 0.091747 | 0.24579 | 0.135 | % | 0.25869 | 0.28167 | 0.12494 | 0.3347 |  |  |  | % | 0.19027 | 0.24325 | 0.092666 | 0.30583 | 0.16798 | % | 0.19404 | 0.25643 | 0.12779 | 0.42174
[9 empty] | Vlookup Values: | 6 | 5 | 4 | 3 | 2 | [21 empty] | THESE % ARE USED TO ALLOCATE PRICE CONTROL OPEX
Step 4.a. calculate proportion of cost classified as direct costs
[21 empty] | Total direct+other | 25.0953 | 25.4586 | 9.2141 | 20.902 | 11.4806
[21 empty] | Total indirect | 8.3891 | 9.8114 | 2.7458 | 11.1367 | 6.117
[21 empty] | % direct+other | 0.74946 | 0.72182 | 0.77042 | 0.6524 | 0.6524
[21 empty] | % indirect | 0.25054 | 0.27818 | 0.22958 | 0.3476 | 0.3476

## Calc-Drivers
Calc-Drivers for Method M (LR1) for South West in April 16 Status: Final
Drivers - LV, LV/HV, HV, EHV split
| Category | LV Service | LV Mains | LV/HV | HV | EHV | Total | Source
| Net Capex | 0.074319 | 0.19361 | 0.07935 | 0.29953 | 0.35319 |  | FBPQ capex - see "Calc Net capex"
| No. of Customers | 1 | 0 | 0 | 0 | 0 | 1 | Assumption
| Network Length |  | 0.42748 | 0 | 0.46513 | 0.10739 | 1 | RRP table 5.1
| No. of Substations |  | 0 | 0 | 0.9926 | 0.0073996 | 1 | RRP table 5.1
| Transmission Exit Charges |  | 0 | 0 | 0 | 1 | 1 | Assumption
| MEAV | 0.16013 | 0.29154 | 0.07188 | 0.25684 | 0.21961 | 1 | FBPQ capex - see "Calc MEAV"
| EHV only |  | 0 | 0 | 0 | 1 | 1 | Assumption
| LV only |  | 1 | 0 | 0 | 0 | 1 | Assumption
| HV only |  | 0 | 0 | 1 | 0 | 1 | Assumption

## Calc-Allocation
Calc-Allocation for Method M (LR1) for South West in April 16 Status: Final
Step 1. Format price control allowed revenue data
| I) DPCR3 type presentation | [9 empty] | ii) DPCR4 type presentation
|  |  | 2005/06 | 2006/07 |  | 2007/08 | 2008/09 | 2009/10 | [5 empty] | 2005/06 | 2006/07 | 2007/08 | 2008/09 | 2009/10
[11 empty] | Opening asset value |  |  | 695.6 | 717.4 | 734 | 747 | 756.3
| Allowed revenue |  | 175.5943 | 177.877 |  | 180.3353 | 182.2669 | 184.5496 |  |  | Total capex |  |  | 72.1 | 72.1 | 72.1 | 72.1 | 72.1
[11 empty] | Depreciation |  |  | -50.3 | -55.5 | -59.1 | -62.7 | -66.3
| Opex (incl pensions after 57.7% capitalised) |  | 59.2912 | 61.3758 |  | 62.2604 | 61.845 | 61.5296 |  |  | Closing asset value |  |  | 717.4 | 734 | 747 | 756.3 | 762.1
| Quality Reward |  | 1.7 | 1.7 | 1.7 | 1.7 | 1.7 | 1.7 |  |  | Present value of opening/closing RAV |  |  | 695.6 |  |  |  | 581.8
| DPCR3 costs |  | 1.6 | [7 empty] | 5 year movement in closing RAV | [6 empty] | 113.7
| Total Opex |  | 62.5912 | 63.0758 |  | 63.9604 | 63.545 | 63.2296
[11 empty] | Operating costs (excl pensions) |  |  | 53.2 | 55.2 | 56 | 55.5 | 55.1
| Capital elements | [9 empty] | Capex (excl pensions) |  |  | 63.8 | 63.7 | 63.5 | 63.4 | 63.3
| Depreciation |  | 50.3 | 55.5 |  | 59.1 | 62.7 | 66.3 |  |  | Pensions |  |  | 14.4 | 14.6 | 14.8 | 15 | 15.2
| Tax allowance |  | 15.8 | 16.4 |  | 17.1 | 17.8 | 18.6 |  |  | Tax allowance |  |  | 15.8 | 16.4 | 17.1 | 17.8 | 18.6
| Capital incentive |  | 4.5 | 4.1 |  | 2.8 | 1.8 | 0.9 |  |  | Capex incentive |  |  | 4.5 | 4.1 | 2.8 | 1.8 | 0.9
| Sliding scale |  | 1.4 | 1.5 |  | 1.5 | 1.5 | 1.5 |  |  | Sliding scale addn income |  |  | 1.4 | 1.5 | 1.5 | 1.5 | 1.5
| Return |  | 41.0031 | 37.3012 |  | 35.8749 | 34.9219 | 34.02 |  |  | Quality reward/Opex incentive & Other Adjustments |  |  | 1.7 | 1.7 | 1.7 | 1.7 | 1.7
| Total capital |  | 113.0031 | 114.8012 |  | 116.3749 | 118.7219 | 121.32 |  |  | DPCR3 costs |  |  | 1.6 | 0 | 0 | 0 | 0
| Total capital ex depreciation |  | 62.7031 | 59.3012 |  | 57.2749 | 56.0219 | 55.02 |  |  | Total allowed items |  |  | 156.5 | 157.2 | 157.4 | 156.8 | 156.3
[11 empty] | PV of allowed items |  |  | 152.3 | 144.9 | 137.5 | 129.8 | 122.6
| Allocation of allowed revenue to:- | [9 empty] | 5 year movement in closing RAV | [6 empty] | 113.7
[11 empty] | TOTAL PV OVER 5 YEARS | [6 empty] | 800.9
| Opex |  | 62.5912 | 63.0758 |  | 63.9604 | 63.545 | 63.2296
| Depreciation |  | 50.3 | 55.5 |  | 59.1 | 62.7 | 66.3 | [5 empty] | 0.94746 | 0.89769 | 0.85052 | 0.80584 | 0.7635
| Return |  | 41.0031 | 37.3012 |  | 35.8749 | 34.9219 | 34.02 | [5 empty] | 1 | 0.94746 | 0.89769 | 0.85052 | 0.80584
[14 empty] | 0.97338 | 0.92224 | 0.87379 | 0.82788 | 0.78439
[11 empty] | Revenue index |  |  | 1 | 1.013 | 1.027 | 1.038 | 1.051
[11 empty] | Discounted revenue index |  |  | 0.97338 | 0.93423 | 0.89738 | 0.85934 | 0.82439
[11 empty] | Price control revenue |  |  | 175.5943 | 177.877 | 180.3353 | 182.2669 | 184.5496
[11 empty] | Excluded services revenue |  |  | 2.9 | 2.9 | 2.9 | 2.9 | 2.9
[11 empty] | Total revenue |  |  | 178.4943 | 180.777 | 183.2353 | 185.1669 | 187.4496
[11 empty] | PV of total revenue |  |  | 173.7423 | 166.7196 | 160.1088 | 153.2962 | 147.0331
[11 empty] | TOTAL PV OVER 5 YEARS | [6 empty] | 800.9
[11 empty] | PV of excluded service revenue |  | 12.7069 | 2.8228 | 2.6745 | 2.534 | 2.4009 | 2.2747
Step 2. Allocate price control revenues to network tiers
| Hence DPCR4 revenue made up of | Total DPCR4 | Basis of allocation | % used | [5 empty] | £m
|  |  |  | EHV |  | HV | HV/LV | LV Mains | LV Service | EHV | HV | HV/LV | LV Mains | LV Service
| Return | 290.3212 | Net Capex | 0.35319 |  | 0.29953 | 0.07935 | 0.19361 | 0.074319 | 102.5389 | 86.959 | 23.0369 | 56.2101 | 21.5763
| Depreciation | 293.9 | Net Capex | 0.35319 |  | 0.29953 | 0.07935 | 0.19361 | 0.074319 | 103.8029 | 88.031 | 23.3209 | 56.903 | 21.8422
| Operating costs | 316.402 | Overall Opex split | 0.19027 |  | 0.24325 | 0.092666 | 0.30583 | 0.16798 | 60.2015 | 76.9652 | 29.3196 | 96.7659 | 53.1498
| Total | 900.6232 | [7 empty] | 266.5433 | 251.9552 | 75.6774 | 209.8791 | 96.5683
[10 empty] | 0.29595 | 0.27976 | 0.084028 | 0.23304 | 0.10722
|  |  |  | 6 |  | 5 | 4 | 3 | 2
NET CAPEX SPLIT FROM "CALC -NET CAPEX" SHEET
OVERALL OPEX SPLIT FROM "CALC DNO OPEX ALLOCATION" SHEET
Step 3. Remove incentive revenue and pension deficit payment from allocations
2007/08 allowed revenue source from page "summary allowed revenue"
| Base revenue |  |  |  | 200.6577 | 0.91551 | [8 empty] | £m
| Allowed pass through items |  |  |  | -3.1445 | -0.014347
| Incentive revenue |  |  |  | 7.4753 | 0.034107 | [5 empty] | Total allowed income |  |  | 219.1754
| Under/over recovery |  |  |  | 3.3669 | 0.015362
| Excluded |  |  |  | 10.82 | 0.049367 | [5 empty] | Less incentive revenue |  |  | -7.4753
| Total |  |  |  | 219.1754 | 1 | [5 empty] | Less transmission exit charges |  |  | -5.1676
[12 empty] | Total revenue not to share |  |  | 12.6429
[12 empty] | Total revenue to share |  |  | 206.5325
| DCP 117 additional annual income |  |  |  |  | 6.13
Step 2.b. Divide cost by units flowing - effectively adjust the cost because of electricity lost as it flows thorugh the network meaning that there is more cost in the lower tiers
| Split of Tariffs |  | £m | [7 empty] | p/kWh
|  |  | Total |  | EHV | HV | HV/LV | LV | Not to be split |  | EHV | HV | HV/LV | LV Mains | Not to be split |  | Total | LV Service
| Income |  | 225.3054 |  | 62.2905 | 59.2699 | 17.9225 | 73.1795 | 12.6429 |  | 0.41368 | 0.40689 | 0.16095 | 0.65716 | 0.083963
| All LV Tariffs | [9 empty] | 0.41368 | 0.40689 | 0.16095 | 0.65716 | 0.083963 |  | 1.7226
HV Tariffs
EHV Tariffs
| All LV Tariffs | [9 empty] | 0.24014 | 0.2362 | 0.09343 | 0.26127 | 0.048741 |  | 1 | 0.12021
HV Tariffs
EHV Tariffs

## Calc-Summary
Calc-Summary for Method M (LR1) for South West in April 16 Status: Final
Category | % by network tier
| LV Service | LV Mains | LV/HV | HV | EHV | Unallocated
Opex and transmission exit charges | 0.16798 | 0.30583 | 0.092666 | 0.24325 | 0.19027 | N/A
Depreciation | 0.074319 | 0.19361 | 0.07935 | 0.29953 | 0.35319 | N/A
Return | 0.074319 | 0.19361 | 0.07935 | 0.29953 | 0.35319 | N/A
Weighted Average | 0.10722 | 0.23304 | 0.084028 | 0.27976 | 0.29595 | N/A
Weighted Average (after incentive and pension deficit costs removed and weighted by units flowing) | 0.12021 | 0.26127 | 0.09343 | 0.2362 | 0.24014 | 0.048741
Direct cost % | 0.6524 | 0.6524 | 0.77042 | 0.72182 | 0.74946 | N/A

## EDCM discounts
EDCM extension to Method M (LR1) for South West in April 16 Status: Final
MEAV calculations
EDCM method M MEAV
LV | 2542417.2589
HV/LV | 404608.13
HV | 1338937.245
EHV/HV | 260183.24
EHV | 397467.872
132kV/EHV | 161941.15
132kV | 523422.073
All EHV | 1343014.335
EHV MEAV proportions
Percentage of all EHV
EHV/HV | 19.37%
EHV | 29.6%
132kV/EHV | 12.06%
132kV | 38.97%
Summary of allocation showing separate EHV levels
| LV Service | LV Mains | LV/HV | HV | EHV/HV | EHV | 132kV/EHV | 132kV
Weighted by units flowing | 12.02% | 26.13% | 9.343% | 23.62% | 4.652% | 7.107% | 2.896% | 9.359%
Direct cost % | 65.24% | 65.24% | 77.04% | 72.18% | 74.95% | 74.95% | 74.95% | 74.95%
EHV and 132 kV splits
Mains usage percentage
Currently 1 for EHV | 100%
Currently 1 for 132 kV | 100%
Use of different network levels
| Network levels provided or bypassed by the DNO |  |  |  | Network levels bypassed by the DNO (all zero)
| EHV/HV | EHV | 132kV/EHV | 132kV | EHV/HV | EHV | 132kV/EHV | 132kV
Boundary 0000 | 0% | 0% | 0% | 0% | 0% | 0% | 0% | 0%
Boundary 132kV | 0% | 0% | 0% | 74.95% | 0% | 0% | 0% | 0%
Boundary 132kV/EHV | 0% | 0% | 100% | 100% | 0% | 0% | 0% | 0%
Boundary EHV | 0% | 74.95% | 100% | 100% | 0% | 0% | 0% | 0%
Boundary HVplus | 100% | 100% | 100% | 100% | 0% | 0% | 0% | 0%
Intermediate step (uncapped discounts)
| LV demand end user | LV Sub demand or LV generation end user | HV demand or LV Sub generation end user | HV generation end user
Boundary 0000 | 95.13% | 92.12% | 90.72% | 83.13%
Boundary 132kV | 88.11% | 80.78% | 77.36% | 58.85%
Boundary 132kV/EHV | 82.87% | 72.31% | 67.38% | 40.71%
Boundary EHV | 77.54% | 63.69% | 57.23% | 22.27%
Boundary HVplus | 71.11% | 53.29% | 44.98% | 0%
EDCM discounts
| LV demand end user | LV Sub demand or LV generation end user | HV demand or LV Sub generation end user | HV generation end user
Boundary 0000 | 95.13% | 92.12% | 90.72% | 83.13%
Boundary 132kV | 88.11% | 80.78% | 77.36% | 58.85%
Boundary 132kV/EHV | 82.87% | 72.31% | 67.38% | 40.71%
Boundary EHV | 77.54% | 63.69% | 57.23% | 22.27%
Boundary HVplus | 71.11% | 53.29% | 44.98% | 0%