## Index
Overview for WPD East Midlands in April 15 (DCP179)
This document, model or dataset has been prepared by Reckon LLP on the instructions of the DCUSA Panel or |  | Colour coding
one of its working groups. Only the DCUSA Panel and its working groups have authority to approve this |  | Input data
material as meeting their requirements. Reckon LLP makes no representation about the suitability of this |  | Constant value
material for the purposes of complying with any licence conditions or furthering any relevant objective. |  | Formula: calculation
Formula: copy
UNLESS STATED OTHERWISE, THIS WORKBOOK IS ONLY A PROTOTYPE FOR TESTING |  | Void cell in input data table
PURPOSES AND ALL THE DATA IN THIS MODEL ARE FOR ILLUSTRATION ONLY. |  | Void cell in other table
Unlocked cell for notes
This workbook is structured as a series of named and numbered tables. There is a list of tables below, with
hyperlinks. Above each calculation table, there is a description of the calculations made, and a hyperlinked
list of the tables or parts of tables from which data are used in the calculation. Hyperlinks point to the
relevant table column heading of the relevant table. Scrolling up or down is usually required after clicking
a hyperlink in order to bring the relevant data and/or headings into view. Some versions of Microsoft Excel
can display a "Back" button, which can be useful when using hyperlinks to navigate around the workbook.
Copyright 2009-2011 Energy Networks Association Limited and others. Copyright 2011-2014 Franck Latrémolière, Reckon LLP and others.
The code used to generate this spreadsheet includes open-source software published at https://github.com/f20/power-models.
Use and distribution of the source code is subject to the conditions stated therein.
Any redistribution of this software must retain the following disclaimer:
THIS SOFTWARE IS PROVIDED BY AUTHORS AND CONTRIBUTORS "AS IS" AND ANY EXPRESS OR IMPLIED WARRANTIES, INCLUDING, BUT NOT LIMITED TO, THE IMPLIED
WARRANTIES OF MERCHANTABILITY AND FITNESS FOR A PARTICULAR PURPOSE ARE DISCLAIMED. IN NO EVENT SHALL AUTHORS OR CONTRIBUTORS BE LIABLE FOR ANY DIRECT,
INDIRECT, INCIDENTAL, SPECIAL, EXEMPLARY, OR CONSEQUENTIAL DAMAGES (INCLUDING, BUT NOT LIMITED TO, PROCUREMENT OF SUBSTITUTE GOODS OR SERVICES; LOSS
OF USE, DATA, OR PROFITS; OR BUSINESS INTERRUPTION) HOWEVER CAUSED AND ON ANY THEORY OF LIABILITY, WHETHER IN CONTRACT, STRICT LIABILITY, OR TORT
(INCLUDING NEGLIGENCE OR OTHERWISE) ARISING IN ANY WAY OUT OF THE USE OF THIS SOFTWARE, EVEN IF ADVISED OF THE POSSIBILITY OF SUCH DAMAGE.
List of data tables
Worksheet | Data table | Type of table
Input | 1000. Company, charging year, data version | Input data
Input | 1001. CDCM target revenue | Composite
Input | 1010. Financial and general assumptions | Composite
Input | 1017. Diversity allowance between top and bottom of network level | Input data
Input | 1018. Proportion of relevant load going through 132kV/HV direct transformation | Input data
Input | 1019. Network model GSP peak demand (MW) | Input data
Input | 1020. Gross asset cost by network level (£) | Input data
Input | 1022. LV service model asset cost (£) | Input data
Input | 1023. HV service model asset cost (£) | Input data
Input | 1025. Matrix of applicability of LV service models to tariffs with fixed charges | Input data
Input | 1026. Matrix of applicability of LV service models to unmetered tariffs | Input data
Input | 1028. Matrix of applicability of HV service models to tariffs with fixed charges | Input data
Input | 1032. Loss adjustment factors to transmission | Input data
Input | 1037. Embedded network (LDNO) discounts | Input data
Input | 1041. Load profile data for demand users | Input data
Input | 1053. Volume forecasts for the charging year | Input data
Input | 1055. Transmission exit charges (£/year) | Input data
Input | 1059. Other expenditure | Input data
Input | 1060. Customer contributions under current connection charging policy | Input data
Input | 1061. Average split of rate 1 units by distribution time band | Input data
Input | 1062. Average split of rate 2 units by distribution time band | Input data
Input | 1064. Average split of rate 1 units by special distribution time band | Input data
Input | 1066. Typical annual hours by special distribution time band | Input data
Input | 1068. Typical annual hours by distribution time band | Input data
Input | 1069. Peaking probabilities by network level | Input data
Input | 1092. Average kVAr by kVA, by network level | Input data
Input | 1201. Current tariff information | Input data
LAFs | 2001. Loss adjustment factors to transmission | Composite
LAFs | 2002. Mapping of DRM network levels to core network levels | Fixed data
LAFs | 2003. Loss adjustment factor to transmission for each DRM network level | Sum-product calculation
LAFs | 2004. Loss adjustment factor to transmission for each network level | Combine tables
LAFs | 2005. Network use factors | Fixed data
LAFs | 2006. Proportion going through 132kV/EHV | Calculation
LAFs | 2007. Proportion going through EHV | Calculation
LAFs | 2008. Proportion going through EHV/HV | Calculation
LAFs | 2009. Rerouteing matrix for all network levels | Combine tables
LAFs | 2010. Network use factors: interim step in calculations before adjustments | Sum-product calculation
LAFs | 2011. Network use factors for all tariffs | Combine tables
LAFs | 2012. Loss adjustment factors between end user meter reading and each network level, scaled by network use | Calculation
DRM | 2101. Annuity rate | Calculation
DRM | 2102. Loss adjustment factor to transmission for each core level | Combine tables
DRM | 2103. Loss adjustment factors | Composite
DRM | 2104. Diversity calculations | Special calculation
DRM | 2105. Network model total maximum demand at substation (MW) | Calculation
DRM | 2106. Network model contribution to system maximum load measured at network level exit (MW) | Calculation
DRM | 2107. Rerouteing matrix for DRM network levels | Combine tables
DRM | 2108. GSP simultaneous maximum load assumed through each network level (MW) | Sum-product calculation
DRM | 2109. Network model annuity by simultaneous maximum load for each network level (£/kW/year) | Calculation
SM | 2201. Asset £/customer from LV service models | Sum-product calculation
SM | 2202. Asset £/(MWh/year) from LV service models | Sum-product calculation
SM | 2203. Service model asset p/kWh charge for unmetered tariffs | Calculation
SM | 2204. Asset £/customer from HV service models | Sum-product calculation
SM | 2205. Service model assets by tariff (£) | Combine tables
SM | 2206. Replacement annuities for service models | Composite
Loads | 2301. Demand coefficient (load at time of system maximum load divided by average load) | Calculation
Loads | 2302. Load coefficient | Combine tables
Loads | 2303. Discount map | Fixed data
Loads | 2304. LDNO discounts and volumes adjusted for discount | Composite
Loads | 2305. Equivalent volume for each end user | Cell summation
Multi | 2401. Adjust annual hours by distribution time band to match days in year | Composite
Multi | 2402. Normalisation of split of rate 1 units by time band | Composite
Multi | 2403. Split of rate 1 units between distribution time bands | Combine tables
Multi | 2404. Normalisation of split of rate 2 units by time band | Composite
Multi | 2405. Split of rate 2 units between distribution time bands | Combine tables
Multi | 2406. Split of rate 3 units between distribution time bands (default) | Fixed data
Multi | 2407. All units (MWh) | Calculation
Multi | 2408. Calculation of implied load coefficients for one-rate users | Calculation
Multi | 2409. Calculation of implied load coefficients for two-rate users | Calculation
Multi | 2410. Calculation of implied load coefficients for three-rate users | Calculation
Multi | 2411. Calculation of adjusted time band load coefficients | Composite
Multi | 2412. Normalisation of peaking probabilities | Composite
Multi | 2413. Peaking probabilities by network level (reshaped) | Reshape table
Multi | 2414. Pseudo load coefficient by time band and network level | Calculation
Multi | 2415. Aggregated half hourly pseudo timeband load coefficients | Copy cells
Multi | 2416. Off-peak non half hourly units (MWh) | Copy cells
Multi | 2417. Off-peak non half hourly timeband use | Copy cells
Multi | 2418. Multi rate non half hourly units (MWh) | Copy cells
Multi | 2419. Single rate non half hourly timeband use | Copy cells
Multi | 2420. Single rate non half hourly units (MWh) | Copy cells
Multi | 2421. Multi rate non half hourly timeband use | Copy cells
Multi | 2422. Average non half hourly timeband use | Calculation
Multi | 2423. Aggregated half hourly tariff pseudo load coefficient using average non half hourly unit mix | Sum-product calculation
Multi | 2424. Off-peak non half hourly pseudo timeband load coefficients | Copy cells
Multi | 2425. Off-peak non half hourly tariff pseudo load coefficient | Sum-product calculation
Multi | 2426. Single rate non half hourly tariff load coefficient | Copy cells
Multi | 2427. Multi rate non half hourly pseudo timeband load coefficients | Copy cells
Multi | 2428. Multi rate non half hourly tariff pseudo load coefficient | Sum-product calculation
Multi | 2429. Average non half hourly tariff pseudo load coefficient | Calculation
Multi | 2430. Relative correction factor for aggregated half hourly tariff | Calculation
Multi | 2431. Aggregated half hourly units (MWh) | Copy cells
Multi | 2432. Aggregated half hourly timeband use | Copy cells
Multi | 2433. Aggregated half hourly tariff pseudo load coefficient | Sum-product calculation
Multi | 2434. Correction factor for non half hourly tariffs | Calculation
Multi | 2435. Single rate non half hourly corrected pseudo timeband load coefficient | Calculation
Multi | 2436. Multi rate non half hourly corrected pseudo timeband load coefficient | Calculation
Multi | 2437. Off-peak non half hourly corrected pseudo timeband load coefficient | Calculation
Multi | 2438. Aggregated half hourly corrected pseudo timeband load coefficient | Calculation
Multi | 2439. Pseudo load coefficient by time band and network level (equalised) | Combine tables
Multi | 2440. Unit rate 1 pseudo load coefficient by network level | Sum-product calculation
Multi | 2441. Unit rate 2 pseudo load coefficient by network level | Sum-product calculation
Multi | 2442. Unit rate 3 pseudo load coefficient by network level | Sum-product calculation
Multi | 2443. Adjust annual hours by special distribution time band to match days in year | Composite
Multi | 2444. Normalisation of split of rate 1 units by special time band | Composite
Multi | 2445. Split of rate 1 units between special distribution time bands | Combine tables
Multi | 2446. Split of rate 2 units between special distribution time bands (default) | Fixed data
Multi | 2447. Split of rate 3 units between special distribution time bands (default) | Fixed data
Multi | 2448. Calculation of implied special load coefficients for one-rate users | Calculation
Multi | 2449. Calculation of implied special load coefficients for three-rate users | Calculation
Multi | 2450. Estimated contributions to peak demand | Composite
Multi | 2451. Load coefficient correction factor for the group | Calculation
Multi | 2452. Calculation of special peaking probabilities | Composite
Multi | 2453. Special peaking probabilities by network level | Combine tables
Multi | 2454. Special peaking probabilities by network level (reshaped) | Reshape table
Multi | 2455. Pseudo load coefficient by time band and network level | Calculation
Multi | 2456. Unit rate 1 pseudo load coefficient by network level (special) | Sum-product calculation
Multi | 2457. Unit rate 2 pseudo load coefficient by network level (special) | Sum-product calculation
Multi | 2458. Unit rate 3 pseudo load coefficient by network level (special) | Sum-product calculation
Multi | 2459. Unit rate 1 pseudo load coefficient by network level (combined) | Combine tables
Multi | 2460. Unit rate 2 pseudo load coefficient by network level (combined) | Combine tables
Multi | 2461. Unit rate 3 pseudo load coefficient by network level (combined) | Combine tables
SMD | 2501. Contributions of users on one-rate multi tariffs to system simultaneous maximum load by network level (kW) | Calculation
SMD | 2502. Contributions of users on two-rate multi tariffs to system simultaneous maximum load by network level (kW) | Calculation
SMD | 2503. Contributions of users on three-rate multi tariffs to system simultaneous maximum load by network level (kW) | Calculation
SMD | 2504. Estimated contributions of users on each tariff to system simultaneous maximum load by network level (kW) | Calculation
SMD | 2505. Contributions of users on each tariff to system simultaneous maximum load by network level (kW) | Combine tables
SMD | 2506. Forecast system simultaneous maximum load (kW) from forecast units | Cell summation
AMD | 2601. Pre-processing of data for standing charge factors | Composite
AMD | 2602. Standing charges factors adapted to use 132kV/HV | Combine tables
AMD | 2603. Capacity-based contributions to chargeable aggregate maximum load by network level (kW) | Calculation
AMD | 2604. Unit-based contributions to chargeable aggregate maximum load (kW) | Calculation
AMD | 2605. Contributions to aggregate maximum load by network level (kW) | Combine tables
AMD | 2606. Forecast chargeable aggregate maximum load (kW) | Cell summation
AMD | 2607. Forecast simultaneous load subject to standing charge factors (kW) | Calculation
AMD | 2608. Forecast simultaneous load replaced by standing charge (kW) | Cell summation
AMD | 2609. Calculated LV diversity allowance | Calculation
AMD | 2610. Network level mapping for diversity allowances | Fixed data
AMD | 2611. Diversity allowances including 132kV/HV | Sum-product calculation
AMD | 2612. Diversity allowances (including calculated LV value) | Combine tables
AMD | 2613. Forecast simultaneous maximum load (kW) adjusted for standing charges | Calculation
Otex | 2701. Operating expenditure coded by network level (£/year) | Combine tables
Otex | 2702. Network model assets (£) scaled by load forecast | Calculation
Otex | 2703. Annual consumption by tariff for unmetered users (MWh) | Copy cells
Otex | 2704. Total unmetered units | Cell summation
Otex | 2705. Service model asset data | Composite
Otex | 2706. Data for allocation of operating expenditure | Composite
Otex | 2707. Amount of expenditure to be allocated according to asset values (£/year) | Calculation
Otex | 2708. Total operating expenditure by network level (£/year) | Calculation
Otex | 2709. Operating expenditure percentage by network level | Calculation
Otex | 2710. Unit operating expenditure based on simultaneous maximum load (£/kW/year) | Calculation
Otex | 2711. Operating expenditure for customer assets p/MPAN/day | Composite
Otex | 2712. Operating expenditure for unmetered customer assets (p/kWh) | Calculation
Contrib | 2801. Network level of supply (for customer contributions) by tariff | Fixed data
Contrib | 2802. Contribution proportion of asset annuities, by customer type and network level of assets | Calculation
Contrib | 2803. Proportion of assets annuities deemed to be covered by customer contributions | Sum-product calculation
Contrib | 2804. Proportion of annual charge covered by contributions (for all charging levels) | Combine tables
Yard | 2901. Unit cost at each level, £/kW/year (relative to system simultaneous maximum load) | Combine tables
Yard | 2902. Pay-as-you-go yardstick unit costs by charging level (p/kWh) | Calculation
Yard | 2903. Contributions to pay-as-you-go unit rate 1 (p/kWh) | Calculation
Yard | 2904. Contributions to pay-as-you-go unit rate 2 (p/kWh) | Calculation
Yard | 2905. Contributions to pay-as-you-go unit rate 3 (p/kWh) | Calculation
Standing | 3001. Costs based on aggregate maximum load (£/kW/year) | Calculation
Standing | 3002. Capacity elements p/kVA/day | Calculation
Standing | 3003. Yardstick components p/kWh (taking account of standing charges) | Calculation
Standing | 3004. Contributions to unit rate 1 p/kWh by network level (taking account of standing charges) | Calculation
Standing | 3005. Contributions to unit rate 2 p/kWh by network level (taking account of standing charges) | Calculation
Standing | 3006. Contributions to unit rate 3 p/kWh by network level (taking account of standing charges) | Calculation
AggCap | 3101. Mapping of tariffs to tariff groups | Fixed data
AggCap | 3102. Capacity use for tariffs charged for capacity on an exit point basis | Composite
AggCap | 3103. Aggregate number of users charged for capacity on an exit point basis | Sum-product calculation
AggCap | 3104. Aggregate capacity (kW) | Sum-product calculation
AggCap | 3105. Average maximum kVA by exit point | Calculation
AggCap | 3106. Deemed average maximum kVA for each tariff | Sum-product calculation
AggCap | 3107. Capacity-driven fixed charge elements from standing charges factors p/MPAN/day | Calculation
Reactive | 3201. Standard components p/kWh for reactive power (absolute value) | Calculation
Reactive | 3202. Standard reactive p/kVArh | Calculation
Reactive | 3203. Network use factors for generator reactive unit charges | Fixed data
Reactive | 3204. Absolute value of load coefficient (kW peak / average kW) | Calculation
Reactive | 3205. Pay-as-you-go components p/kWh for reactive power (absolute value) | Calculation
Reactive | 3206. Pay-as-you-go reactive p/kVArh | Calculation
Aggreg | 3301. Unit rate 1 p/kWh (elements) | Combine tables
Aggreg | 3302. Unit rate 2 p/kWh (elements) | Combine tables
Aggreg | 3303. Unit rate 3 p/kWh (elements) | Combine tables
Aggreg | 3304. Fixed charge p/MPAN/day (elements) | Combine tables
Aggreg | 3305. Capacity charge p/kVA/day (elements) | Copy cells
Aggreg | 3306. Reactive power charge p/kVArh (elements) | Combine tables
Aggreg | 3307. Summary of charges before revenue matching | Cell summation
Revenue | 3401. Net revenues by tariff before matching (£) | Calculation
Revenue | 3402. Target CDCM revenue | Composite
Revenue | 3403. Revenue surplus or shortfall | Composite
Scaler | 3501. Factor to scale to £1/kW at transmission exit level | Calculation
Scaler | 3502. Applicability factor for £1/kW scaler | Combine tables
Scaler | 3503. Scalable elements of tariff components | Sum-product calculation
Scaler | 3504. Scaler value at which the minimum is breached | Calculation
Scaler | 3505. Marginal revenue effect of scaler | Calculation
Scaler | 3506. Constraint-free solution | Calculation
Scaler | 3507. Starting point | Calculation
Scaler | 3508. Solve for General scaler rate | Composite
Scaler | 3509. General scaler rate | Calculation
Scaler | 3510. Scaler | Calculation
Adjust | 3601. Tariffs before rounding | Calculation
Adjust | 3602. Decimal places | Fixed data
Adjust | 3603. Tariff rounding | Calculation
Adjust | 3604. All the way tariffs | Calculation
Adjust | 3605. Net revenues by tariff from rounding | Calculation
Adjust | 3606. Revenue forecast summary | Composite
Adjust | 3607. Tariffs | Calculation
Tariffs | 3701. Tariffs | Composite
Summary | 3801. Headline parameters | Composite
Summary | 3802. Revenue summary | Composite
Summary | 3803. Revenue summary by tariff component | Cell summation
M-Rev | 3901. Revenue matrix by tariff | Composite
M-Rev | 3902. Revenues by charging element and network level | Cell summation
CData | 4001. Revenues under current tariffs (£) | Calculation
CData | 4002. All-the-way volumes | Copy cells
CData | 4003. Normalised to | Fixed data
CData | 4004. Normalised volumes for comparisons | Calculation
CData | 4005. LDNO LV charges (normalised £) | Copy cells
CData | 4006. LDNO HV charges (normalised £) | Copy cells
CTables | 4101. Comparison with current all-the-way demand tariffs | Composite
CTables | 4102. LDNO margins in use of system charges | Composite
M-ATW | Tariff matrices | Notes
Technical notes, configuration and code identification
---
PerlModule: CDCM
agghhequalisation: 1
alwaysUseRAG: 1
colour: orange
drm: top500gsp
extraLevels: 1
fixedCap: 1-4
matrices: big
noReplacement: blanket
pcd: 1
portfolio: 1
protect: 1
revisionText: r6565
scaler: levelledpickexitnogenminzero
standing: sub132
summary: consultation
targetRevenue: dcp132
tariffs: commongensubdcp130dcp163pc12hhpc34hh
template: '%-dcp179apr-ctables+'
timeOfDay: timeOfDay179
validation: lenientnomsg
'~codeValidation':
Ancillary/Validation.pm: 3654bbaa7b87feb68586bd73ec7cf260a709c477
CDCM/AML.pm: e2d3c030073e365b1437feef81a5b49e32683cbc
CDCM/Aggregation.pm: 764647a2bdac82f6e88855774ae67cf18f39644d
CDCM/Contributions.pm: 2f31246642588d289e13d0aea0f8c2cf61eb4d3b
CDCM/Loads.pm: 83f0ec5251a230358df1a9ffdee0b4ab943853a9
CDCM/Master.pm: 66d81d8472b047c86f557cd45fcb40187bb7ffe8
CDCM/Matching.pm: d81128fb35c766acb5a3e9e89aaa4b595f9fe402
CDCM/NetworkSizer.pm: 2a6f2bfa1963c81211a527f5e03e88a5dc03044a
CDCM/Operating.pm: 44208c4912d7cd552726cce14284999a3a0b5a30
CDCM/Reactive.pm: 123211c1681680ec6c0f32291329f042a5d38160
CDCM/Revenue.pm: 5ac88d48b3f27e3bcfe429b76e902aad6c9a8ded
CDCM/Routeing.pm: f2fec7754f4045b643bca636f1a32fde75b5c8a5
CDCM/SML.pm: 9a59ad5be0f50b659561a33cd43b28b764d8f07d
CDCM/ServiceModels.pm: 6aef717f9faaa1f39c59408c64cd9d3fb65533fe
CDCM/Setup.pm: b54690e66166bcd6c403e199d9db536713bae46b
CDCM/Sheets.pm: bf14f7586c4c11858cf3b648a1fade12561afa9f
CDCM/Standing.pm: ccfec510581933673aa436c83d44b7e5b406643e
CDCM/Summary.pm: d850ec342829e8c9d0095f2b62faad07956452db
CDCM/Table1001.pm: b36a1bf054b92e4bc5cd3e5a31a5e016927f4ac5
CDCM/TariffList.pm: c0ebac2b8114b5670cf91fd07b143e248ce20510
CDCM/Tariffs.pm: 8050f59a1a368909e901eb609906d38b8c96674c
CDCM/TimeOfDay179.pm: fadad26dcc3cc6dc0f11c7a6285f6324ce4e2197
CDCM/Yardsticks.pm: 8bc0af24d08486e555ee227cb16e2fcd926e673f
SpreadsheetModel/Arithmetic.pm: 670ae75296cec7af2e634ed927328908a52d5f67
SpreadsheetModel/Columnset.pm: 5c34600e89d3f723b31b3087d38117999ff690c3
SpreadsheetModel/Custom.pm: ba775a3f973deebb6f66fb33b97e32847a1700ad
SpreadsheetModel/Dataset.pm: 3d4fb887276e2951db041c3c37e60857b5626c48
SpreadsheetModel/GroupBy.pm: 289df4c58bbfea7cee8fbc376fa82bb2c266eeff
SpreadsheetModel/Label.pm: 053d8801da63a168d467ae3cf12c6c32325befe3
SpreadsheetModel/Labelset.pm: ee0eb50104977e351e1be4e410bf1f49668fd61d
SpreadsheetModel/Logger.pm: 52b3c6966e77692799835df66ff45e57c239e564
SpreadsheetModel/Notes.pm: ff8403ff84922e96921b10fbad37b998dc10ed8c
SpreadsheetModel/Object.pm: 0e1d7536f3a22d6a9c868f56f33110b25681f34c
SpreadsheetModel/Reshape.pm: db327684ed6c50c3084959ea625b473eb287e3c8
SpreadsheetModel/SegmentRoot.pm: ecdfe570dcb673e31228edd1da3569cc1140a6a7
SpreadsheetModel/Shortcuts.pm: 81b68efc70dd2263c3478f3ce3269cf6ebb3ee8b
SpreadsheetModel/Stack.pm: 124115bcc7dec07a0e5364ad9141a4ae1e3a036a
SpreadsheetModel/SumProduct.pm: 25580363232a65f6bf14f9c3c5941af65abcfea7
SpreadsheetModel/WorkbookCreate.pm: f102b5aacedb6303a2646fe56c783e8ec1ab9b12
SpreadsheetModel/WorkbookFormats.pm: 719330a80e943d14a8248d5bdb8e25f1b718b887
SpreadsheetModel/WorkbookXLSX.pm: 993aed4d3b85aea1488bfb58de2974b81e89d8a2
'~datasetName': Blank1001
'~datasetSource':
file: CDCM/Current/Blank1001.yml
validation: fe3068be7cd6db232031351ddfe2bf4adf1572eb
Generated on Fri 25 Apr 2014 12:02:18 by dcmf.co.uk

## Input
Input data for WPD East Midlands in April 15 (DCP179)
This sheet contains all the input data (except LLFCs which can be entered directly into the Tariff sheet).
1000. Company, charging year, data version
| Company | Year | Version
Company, charging year, data version | WPD East Midlands | April 15 | DCP179
1001. CDCM target revenue
| Further description | Term | CRC | Value | Revenue elements and subtotals (£/year)
Base Demand Revenue Before Inflation | A1 | PUt | CRC3 | 386000000 | 386000000
RPI Indexation Factor | A2 | PIADt | CRC3 | 1.082 | 31652000
Merger Adjustment | A3 | MGt | CRC3 |  | 0
Base Demand Revenue | A = A1*A2 – A3 | BRt | CRC3 |  | 417652000
Pass-Through Business Rates | B1 | RBt | CRC4 |  | 0
Pass-Through Licence Fees | B2 | LFt | CRC4 |  | 0
Pass-Through Transmission Exit | B3 | TBt | CRC4 |  | 0
Pass-Through Price Control Reopener | B4 | UNCt | CRC4 |  | 0
Pass-Through Others | B5 | MPTt, HBt, IEDt | CRC4 |  | 0
Allowed Pass-Through Items | B=B1+B2+B3+B4+B5 | PTt | CRC3 |  | 0
Losses Incentive #1 | C1 | UILt | CRC7 |  | 0
Losses Incentive #2 | C1 | PCOLt | CRC7 |  | 0
Losses Incentive #3 | C1 | -COLt | CRC7 |  | 0
Losses Incentive #4 | C1 | PPLt | CRC7 | -12628375 | -12628375
Quality of Service Incentive Adjustment | C2 | IQt | CRC8 | 29233778.5381 | 29233778.5381
Transmission Connection Point Charges Incentive Adjustment | C3 | ITt | CRC9 | 0 | 0
Innovation Funding Incentive Adjustment | C4 | IFIt | CRC10 | 1377000 | 1377000
Incentive Revenue for Distributed Generation | C5 | IGt | CRC11 | 0 | 0
Connection Guaranteed Standards Systems & Processes penalty | C6 | CGSRAt, CGSSPt & AUMt | CRC12 | 0 | 0
Low Carbon Network Fund #1 | C7 | LCN1t | CRC13 | 0 | 0
Low Carbon Network Fund #2 | C7 | LCN2t | CRC13 | 1958925.669 | 1958925.669
Low Carbon Network Fund #3 | C7 | LCN3t | CRC13 |  | 0
Incentive Revenue and Other Adjustments | C=C1+C2+C3+C4+C5+C6+C7 |  |  |  | 19941329.207
Correction Factor | D | -Kt | CRC3 |  | 0
Tax Trigger Mechanism Adjustment | E | CTRAt | CRC3 |  | 0
Total Allowed Revenue | F=A+B+C+D+E | ARt |  |  | 437593329.207
Other 1. Excluded services - Top-up, standby, and enhanced system security | G1 (see note 1) | ES4 | CRC15 |  | 0
Other 2. Excluded services - Revenue protection services | G2 (see note 1) | ES5 | CRC15 |  | 0
Other 3. Excluded services - Miscellaneous | G3 (see note 1) | ES7 | CRC15 |  | 0
Other 4. - please provide description if used | G4 |  |  |  | 0
Other 5. - please provide description if used | G5 |  |  |  | 0
Total Other Revenue to be Recovered by Use of System Charges | G=G1+G2+G3+G4+G5 |  |  |  | 0
Total Revenue for Use of System Charges | H = F + G |  |  |  | 437593329.207
1. Revenue raised outside CDCM - EDCM and Certain Interconnector Revenue | I1 |  |  | 10953802.7185 | -10953802.7185
2. Voluntary under-recovery | I2 |  |  |  | 0
3. Revenue raised outside CDCM - please provide description if used | I3 |  |  |  | 0
4. Revenue raised outside CDCM - please provide description if used | I4 |  |  |  | 0
Total Revenue to be raised outside the CDCM | I=I1+I2+I3+I4 |  |  |  | -10953802.7185
Latest Forecast of CDCM Revenue | J = H – I |  |  |  | 426639526.4886
Note 1: Revenues associated with excluded services should only be included insofar as they are charged as Use of System Charges.
1010. Financial and general assumptions
Sources: financial assumptions; calendar; network model.
These financial assumptions determine the annuity rate applied to convert the asset values of the network model into an annual charge.
| Rate of return | Annualisation period (years) | Annuity proportion for customer-contributed assets | Power factor | Days in the charging year
Financial and general assumptions | 5.6% | 40 | 0 | 0.95 | 366
1017. Diversity allowance between top and bottom of network level
Source: operational data analysis and/or network model.
The diversity figure against GSP is the diversity between GSP Group (the whole system) and individual GSPs.
The diversity figure against 132kV is the diversity between GSPs (the top of the 132kV network) and 132kV/EHV bulk supply points (the bottom of the 132kV network).
The diversity figure against EHV is the diversity between 132kV/EHV bulk supply points (the top of the EHV network) and EHV/HV primary substations (the bottom of the EHV network).
The diversity figure against HV is the diversity between EHV/HV primary substations (the top of the HV network) and HV/LV substations (the bottom of the HV network).
Diversity allowance between top and bottom of network level
GSPs | 2.471%
132kV | 4.501%
132kV/EHV
EHV | 7.902%
EHV/HV
HV | 34%
HV/LV
LV circuits
1018. Proportion of relevant load going through 132kV/HV direct transformation
132kV/HV
EHV/HV | 7.504%
1019. Network model GSP peak demand (MW)
Network model GSP peak demand (MW)
Network model GSP peak demand (MW) | 500
1020. Gross asset cost by network level (£)
Gross assets £
132kV | 82946619.444
132kV/EHV | 27770702.456
EHV | 39615137.528
EHV/HV | 55540859.044
132kV/HV | 4041895.54
HV | 97971756.42
HV/LV | 63790928.096
LV circuits | 70804835.372
1022. LV service model asset cost (£)
| LV service model 1 | LV service model 2 | LV service model 3 | LV service model 4 | LV service model 5 | LV service model 6 | LV service model 7 | LV service model 8
LV service model asset cost (£) | 4818.3125 | 588.8476 | 688.355 | 508.3187 | 1179.955 | 892.5079 | 0 | 468.8148
1023. HV service model asset cost (£)
| HV service model 1 | HV service model 2 | HV service model 3 | HV service model 4 | HV service model 5
HV service model asset cost (£) | 8971.2506 | 4334.24
1025. Matrix of applicability of LV service models to tariffs with fixed charges
| LV service model 1 | LV service model 2 | LV service model 3 | LV service model 4 | LV service model 5 | LV service model 6 | LV service model 7 | LV service model 8
Domestic Unrestricted | 5% | 0% | 0% | 0% | 0% | 0% | 0% | 0%
Domestic Two Rate | 5% | 0% | 0% | 0% | 0% | 0% | 0% | 0%
Small Non Domestic Unrestricted | 0% | 100% | 0% | 0% | 0% | 0% | 0% | 0%
Small Non Domestic Two Rate | 0% | 100% | 0% | 0% | 0% | 0% | 0% | 0%
LV Medium Non-Domestic | 0% | 0% | 100% | 0% | 0% | 0% | 0% | 0%
LV Sub Medium Non-Domestic | 0% | 0% | 0% | 100% | 0% | 0% | 0% | 0%
LV Network Domestic | 5%
LV Network Non-Domestic Non-CT |  | 100%
LV HH Metered | 0% | 0% | 0% | 0% | 100% | 0% | 0% | 0%
LV Sub HH Metered | 0% | 0% | 0% | 0% | 0% | 100% | 0% | 0%
LV Generation NHH or Aggregate HH | 0% | 0% | 0% | 0% | 0% | 0% | 100% | 0%
LV Sub Generation NHH | 0% | 0% | 0% | 0% | 0% | 0% | 100% | 0%
LV Generation Intermittent | 0% | 0% | 0% | 0% | 0% | 0% | 100% | 0%
LV Generation Non-Intermittent | 0% | 0% | 0% | 0% | 0% | 0% | 0% | 0%
LV Sub Generation Intermittent | 0% | 0% | 0% | 0% | 0% | 0% | 0% | 0%
LV Sub Generation Non-Intermittent | 0% | 0% | 0% | 0% | 0% | 0% | 0% | 0%
1026. Matrix of applicability of LV service models to unmetered tariffs
Source: service models
Proportion of service model involved in connecting load of 1 MWh/year
| LV service model 1 | LV service model 2 | LV service model 3 | LV service model 4 | LV service model 5 | LV service model 6 | LV service model 7 | LV service model 8
All LV unmetered tariffs | 0 | 0 | 0 | 0 | 0 | 0 | 0 | 0.488
1028. Matrix of applicability of HV service models to tariffs with fixed charges
| HV service model 1 | HV service model 2 | HV service model 3 | HV service model 4 | HV service model 5
HV Medium Non-Domestic | 100%
HV HH Metered | 100%
HV Generation Intermittent |  | 100%
HV Generation Non-Intermittent |  | 100%
1032. Loss adjustment factors to transmission
Source: losses model or loss adjustment factors at time of system peak.
| 132kV | 132kV/EHV | EHV | EHV/HV | HV | HV/LV | LV circuits
Loss adjustment factor | 1.002 | 1.007 | 1.01 | 1.018 | 1.034 | 1.053 | 1.093
1037. Embedded network (LDNO) discounts
Source: separate price control disaggregation model.
| No discount | LDNO LV: LV user | LDNO HV: LV user | LDNO HV: LV sub user | LDNO HV: HV user
LDNO discount |  | 29.06% | 47.96% | 25.65% | 16.04%
1041. Load profile data for demand users
Source: load data analysis.
| Coincidence factor | Load factor
Domestic Unrestricted | 0.89542 | 0.41702
Domestic Two Rate | 0.85536 | 0.49206
Domestic Off Peak (related MPAN) |  | 0.13991
Small Non Domestic Unrestricted | 0.61862 | 0.38013
Small Non Domestic Two Rate | 0.77263 | 0.54598
Small Non Domestic Off Peak (related MPAN) |  | 0.23175
LV Medium Non-Domestic | 0.79178 | 0.53187
LV Sub Medium Non-Domestic | 0.79178 | 0.53187
HV Medium Non-Domestic | 0.66964 | 0.45315
LV Network Domestic | 0.88058 | 0.44028
LV Network Non-Domestic Non-CT | 0.68975 | 0.45582
LV HH Metered | 0.79715 | 0.55764
LV Sub HH Metered | 0.79715 | 0.55764
HV HH Metered | 0.83763 | 0.7114
NHH UMS category A | 1 | 1
NHH UMS category B | 1 | 0.47303
NHH UMS category C | 1 | 0.2517
NHH UMS category D | 0.019133 | 0.51451
LV UMS (Pseudo HH Metered) | 0.97226 | 0.47045
1053. Volume forecasts for the charging year
Source: forecast.
Please include MPAN counts for tariffs with no fixed charge (e.g. off-peak tariffs),
but exclude MPANs on tariffs with a fixed charge that are not subject to a fixed charge due to a site grouping arrangement.
| Rate 1 units (MWh) | Rate 2 units (MWh) | Rate 3 units (MWh) | MPANs | Import capacity (kVA) | Reactive power units (MVArh)
> Domestic Unrestricted
Domestic Unrestricted | 5189053.6584 |  |  | 1502720
LDNO LV: Domestic Unrestricted | 51834.4931 |  |  | 16210
LDNO HV: Domestic Unrestricted | 66525.5184 |  |  | 20364
> Domestic Two Rate
Domestic Two Rate | 2831818.4668 | 1330020.0844 |  | 902930
LDNO LV: Domestic Two Rate | 3341.0553 | 962.7948 |  | 943
LDNO HV: Domestic Two Rate | 5052.2917 | 1589.3638 |  | 1451
> Domestic Off Peak (related MPAN)
Domestic Off Peak (related MPAN) | 149489.9397 |  |  | 36798
LDNO LV: Domestic Off Peak (related MPAN)
LDNO HV: Domestic Off Peak (related MPAN)
> Small Non Domestic Unrestricted
Small Non Domestic Unrestricted | 1119429.2075 |  |  | 94423
LDNO LV: Small Non Domestic Unrestricted | 3194.7325 |  |  | 397
LDNO HV: Small Non Domestic Unrestricted | 7110.5701 |  |  | 536
> Small Non Domestic Two Rate
Small Non Domestic Two Rate | 1568134.0522 | 502478.5767 |  | 81818
LDNO LV: Small Non Domestic Two Rate | 206.2475 | 77.1801 |  | 5
LDNO HV: Small Non Domestic Two Rate | 723.4 | 175.4537 |  | 27
> Small Non Domestic Off Peak (related MPAN)
Small Non Domestic Off Peak (related MPAN) | 5440.1915 |  |  | 710
LDNO LV: Small Non Domestic Off Peak (related MPAN)
LDNO HV: Small Non Domestic Off Peak (related MPAN)
> LV Medium Non-Domestic
LV Medium Non-Domestic | 708075.9268 | 180624.2842 |  | 8226
LDNO LV: LV Medium Non-Domestic | 461.0267 | 119.8413 |  | 10
LDNO HV: LV Medium Non-Domestic | 3433.7957 | 862.6358 |  | 50
> LV Sub Medium Non-Domestic
LV Sub Medium Non-Domestic | 0 | 0 |  | 0
> HV Medium Non-Domestic
HV Medium Non-Domestic | 20007.8938 | 5519.7174 |  | 155
> LV Network Domestic
LV Network Domestic
LDNO LV: LV Network Domestic
LDNO HV: LV Network Domestic
> LV Network Non-Domestic Non-CT
LV Network Non-Domestic Non-CT
LDNO LV: LV Network Non-Domestic Non-CT
LDNO HV: LV Network Non-Domestic Non-CT
> LV HH Metered
LV HH Metered | 325248.2262 | 1277746.5129 | 1380524.5917 | 8177 | 1553000 | 350317.032
LDNO LV: LV HH Metered | 634.6832 | 2474.8459 | 2635.7918 | 20 | 4000 | 388.823
LDNO HV: LV HH Metered | 8888.0172 | 33482.9155 | 42359.821 | 202 | 70000 | 6112.539
> LV Sub HH Metered
LV Sub HH Metered | 6983.8063 | 26762.746 | 32262.2048 | 96 | 46000 | 5734.025
LDNO HV: LV Sub HH Metered |  |  |  | 0
> HV HH Metered
HV HH Metered | 782922.2844 | 2998429.0699 | 4132521.5714 | 2929 | 2680000 | 740677.502
LDNO HV: HV HH Metered | 3809.1502 | 14349.8209 | 18154.209 | 7 | 11000 | 2972.306
> NHH UMS category A
NHH UMS category A | 52421.2244 |  |  | 1418
LDNO LV: NHH UMS category A | 281.3497
LDNO HV: NHH UMS category A | 190.568
> NHH UMS category B
NHH UMS category B | 23374.4091 |  |  | 1167
LDNO LV: NHH UMS category B | 136.6159
LDNO HV: NHH UMS category B | 467.2082
> NHH UMS category C
NHH UMS category C | 381.6382 |  |  | 159
LDNO LV: NHH UMS category C | 0
LDNO HV: NHH UMS category C | 0
> NHH UMS category D
NHH UMS category D | 9513.7048 |  |  | 257
LDNO LV: NHH UMS category D | 0
LDNO HV: NHH UMS category D | 0
> LV UMS (Pseudo HH Metered)
LV UMS (Pseudo HH Metered) | 13660.3453 | 31428.326 | 218801.6595 | 18
LDNO LV: LV UMS (Pseudo HH Metered)
LDNO HV: LV UMS (Pseudo HH Metered)
> LV Generation NHH or Aggregate HH
LV Generation NHH or Aggregate HH | 1355.4925 |  |  | 115
LDNO LV: LV Generation NHH or Aggregate HH | 29.6625 |  |  | 0
LDNO HV: LV Generation NHH or Aggregate HH |  |  |  | 0
> LV Sub Generation NHH
LV Sub Generation NHH |  |  |  | 0
LDNO HV: LV Sub Generation NHH |  |  |  | 0
> LV Generation Intermittent
LV Generation Intermittent | 26187.0171 |  |  | 187 |  | 1118.03
LDNO LV: LV Generation Intermittent
LDNO HV: LV Generation Intermittent
> LV Generation Non-Intermittent
LV Generation Non-Intermittent | 509.3711 | 2346.6281 | 2788.6198 | 70 |  | 640.065
LDNO LV: LV Generation Non-Intermittent
LDNO HV: LV Generation Non-Intermittent
> LV Sub Generation Intermittent
LV Sub Generation Intermittent | 95.5954 |  |  | 4 |  | 39.585
LDNO HV: LV Sub Generation Intermittent
> LV Sub Generation Non-Intermittent
LV Sub Generation Non-Intermittent | 149.734 | 514.99 | 1004.095 | 1 |  | 0.146
LDNO HV: LV Sub Generation Non-Intermittent
> HV Generation Intermittent
HV Generation Intermittent | 71660.6733 |  |  | 40 |  | 1748.776
LDNO HV: HV Generation Intermittent | 5.0785
> HV Generation Non-Intermittent
HV Generation Non-Intermittent | 57153.7108 | 188029.3159 | 362228.2037 | 160 |  | 2492.372
LDNO HV: HV Generation Non-Intermittent
1055. Transmission exit charges (£/year)
Source: forecast.
Transmission exit
Transmission exit charges (£/year) | 10355425.7384
1059. Other expenditure
| Direct cost (£/year) | Indirect cost (£/year) | Indirect cost proportion | Network rates (£/year)
Other expenditure | 23490428.3794 | 111021302.8585 | 60% | 36657184
1060. Customer contributions under current connection charging policy
Source: analysis of expenditure data and/or survey of capital expenditure schemes.
Customer contribution percentages by network level of supply and by asset network level.
These proportions should reflect the current connection charging method, not necessarily the method that was in place when the connection was built.
| Assets 132kV | Assets 132kV/EHV | Assets EHV | Assets EHV/HV | Assets 132kV/HV | Assets HV | Assets HV/LV | Assets LV circuits
LV network | 0% | 0% | 0% | 0% | 0% | 47.91% | 70.89% | 93.87%
LV substation | 0% | 0% | 0% | 0% | 0% | 47.91% | 70.89%
HV network | 0% | 0% | 6.542% | 35.16% | 35.16% | 63.78%
HV substation | 0% | 0% | 6.542% | 35.16%
1061. Average split of rate 1 units by distribution time band
| Red | Amber | Green
Domestic Unrestricted | 15.13% | 41.57% | 43.3%
Domestic Two Rate | 14.89% | 41.3% | 43.81%
Domestic Off Peak (related MPAN) | 4.096% | 32.16% | 63.75%
Small Non Domestic Unrestricted | 13.27% | 58.97% | 27.76%
Small Non Domestic Two Rate | 12.57% | 51.24% | 36.19%
Small Non Domestic Off Peak (related MPAN) | 1.654% | 18.84% | 79.5%
LV Medium Non-Domestic | 13.54% | 52.71% | 33.75%
LV Sub Medium Non-Domestic | 13.47% | 52.91% | 33.62%
HV Medium Non-Domestic | 13.47% | 54.46% | 32.08%
1062. Average split of rate 2 units by distribution time band
| Red | Amber | Green
Domestic Two Rate | 0% | 0% | 100%
Small Non Domestic Two Rate | 0% | 0% | 100%
LV Medium Non-Domestic | 0% | 0% | 100%
LV Sub Medium Non-Domestic | 0% | 0% | 100%
HV Medium Non-Domestic | 0% | 0% | 100%
1064. Average split of rate 1 units by special distribution time band
| Black | Yellow | Green
NHH UMS category A | 2.957% | 37.21% | 59.83%
NHH UMS category B | 4.977% | 8.893% | 86.13%
NHH UMS category C | 9.023% | 16.35% | 74.63%
NHH UMS category D | 1.198% | 62.53% | 36.27%
1066. Typical annual hours by special distribution time band
Source: definition of distribution time bands.
The figures in this table will be automatically adjusted to match the number of days in the charging period.
| Black | Yellow | Green
Annual hours | 258 | 3279 | 5247
1068. Typical annual hours by distribution time band
Source: definition of distribution time bands.
The figures in this table will be automatically adjusted to match the number of days in the charging period.
| Red | Amber | Green
Annual hours | 786 | 2751 | 5247
1069. Peaking probabilities by network level
Source: analysis of network operation data.
Red, amber and green peaking probabilities
| Red | Amber | Green | Black peaking probabilities
GSPs | 98.26% | 0% | 1.74% | 98.26%
132kV | 89.44% | 10.31% | 0.2485% | 89.44%
132kV/EHV | 89.44% | 10.31% | 0.2485% | 89.44%
EHV | 68.83% | 27.11% | 4.07% | 68.36%
EHV/HV | 68.83% | 27.11% | 4.07% | 68.36%
132kV/HV | 89.44% | 10.31% | 0.2485% | 89.44%
HV | 68.83% | 27.11% | 4.07% | 68.36%
HV/LV | 68.83% | 27.11% | 4.07% | 68.36%
LV circuits | 68.83% | 27.11% | 4.07% | 68.36%
1092. Average kVAr by kVA, by network level
Source: analysis of operational data.
This is the average of MVAr/MVA or SQRT(1-PF^2) across relevant network elements.
| GSPs | 132kV | 132kV/EHV | EHV | EHV/HV | 132kV/HV | HV | HV/LV | LV circuits
Average kVAr by kVA, by network level | 0.29066 | 0.29066 | 0.29066 | 0.29066 | 0.29066 | 0.29066 | 0.29066 | 0.29066 | 0.29066
1201. Current tariff information
| Current revenues if known (£) | Current Unit rate 1 p/kWh | Current Unit rate 2 p/kWh | Current Unit rate 3 p/kWh | Current Fixed charge p/MPAN/day | Current Capacity charge p/kVA/day | Current Reactive power charge p/kVArh
Domestic Unrestricted |  | 2.266 |  |  | 2.84
Domestic Two Rate |  | 2.627 | 0.043 |  | 2.84
Domestic Off Peak (related MPAN) |  | 0.494
Small Non Domestic Unrestricted |  | 1.747 |  |  | 5.34
Small Non Domestic Two Rate |  | 1.981 | 0.037 |  | 5.34
Small Non Domestic Off Peak (related MPAN) |  | 0.263
LV Medium Non-Domestic |  | 1.94 | 0.034 |  | 28.22
LV Sub Medium Non-Domestic |  | 1.39 | 0.022 |  | 3.7
HV Medium Non-Domestic |  | 1.234 | 0.005 |  | 246.38
LV Network Domestic
LV Network Non-Domestic Non-CT
LV HH Metered |  | 10.373 | 0.419 | 0.024 | 8.5 | 2.31 | 0.358
LV Sub HH Metered |  | 9.132 | 0.301 | 0.015 | 6.24 | 3.07 | 0.301
HV HH Metered |  | 6.69 | 0.137 | 0.004 | 63.57 | 3.97 | 0.196
NHH UMS category A |  | 1.867
NHH UMS category B |  | 2.491
NHH UMS category C |  | 4.115
NHH UMS category D |  | 1.402
LV UMS (Pseudo HH Metered) |  | 36.992 | 1.074 | 0.619

## LAFs
Loss adjustment factors and network use matrices for WPD East Midlands in April 15 (DCP179)
This sheet calculates matrices of loss adjustment factors and of network use factors.
These matrices map out the extent to which each type of user uses each level of the network, and are used throughout the workbook.
2001. Loss adjustment factors to transmission
Data sources:
x1 = Network level for each tariff (to get loss factors applicable to capacity) (in Loss adjustment factors to transmission)
x2 = 1032. Loss adjustment factors to transmission
Kind: | Fixed data | [6 empty] | Sum-product calculation
Formula: | [7 empty] | =SUMPRODUCT(x1, x2)
Network level for each tariff (to get loss factors applicable to capacity)
| 132kV | 132kV/EHV | EHV | EHV/HV | HV | HV/LV | LV circuits | Loss adjustment factor
Domestic Unrestricted | 0 | 0 | 0 | 0 | 0 | 0 | 1 | 1.093
Domestic Two Rate | 0 | 0 | 0 | 0 | 0 | 0 | 1 | 1.093
Domestic Off Peak (related MPAN) | 0 | 0 | 0 | 0 | 0 | 0 | 1 | 1.093
Small Non Domestic Unrestricted | 0 | 0 | 0 | 0 | 0 | 0 | 1 | 1.093
Small Non Domestic Two Rate | 0 | 0 | 0 | 0 | 0 | 0 | 1 | 1.093
Small Non Domestic Off Peak (related MPAN) | 0 | 0 | 0 | 0 | 0 | 0 | 1 | 1.093
LV Medium Non-Domestic | 0 | 0 | 0 | 0 | 0 | 0 | 1 | 1.093
LV Sub Medium Non-Domestic | 0 | 0 | 0 | 0 | 0 | 1 | 0 | 1.053
HV Medium Non-Domestic | 0 | 0 | 0 | 0 | 1 | 0 | 0 | 1.034
LV Network Domestic | 0 | 0 | 0 | 0 | 0 | 0 | 1 | 1.093
LV Network Non-Domestic Non-CT | 0 | 0 | 0 | 0 | 0 | 0 | 1 | 1.093
LV HH Metered | 0 | 0 | 0 | 0 | 0 | 0 | 1 | 1.093
LV Sub HH Metered | 0 | 0 | 0 | 0 | 0 | 1 | 0 | 1.053
HV HH Metered | 0 | 0 | 0 | 0 | 1 | 0 | 0 | 1.034
NHH UMS category A | 0 | 0 | 0 | 0 | 0 | 0 | 1 | 1.093
NHH UMS category B | 0 | 0 | 0 | 0 | 0 | 0 | 1 | 1.093
NHH UMS category C | 0 | 0 | 0 | 0 | 0 | 0 | 1 | 1.093
NHH UMS category D | 0 | 0 | 0 | 0 | 0 | 0 | 1 | 1.093
LV UMS (Pseudo HH Metered) | 0 | 0 | 0 | 0 | 0 | 0 | 1 | 1.093
LV Generation NHH or Aggregate HH | 0 | 0 | 0 | 0 | 0 | 0 | 1 | 1.093
LV Sub Generation NHH | 0 | 0 | 0 | 0 | 0 | 1 | 0 | 1.053
LV Generation Intermittent | 0 | 0 | 0 | 0 | 0 | 0 | 1 | 1.093
LV Generation Non-Intermittent | 0 | 0 | 0 | 0 | 0 | 0 | 1 | 1.093
LV Sub Generation Intermittent | 0 | 0 | 0 | 0 | 0 | 1 | 0 | 1.053
LV Sub Generation Non-Intermittent | 0 | 0 | 0 | 0 | 0 | 1 | 0 | 1.053
HV Generation Intermittent | 0 | 0 | 0 | 0 | 1 | 0 | 0 | 1.034
HV Generation Non-Intermittent | 0 | 0 | 0 | 0 | 1 | 0 | 0 | 1.034
2002. Mapping of DRM network levels to core network levels
| 132kV | 132kV/EHV | EHV | EHV/HV | HV | HV/LV | LV circuits
132kV | 1 | 0 | 0 | 0 | 0 | 0 | 0
132kV/EHV | 0 | 1 | 0 | 0 | 0 | 0 | 0
EHV | 0 | 0 | 1 | 0 | 0 | 0 | 0
EHV/HV | 0 | 0 | 0 | 1 | 0 | 0 | 0
132kV/HV | 0 | 0 | 0 | 1 | 0 | 0 | 0
HV | 0 | 0 | 0 | 0 | 1 | 0 | 0
HV/LV | 0 | 0 | 0 | 0 | 0 | 1 | 0
LV circuits | 0 | 0 | 0 | 0 | 0 | 0 | 1
2003. Loss adjustment factor to transmission for each DRM network level
Data sources:
x1 = 2002. Mapping of DRM network levels to core network levels
x2 = 1032. Loss adjustment factors to transmission
Sum-product calculation =SUMPRODUCT(x1, x2)
Loss adjustment factor to transmission for each DRM network level
132kV | 1.002
132kV/EHV | 1.007
EHV | 1.01
EHV/HV | 1.018
132kV/HV | 1.018
HV | 1.034
HV/LV | 1.053
LV circuits | 1.093
2004. Loss adjustment factor to transmission for each network level
Data sources:
x1 = 2003. Loss adjustment factor to transmission for each DRM network level
x2 = 1 for GSP level
Combine tables = x1 or x2
| GSPs | 132kV | 132kV/EHV | EHV | EHV/HV | 132kV/HV | HV | HV/LV | LV circuits
Loss adjustment factor to transmission for each network level | 1 | 1.002 | 1.007 | 1.01 | 1.018 | 1.018 | 1.034 | 1.053 | 1.093
2005. Network use factors
These network use factors indicate to what extent each network level is used by each tariff.
This table reflects the policy that generators receive credits only in respect of network levels above the voltage of connection. Generators do not receive credits at the voltage of connection.
The factors in this table are before any adjustment for a 132kV/HV network level or for generation-dominated areas.
| GSPs | 132kV | 132kV/EHV | EHV | EHV/HV | HV | HV/LV | LV circuits
Domestic Unrestricted | 1 | 1 | 1 | 1 | 1 | 1 | 1 | 1
Domestic Two Rate | 1 | 1 | 1 | 1 | 1 | 1 | 1 | 1
Domestic Off Peak (related MPAN) | 1 | 1 | 1 | 1 | 1 | 1 | 1 | 1
Small Non Domestic Unrestricted | 1 | 1 | 1 | 1 | 1 | 1 | 1 | 1
Small Non Domestic Two Rate | 1 | 1 | 1 | 1 | 1 | 1 | 1 | 1
Small Non Domestic Off Peak (related MPAN) | 1 | 1 | 1 | 1 | 1 | 1 | 1 | 1
LV Medium Non-Domestic | 1 | 1 | 1 | 1 | 1 | 1 | 1 | 1
LV Sub Medium Non-Domestic | 1 | 1 | 1 | 1 | 1 | 1 | 1 | 0
HV Medium Non-Domestic | 1 | 1 | 1 | 1 | 1 | 1 | 0 | 0
LV Network Domestic | 1 | 1 | 1 | 1 | 1 | 1 | 1 | 1
LV Network Non-Domestic Non-CT | 1 | 1 | 1 | 1 | 1 | 1 | 1 | 1
LV HH Metered | 1 | 1 | 1 | 1 | 1 | 1 | 1 | 1
LV Sub HH Metered | 1 | 1 | 1 | 1 | 1 | 1 | 1 | 0
HV HH Metered | 1 | 1 | 1 | 1 | 1 | 1 | 0 | 0
NHH UMS category A | 1 | 1 | 1 | 1 | 1 | 1 | 1 | 1
NHH UMS category B | 1 | 1 | 1 | 1 | 1 | 1 | 1 | 1
NHH UMS category C | 1 | 1 | 1 | 1 | 1 | 1 | 1 | 1
NHH UMS category D | 1 | 1 | 1 | 1 | 1 | 1 | 1 | 1
LV UMS (Pseudo HH Metered) | 1 | 1 | 1 | 1 | 1 | 1 | 1 | 1
LV Generation NHH or Aggregate HH | 1 | 1 | 1 | 1 | 1 | 1 | 1 | 0
LV Sub Generation NHH | 1 | 1 | 1 | 1 | 1 | 1 | 0 | 0
LV Generation Intermittent | 1 | 1 | 1 | 1 | 1 | 1 | 1 | 0
LV Generation Non-Intermittent | 1 | 1 | 1 | 1 | 1 | 1 | 1 | 0
LV Sub Generation Intermittent | 1 | 1 | 1 | 1 | 1 | 1 | 0 | 0
LV Sub Generation Non-Intermittent | 1 | 1 | 1 | 1 | 1 | 1 | 0 | 0
HV Generation Intermittent | 1 | 1 | 1 | 1 | 1 | 0 | 0 | 0
HV Generation Non-Intermittent | 1 | 1 | 1 | 1 | 1 | 0 | 0 | 0
2006. Proportion going through 132kV/EHV
Data sources:
x1 = 1018. Proportion of relevant load going through 132kV/HV direct transformation
Calculation =1-x1
132kV/EHV
132kV/EHV | 92.5%
2007. Proportion going through EHV
Data sources:
x1 = 1018. Proportion of relevant load going through 132kV/HV direct transformation
Calculation =1-x1
EHV
EHV | 92.5%
2008. Proportion going through EHV/HV
Data sources:
x1 = 1018. Proportion of relevant load going through 132kV/HV direct transformation
Calculation =1-x1
EHV/HV
EHV/HV | 92.5%
2009. Rerouteing matrix for all network levels
Data sources:
x1 = 1018. Proportion of relevant load going through 132kV/HV direct transformation
x2 = 2006. Proportion going through 132kV/EHV
x3 = 2007. Proportion going through EHV
x4 = 2008. Proportion going through EHV/HV
x5 = Rerouteing matrix: default elements
x6 = Map GSP to GSP
Combine tables = x1 or x2 or x3 or x4 or x5 or x6
| GSPs | 132kV | 132kV/EHV | EHV | EHV/HV | HV | HV/LV | LV circuits
GSPs | 1
132kV |  | 100% | 0% | 0% | 0% | 0% | 0% | 0%
132kV/EHV |  | 0% | 92.5% | 0% | 0% | 0% | 0% | 0%
EHV |  | 0% | 0% | 92.5% | 0% | 0% | 0% | 0%
EHV/HV |  | 0% | 0% | 0% | 92.5% | 0% | 0% | 0%
132kV/HV |  | 0% | 0% | 0% | 7.504% | 0% | 0% | 0%
HV |  | 0% | 0% | 0% | 0% | 100% | 0% | 0%
HV/LV |  | 0% | 0% | 0% | 0% | 0% | 100% | 0%
LV circuits |  | 0% | 0% | 0% | 0% | 0% | 0% | 100%
2010. Network use factors: interim step in calculations before adjustments
Data sources:
x1 = 2005. Network use factors
x2 = 2009. Rerouteing matrix for all network levels
Sum-product calculation =SUMPRODUCT(x1, x2)
| GSPs | 132kV | 132kV/EHV | EHV | EHV/HV | 132kV/HV | HV | HV/LV | LV circuits
Domestic Unrestricted | 1 | 1 | 0.92496 | 0.92496 | 0.92496 | 0.075044 | 1 | 1 | 1
Domestic Two Rate | 1 | 1 | 0.92496 | 0.92496 | 0.92496 | 0.075044 | 1 | 1 | 1
Domestic Off Peak (related MPAN) | 1 | 1 | 0.92496 | 0.92496 | 0.92496 | 0.075044 | 1 | 1 | 1
Small Non Domestic Unrestricted | 1 | 1 | 0.92496 | 0.92496 | 0.92496 | 0.075044 | 1 | 1 | 1
Small Non Domestic Two Rate | 1 | 1 | 0.92496 | 0.92496 | 0.92496 | 0.075044 | 1 | 1 | 1
Small Non Domestic Off Peak (related MPAN) | 1 | 1 | 0.92496 | 0.92496 | 0.92496 | 0.075044 | 1 | 1 | 1
LV Medium Non-Domestic | 1 | 1 | 0.92496 | 0.92496 | 0.92496 | 0.075044 | 1 | 1 | 1
LV Sub Medium Non-Domestic | 1 | 1 | 0.92496 | 0.92496 | 0.92496 | 0.075044 | 1 | 1 | 0
HV Medium Non-Domestic | 1 | 1 | 0.92496 | 0.92496 | 0.92496 | 0.075044 | 1 | 0 | 0
LV Network Domestic | 1 | 1 | 0.92496 | 0.92496 | 0.92496 | 0.075044 | 1 | 1 | 1
LV Network Non-Domestic Non-CT | 1 | 1 | 0.92496 | 0.92496 | 0.92496 | 0.075044 | 1 | 1 | 1
LV HH Metered | 1 | 1 | 0.92496 | 0.92496 | 0.92496 | 0.075044 | 1 | 1 | 1
LV Sub HH Metered | 1 | 1 | 0.92496 | 0.92496 | 0.92496 | 0.075044 | 1 | 1 | 0
HV HH Metered | 1 | 1 | 0.92496 | 0.92496 | 0.92496 | 0.075044 | 1 | 0 | 0
NHH UMS category A | 1 | 1 | 0.92496 | 0.92496 | 0.92496 | 0.075044 | 1 | 1 | 1
NHH UMS category B | 1 | 1 | 0.92496 | 0.92496 | 0.92496 | 0.075044 | 1 | 1 | 1
NHH UMS category C | 1 | 1 | 0.92496 | 0.92496 | 0.92496 | 0.075044 | 1 | 1 | 1
NHH UMS category D | 1 | 1 | 0.92496 | 0.92496 | 0.92496 | 0.075044 | 1 | 1 | 1
LV UMS (Pseudo HH Metered) | 1 | 1 | 0.92496 | 0.92496 | 0.92496 | 0.075044 | 1 | 1 | 1
LV Generation NHH or Aggregate HH | 1 | 1 | 0.92496 | 0.92496 | 0.92496 | 0.075044 | 1 | 1 | 0
LV Sub Generation NHH | 1 | 1 | 0.92496 | 0.92496 | 0.92496 | 0.075044 | 1 | 0 | 0
LV Generation Intermittent | 1 | 1 | 0.92496 | 0.92496 | 0.92496 | 0.075044 | 1 | 1 | 0
LV Generation Non-Intermittent | 1 | 1 | 0.92496 | 0.92496 | 0.92496 | 0.075044 | 1 | 1 | 0
LV Sub Generation Intermittent | 1 | 1 | 0.92496 | 0.92496 | 0.92496 | 0.075044 | 1 | 0 | 0
LV Sub Generation Non-Intermittent | 1 | 1 | 0.92496 | 0.92496 | 0.92496 | 0.075044 | 1 | 0 | 0
HV Generation Intermittent | 1 | 1 | 0.92496 | 0.92496 | 0.92496 | 0.075044 | 0 | 0 | 0
HV Generation Non-Intermittent | 1 | 1 | 0.92496 | 0.92496 | 0.92496 | 0.075044 | 0 | 0 | 0
2011. Network use factors for all tariffs
Data sources:
x1 = Network use factors including 132kV/HV for generation dominated tariffs
x2 = Network use factors including 132kV/HV for HV Sub tariffs
x3 = 2010. Network use factors: interim step in calculations before adjustments
Combine tables = x1 or x2 or x3
| GSPs | 132kV | 132kV/EHV | EHV | EHV/HV | 132kV/HV | HV | HV/LV | LV circuits
Domestic Unrestricted | 1 | 1 | 0.92496 | 0.92496 | 0.92496 | 0.075044 | 1 | 1 | 1
Domestic Two Rate | 1 | 1 | 0.92496 | 0.92496 | 0.92496 | 0.075044 | 1 | 1 | 1
Domestic Off Peak (related MPAN) | 1 | 1 | 0.92496 | 0.92496 | 0.92496 | 0.075044 | 1 | 1 | 1
Small Non Domestic Unrestricted | 1 | 1 | 0.92496 | 0.92496 | 0.92496 | 0.075044 | 1 | 1 | 1
Small Non Domestic Two Rate | 1 | 1 | 0.92496 | 0.92496 | 0.92496 | 0.075044 | 1 | 1 | 1
Small Non Domestic Off Peak (related MPAN) | 1 | 1 | 0.92496 | 0.92496 | 0.92496 | 0.075044 | 1 | 1 | 1
LV Medium Non-Domestic | 1 | 1 | 0.92496 | 0.92496 | 0.92496 | 0.075044 | 1 | 1 | 1
LV Sub Medium Non-Domestic | 1 | 1 | 0.92496 | 0.92496 | 0.92496 | 0.075044 | 1 | 1 | 0
HV Medium Non-Domestic | 1 | 1 | 0.92496 | 0.92496 | 0.92496 | 0.075044 | 1 | 0 | 0
LV Network Domestic | 1 | 1 | 0.92496 | 0.92496 | 0.92496 | 0.075044 | 1 | 1 | 1
LV Network Non-Domestic Non-CT | 1 | 1 | 0.92496 | 0.92496 | 0.92496 | 0.075044 | 1 | 1 | 1
LV HH Metered | 1 | 1 | 0.92496 | 0.92496 | 0.92496 | 0.075044 | 1 | 1 | 1
LV Sub HH Metered | 1 | 1 | 0.92496 | 0.92496 | 0.92496 | 0.075044 | 1 | 1 | 0
HV HH Metered | 1 | 1 | 0.92496 | 0.92496 | 0.92496 | 0.075044 | 1 | 0 | 0
NHH UMS category A | 1 | 1 | 0.92496 | 0.92496 | 0.92496 | 0.075044 | 1 | 1 | 1
NHH UMS category B | 1 | 1 | 0.92496 | 0.92496 | 0.92496 | 0.075044 | 1 | 1 | 1
NHH UMS category C | 1 | 1 | 0.92496 | 0.92496 | 0.92496 | 0.075044 | 1 | 1 | 1
NHH UMS category D | 1 | 1 | 0.92496 | 0.92496 | 0.92496 | 0.075044 | 1 | 1 | 1
LV UMS (Pseudo HH Metered) | 1 | 1 | 0.92496 | 0.92496 | 0.92496 | 0.075044 | 1 | 1 | 1
LV Generation NHH or Aggregate HH | 1 | 1 | 0.92496 | 0.92496 | 0.92496 | 0.075044 | 1 | 1 | 0
LV Sub Generation NHH | 1 | 1 | 0.92496 | 0.92496 | 0.92496 | 0.075044 | 1 | 0 | 0
LV Generation Intermittent | 1 | 1 | 0.92496 | 0.92496 | 0.92496 | 0.075044 | 1 | 1 | 0
LV Generation Non-Intermittent | 1 | 1 | 0.92496 | 0.92496 | 0.92496 | 0.075044 | 1 | 1 | 0
LV Sub Generation Intermittent | 1 | 1 | 0.92496 | 0.92496 | 0.92496 | 0.075044 | 1 | 0 | 0
LV Sub Generation Non-Intermittent | 1 | 1 | 0.92496 | 0.92496 | 0.92496 | 0.075044 | 1 | 0 | 0
HV Generation Intermittent | 1 | 1 | 0.92496 | 0.92496 | 0.92496 | 0.075044 | 0 | 0 | 0
HV Generation Non-Intermittent | 1 | 1 | 0.92496 | 0.92496 | 0.92496 | 0.075044 | 0 | 0 | 0
2012. Loss adjustment factors between end user meter reading and each network level, scaled by network use
Data sources:
x1 = 2004. Loss adjustment factor to transmission for each network level
x2 = 2011. Network use factors for all tariffs
x3 = 2001. Loss adjustment factor to transmission (in Loss adjustment factors to transmission)
Calculation =IF(x1="",x2,x2*x3/x1)
| GSPs | 132kV | 132kV/EHV | EHV | EHV/HV | 132kV/HV | HV | HV/LV | LV circuits
Domestic Unrestricted | 1.093 | 1.0908 | 1.0039 | 1.001 | 0.9931 | 0.080573 | 1.0571 | 1.038 | 1
Domestic Two Rate | 1.093 | 1.0908 | 1.0039 | 1.001 | 0.9931 | 0.080573 | 1.0571 | 1.038 | 1
Domestic Off Peak (related MPAN) | 1.093 | 1.0908 | 1.0039 | 1.001 | 0.9931 | 0.080573 | 1.0571 | 1.038 | 1
Small Non Domestic Unrestricted | 1.093 | 1.0908 | 1.0039 | 1.001 | 0.9931 | 0.080573 | 1.0571 | 1.038 | 1
Small Non Domestic Two Rate | 1.093 | 1.0908 | 1.0039 | 1.001 | 0.9931 | 0.080573 | 1.0571 | 1.038 | 1
Small Non Domestic Off Peak (related MPAN) | 1.093 | 1.0908 | 1.0039 | 1.001 | 0.9931 | 0.080573 | 1.0571 | 1.038 | 1
LV Medium Non-Domestic | 1.093 | 1.0908 | 1.0039 | 1.001 | 0.9931 | 0.080573 | 1.0571 | 1.038 | 1
LV Sub Medium Non-Domestic | 1.053 | 1.0509 | 0.96721 | 0.96433 | 0.95676 | 0.077624 | 1.0184 | 1 | 0
HV Medium Non-Domestic | 1.034 | 1.0319 | 0.94976 | 0.94693 | 0.93949 | 0.076224 | 1 | 0 | 0
LV Network Domestic | 1.093 | 1.0908 | 1.0039 | 1.001 | 0.9931 | 0.080573 | 1.0571 | 1.038 | 1
LV Network Non-Domestic Non-CT | 1.093 | 1.0908 | 1.0039 | 1.001 | 0.9931 | 0.080573 | 1.0571 | 1.038 | 1
LV HH Metered | 1.093 | 1.0908 | 1.0039 | 1.001 | 0.9931 | 0.080573 | 1.0571 | 1.038 | 1
LV Sub HH Metered | 1.053 | 1.0509 | 0.96721 | 0.96433 | 0.95676 | 0.077624 | 1.0184 | 1 | 0
HV HH Metered | 1.034 | 1.0319 | 0.94976 | 0.94693 | 0.93949 | 0.076224 | 1 | 0 | 0
NHH UMS category A | 1.093 | 1.0908 | 1.0039 | 1.001 | 0.9931 | 0.080573 | 1.0571 | 1.038 | 1
NHH UMS category B | 1.093 | 1.0908 | 1.0039 | 1.001 | 0.9931 | 0.080573 | 1.0571 | 1.038 | 1
NHH UMS category C | 1.093 | 1.0908 | 1.0039 | 1.001 | 0.9931 | 0.080573 | 1.0571 | 1.038 | 1
NHH UMS category D | 1.093 | 1.0908 | 1.0039 | 1.001 | 0.9931 | 0.080573 | 1.0571 | 1.038 | 1
LV UMS (Pseudo HH Metered) | 1.093 | 1.0908 | 1.0039 | 1.001 | 0.9931 | 0.080573 | 1.0571 | 1.038 | 1
LV Generation NHH or Aggregate HH | 1.093 | 1.0908 | 1.0039 | 1.001 | 0.9931 | 0.080573 | 1.0571 | 1.038 | 0
LV Sub Generation NHH | 1.053 | 1.0509 | 0.96721 | 0.96433 | 0.95676 | 0.077624 | 1.0184 | 0 | 0
LV Generation Intermittent | 1.093 | 1.0908 | 1.0039 | 1.001 | 0.9931 | 0.080573 | 1.0571 | 1.038 | 0
LV Generation Non-Intermittent | 1.093 | 1.0908 | 1.0039 | 1.001 | 0.9931 | 0.080573 | 1.0571 | 1.038 | 0
LV Sub Generation Intermittent | 1.053 | 1.0509 | 0.96721 | 0.96433 | 0.95676 | 0.077624 | 1.0184 | 0 | 0
LV Sub Generation Non-Intermittent | 1.053 | 1.0509 | 0.96721 | 0.96433 | 0.95676 | 0.077624 | 1.0184 | 0 | 0
HV Generation Intermittent | 1.034 | 1.0319 | 0.94976 | 0.94693 | 0.93949 | 0.076224 | 0 | 0 | 0
HV Generation Non-Intermittent | 1.034 | 1.0319 | 0.94976 | 0.94693 | 0.93949 | 0.076224 | 0 | 0 | 0

## DRM
Network model for WPD East Midlands in April 15 (DCP179)
This sheet collects data from a network model and calculates aggregated annuitised unit costs from these data.
2101. Annuity rate
Data sources:
x1 = 1010. Rate of return (in Financial and general assumptions)
x2 = 1010. Annualisation period (years) (in Financial and general assumptions)
x3 = 1010. Days in the charging year (in Financial and general assumptions)
Calculation =PMT(x1,x2,-1)*IF(OR(x3>366,x3<365),x3/365.25,1)
Annuity rate
Annuity rate | 6.314%
2102. Loss adjustment factor to transmission for each core level
Data sources:
x1 = 1032. Loss adjustment factors to transmission
x2 = 1 for GSP level
Combine tables = x1 or x2
| GSPs | 132kV | 132kV/EHV | EHV | EHV/HV | HV | HV/LV | LV circuits
Loss adjustment factor to transmission for each core level | 1 | 1.002 | 1.007 | 1.01 | 1.018 | 1.034 | 1.053 | 1.093
2103. Loss adjustment factors
Data sources:
x1 = 2102. Loss adjustment factor to transmission for each core level
x2 = Loss adjustment factor to transmission for network level exit (in Loss adjustment factors)
Kind: | Copy cells | Special copy
Formula: | =x1 | = x2
| Loss adjustment factor to transmission for network level exit | Loss adjustment factor to transmission for network level entry
GSPs | 1
132kV | 1.002 | 1
132kV/EHV | 1.007 | 1.002
EHV | 1.01 | 1.007
EHV/HV | 1.018 | 1.01
HV | 1.034 | 1.018
HV/LV | 1.053 | 1.034
LV circuits | 1.093 | 1.053
2104. Diversity calculations
Data sources:
x1 = 1017. Diversity allowance between top and bottom of network level
x2 = Coincidence to system peak at level exit (in Diversity calculations)
Kind: | Special calculation | Special calculation | Special calculation
Formula: | =previous/(1+x1) | =previous/(1+x1) | =1/x2-1
| Coincidence to GSP peak at level exit | Coincidence to system peak at level exit | Diversity allowance between level exit and GSP Group
GSPs |  | 97.59% | 2.471%
132kV | 95.69% | 93.38% | 7.084%
132kV/EHV | 95.69% | 93.38% | 7.084%
EHV | 88.68% | 86.55% | 15.55%
EHV/HV | 88.68% | 86.55% | 15.55%
HV | 66.18% | 64.59% | 54.83%
HV/LV | 66.18% | 64.59% | 54.83%
LV circuits | 66.18% | 64.59%
2105. Network model total maximum demand at substation (MW)
Data sources:
x1 = 1019. Network model GSP peak demand (MW)
x2 = 2104. Coincidence to GSP peak at level exit (in Diversity calculations)
Calculation =x1/x2
Network model total maximum demand at substation (MW)
132kV | 522.5067
132kV/EHV | 522.5067
EHV | 563.794
EHV/HV | 563.794
HV | 755.4839
HV/LV | 755.4839
LV circuits | 755.4839
2106. Network model contribution to system maximum load measured at network level exit (MW)
Data sources:
x1 = 2105. Network model total maximum demand at substation (MW)
x2 = 2104. Coincidence to system peak at level exit (in Diversity calculations)
x3 = 2103. Loss adjustment factor to transmission for network level exit (in Loss adjustment factors)
Calculation =x1*x2/x3
Network model contribution to system maximum load measured at network level exit (MW)
132kV | 486.9672
132kV/EHV | 484.5493
EHV | 483.11
EHV/HV | 479.3135
HV | 471.8967
HV/LV | 463.3819
LV circuits | 446.4237
2107. Rerouteing matrix for DRM network levels
Data sources:
x1 = 1018. Proportion of relevant load going through 132kV/HV direct transformation
x2 = 2006. Proportion going through 132kV/EHV
x3 = 2007. Proportion going through EHV
x4 = 2008. Proportion going through EHV/HV
x5 = Rerouteing matrix: default elements
Combine tables = x1 or x2 or x3 or x4 or x5
| 132kV | 132kV/EHV | EHV | EHV/HV | 132kV/HV | HV | HV/LV | LV circuits
132kV | 100% | 0% | 0% | 0% | 0% | 0% | 0% | 0%
132kV/EHV | 0% | 92.5% | 0% | 0% | 0% | 0% | 0% | 0%
EHV | 0% | 0% | 92.5% | 0% | 0% | 0% | 0% | 0%
EHV/HV | 0% | 0% | 0% | 92.5% | 7.504% | 0% | 0% | 0%
HV | 0% | 0% | 0% | 0% | 0% | 100% | 0% | 0%
HV/LV | 0% | 0% | 0% | 0% | 0% | 0% | 100% | 0%
LV circuits | 0% | 0% | 0% | 0% | 0% | 0% | 0% | 100%
2108. GSP simultaneous maximum load assumed through each network level (MW)
Data sources:
x1 = 2106. Network model contribution to system maximum load measured at network level exit (MW)
x2 = 2107. Rerouteing matrix for DRM network levels
Sum-product calculation =SUMPRODUCT(x1, x2)
GSP simultaneous maximum load assumed through each network level (MW)
132kV | 486.9672
132kV/EHV | 448.1866
EHV | 446.8554
EHV/HV | 443.3437
132kV/HV | 35.9698
HV | 471.8967
HV/LV | 463.3819
LV circuits | 446.4237
2109. Network model annuity by simultaneous maximum load for each network level (£/kW/year)
Data sources:
x1 = 2108. GSP simultaneous maximum load assumed through each network level (MW)
x2 = 1020. Gross asset cost by network level (£)
x3 = 2101. Annuity rate
Calculation =IF(x1,0.001*x2*x3/x1,0)
Model £/kW SML
Assets 132kV | 10.755
Assets 132kV/EHV | 3.9124
Assets EHV | 5.5976
Assets EHV/HV | 7.9101
Assets 132kV/HV | 7.0951
Assets HV | 13.1089
Assets HV/LV | 8.6922
Assets LV circuits | 10.0144

## SM
Service models for WPD East Midlands in April 15 (DCP179)
This sheet collects and processes data from the service models.
2201. Asset £/customer from LV service models
Data sources:
x1 = 1025. Matrix of applicability of LV service models to tariffs with fixed charges
x2 = 1022. LV service model asset cost (£)
Sum-product calculation =SUMPRODUCT(x1, x2)
Assets LV customer
Domestic Unrestricted | 240.9156
Domestic Two Rate | 240.9156
Small Non Domestic Unrestricted | 588.8476
Small Non Domestic Two Rate | 588.8476
LV Medium Non-Domestic | 688.355
LV Sub Medium Non-Domestic | 508.3187
LV Network Domestic | 240.9156
LV Network Non-Domestic Non-CT | 588.8476
LV HH Metered | 1179.955
LV Sub HH Metered | 892.5079
LV Generation NHH or Aggregate HH | 0
LV Sub Generation NHH | 0
LV Generation Intermittent | 0
LV Generation Non-Intermittent | 0
LV Sub Generation Intermittent | 0
LV Sub Generation Non-Intermittent | 0
2202. Asset £/(MWh/year) from LV service models
Data sources:
x1 = 1026. Matrix of applicability of LV service models to unmetered tariffs
x2 = 1022. LV service model asset cost (£)
Sum-product calculation =SUMPRODUCT(x1, x2)
Assets LV customer
Asset £/(MWh/year) from LV service models | 228.7816
2203. Service model asset p/kWh charge for unmetered tariffs
Data sources:
x1 = 1010. Annuity proportion for customer-contributed assets (in Financial and general assumptions)
x2 = 2202. Asset £/(MWh/year) from LV service models
x3 = 2101. Annuity rate
Calculation =0.1*x1*x2*x3
Assets LV customer
Service model asset p/kWh charge for unmetered tariffs | 0
2204. Asset £/customer from HV service models
Data sources:
x1 = 1028. Matrix of applicability of HV service models to tariffs with fixed charges
x2 = 1023. HV service model asset cost (£)
Sum-product calculation =SUMPRODUCT(x1, x2)
Assets HV customer
HV Medium Non-Domestic | 8971.2506
HV HH Metered | 8971.2506
HV Generation Intermittent | 4334.24
HV Generation Non-Intermittent | 4334.24
2205. Service model assets by tariff (£)
Data sources:
x1 = 2201. Asset £/customer from LV service models
x2 = 2204. Asset £/customer from HV service models
Combine tables = x1 or x2
| Assets LV customer | Assets HV customer
Domestic Unrestricted | 240.9156
Domestic Two Rate | 240.9156
Domestic Off Peak (related MPAN)
Small Non Domestic Unrestricted | 588.8476
Small Non Domestic Two Rate | 588.8476
Small Non Domestic Off Peak (related MPAN)
LV Medium Non-Domestic | 688.355
LV Sub Medium Non-Domestic | 508.3187
HV Medium Non-Domestic |  | 8971.2506
LV Network Domestic | 240.9156
LV Network Non-Domestic Non-CT | 588.8476
LV HH Metered | 1179.955
LV Sub HH Metered | 892.5079
HV HH Metered |  | 8971.2506
NHH UMS category A
NHH UMS category B
NHH UMS category C
NHH UMS category D
LV UMS (Pseudo HH Metered)
LV Generation NHH or Aggregate HH | 0
LV Sub Generation NHH | 0
LV Generation Intermittent | 0
LV Generation Non-Intermittent | 0
LV Sub Generation Intermittent | 0
LV Sub Generation Non-Intermittent | 0
HV Generation Intermittent |  | 4334.24
HV Generation Non-Intermittent |  | 4334.24
2206. Replacement annuities for service models
Data sources:
x1 = 1010. Days in the charging year (in Financial and general assumptions)
x2 = 2205. Service model assets by tariff (£)
x3 = 2101. Annuity rate
x4 = 1010. Annuity proportion for customer-contributed assets (in Financial and general assumptions)
x5 = Service model p/MPAN/day charge (in Replacement annuities for service models)
Kind: | Calculation |  | Cell summation
Formula: | =100/x1*x2*x3*x4 |  | =SUM(x5)
Service model p/MPAN/day charge
| Assets LV customer | Assets HV customer | Service model p/MPAN/day
Domestic Unrestricted | 0 | 0 | 0
Domestic Two Rate | 0 | 0 | 0
Domestic Off Peak (related MPAN) | 0 | 0 | 0
Small Non Domestic Unrestricted | 0 | 0 | 0
Small Non Domestic Two Rate | 0 | 0 | 0
Small Non Domestic Off Peak (related MPAN) | 0 | 0 | 0
LV Medium Non-Domestic | 0 | 0 | 0
LV Sub Medium Non-Domestic | 0 | 0 | 0
HV Medium Non-Domestic | 0 | 0 | 0
LV Network Domestic | 0 | 0 | 0
LV Network Non-Domestic Non-CT | 0 | 0 | 0
LV HH Metered | 0 | 0 | 0
LV Sub HH Metered | 0 | 0 | 0
HV HH Metered | 0 | 0 | 0
NHH UMS category A | 0 | 0 | 0
NHH UMS category B | 0 | 0 | 0
NHH UMS category C | 0 | 0 | 0
NHH UMS category D | 0 | 0 | 0
LV UMS (Pseudo HH Metered) | 0 | 0 | 0
LV Generation NHH or Aggregate HH | 0 | 0 | 0
LV Sub Generation NHH | 0 | 0 | 0
LV Generation Intermittent | 0 | 0 | 0
LV Generation Non-Intermittent | 0 | 0 | 0
LV Sub Generation Intermittent | 0 | 0 | 0
LV Sub Generation Non-Intermittent | 0 | 0 | 0
HV Generation Intermittent | 0 | 0 | 0
HV Generation Non-Intermittent | 0 | 0 | 0

## Loads
Load characteristics for WPD East Midlands in April 15 (DCP179)
This sheet compiles information about the assumed characteristics of network users.
A load factor represents the average load of a user or user group, relative to the maximum load level of that user or
user group. Load factors are numbers between 0 and 1.
A coincidence factor represents the expectation value of the load of a user or user group at the time of system maximum load,
relative to the maximum load level of that user or user group. Coincidence factors are numbers between 0 and 1.
A load coefficient is the expectation value of the load of a user or user group at the time of system maximum load, relative to the average load level of that user or user group.
For demand users, the load coefficient is a demand coefficient and can be calculated as the ratio of the coincidence factor to the load factor.
2301. Demand coefficient (load at time of system maximum load divided by average load)
Data sources:
x1 = 1041. Coincidence factor to system maximum load for each type of demand user (in Load profile data for demand users)
x2 = 1041. Load factor for each type of demand user (in Load profile data for demand users)
Calculation =x1/x2
Demand coefficient
Domestic Unrestricted | 2.1472
Domestic Two Rate | 1.7383
Domestic Off Peak (related MPAN) | 0
Small Non Domestic Unrestricted | 1.6274
Small Non Domestic Two Rate | 1.4151
Small Non Domestic Off Peak (related MPAN) | 0
LV Medium Non-Domestic | 1.4887
LV Sub Medium Non-Domestic | 1.4887
HV Medium Non-Domestic | 1.4777
LV Network Domestic | 2.0001
LV Network Non-Domestic Non-CT | 1.5132
LV HH Metered | 1.4295
LV Sub HH Metered | 1.4295
HV HH Metered | 1.1774
NHH UMS category A | 1
NHH UMS category B | 2.114
NHH UMS category C | 3.973
NHH UMS category D | 0.037187
LV UMS (Pseudo HH Metered) | 2.0667
2302. Load coefficient
Data sources:
x1 = 2301. Demand coefficient (load at time of system maximum load divided by average load)
x2 = Negative of generation coefficient; set to -1
Combine tables = x1 or x2
Load coefficient
Domestic Unrestricted | 2.1472
Domestic Two Rate | 1.7383
Domestic Off Peak (related MPAN) | 0
Small Non Domestic Unrestricted | 1.6274
Small Non Domestic Two Rate | 1.4151
Small Non Domestic Off Peak (related MPAN) | 0
LV Medium Non-Domestic | 1.4887
LV Sub Medium Non-Domestic | 1.4887
HV Medium Non-Domestic | 1.4777
LV Network Domestic | 2.0001
LV Network Non-Domestic Non-CT | 1.5132
LV HH Metered | 1.4295
LV Sub HH Metered | 1.4295
HV HH Metered | 1.1774
NHH UMS category A | 1
NHH UMS category B | 2.114
NHH UMS category C | 3.973
NHH UMS category D | 0.037187
LV UMS (Pseudo HH Metered) | 2.0667
LV Generation NHH or Aggregate HH | -1
LV Sub Generation NHH | -1
LV Generation Intermittent | -1
LV Generation Non-Intermittent | -1
LV Sub Generation Intermittent | -1
LV Sub Generation Non-Intermittent | -1
HV Generation Intermittent | -1
HV Generation Non-Intermittent | -1
2303. Discount map
| No discount | LDNO LV: LV user | LDNO HV: LV user | LDNO HV: LV sub user | LDNO HV: HV user
> Domestic Unrestricted
Domestic Unrestricted | 1 | 0 | 0 | 0 | 0
LDNO LV: Domestic Unrestricted | 0 | 1 | 0 | 0 | 0
LDNO HV: Domestic Unrestricted | 0 | 0 | 1 | 0 | 0
> Domestic Two Rate
Domestic Two Rate | 1 | 0 | 0 | 0 | 0
LDNO LV: Domestic Two Rate | 0 | 1 | 0 | 0 | 0
LDNO HV: Domestic Two Rate | 0 | 0 | 1 | 0 | 0
> Domestic Off Peak (related MPAN)
Domestic Off Peak (related MPAN) | 1 | 0 | 0 | 0 | 0
LDNO LV: Domestic Off Peak (related MPAN) | 0 | 1 | 0 | 0 | 0
LDNO HV: Domestic Off Peak (related MPAN) | 0 | 0 | 1 | 0 | 0
> Small Non Domestic Unrestricted
Small Non Domestic Unrestricted | 1 | 0 | 0 | 0 | 0
LDNO LV: Small Non Domestic Unrestricted | 0 | 1 | 0 | 0 | 0
LDNO HV: Small Non Domestic Unrestricted | 0 | 0 | 1 | 0 | 0
> Small Non Domestic Two Rate
Small Non Domestic Two Rate | 1 | 0 | 0 | 0 | 0
LDNO LV: Small Non Domestic Two Rate | 0 | 1 | 0 | 0 | 0
LDNO HV: Small Non Domestic Two Rate | 0 | 0 | 1 | 0 | 0
> Small Non Domestic Off Peak (related MPAN)
Small Non Domestic Off Peak (related MPAN) | 1 | 0 | 0 | 0 | 0
LDNO LV: Small Non Domestic Off Peak (related MPAN) | 0 | 1 | 0 | 0 | 0
LDNO HV: Small Non Domestic Off Peak (related MPAN) | 0 | 0 | 1 | 0 | 0
> LV Medium Non-Domestic
LV Medium Non-Domestic | 1 | 0 | 0 | 0 | 0
LDNO LV: LV Medium Non-Domestic | 0 | 1 | 0 | 0 | 0
LDNO HV: LV Medium Non-Domestic | 0 | 0 | 1 | 0 | 0
> LV Sub Medium Non-Domestic
LV Sub Medium Non-Domestic | 1 | 0 | 0 | 0 | 0
> HV Medium Non-Domestic
HV Medium Non-Domestic | 1 | 0 | 0 | 0 | 0
> LV Network Domestic
LV Network Domestic | 1 | 0 | 0 | 0 | 0
LDNO LV: LV Network Domestic | 0 | 1 | 0 | 0 | 0
LDNO HV: LV Network Domestic | 0 | 0 | 1 | 0 | 0
> LV Network Non-Domestic Non-CT
LV Network Non-Domestic Non-CT | 1 | 0 | 0 | 0 | 0
LDNO LV: LV Network Non-Domestic Non-CT | 0 | 1 | 0 | 0 | 0
LDNO HV: LV Network Non-Domestic Non-CT | 0 | 0 | 1 | 0 | 0
> LV HH Metered
LV HH Metered | 1 | 0 | 0 | 0 | 0
LDNO LV: LV HH Metered | 0 | 1 | 0 | 0 | 0
LDNO HV: LV HH Metered | 0 | 0 | 1 | 0 | 0
> LV Sub HH Metered
LV Sub HH Metered | 1 | 0 | 0 | 0 | 0
LDNO HV: LV Sub HH Metered | 0 | 0 | 0 | 1 | 0
> HV HH Metered
HV HH Metered | 1 | 0 | 0 | 0 | 0
LDNO HV: HV HH Metered | 0 | 0 | 0 | 0 | 1
> NHH UMS category A
NHH UMS category A | 1 | 0 | 0 | 0 | 0
LDNO LV: NHH UMS category A | 0 | 1 | 0 | 0 | 0
LDNO HV: NHH UMS category A | 0 | 0 | 1 | 0 | 0
> NHH UMS category B
NHH UMS category B | 1 | 0 | 0 | 0 | 0
LDNO LV: NHH UMS category B | 0 | 1 | 0 | 0 | 0
LDNO HV: NHH UMS category B | 0 | 0 | 1 | 0 | 0
> NHH UMS category C
NHH UMS category C | 1 | 0 | 0 | 0 | 0
LDNO LV: NHH UMS category C | 0 | 1 | 0 | 0 | 0
LDNO HV: NHH UMS category C | 0 | 0 | 1 | 0 | 0
> NHH UMS category D
NHH UMS category D | 1 | 0 | 0 | 0 | 0
LDNO LV: NHH UMS category D | 0 | 1 | 0 | 0 | 0
LDNO HV: NHH UMS category D | 0 | 0 | 1 | 0 | 0
> LV UMS (Pseudo HH Metered)
LV UMS (Pseudo HH Metered) | 1 | 0 | 0 | 0 | 0
LDNO LV: LV UMS (Pseudo HH Metered) | 0 | 1 | 0 | 0 | 0
LDNO HV: LV UMS (Pseudo HH Metered) | 0 | 0 | 1 | 0 | 0
> LV Generation NHH or Aggregate HH
LV Generation NHH or Aggregate HH | 1 | 0 | 0 | 0 | 0
LDNO LV: LV Generation NHH or Aggregate HH | 1 | 0 | 0 | 0 | 0
LDNO HV: LV Generation NHH or Aggregate HH | 1 | 0 | 0 | 0 | 0
> LV Sub Generation NHH
LV Sub Generation NHH | 1 | 0 | 0 | 0 | 0
LDNO HV: LV Sub Generation NHH | 1 | 0 | 0 | 0 | 0
> LV Generation Intermittent
LV Generation Intermittent | 1 | 0 | 0 | 0 | 0
LDNO LV: LV Generation Intermittent | 1 | 0 | 0 | 0 | 0
LDNO HV: LV Generation Intermittent | 1 | 0 | 0 | 0 | 0
> LV Generation Non-Intermittent
LV Generation Non-Intermittent | 1 | 0 | 0 | 0 | 0
LDNO LV: LV Generation Non-Intermittent | 1 | 0 | 0 | 0 | 0
LDNO HV: LV Generation Non-Intermittent | 1 | 0 | 0 | 0 | 0
> LV Sub Generation Intermittent
LV Sub Generation Intermittent | 1 | 0 | 0 | 0 | 0
LDNO HV: LV Sub Generation Intermittent | 1 | 0 | 0 | 0 | 0
> LV Sub Generation Non-Intermittent
LV Sub Generation Non-Intermittent | 1 | 0 | 0 | 0 | 0
LDNO HV: LV Sub Generation Non-Intermittent | 1 | 0 | 0 | 0 | 0
> HV Generation Intermittent
HV Generation Intermittent | 1 | 0 | 0 | 0 | 0
LDNO HV: HV Generation Intermittent | 1 | 0 | 0 | 0 | 0
> HV Generation Non-Intermittent
HV Generation Non-Intermittent | 1 | 0 | 0 | 0 | 0
LDNO HV: HV Generation Non-Intermittent | 1 | 0 | 0 | 0 | 0
2304. LDNO discounts and volumes adjusted for discount
Data sources:
x1 = 2303. Discount map
x2 = 1037. Embedded network (LDNO) discounts
x3 = 100 per cent discount for generators on LDNO networks
x4 = Discount for each tariff (except for fixed charges) (in LDNO discounts and volumes adjusted for discount)
x5 = 1053. Rate 1 units (MWh) by tariff (in Volume forecasts for the charging year)
x6 = 1053. Rate 2 units (MWh) by tariff (in Volume forecasts for the charging year)
x7 = 1053. Rate 3 units (MWh) by tariff (in Volume forecasts for the charging year)
x8 = 1053. MPANs by tariff (in Volume forecasts for the charging year)
x9 = Discount for each tariff for fixed charges only (in LDNO discounts and volumes adjusted for discount)
x10 = 1053. Import capacity (kVA) by tariff (in Volume forecasts for the charging year)
x11 = 1053. Reactive power units (MVArh) by tariff (in Volume forecasts for the charging year)
Kind: | Sum-product calculation | Combine tables | Calculation | Calculation | Calculation | Calculation | Calculation | Calculation
Formula: | =SUMPRODUCT(x1, x2) | = x3 or x4 | =x5*(1-x4) | =x6*(1-x4) | =x7*(1-x4) | =x8*(1-x9) | =x10*(1-x4) | =x11*(1-x4)
| Discount for each tariff (except for fixed charges) | Discount for each tariff for fixed charges only | Rate 1 units (MWh) | Rate 2 units (MWh) | Rate 3 units (MWh) | MPANs | Import capacity (kVA) | Reactive power units (MVArh)
> Domestic Unrestricted
Domestic Unrestricted | 0% | 0% | 5189053.6584 | 0 | 0 | 1502720 | 0 | 0
LDNO LV: Domestic Unrestricted | 29.06% | 29.06% | 36771.5314 | 0 | 0 | 11499.4184 | 0 | 0
LDNO HV: Domestic Unrestricted | 47.96% | 47.96% | 34618.2951 | 0 | 0 | 10596.9405 | 0 | 0
> Domestic Two Rate
Domestic Two Rate | 0% | 0% | 2831818.4668 | 1330020.0844 | 0 | 902930 | 0 | 0
LDNO LV: Domestic Two Rate | 29.06% | 29.06% | 2370.1538 | 683.0093 | 0 | 668.9668 | 0 | 0
LDNO HV: Domestic Two Rate | 47.96% | 47.96% | 2629.0923 | 827.067 | 0 | 755.0658 | 0 | 0
> Domestic Off Peak (related MPAN)
Domestic Off Peak (related MPAN) | 0% | 0% | 149489.9397 | 0 | 0 | 36798 | 0 | 0
LDNO LV: Domestic Off Peak (related MPAN) | 29.06% | 29.06% | 0 | 0 | 0 | 0 | 0 | 0
LDNO HV: Domestic Off Peak (related MPAN) | 47.96% | 47.96% | 0 | 0 | 0 | 0 | 0 | 0
> Small Non Domestic Unrestricted
Small Non Domestic Unrestricted | 0% | 0% | 1119429.2075 | 0 | 0 | 94423 | 0 | 0
LDNO LV: Small Non Domestic Unrestricted | 29.06% | 29.06% | 2266.352 | 0 | 0 | 281.6329 | 0 | 0
LDNO HV: Small Non Domestic Unrestricted | 47.96% | 47.96% | 3700.1713 | 0 | 0 | 278.9216 | 0 | 0
> Small Non Domestic Two Rate
Small Non Domestic Two Rate | 0% | 0% | 1568134.0522 | 502478.5767 | 0 | 81818 | 0 | 0
LDNO LV: Small Non Domestic Two Rate | 29.06% | 29.06% | 146.3125 | 54.7518 | 0 | 3.547 | 0 | 0
LDNO HV: Small Non Domestic Two Rate | 47.96% | 47.96% | 376.4401 | 91.3019 | 0 | 14.0502 | 0 | 0
> Small Non Domestic Off Peak (related MPAN)
Small Non Domestic Off Peak (related MPAN) | 0% | 0% | 5440.1915 | 0 | 0 | 710 | 0 | 0
LDNO LV: Small Non Domestic Off Peak (related MPAN) | 29.06% | 29.06% | 0 | 0 | 0 | 0 | 0 | 0
LDNO HV: Small Non Domestic Off Peak (related MPAN) | 47.96% | 47.96% | 0 | 0 | 0 | 0 | 0 | 0
> LV Medium Non-Domestic
LV Medium Non-Domestic | 0% | 0% | 708075.9268 | 180624.2842 | 0 | 8226 | 0 | 0
LDNO LV: LV Medium Non-Domestic | 29.06% | 29.06% | 327.0536 | 85.0158 | 0 | 7.094 | 0 | 0
LDNO HV: LV Medium Non-Domestic | 47.96% | 47.96% | 1786.8655 | 448.8951 | 0 | 26.0188 | 0 | 0
> LV Sub Medium Non-Domestic
LV Sub Medium Non-Domestic | 0% | 0% | 0 | 0 | 0 | 0 | 0 | 0
> HV Medium Non-Domestic
HV Medium Non-Domestic | 0% | 0% | 20007.8938 | 5519.7174 | 0 | 155 | 0 | 0
> LV Network Domestic
LV Network Domestic | 0% | 0% | 0 | 0 | 0 | 0 | 0 | 0
LDNO LV: LV Network Domestic | 29.06% | 29.06% | 0 | 0 | 0 | 0 | 0 | 0
LDNO HV: LV Network Domestic | 47.96% | 47.96% | 0 | 0 | 0 | 0 | 0 | 0
> LV Network Non-Domestic Non-CT
LV Network Non-Domestic Non-CT | 0% | 0% | 0 | 0 | 0 | 0 | 0 | 0
LDNO LV: LV Network Non-Domestic Non-CT | 29.06% | 29.06% | 0 | 0 | 0 | 0 | 0 | 0
LDNO HV: LV Network Non-Domestic Non-CT | 47.96% | 47.96% | 0 | 0 | 0 | 0 | 0 | 0
> LV HH Metered
LV HH Metered | 0% | 0% | 325248.2262 | 1277746.5129 | 1380524.5917 | 8177 | 1553000 | 350317.032
LDNO LV: LV HH Metered | 29.06% | 29.06% | 450.246 | 1755.6624 | 1869.8379 | 14.1881 | 2837.611 | 275.8321
LDNO HV: LV HH Metered | 47.96% | 47.96% | 4625.1124 | 17423.7116 | 22043.0418 | 105.116 | 36426.3325 | 3180.8197
> LV Sub HH Metered
LV Sub HH Metered | 0% | 0% | 6983.8063 | 26762.746 | 32262.2048 | 96 | 46000 | 5734.025
LDNO HV: LV Sub HH Metered | 25.65% | 25.65% | 0 | 0 | 0 | 0 | 0 | 0
> HV HH Metered
HV HH Metered | 0% | 0% | 782922.2844 | 2998429.0699 | 4132521.5714 | 2929 | 2680000 | 740677.502
LDNO HV: HV HH Metered | 16.04% | 16.04% | 3198.2289 | 12048.3597 | 15242.5902 | 5.8773 | 9235.7917 | 2495.5999
> NHH UMS category A
NHH UMS category A | 0% | 0% | 52421.2244 | 0 | 0 | 1418 | 0 | 0
LDNO LV: NHH UMS category A | 29.06% | 29.06% | 199.5903 | 0 | 0 | 0 | 0 | 0
LDNO HV: NHH UMS category A | 47.96% | 47.96% | 99.1671 | 0 | 0 | 0 | 0 | 0
> NHH UMS category B
NHH UMS category B | 0% | 0% | 23374.4091 | 0 | 0 | 1167 | 0 | 0
LDNO LV: NHH UMS category B | 29.06% | 29.06% | 96.9157 | 0 | 0 | 0 | 0 | 0
LDNO HV: NHH UMS category B | 47.96% | 47.96% | 243.124 | 0 | 0 | 0 | 0 | 0
> NHH UMS category C
NHH UMS category C | 0% | 0% | 381.6382 | 0 | 0 | 159 | 0 | 0
LDNO LV: NHH UMS category C | 29.06% | 29.06% | 0 | 0 | 0 | 0 | 0 | 0
LDNO HV: NHH UMS category C | 47.96% | 47.96% | 0 | 0 | 0 | 0 | 0 | 0
> NHH UMS category D
NHH UMS category D | 0% | 0% | 9513.7048 | 0 | 0 | 257 | 0 | 0
LDNO LV: NHH UMS category D | 29.06% | 29.06% | 0 | 0 | 0 | 0 | 0 | 0
LDNO HV: NHH UMS category D | 47.96% | 47.96% | 0 | 0 | 0 | 0 | 0 | 0
> LV UMS (Pseudo HH Metered)
LV UMS (Pseudo HH Metered) | 0% | 0% | 13660.3453 | 31428.326 | 218801.6595 | 18 | 0 | 0
LDNO LV: LV UMS (Pseudo HH Metered) | 29.06% | 29.06% | 0 | 0 | 0 | 0 | 0 | 0
LDNO HV: LV UMS (Pseudo HH Metered) | 47.96% | 47.96% | 0 | 0 | 0 | 0 | 0 | 0
> LV Generation NHH or Aggregate HH
LV Generation NHH or Aggregate HH | 0% | 0% | 1355.4925 | 0 | 0 | 115 | 0 | 0
LDNO LV: LV Generation NHH or Aggregate HH | 0% | 100% | 29.6625 | 0 | 0 | 0 | 0 | 0
LDNO HV: LV Generation NHH or Aggregate HH | 0% | 100% | 0 | 0 | 0 | 0 | 0 | 0
> LV Sub Generation NHH
LV Sub Generation NHH | 0% | 0% | 0 | 0 | 0 | 0 | 0 | 0
LDNO HV: LV Sub Generation NHH | 0% | 100% | 0 | 0 | 0 | 0 | 0 | 0
> LV Generation Intermittent
LV Generation Intermittent | 0% | 0% | 26187.0171 | 0 | 0 | 187 | 0 | 1118.03
LDNO LV: LV Generation Intermittent | 0% | 100% | 0 | 0 | 0 | 0 | 0 | 0
LDNO HV: LV Generation Intermittent | 0% | 100% | 0 | 0 | 0 | 0 | 0 | 0
> LV Generation Non-Intermittent
LV Generation Non-Intermittent | 0% | 0% | 509.3711 | 2346.6281 | 2788.6198 | 70 | 0 | 640.065
LDNO LV: LV Generation Non-Intermittent | 0% | 100% | 0 | 0 | 0 | 0 | 0 | 0
LDNO HV: LV Generation Non-Intermittent | 0% | 100% | 0 | 0 | 0 | 0 | 0 | 0
> LV Sub Generation Intermittent
LV Sub Generation Intermittent | 0% | 0% | 95.5954 | 0 | 0 | 4 | 0 | 39.585
LDNO HV: LV Sub Generation Intermittent | 0% | 100% | 0 | 0 | 0 | 0 | 0 | 0
> LV Sub Generation Non-Intermittent
LV Sub Generation Non-Intermittent | 0% | 0% | 149.734 | 514.99 | 1004.095 | 1 | 0 | 0.146
LDNO HV: LV Sub Generation Non-Intermittent | 0% | 100% | 0 | 0 | 0 | 0 | 0 | 0
> HV Generation Intermittent
HV Generation Intermittent | 0% | 0% | 71660.6733 | 0 | 0 | 40 | 0 | 1748.776
LDNO HV: HV Generation Intermittent | 0% | 100% | 5.0785 | 0 | 0 | 0 | 0 | 0
> HV Generation Non-Intermittent
HV Generation Non-Intermittent | 0% | 0% | 57153.7108 | 188029.3159 | 362228.2037 | 160 | 0 | 2492.372
LDNO HV: HV Generation Non-Intermittent | 0% | 100% | 0 | 0 | 0 | 0 | 0 | 0
2305. Equivalent volume for each end user
Data sources:
x1 = 2304. Rate 1 units (MWh) (in LDNO discounts and volumes adjusted for discount)
x2 = 2304. Rate 2 units (MWh) (in LDNO discounts and volumes adjusted for discount)
x3 = 2304. Rate 3 units (MWh) (in LDNO discounts and volumes adjusted for discount)
x4 = 2304. MPANs (in LDNO discounts and volumes adjusted for discount)
x5 = 2304. Import capacity (kVA) (in LDNO discounts and volumes adjusted for discount)
x6 = 2304. Reactive power units (MVArh) (in LDNO discounts and volumes adjusted for discount)
Kind: | Cell summation | Cell summation | Cell summation | Cell summation | Cell summation | Cell summation
Formula: | =SUM(x1) | =SUM(x2) | =SUM(x3) | =SUM(x4) | =SUM(x5) | =SUM(x6)
| Rate 1 units (MWh) | Rate 2 units (MWh) | Rate 3 units (MWh) | MPANs | Import capacity (kVA) | Reactive power units (MVArh)
Domestic Unrestricted | 5260443.4848 | 0 | 0 | 1524816.3589 | 0 | 0
Domestic Two Rate | 2836817.7129 | 1331530.1607 | 0 | 904354.0326 | 0 | 0
Domestic Off Peak (related MPAN) | 149489.9397 | 0 | 0 | 36798 | 0 | 0
Small Non Domestic Unrestricted | 1125395.7308 | 0 | 0 | 94983.5545 | 0 | 0
Small Non Domestic Two Rate | 1568656.8049 | 502624.6304 | 0 | 81835.5972 | 0 | 0
Small Non Domestic Off Peak (related MPAN) | 5440.1915 | 0 | 0 | 710 | 0 | 0
LV Medium Non-Domestic | 710189.8459 | 181158.1951 | 0 | 8259.1128 | 0 | 0
LV Sub Medium Non-Domestic | 0 | 0 | 0 | 0 | 0 | 0
HV Medium Non-Domestic | 20007.8938 | 5519.7174 | 0 | 155 | 0 | 0
LV Network Domestic | 0 | 0 | 0 | 0 | 0 | 0
LV Network Non-Domestic Non-CT | 0 | 0 | 0 | 0 | 0 | 0
LV HH Metered | 330323.5846 | 1296925.8869 | 1404437.4714 | 8296.304 | 1592263.9435 | 353773.6838
LV Sub HH Metered | 6983.8063 | 26762.746 | 32262.2048 | 96 | 46000 | 5734.025
HV HH Metered | 786120.5133 | 3010477.4296 | 4147764.1616 | 2934.8773 | 2689235.7917 | 743173.1019
NHH UMS category A | 52719.9817 | 0 | 0 | 1418 | 0 | 0
NHH UMS category B | 23714.4489 | 0 | 0 | 1167 | 0 | 0
NHH UMS category C | 381.6382 | 0 | 0 | 159 | 0 | 0
NHH UMS category D | 9513.7048 | 0 | 0 | 257 | 0 | 0
LV UMS (Pseudo HH Metered) | 13660.3453 | 31428.326 | 218801.6595 | 18 | 0 | 0
LV Generation NHH or Aggregate HH | 1385.1551 | 0 | 0 | 115 | 0 | 0
LV Sub Generation NHH | 0 | 0 | 0 | 0 | 0 | 0
LV Generation Intermittent | 26187.0171 | 0 | 0 | 187 | 0 | 1118.03
LV Generation Non-Intermittent | 509.3711 | 2346.6281 | 2788.6198 | 70 | 0 | 640.065
LV Sub Generation Intermittent | 95.5954 | 0 | 0 | 4 | 0 | 39.585
LV Sub Generation Non-Intermittent | 149.734 | 514.99 | 1004.095 | 1 | 0 | 0.146
HV Generation Intermittent | 71665.7517 | 0 | 0 | 40 | 0 | 1748.776
HV Generation Non-Intermittent | 57153.7108 | 188029.3159 | 362228.2037 | 160 | 0 | 2492.372

## Multi
Load characteristics for multiple unit rates for WPD East Midlands in April 15 (DCP179)
2401. Adjust annual hours by distribution time band to match days in year
Data sources:
x1 = 1068. Typical annual hours by distribution time band
x2 = 1010. Days in the charging year (in Financial and general assumptions)
x3 = Total hours in the year according to time band hours input data (in Adjust annual hours by distribution time band to match days in year)
Kind: | Cell summation | Calculation
Formula: | =SUM(x1) | =x1*24*x2/x3
Annual hours by distribution time band (reconciled to days in year)
| Hours aggregate | Red | Amber | Green
Adjust annual hours by distribution time band to match days in year | 8784 | 786 | 2751 | 5247
2402. Normalisation of split of rate 1 units by time band
Data sources:
x1 = 1061. Average split of rate 1 units by distribution time band
x2 = Total split (in Normalisation of split of rate 1 units by time band)
x3 = 2401. Annual hours by distribution time band (reconciled to days in year) (in Adjust annual hours by distribution time band to match days in year)
x4 = 1010. Days in the charging year (in Financial and general assumptions)
Kind: | Cell summation | Calculation
Formula: | =SUM(x1) | =IF(x2,x1/x2,x3/x4/24)
Normalised split of rate 1 units by distribution time band
| Total split | Red | Amber | Green
Domestic Unrestricted | 100% | 15.13% | 41.57% | 43.3%
Domestic Two Rate | 100% | 14.89% | 41.3% | 43.81%
Domestic Off Peak (related MPAN) | 100% | 4.096% | 32.16% | 63.75%
Small Non Domestic Unrestricted | 100% | 13.27% | 58.97% | 27.76%
Small Non Domestic Two Rate | 100% | 12.57% | 51.24% | 36.19%
Small Non Domestic Off Peak (related MPAN) | 100% | 1.654% | 18.84% | 79.5%
LV Medium Non-Domestic | 100% | 13.54% | 52.71% | 33.75%
LV Sub Medium Non-Domestic | 100% | 13.47% | 52.91% | 33.62%
HV Medium Non-Domestic | 100% | 13.47% | 54.46% | 32.08%
2403. Split of rate 1 units between distribution time bands
Data sources:
x1 = 2402. Normalised split of rate 1 units by distribution time band (in Normalisation of split of rate 1 units by time band)
x2 = Split of rate 1 units between distribution time bands (default)
Combine tables = x1 or x2
| Red | Amber | Green
Domestic Unrestricted | 15.13% | 41.57% | 43.3%
Domestic Two Rate | 14.89% | 41.3% | 43.81%
Domestic Off Peak (related MPAN) | 4.096% | 32.16% | 63.75%
Small Non Domestic Unrestricted | 13.27% | 58.97% | 27.76%
Small Non Domestic Two Rate | 12.57% | 51.24% | 36.19%
Small Non Domestic Off Peak (related MPAN) | 1.654% | 18.84% | 79.5%
LV Medium Non-Domestic | 13.54% | 52.71% | 33.75%
LV Sub Medium Non-Domestic | 13.47% | 52.91% | 33.62%
HV Medium Non-Domestic | 13.47% | 54.46% | 32.08%
LV Network Domestic | 100% | 0% | 0%
LV Network Non-Domestic Non-CT | 100% | 0% | 0%
LV HH Metered | 100% | 0% | 0%
LV Sub HH Metered | 100% | 0% | 0%
HV HH Metered | 100% | 0% | 0%
LV Generation Non-Intermittent | 100% | 0% | 0%
LV Sub Generation Non-Intermittent | 100% | 0% | 0%
HV Generation Non-Intermittent | 100% | 0% | 0%
2404. Normalisation of split of rate 2 units by time band
Data sources:
x1 = 1062. Average split of rate 2 units by distribution time band
x2 = Total split (in Normalisation of split of rate 2 units by time band)
x3 = 2401. Annual hours by distribution time band (reconciled to days in year) (in Adjust annual hours by distribution time band to match days in year)
x4 = 1010. Days in the charging year (in Financial and general assumptions)
Kind: | Cell summation | Calculation
Formula: | =SUM(x1) | =IF(x2,x1/x2,x3/x4/24)
Normalised split of rate 2 units by distribution time band
| Total split | Red | Amber | Green
Domestic Two Rate | 100% | 0% | 0% | 100%
Small Non Domestic Two Rate | 100% | 0% | 0% | 100%
LV Medium Non-Domestic | 100% | 0% | 0% | 100%
LV Sub Medium Non-Domestic | 100% | 0% | 0% | 100%
HV Medium Non-Domestic | 100% | 0% | 0% | 100%
2405. Split of rate 2 units between distribution time bands
Data sources:
x1 = 2404. Normalised split of rate 2 units by distribution time band (in Normalisation of split of rate 2 units by time band)
x2 = Split of rate 2 units between distribution time bands (default)
Combine tables = x1 or x2
| Red | Amber | Green
Domestic Two Rate | 0% | 0% | 100%
Small Non Domestic Two Rate | 0% | 0% | 100%
LV Medium Non-Domestic | 0% | 0% | 100%
LV Sub Medium Non-Domestic | 0% | 0% | 100%
HV Medium Non-Domestic | 0% | 0% | 100%
LV Network Domestic | 0% | 100% | 0%
LV Network Non-Domestic Non-CT | 0% | 100% | 0%
LV HH Metered | 0% | 100% | 0%
LV Sub HH Metered | 0% | 100% | 0%
HV HH Metered | 0% | 100% | 0%
LV Generation Non-Intermittent | 0% | 100% | 0%
LV Sub Generation Non-Intermittent | 0% | 100% | 0%
HV Generation Non-Intermittent | 0% | 100% | 0%
2406. Split of rate 3 units between distribution time bands (default)
| Red | Amber | Green
LV Network Domestic | 0% | 0% | 100%
LV Network Non-Domestic Non-CT | 0% | 0% | 100%
LV HH Metered | 0% | 0% | 100%
LV Sub HH Metered | 0% | 0% | 100%
HV HH Metered | 0% | 0% | 100%
LV Generation Non-Intermittent | 0% | 0% | 100%
LV Sub Generation Non-Intermittent | 0% | 0% | 100%
HV Generation Non-Intermittent | 0% | 0% | 100%
2407. All units (MWh)
Data sources:
x1 = 2305. Rate 1 units (MWh) (in Equivalent volume for each end user)
x2 = 2305. Rate 2 units (MWh) (in Equivalent volume for each end user)
x3 = 2305. Rate 3 units (MWh) (in Equivalent volume for each end user)
Calculation =x1+x2+x3
All units (MWh)
Domestic Unrestricted | 5260443.4848
Domestic Two Rate | 4168347.8735
Domestic Off Peak (related MPAN) | 149489.9397
Small Non Domestic Unrestricted | 1125395.7308
Small Non Domestic Two Rate | 2071281.4353
Small Non Domestic Off Peak (related MPAN) | 5440.1915
LV Medium Non-Domestic | 891348.041
LV Sub Medium Non-Domestic | 0
HV Medium Non-Domestic | 25527.6113
LV Network Domestic | 0
LV Network Non-Domestic Non-CT | 0
LV HH Metered | 3031686.9429
LV Sub HH Metered | 66008.7571
HV HH Metered | 7944362.1045
NHH UMS category A | 52719.9817
NHH UMS category B | 23714.4489
NHH UMS category C | 381.6382
NHH UMS category D | 9513.7048
LV UMS (Pseudo HH Metered) | 263890.3308
LV Generation NHH or Aggregate HH | 1385.1551
LV Sub Generation NHH | 0
LV Generation Intermittent | 26187.0171
LV Generation Non-Intermittent | 5644.6191
LV Sub Generation Intermittent | 95.5954
LV Sub Generation Non-Intermittent | 1668.819
HV Generation Intermittent | 71665.7517
HV Generation Non-Intermittent | 607411.2304
2408. Calculation of implied load coefficients for one-rate users
Data sources:
x1 = 2407. All units (MWh)
x2 = 2305. Rate 1 units (MWh) (in Equivalent volume for each end user)
x3 = 2403. Split of rate 1 units between distribution time bands
x4 = 2401. Annual hours by distribution time band (reconciled to days in year) (in Adjust annual hours by distribution time band to match days in year)
x5 = Use of distribution time bands by units in demand forecast for one-rate tariffs (in Calculation of implied load coefficients for one-rate users)
x6 = 1010. Days in the charging year (in Financial and general assumptions)
Kind: | Calculation |  |  | Calculation
Formula: | =IF(x1>0,(x2*x3)/x1,0) |  |  | =IF(x4>0,x5*x6*24/x4,0)
Use of distribution time bands by units in demand forecast for one-rate tariffs
| Red | Amber | Green | Peak band load coefficient for one-rate tariffs
Domestic Unrestricted | 15.13% | 41.57% | 43.3% | 1.6909
Small Non Domestic Unrestricted | 13.27% | 58.97% | 27.76% | 1.4832
2409. Calculation of implied load coefficients for two-rate users
Data sources:
x1 = 2407. All units (MWh)
x2 = 2305. Rate 1 units (MWh) (in Equivalent volume for each end user)
x3 = 2403. Split of rate 1 units between distribution time bands
x4 = 2305. Rate 2 units (MWh) (in Equivalent volume for each end user)
x5 = 2405. Split of rate 2 units between distribution time bands
x6 = 2401. Annual hours by distribution time band (reconciled to days in year) (in Adjust annual hours by distribution time band to match days in year)
x7 = Use of distribution time bands by units in demand forecast for two-rate tariffs (in Calculation of implied load coefficients for two-rate users)
x8 = 1010. Days in the charging year (in Financial and general assumptions)
Kind: | Calculation |  |  | Calculation
Formula: | =IF(x1>0,(x2*x3+x4*x5)/x1,0) |  |  | =IF(x6>0,x7*x8*24/x6,0)
Use of distribution time bands by units in demand forecast for two-rate tariffs
| Red | Amber | Green | Peak band load coefficient for two-rate tariffs
Domestic Two Rate | 10.14% | 28.11% | 61.76% | 1.1327
Small Non Domestic Two Rate | 9.521% | 38.81% | 51.67% | 1.0641
LV Medium Non-Domestic | 10.79% | 42% | 47.21% | 1.206
LV Sub Medium Non-Domestic | 0% | 0% | 0% | 0
HV Medium Non-Domestic | 10.56% | 42.68% | 46.76% | 1.1797
2410. Calculation of implied load coefficients for three-rate users
Data sources:
x1 = 2407. All units (MWh)
x2 = 2305. Rate 1 units (MWh) (in Equivalent volume for each end user)
x3 = 2403. Split of rate 1 units between distribution time bands
x4 = 2305. Rate 2 units (MWh) (in Equivalent volume for each end user)
x5 = 2405. Split of rate 2 units between distribution time bands
x6 = 2305. Rate 3 units (MWh) (in Equivalent volume for each end user)
x7 = 2406. Split of rate 3 units between distribution time bands (default)
x8 = 2401. Annual hours by distribution time band (reconciled to days in year) (in Adjust annual hours by distribution time band to match days in year)
x9 = Use of distribution time bands by units in demand forecast for three-rate tariffs (in Calculation of implied load coefficients for three-rate users)
x10 = 1010. Days in the charging year (in Financial and general assumptions)
Kind: | Calculation |  |  | Calculation
Formula: | =IF(x1>0,(x2*x3+x4*x5+x6*x7)/x1,0) |  |  | =IF(x8>0,x9*x10*24/x8,0)
Use of distribution time bands by units in demand forecast for three-rate tariffs
| Red | Amber | Green | Peak band load coefficient for three-rate tariffs
LV Network Domestic | 0% | 0% | 0% | 0
LV Network Non-Domestic Non-CT | 0% | 0% | 0% | 0
LV HH Metered | 10.9% | 42.78% | 46.33% | 1.2177
LV Sub HH Metered | 10.58% | 40.54% | 48.88% | 1.1824
HV HH Metered | 9.895% | 37.89% | 52.21% | 1.1059
2411. Calculation of adjusted time band load coefficients
Data sources:
x1 = 2408. Peak band load coefficient for one-rate tariffs (in Calculation of implied load coefficients for one-rate users)
x2 = 2409. Peak band load coefficient for two-rate tariffs (in Calculation of implied load coefficients for two-rate users)
x3 = 2410. Peak band load coefficient for three-rate tariffs (in Calculation of implied load coefficients for three-rate users)
x4 = Peak band load coefficient (in Calculation of adjusted time band load coefficients)
x5 = 2302. Load coefficient
Kind: | Combine tables | Calculation
Formula: | = x1 or x2 or x3 | =IF(x4<>0,x5/x4,IF(x5<0,-1,1))
| Peak band load coefficient | Load coefficient correction factor (kW at peak in band / band average kW)
Domestic Unrestricted | 1.6909 | 1.2699
Domestic Two Rate | 1.1327 | 1.5346
Domestic Off Peak (related MPAN) |  | 1
Small Non Domestic Unrestricted | 1.4832 | 1.0972
Small Non Domestic Two Rate | 1.0641 | 1.3299
Small Non Domestic Off Peak (related MPAN) |  | 1
LV Medium Non-Domestic | 1.206 | 1.2344
LV Sub Medium Non-Domestic | 0 | 1
HV Medium Non-Domestic | 1.1797 | 1.2526
LV Network Domestic | 0 | 1
LV Network Non-Domestic Non-CT | 0 | 1
LV HH Metered | 1.2177 | 1.174
LV Sub HH Metered | 1.1824 | 1.209
HV HH Metered | 1.1059 | 1.0647
LV Generation Non-Intermittent |  | -1
LV Sub Generation Non-Intermittent |  | -1
HV Generation Non-Intermittent |  | -1
2412. Normalisation of peaking probabilities
Data sources:
x1 = 1069. Red, amber and green peaking probabilities (in Peaking probabilities by network level)
x2 = Total probability (should be 100%) (in Normalisation of peaking probabilities)
x3 = 1068. Typical annual hours by distribution time band
x4 = 2401. Total hours in the year according to time band hours input data (in Adjust annual hours by distribution time band to match days in year)
Kind: | Cell summation | Calculation
Formula: | =SUM(x1) | =IF(x2,x1/x2,x3/x4)
Normalised peaking probabilities
| Total probability (should be 100%) | Red | Amber | Green
GSPs | 100% | 98.26% | 0% | 1.74%
132kV | 100% | 89.44% | 10.31% | 0.2485%
132kV/EHV | 100% | 89.44% | 10.31% | 0.2485%
EHV | 100% | 68.83% | 27.11% | 4.07%
EHV/HV | 100% | 68.83% | 27.11% | 4.07%
132kV/HV | 100% | 89.44% | 10.31% | 0.2485%
HV | 100% | 68.83% | 27.11% | 4.07%
HV/LV | 100% | 68.83% | 27.11% | 4.07%
LV circuits | 100% | 68.83% | 27.11% | 4.07%
2413. Peaking probabilities by network level (reshaped)
Data sources:
x1 = 2412. Normalised peaking probabilities (in Normalisation of peaking probabilities)
Reshape table = x1
| GSPs | Red | Amber | Green | 132kV | Red | Amber | Green | 132kV/EHV | Red | Amber | Green | EHV | Red | Amber | Green | EHV/HV | Red | Amber | Green | 132kV/HV | Red | Amber | Green | HV | Red | Amber | Green | HV/LV | Red | Amber | Green | LV circuits | Red | Amber | Green
Probability of peak within timeband |  | 98.26% | 0% | 1.74% |  | 89.44% | 10.31% | 0.2485% |  | 89.44% | 10.31% | 0.2485% |  | 68.83% | 27.11% | 4.07% |  | 68.83% | 27.11% | 4.07% |  | 89.44% | 10.31% | 0.2485% |  | 68.83% | 27.11% | 4.07% |  | 68.83% | 27.11% | 4.07% |  | 68.83% | 27.11% | 4.07%
2414. Pseudo load coefficient by time band and network level
Data sources:
x1 = 2401. Annual hours by distribution time band (reconciled to days in year) (in Adjust annual hours by distribution time band to match days in year)
x2 = 2411. Load coefficient correction factor (kW at peak in band / band average kW) (in Calculation of adjusted time band load coefficients)
x3 = 2413. Peaking probabilities by network level (reshaped)
x4 = 1010. Days in the charging year (in Financial and general assumptions)
Calculation =IF(x1>0,x2*x3*24*x4/x1,0)
| GSPs | Red | Amber | Green | 132kV | Red | Amber | Green | 132kV/EHV | Red | Amber | Green | EHV | Red | Amber | Green | EHV/HV | Red | Amber | Green | 132kV/HV | Red | Amber | Green | HV | Red | Amber | Green | HV/LV | Red | Amber | Green | LV circuits | Red | Amber | Green
Domestic Unrestricted |  | 13.9447 | 0 | 0.036986 |  | 12.6933 | 0.418 | 0.0052818 |  | 12.6933 | 0.418 | 0.0052818 |  | 9.7674 | 1.099 | 0.086519 |  | 9.7674 | 1.099 | 0.086519 |  | 12.6933 | 0.418 | 0.0052818 |  | 9.7674 | 1.099 | 0.086519 |  | 9.7674 | 1.099 | 0.086519 |  | 9.7674 | 1.099 | 0.086519
Domestic Two Rate |  | 16.8521 | 0 | 0.044697 |  | 15.3399 | 0.50516 | 0.006383 |  | 15.3399 | 0.50516 | 0.006383 |  | 11.8039 | 1.3282 | 0.10456 |  | 11.8039 | 1.3282 | 0.10456 |  | 15.3399 | 0.50516 | 0.006383 |  | 11.8039 | 1.3282 | 0.10456 |  | 11.8039 | 1.3282 | 0.10456 |  | 11.8039 | 1.3282 | 0.10456
Domestic Off Peak (related MPAN) |  | 10.9811 | 0 | 0.029126 |  | 9.9957 | 0.32917 | 0.0041593 |  | 9.9957 | 0.32917 | 0.0041593 |  | 7.6916 | 0.86547 | 0.068132 |  | 7.6916 | 0.86547 | 0.068132 |  | 9.9957 | 0.32917 | 0.0041593 |  | 7.6916 | 0.86547 | 0.068132 |  | 7.6916 | 0.86547 | 0.068132 |  | 7.6916 | 0.86547 | 0.068132
Small Non Domestic Unrestricted |  | 12.049 | 0 | 0.031958 |  | 10.9678 | 0.36118 | 0.0045638 |  | 10.9678 | 0.36118 | 0.0045638 |  | 8.4396 | 0.94964 | 0.074758 |  | 8.4396 | 0.94964 | 0.074758 |  | 10.9678 | 0.36118 | 0.0045638 |  | 8.4396 | 0.94964 | 0.074758 |  | 8.4396 | 0.94964 | 0.074758 |  | 8.4396 | 0.94964 | 0.074758
Small Non Domestic Two Rate |  | 14.6042 | 0 | 0.038735 |  | 13.2936 | 0.43777 | 0.0055316 |  | 13.2936 | 0.43777 | 0.0055316 |  | 10.2293 | 1.151 | 0.090611 |  | 10.2293 | 1.151 | 0.090611 |  | 13.2936 | 0.43777 | 0.0055316 |  | 10.2293 | 1.151 | 0.090611 |  | 10.2293 | 1.151 | 0.090611 |  | 10.2293 | 1.151 | 0.090611
Small Non Domestic Off Peak (related MPAN) |  | 10.9811 | 0 | 0.029126 |  | 9.9957 | 0.32917 | 0.0041593 |  | 9.9957 | 0.32917 | 0.0041593 |  | 7.6916 | 0.86547 | 0.068132 |  | 7.6916 | 0.86547 | 0.068132 |  | 9.9957 | 0.32917 | 0.0041593 |  | 7.6916 | 0.86547 | 0.068132 |  | 7.6916 | 0.86547 | 0.068132 |  | 7.6916 | 0.86547 | 0.068132
LV Medium Non-Domestic |  | 13.5551 | 0 | 0.035953 |  | 12.3387 | 0.40633 | 0.0051342 |  | 12.3387 | 0.40633 | 0.0051342 |  | 9.4945 | 1.0683 | 0.084102 |  | 9.4945 | 1.0683 | 0.084102 |  | 12.3387 | 0.40633 | 0.0051342 |  | 9.4945 | 1.0683 | 0.084102 |  | 9.4945 | 1.0683 | 0.084102 |  | 9.4945 | 1.0683 | 0.084102
LV Sub Medium Non-Domestic |  | 10.9811 | 0 | 0.029126 |  | 9.9957 | 0.32917 | 0.0041593 |  | 9.9957 | 0.32917 | 0.0041593 |  | 7.6916 | 0.86547 | 0.068132 |  | 7.6916 | 0.86547 | 0.068132 |  | 9.9957 | 0.32917 | 0.0041593 |  | 7.6916 | 0.86547 | 0.068132 |  | 7.6916 | 0.86547 | 0.068132 |  | 7.6916 | 0.86547 | 0.068132
HV Medium Non-Domestic |  | 13.7555 | 0 | 0.036484 |  | 12.5211 | 0.41233 | 0.0052101 |  | 12.5211 | 0.41233 | 0.0052101 |  | 9.6349 | 1.0841 | 0.085346 |  | 9.6349 | 1.0841 | 0.085346 |  | 12.5211 | 0.41233 | 0.0052101 |  | 9.6349 | 1.0841 | 0.085346 |  | 9.6349 | 1.0841 | 0.085346 |  | 9.6349 | 1.0841 | 0.085346
LV Network Domestic |  | 10.9811 | 0 | 0.029126 |  | 9.9957 | 0.32917 | 0.0041593 |  | 9.9957 | 0.32917 | 0.0041593 |  | 7.6916 | 0.86547 | 0.068132 |  | 7.6916 | 0.86547 | 0.068132 |  | 9.9957 | 0.32917 | 0.0041593 |  | 7.6916 | 0.86547 | 0.068132 |  | 7.6916 | 0.86547 | 0.068132 |  | 7.6916 | 0.86547 | 0.068132
LV Network Non-Domestic Non-CT |  | 10.9811 | 0 | 0.029126 |  | 9.9957 | 0.32917 | 0.0041593 |  | 9.9957 | 0.32917 | 0.0041593 |  | 7.6916 | 0.86547 | 0.068132 |  | 7.6916 | 0.86547 | 0.068132 |  | 9.9957 | 0.32917 | 0.0041593 |  | 7.6916 | 0.86547 | 0.068132 |  | 7.6916 | 0.86547 | 0.068132 |  | 7.6916 | 0.86547 | 0.068132
LV HH Metered |  | 12.8917 | 0 | 0.034193 |  | 11.7348 | 0.38644 | 0.004883 |  | 11.7348 | 0.38644 | 0.004883 |  | 9.0298 | 1.0161 | 0.079986 |  | 9.0298 | 1.0161 | 0.079986 |  | 11.7348 | 0.38644 | 0.004883 |  | 9.0298 | 1.0161 | 0.079986 |  | 9.0298 | 1.0161 | 0.079986 |  | 9.0298 | 1.0161 | 0.079986
LV Sub HH Metered |  | 13.2762 | 0 | 0.035213 |  | 12.0848 | 0.39797 | 0.0050286 |  | 12.0848 | 0.39797 | 0.0050286 |  | 9.2992 | 1.0464 | 0.082372 |  | 9.2992 | 1.0464 | 0.082372 |  | 12.0848 | 0.39797 | 0.0050286 |  | 9.2992 | 1.0464 | 0.082372 |  | 9.2992 | 1.0464 | 0.082372 |  | 9.2992 | 1.0464 | 0.082372
HV HH Metered |  | 11.6918 | 0 | 0.031011 |  | 10.6426 | 0.35047 | 0.0044285 |  | 10.6426 | 0.35047 | 0.0044285 |  | 8.1894 | 0.92148 | 0.072542 |  | 8.1894 | 0.92148 | 0.072542 |  | 10.6426 | 0.35047 | 0.0044285 |  | 8.1894 | 0.92148 | 0.072542 |  | 8.1894 | 0.92148 | 0.072542 |  | 8.1894 | 0.92148 | 0.072542
LV Generation Non-Intermittent |  | -10.9811 | 0 | -0.029126 |  | -9.9957 | -0.32917 | -0.0041593 |  | -9.9957 | -0.32917 | -0.0041593 |  | -7.6916 | -0.86547 | -0.068132 |  | -7.6916 | -0.86547 | -0.068132 |  | -9.9957 | -0.32917 | -0.0041593 |  | -7.6916 | -0.86547 | -0.068132 |  | -7.6916 | -0.86547 | -0.068132 |  | -7.6916 | -0.86547 | -0.068132
LV Sub Generation Non-Intermittent |  | -10.9811 | 0 | -0.029126 |  | -9.9957 | -0.32917 | -0.0041593 |  | -9.9957 | -0.32917 | -0.0041593 |  | -7.6916 | -0.86547 | -0.068132 |  | -7.6916 | -0.86547 | -0.068132 |  | -9.9957 | -0.32917 | -0.0041593 |  | -7.6916 | -0.86547 | -0.068132 |  | -7.6916 | -0.86547 | -0.068132 |  | -7.6916 | -0.86547 | -0.068132
HV Generation Non-Intermittent |  | -10.9811 | 0 | -0.029126 |  | -9.9957 | -0.32917 | -0.0041593 |  | -9.9957 | -0.32917 | -0.0041593 |  | -7.6916 | -0.86547 | -0.068132 |  | -7.6916 | -0.86547 | -0.068132 |  | -9.9957 | -0.32917 | -0.0041593 |  | -7.6916 | -0.86547 | -0.068132 |  | -7.6916 | -0.86547 | -0.068132 |  | -7.6916 | -0.86547 | -0.068132
2415. Aggregated half hourly pseudo timeband load coefficients
Data sources:
x1 = 2414. Pseudo load coefficient by time band and network level
Copy cells = x1
| GSPs | Red | Amber | Green | 132kV | Red | Amber | Green | 132kV/EHV | Red | Amber | Green | EHV | Red | Amber | Green | EHV/HV | Red | Amber | Green | 132kV/HV | Red | Amber | Green | HV | Red | Amber | Green | HV/LV | Red | Amber | Green | LV circuits | Red | Amber | Green
LV Network Domestic |  | 10.9811 | 0 | 0.029126 |  | 9.9957 | 0.32917 | 0.0041593 |  | 9.9957 | 0.32917 | 0.0041593 |  | 7.6916 | 0.86547 | 0.068132 |  | 7.6916 | 0.86547 | 0.068132 |  | 9.9957 | 0.32917 | 0.0041593 |  | 7.6916 | 0.86547 | 0.068132 |  | 7.6916 | 0.86547 | 0.068132 |  | 7.6916 | 0.86547 | 0.068132
LV Network Non-Domestic Non-CT |  | 10.9811 | 0 | 0.029126 |  | 9.9957 | 0.32917 | 0.0041593 |  | 9.9957 | 0.32917 | 0.0041593 |  | 7.6916 | 0.86547 | 0.068132 |  | 7.6916 | 0.86547 | 0.068132 |  | 9.9957 | 0.32917 | 0.0041593 |  | 7.6916 | 0.86547 | 0.068132 |  | 7.6916 | 0.86547 | 0.068132 |  | 7.6916 | 0.86547 | 0.068132
2416. Off-peak non half hourly units (MWh)
Data sources:
x1 = 2407. All units (MWh)
Copy cells = x1
Off-peak non half hourly units (MWh)
Domestic Off Peak (related MPAN) | 149489.9397
Small Non Domestic Off Peak (related MPAN) | 5440.1915
2417. Off-peak non half hourly timeband use
Data sources:
x1 = 2403. Split of rate 1 units between distribution time bands
Copy cells = x1
| Red | Amber | Green
Domestic Off Peak (related MPAN) | 4.096% | 32.16% | 63.75%
Small Non Domestic Off Peak (related MPAN) | 1.654% | 18.84% | 79.5%
2418. Multi rate non half hourly units (MWh)
Data sources:
x1 = 2407. All units (MWh)
Copy cells = x1
Multi rate non half hourly units (MWh)
Domestic Two Rate | 4168347.8735
Small Non Domestic Two Rate | 2071281.4353
2419. Single rate non half hourly timeband use
Data sources:
x1 = 2403. Split of rate 1 units between distribution time bands
Copy cells = x1
| Red | Amber | Green
Domestic Unrestricted | 15.13% | 41.57% | 43.3%
Small Non Domestic Unrestricted | 13.27% | 58.97% | 27.76%
2420. Single rate non half hourly units (MWh)
Data sources:
x1 = 2407. All units (MWh)
Copy cells = x1
Single rate non half hourly units (MWh)
Domestic Unrestricted | 5260443.4848
Small Non Domestic Unrestricted | 1125395.7308
2421. Multi rate non half hourly timeband use
Data sources:
x1 = 2409. Use of distribution time bands by units in demand forecast for two-rate tariffs (in Calculation of implied load coefficients for two-rate users)
Copy cells = x1
| Red | Amber | Green
Domestic Two Rate | 10.14% | 28.11% | 61.76%
Small Non Domestic Two Rate | 9.521% | 38.81% | 51.67%
2422. Average non half hourly timeband use
Data sources:
x1 = 2420. Single rate non half hourly units (MWh)
x2 = 2419. Single rate non half hourly timeband use
x3 = 2418. Multi rate non half hourly units (MWh)
x4 = 2421. Multi rate non half hourly timeband use
x5 = 2416. Off-peak non half hourly units (MWh)
x6 = 2417. Off-peak non half hourly timeband use
Calculation =(x1*x2+x3*x4+x5*x6)/(x1+x3+x5)
| Red | Amber | Green
LV Network Domestic | 12.78% | 35.57% | 51.65%
LV Network Non-Domestic Non-CT | 10.83% | 45.86% | 43.32%
2423. Aggregated half hourly tariff pseudo load coefficient using average non half hourly unit mix
Data sources:
x1 = 2415. Aggregated half hourly pseudo timeband load coefficients
x2 = 2422. Average non half hourly timeband use
Sum-product calculation =SUMPRODUCT(x1, x2)
| GSPs | 132kV | 132kV/EHV | EHV | EHV/HV | 132kV/HV | HV | HV/LV | LV circuits
LV Network Domestic | 1.4189 | 1.3971 | 1.3971 | 1.3263 | 1.3263 | 1.3971 | 1.3263 | 1.3263 | 1.3263
LV Network Non-Domestic Non-CT | 1.2014 | 1.2349 | 1.2349 | 1.2591 | 1.2591 | 1.2349 | 1.2591 | 1.2591 | 1.2591
2424. Off-peak non half hourly pseudo timeband load coefficients
Data sources:
x1 = 2414. Pseudo load coefficient by time band and network level
Copy cells = x1
| GSPs | Red | Amber | Green | 132kV | Red | Amber | Green | 132kV/EHV | Red | Amber | Green | EHV | Red | Amber | Green | EHV/HV | Red | Amber | Green | 132kV/HV | Red | Amber | Green | HV | Red | Amber | Green | HV/LV | Red | Amber | Green | LV circuits | Red | Amber | Green
Domestic Off Peak (related MPAN) |  | 10.9811 | 0 | 0.029126 |  | 9.9957 | 0.32917 | 0.0041593 |  | 9.9957 | 0.32917 | 0.0041593 |  | 7.6916 | 0.86547 | 0.068132 |  | 7.6916 | 0.86547 | 0.068132 |  | 9.9957 | 0.32917 | 0.0041593 |  | 7.6916 | 0.86547 | 0.068132 |  | 7.6916 | 0.86547 | 0.068132 |  | 7.6916 | 0.86547 | 0.068132
Small Non Domestic Off Peak (related MPAN) |  | 10.9811 | 0 | 0.029126 |  | 9.9957 | 0.32917 | 0.0041593 |  | 9.9957 | 0.32917 | 0.0041593 |  | 7.6916 | 0.86547 | 0.068132 |  | 7.6916 | 0.86547 | 0.068132 |  | 9.9957 | 0.32917 | 0.0041593 |  | 7.6916 | 0.86547 | 0.068132 |  | 7.6916 | 0.86547 | 0.068132 |  | 7.6916 | 0.86547 | 0.068132
2425. Off-peak non half hourly tariff pseudo load coefficient
Data sources:
x1 = 2424. Off-peak non half hourly pseudo timeband load coefficients
x2 = 2417. Off-peak non half hourly timeband use
Sum-product calculation =SUMPRODUCT(x1, x2)
| GSPs | 132kV | 132kV/EHV | EHV | EHV/HV | 132kV/HV | HV | HV/LV | LV circuits
Domestic Off Peak (related MPAN) | 0.4683 | 0.51787 | 0.51787 | 0.63674 | 0.63674 | 0.51787 | 0.63674 | 0.63674 | 0.63674
Small Non Domestic Off Peak (related MPAN) | 0.20483 | 0.2307 | 0.2307 | 0.3445 | 0.3445 | 0.2307 | 0.3445 | 0.3445 | 0.3445
2426. Single rate non half hourly tariff load coefficient
Data sources:
x1 = 2302. Load coefficient
Copy cells = x1
Single rate non half hourly tariff load coefficient
Domestic Unrestricted | 2.1472
Small Non Domestic Unrestricted | 1.6274
2427. Multi rate non half hourly pseudo timeband load coefficients
Data sources:
x1 = 2414. Pseudo load coefficient by time band and network level
Copy cells = x1
| GSPs | Red | Amber | Green | 132kV | Red | Amber | Green | 132kV/EHV | Red | Amber | Green | EHV | Red | Amber | Green | EHV/HV | Red | Amber | Green | 132kV/HV | Red | Amber | Green | HV | Red | Amber | Green | HV/LV | Red | Amber | Green | LV circuits | Red | Amber | Green
Domestic Two Rate |  | 16.8521 | 0 | 0.044697 |  | 15.3399 | 0.50516 | 0.006383 |  | 15.3399 | 0.50516 | 0.006383 |  | 11.8039 | 1.3282 | 0.10456 |  | 11.8039 | 1.3282 | 0.10456 |  | 15.3399 | 0.50516 | 0.006383 |  | 11.8039 | 1.3282 | 0.10456 |  | 11.8039 | 1.3282 | 0.10456 |  | 11.8039 | 1.3282 | 0.10456
Small Non Domestic Two Rate |  | 14.6042 | 0 | 0.038735 |  | 13.2936 | 0.43777 | 0.0055316 |  | 13.2936 | 0.43777 | 0.0055316 |  | 10.2293 | 1.151 | 0.090611 |  | 10.2293 | 1.151 | 0.090611 |  | 13.2936 | 0.43777 | 0.0055316 |  | 10.2293 | 1.151 | 0.090611 |  | 10.2293 | 1.151 | 0.090611 |  | 10.2293 | 1.151 | 0.090611
2428. Multi rate non half hourly tariff pseudo load coefficient
Data sources:
x1 = 2427. Multi rate non half hourly pseudo timeband load coefficients
x2 = 2421. Multi rate non half hourly timeband use
Sum-product calculation =SUMPRODUCT(x1, x2)
| GSPs | 132kV | 132kV/EHV | EHV | EHV/HV | 132kV/HV | HV | HV/LV | LV circuits
Domestic Two Rate | 1.7357 | 1.7007 | 1.7007 | 1.6343 | 1.6343 | 1.7007 | 1.6343 | 1.6343 | 1.6343
Small Non Domestic Two Rate | 1.4105 | 1.4385 | 1.4385 | 1.4675 | 1.4675 | 1.4385 | 1.4675 | 1.4675 | 1.4675
2429. Average non half hourly tariff pseudo load coefficient
Data sources:
x1 = 2420. Single rate non half hourly units (MWh)
x2 = 2426. Single rate non half hourly tariff load coefficient
x3 = 2418. Multi rate non half hourly units (MWh)
x4 = 2428. Multi rate non half hourly tariff pseudo load coefficient
x5 = 2416. Off-peak non half hourly units (MWh)
x6 = 2425. Off-peak non half hourly tariff pseudo load coefficient
Calculation =(x1*x2+x3*x4+x5*x6)/(x1+x3+x5)
| GSPs | 132kV | 132kV/EHV | EHV | EHV/HV | 132kV/HV | HV | HV/LV | LV circuits
Domestic equalisation group | 1.9419 | 1.9275 | 1.9275 | 1.9004 | 1.9004 | 1.9275 | 1.9004 | 1.9004 | 1.9004
Non-domestic equalisation group | 1.4847 | 1.5028 | 1.5028 | 1.5218 | 1.5218 | 1.5028 | 1.5218 | 1.5218 | 1.5218
2430. Relative correction factor for aggregated half hourly tariff
Data sources:
x1 = 2429. Average non half hourly tariff pseudo load coefficient
x2 = 2423. Aggregated half hourly tariff pseudo load coefficient using average non half hourly unit mix
Calculation =x1/x2
| GSPs | 132kV | 132kV/EHV | EHV | EHV/HV | 132kV/HV | HV | HV/LV | LV circuits
Domestic equalisation group | 1.3686 | 1.3796 | 1.3796 | 1.4328 | 1.4328 | 1.3796 | 1.4328 | 1.4328 | 1.4328
Non-domestic equalisation group | 1.2358 | 1.217 | 1.217 | 1.2086 | 1.2086 | 1.217 | 1.2086 | 1.2086 | 1.2086
2431. Aggregated half hourly units (MWh)
Data sources:
x1 = 2407. All units (MWh)
Copy cells = x1
Aggregated half hourly units (MWh)
LV Network Domestic | 0
LV Network Non-Domestic Non-CT | 0
2432. Aggregated half hourly timeband use
Data sources:
x1 = 2410. Use of distribution time bands by units in demand forecast for three-rate tariffs (in Calculation of implied load coefficients for three-rate users)
Copy cells = x1
| Red | Amber | Green
LV Network Domestic | 0% | 0% | 0%
LV Network Non-Domestic Non-CT | 0% | 0% | 0%
2433. Aggregated half hourly tariff pseudo load coefficient
Data sources:
x1 = 2415. Aggregated half hourly pseudo timeband load coefficients
x2 = 2432. Aggregated half hourly timeband use
Sum-product calculation =SUMPRODUCT(x1, x2)
| GSPs | 132kV | 132kV/EHV | EHV | EHV/HV | 132kV/HV | HV | HV/LV | LV circuits
LV Network Domestic | 0 | 0 | 0 | 0 | 0 | 0 | 0 | 0 | 0
LV Network Non-Domestic Non-CT | 0 | 0 | 0 | 0 | 0 | 0 | 0 | 0 | 0
2434. Correction factor for non half hourly tariffs
Data sources:
x1 = 2420. Single rate non half hourly units (MWh)
x2 = 2426. Single rate non half hourly tariff load coefficient
x3 = 2418. Multi rate non half hourly units (MWh)
x4 = 2428. Multi rate non half hourly tariff pseudo load coefficient
x5 = 2416. Off-peak non half hourly units (MWh)
x6 = 2425. Off-peak non half hourly tariff pseudo load coefficient
x7 = 2431. Aggregated half hourly units (MWh)
x8 = 2433. Aggregated half hourly tariff pseudo load coefficient
x9 = 2430. Relative correction factor for aggregated half hourly tariff
Calculation =(x1*x2+x3*x4+x5*x6+x7*x8)/(x1*x2+x3*x4+x5*x6+x7*x8*x9)
| GSPs | 132kV | 132kV/EHV | EHV | EHV/HV | 132kV/HV | HV | HV/LV | LV circuits
Domestic equalisation group | 1 | 1 | 1 | 1 | 1 | 1 | 1 | 1 | 1
Non-domestic equalisation group | 1 | 1 | 1 | 1 | 1 | 1 | 1 | 1 | 1
2435. Single rate non half hourly corrected pseudo timeband load coefficient
Data sources:
x1 = 2426. Single rate non half hourly tariff load coefficient
x2 = 2434. Correction factor for non half hourly tariffs
Calculation =x1*x2
| GSPs | Red | Amber | Green | 132kV | Red | Amber | Green | 132kV/EHV | Red | Amber | Green | EHV | Red | Amber | Green | EHV/HV | Red | Amber | Green | 132kV/HV | Red | Amber | Green | HV | Red | Amber | Green | HV/LV | Red | Amber | Green | LV circuits | Red | Amber | Green
Domestic Unrestricted |  | 2.1472 | 2.1472 | 2.1472 |  | 2.1472 | 2.1472 | 2.1472 |  | 2.1472 | 2.1472 | 2.1472 |  | 2.1472 | 2.1472 | 2.1472 |  | 2.1472 | 2.1472 | 2.1472 |  | 2.1472 | 2.1472 | 2.1472 |  | 2.1472 | 2.1472 | 2.1472 |  | 2.1472 | 2.1472 | 2.1472 |  | 2.1472 | 2.1472 | 2.1472
Small Non Domestic Unrestricted |  | 1.6274 | 1.6274 | 1.6274 |  | 1.6274 | 1.6274 | 1.6274 |  | 1.6274 | 1.6274 | 1.6274 |  | 1.6274 | 1.6274 | 1.6274 |  | 1.6274 | 1.6274 | 1.6274 |  | 1.6274 | 1.6274 | 1.6274 |  | 1.6274 | 1.6274 | 1.6274 |  | 1.6274 | 1.6274 | 1.6274 |  | 1.6274 | 1.6274 | 1.6274
2436. Multi rate non half hourly corrected pseudo timeband load coefficient
Data sources:
x1 = 2427. Multi rate non half hourly pseudo timeband load coefficients
x2 = 2434. Correction factor for non half hourly tariffs
Calculation =x1*x2
| GSPs | Red | Amber | Green | 132kV | Red | Amber | Green | 132kV/EHV | Red | Amber | Green | EHV | Red | Amber | Green | EHV/HV | Red | Amber | Green | 132kV/HV | Red | Amber | Green | HV | Red | Amber | Green | HV/LV | Red | Amber | Green | LV circuits | Red | Amber | Green
Domestic Two Rate |  | 16.8521 | 0 | 0.044697 |  | 15.3399 | 0.50516 | 0.006383 |  | 15.3399 | 0.50516 | 0.006383 |  | 11.8039 | 1.3282 | 0.10456 |  | 11.8039 | 1.3282 | 0.10456 |  | 15.3399 | 0.50516 | 0.006383 |  | 11.8039 | 1.3282 | 0.10456 |  | 11.8039 | 1.3282 | 0.10456 |  | 11.8039 | 1.3282 | 0.10456
Small Non Domestic Two Rate |  | 14.6042 | 0 | 0.038735 |  | 13.2936 | 0.43777 | 0.0055316 |  | 13.2936 | 0.43777 | 0.0055316 |  | 10.2293 | 1.151 | 0.090611 |  | 10.2293 | 1.151 | 0.090611 |  | 13.2936 | 0.43777 | 0.0055316 |  | 10.2293 | 1.151 | 0.090611 |  | 10.2293 | 1.151 | 0.090611 |  | 10.2293 | 1.151 | 0.090611
2437. Off-peak non half hourly corrected pseudo timeband load coefficient
Data sources:
x1 = 2424. Off-peak non half hourly pseudo timeband load coefficients
x2 = 2434. Correction factor for non half hourly tariffs
Calculation =x1*x2
| GSPs | Red | Amber | Green | 132kV | Red | Amber | Green | 132kV/EHV | Red | Amber | Green | EHV | Red | Amber | Green | EHV/HV | Red | Amber | Green | 132kV/HV | Red | Amber | Green | HV | Red | Amber | Green | HV/LV | Red | Amber | Green | LV circuits | Red | Amber | Green
Domestic Off Peak (related MPAN) |  | 10.9811 | 0 | 0.029126 |  | 9.9957 | 0.32917 | 0.0041593 |  | 9.9957 | 0.32917 | 0.0041593 |  | 7.6916 | 0.86547 | 0.068132 |  | 7.6916 | 0.86547 | 0.068132 |  | 9.9957 | 0.32917 | 0.0041593 |  | 7.6916 | 0.86547 | 0.068132 |  | 7.6916 | 0.86547 | 0.068132 |  | 7.6916 | 0.86547 | 0.068132
Small Non Domestic Off Peak (related MPAN) |  | 10.9811 | 0 | 0.029126 |  | 9.9957 | 0.32917 | 0.0041593 |  | 9.9957 | 0.32917 | 0.0041593 |  | 7.6916 | 0.86547 | 0.068132 |  | 7.6916 | 0.86547 | 0.068132 |  | 9.9957 | 0.32917 | 0.0041593 |  | 7.6916 | 0.86547 | 0.068132 |  | 7.6916 | 0.86547 | 0.068132 |  | 7.6916 | 0.86547 | 0.068132
2438. Aggregated half hourly corrected pseudo timeband load coefficient
Data sources:
x1 = 2415. Aggregated half hourly pseudo timeband load coefficients
x2 = 2434. Correction factor for non half hourly tariffs
x3 = 2430. Relative correction factor for aggregated half hourly tariff
Calculation =x1*x2*x3
| GSPs | Red | Amber | Green | 132kV | Red | Amber | Green | 132kV/EHV | Red | Amber | Green | EHV | Red | Amber | Green | EHV/HV | Red | Amber | Green | 132kV/HV | Red | Amber | Green | HV | Red | Amber | Green | HV/LV | Red | Amber | Green | LV circuits | Red | Amber | Green
LV Network Domestic |  | 15.0287 | 0 | 0.039861 |  | 13.7902 | 0.45413 | 0.0057382 |  | 13.7902 | 0.45413 | 0.0057382 |  | 11.0208 | 1.2401 | 0.097622 |  | 11.0208 | 1.2401 | 0.097622 |  | 13.7902 | 0.45413 | 0.0057382 |  | 11.0208 | 1.2401 | 0.097622 |  | 11.0208 | 1.2401 | 0.097622 |  | 11.0208 | 1.2401 | 0.097622
LV Network Non-Domestic Non-CT |  | 13.5702 | 0 | 0.035993 |  | 12.1645 | 0.40059 | 0.0050617 |  | 12.1645 | 0.40059 | 0.0050617 |  | 9.2961 | 1.046 | 0.082345 |  | 9.2961 | 1.046 | 0.082345 |  | 12.1645 | 0.40059 | 0.0050617 |  | 9.2961 | 1.046 | 0.082345 |  | 9.2961 | 1.046 | 0.082345 |  | 9.2961 | 1.046 | 0.082345
2439. Pseudo load coefficient by time band and network level (equalised)
Data sources:
x1 = 2435. Single rate non half hourly corrected pseudo timeband load coefficient
x2 = 2436. Multi rate non half hourly corrected pseudo timeband load coefficient
x3 = 2437. Off-peak non half hourly corrected pseudo timeband load coefficient
x4 = 2438. Aggregated half hourly corrected pseudo timeband load coefficient
x5 = 2414. Pseudo load coefficient by time band and network level
Combine tables = x1 or x2 or x3 or x4 or x5
| GSPs | Red | Amber | Green | 132kV | Red | Amber | Green | 132kV/EHV | Red | Amber | Green | EHV | Red | Amber | Green | EHV/HV | Red | Amber | Green | 132kV/HV | Red | Amber | Green | HV | Red | Amber | Green | HV/LV | Red | Amber | Green | LV circuits | Red | Amber | Green
Domestic Unrestricted |  | 2.1472 | 2.1472 | 2.1472 |  | 2.1472 | 2.1472 | 2.1472 |  | 2.1472 | 2.1472 | 2.1472 |  | 2.1472 | 2.1472 | 2.1472 |  | 2.1472 | 2.1472 | 2.1472 |  | 2.1472 | 2.1472 | 2.1472 |  | 2.1472 | 2.1472 | 2.1472 |  | 2.1472 | 2.1472 | 2.1472 |  | 2.1472 | 2.1472 | 2.1472
Domestic Two Rate |  | 16.8521 | 0 | 0.044697 |  | 15.3399 | 0.50516 | 0.006383 |  | 15.3399 | 0.50516 | 0.006383 |  | 11.8039 | 1.3282 | 0.10456 |  | 11.8039 | 1.3282 | 0.10456 |  | 15.3399 | 0.50516 | 0.006383 |  | 11.8039 | 1.3282 | 0.10456 |  | 11.8039 | 1.3282 | 0.10456 |  | 11.8039 | 1.3282 | 0.10456
Domestic Off Peak (related MPAN) |  | 10.9811 | 0 | 0.029126 |  | 9.9957 | 0.32917 | 0.0041593 |  | 9.9957 | 0.32917 | 0.0041593 |  | 7.6916 | 0.86547 | 0.068132 |  | 7.6916 | 0.86547 | 0.068132 |  | 9.9957 | 0.32917 | 0.0041593 |  | 7.6916 | 0.86547 | 0.068132 |  | 7.6916 | 0.86547 | 0.068132 |  | 7.6916 | 0.86547 | 0.068132
Small Non Domestic Unrestricted |  | 1.6274 | 1.6274 | 1.6274 |  | 1.6274 | 1.6274 | 1.6274 |  | 1.6274 | 1.6274 | 1.6274 |  | 1.6274 | 1.6274 | 1.6274 |  | 1.6274 | 1.6274 | 1.6274 |  | 1.6274 | 1.6274 | 1.6274 |  | 1.6274 | 1.6274 | 1.6274 |  | 1.6274 | 1.6274 | 1.6274 |  | 1.6274 | 1.6274 | 1.6274
Small Non Domestic Two Rate |  | 14.6042 | 0 | 0.038735 |  | 13.2936 | 0.43777 | 0.0055316 |  | 13.2936 | 0.43777 | 0.0055316 |  | 10.2293 | 1.151 | 0.090611 |  | 10.2293 | 1.151 | 0.090611 |  | 13.2936 | 0.43777 | 0.0055316 |  | 10.2293 | 1.151 | 0.090611 |  | 10.2293 | 1.151 | 0.090611 |  | 10.2293 | 1.151 | 0.090611
Small Non Domestic Off Peak (related MPAN) |  | 10.9811 | 0 | 0.029126 |  | 9.9957 | 0.32917 | 0.0041593 |  | 9.9957 | 0.32917 | 0.0041593 |  | 7.6916 | 0.86547 | 0.068132 |  | 7.6916 | 0.86547 | 0.068132 |  | 9.9957 | 0.32917 | 0.0041593 |  | 7.6916 | 0.86547 | 0.068132 |  | 7.6916 | 0.86547 | 0.068132 |  | 7.6916 | 0.86547 | 0.068132
LV Medium Non-Domestic |  | 13.5551 | 0 | 0.035953 |  | 12.3387 | 0.40633 | 0.0051342 |  | 12.3387 | 0.40633 | 0.0051342 |  | 9.4945 | 1.0683 | 0.084102 |  | 9.4945 | 1.0683 | 0.084102 |  | 12.3387 | 0.40633 | 0.0051342 |  | 9.4945 | 1.0683 | 0.084102 |  | 9.4945 | 1.0683 | 0.084102 |  | 9.4945 | 1.0683 | 0.084102
LV Sub Medium Non-Domestic |  | 10.9811 | 0 | 0.029126 |  | 9.9957 | 0.32917 | 0.0041593 |  | 9.9957 | 0.32917 | 0.0041593 |  | 7.6916 | 0.86547 | 0.068132 |  | 7.6916 | 0.86547 | 0.068132 |  | 9.9957 | 0.32917 | 0.0041593 |  | 7.6916 | 0.86547 | 0.068132 |  | 7.6916 | 0.86547 | 0.068132 |  | 7.6916 | 0.86547 | 0.068132
HV Medium Non-Domestic |  | 13.7555 | 0 | 0.036484 |  | 12.5211 | 0.41233 | 0.0052101 |  | 12.5211 | 0.41233 | 0.0052101 |  | 9.6349 | 1.0841 | 0.085346 |  | 9.6349 | 1.0841 | 0.085346 |  | 12.5211 | 0.41233 | 0.0052101 |  | 9.6349 | 1.0841 | 0.085346 |  | 9.6349 | 1.0841 | 0.085346 |  | 9.6349 | 1.0841 | 0.085346
LV Network Domestic |  | 15.0287 | 0 | 0.039861 |  | 13.7902 | 0.45413 | 0.0057382 |  | 13.7902 | 0.45413 | 0.0057382 |  | 11.0208 | 1.2401 | 0.097622 |  | 11.0208 | 1.2401 | 0.097622 |  | 13.7902 | 0.45413 | 0.0057382 |  | 11.0208 | 1.2401 | 0.097622 |  | 11.0208 | 1.2401 | 0.097622 |  | 11.0208 | 1.2401 | 0.097622
LV Network Non-Domestic Non-CT |  | 13.5702 | 0 | 0.035993 |  | 12.1645 | 0.40059 | 0.0050617 |  | 12.1645 | 0.40059 | 0.0050617 |  | 9.2961 | 1.046 | 0.082345 |  | 9.2961 | 1.046 | 0.082345 |  | 12.1645 | 0.40059 | 0.0050617 |  | 9.2961 | 1.046 | 0.082345 |  | 9.2961 | 1.046 | 0.082345 |  | 9.2961 | 1.046 | 0.082345
LV HH Metered |  | 12.8917 | 0 | 0.034193 |  | 11.7348 | 0.38644 | 0.004883 |  | 11.7348 | 0.38644 | 0.004883 |  | 9.0298 | 1.0161 | 0.079986 |  | 9.0298 | 1.0161 | 0.079986 |  | 11.7348 | 0.38644 | 0.004883 |  | 9.0298 | 1.0161 | 0.079986 |  | 9.0298 | 1.0161 | 0.079986 |  | 9.0298 | 1.0161 | 0.079986
LV Sub HH Metered |  | 13.2762 | 0 | 0.035213 |  | 12.0848 | 0.39797 | 0.0050286 |  | 12.0848 | 0.39797 | 0.0050286 |  | 9.2992 | 1.0464 | 0.082372 |  | 9.2992 | 1.0464 | 0.082372 |  | 12.0848 | 0.39797 | 0.0050286 |  | 9.2992 | 1.0464 | 0.082372 |  | 9.2992 | 1.0464 | 0.082372 |  | 9.2992 | 1.0464 | 0.082372
HV HH Metered |  | 11.6918 | 0 | 0.031011 |  | 10.6426 | 0.35047 | 0.0044285 |  | 10.6426 | 0.35047 | 0.0044285 |  | 8.1894 | 0.92148 | 0.072542 |  | 8.1894 | 0.92148 | 0.072542 |  | 10.6426 | 0.35047 | 0.0044285 |  | 8.1894 | 0.92148 | 0.072542 |  | 8.1894 | 0.92148 | 0.072542 |  | 8.1894 | 0.92148 | 0.072542
LV Generation Non-Intermittent |  | -10.9811 | 0 | -0.029126 |  | -9.9957 | -0.32917 | -0.0041593 |  | -9.9957 | -0.32917 | -0.0041593 |  | -7.6916 | -0.86547 | -0.068132 |  | -7.6916 | -0.86547 | -0.068132 |  | -9.9957 | -0.32917 | -0.0041593 |  | -7.6916 | -0.86547 | -0.068132 |  | -7.6916 | -0.86547 | -0.068132 |  | -7.6916 | -0.86547 | -0.068132
LV Sub Generation Non-Intermittent |  | -10.9811 | 0 | -0.029126 |  | -9.9957 | -0.32917 | -0.0041593 |  | -9.9957 | -0.32917 | -0.0041593 |  | -7.6916 | -0.86547 | -0.068132 |  | -7.6916 | -0.86547 | -0.068132 |  | -9.9957 | -0.32917 | -0.0041593 |  | -7.6916 | -0.86547 | -0.068132 |  | -7.6916 | -0.86547 | -0.068132 |  | -7.6916 | -0.86547 | -0.068132
HV Generation Non-Intermittent |  | -10.9811 | 0 | -0.029126 |  | -9.9957 | -0.32917 | -0.0041593 |  | -9.9957 | -0.32917 | -0.0041593 |  | -7.6916 | -0.86547 | -0.068132 |  | -7.6916 | -0.86547 | -0.068132 |  | -9.9957 | -0.32917 | -0.0041593 |  | -7.6916 | -0.86547 | -0.068132 |  | -7.6916 | -0.86547 | -0.068132 |  | -7.6916 | -0.86547 | -0.068132
2440. Unit rate 1 pseudo load coefficient by network level
Data sources:
x1 = 2439. Pseudo load coefficient by time band and network level (equalised)
x2 = 2403. Split of rate 1 units between distribution time bands
Sum-product calculation =SUMPRODUCT(x1, x2)
| GSPs | 132kV | 132kV/EHV | EHV | EHV/HV | 132kV/HV | HV | HV/LV | LV circuits
Domestic Unrestricted | 2.1472 | 2.1472 | 2.1472 | 2.1472 | 2.1472 | 2.1472 | 2.1472 | 2.1472 | 2.1472
Domestic Two Rate | 2.5294 | 2.496 | 2.496 | 2.3523 | 2.3523 | 2.496 | 2.3523 | 2.3523 | 2.3523
Domestic Off Peak (related MPAN) | 0.4683 | 0.51787 | 0.51787 | 0.63674 | 0.63674 | 0.51787 | 0.63674 | 0.63674 | 0.63674
Small Non Domestic Unrestricted | 1.6274 | 1.6274 | 1.6274 | 1.6274 | 1.6274 | 1.6274 | 1.6274 | 1.6274 | 1.6274
Small Non Domestic Two Rate | 1.8501 | 1.8976 | 1.8976 | 1.9086 | 1.9086 | 1.8976 | 1.9086 | 1.9086 | 1.9086
Small Non Domestic Off Peak (related MPAN) | 0.20483 | 0.2307 | 0.2307 | 0.3445 | 0.3445 | 0.2307 | 0.3445 | 0.3445 | 0.3445
LV Medium Non-Domestic | 1.848 | 1.887 | 1.887 | 1.8774 | 1.8774 | 1.887 | 1.8774 | 1.8774 | 1.8774
LV Sub Medium Non-Domestic | 1.4884 | 1.5215 | 1.5215 | 1.5165 | 1.5165 | 1.5215 | 1.5165 | 1.5165 | 1.5165
HV Medium Non-Domestic | 1.8643 | 1.9126 | 1.9126 | 1.9154 | 1.9154 | 1.9126 | 1.9154 | 1.9154 | 1.9154
LV Network Domestic | 15.0287 | 13.7902 | 13.7902 | 11.0208 | 11.0208 | 13.7902 | 11.0208 | 11.0208 | 11.0208
LV Network Non-Domestic Non-CT | 13.5702 | 12.1645 | 12.1645 | 9.2961 | 9.2961 | 12.1645 | 9.2961 | 9.2961 | 9.2961
LV HH Metered | 12.8917 | 11.7348 | 11.7348 | 9.0298 | 9.0298 | 11.7348 | 9.0298 | 9.0298 | 9.0298
LV Sub HH Metered | 13.2762 | 12.0848 | 12.0848 | 9.2992 | 9.2992 | 12.0848 | 9.2992 | 9.2992 | 9.2992
HV HH Metered | 11.6918 | 10.6426 | 10.6426 | 8.1894 | 8.1894 | 10.6426 | 8.1894 | 8.1894 | 8.1894
LV Generation Non-Intermittent | -10.9811 | -9.9957 | -9.9957 | -7.6916 | -7.6916 | -9.9957 | -7.6916 | -7.6916 | -7.6916
LV Sub Generation Non-Intermittent | -10.9811 | -9.9957 | -9.9957 | -7.6916 | -7.6916 | -9.9957 | -7.6916 | -7.6916 | -7.6916
HV Generation Non-Intermittent | -10.9811 | -9.9957 | -9.9957 | -7.6916 | -7.6916 | -9.9957 | -7.6916 | -7.6916 | -7.6916
2441. Unit rate 2 pseudo load coefficient by network level
Data sources:
x1 = 2439. Pseudo load coefficient by time band and network level (equalised)
x2 = 2405. Split of rate 2 units between distribution time bands
Sum-product calculation =SUMPRODUCT(x1, x2)
| GSPs | 132kV | 132kV/EHV | EHV | EHV/HV | 132kV/HV | HV | HV/LV | LV circuits
Domestic Two Rate | 0.044697 | 0.006383 | 0.006383 | 0.10456 | 0.10456 | 0.006383 | 0.10456 | 0.10456 | 0.10456
Small Non Domestic Two Rate | 0.038735 | 0.0055316 | 0.0055316 | 0.090611 | 0.090611 | 0.0055316 | 0.090611 | 0.090611 | 0.090611
LV Medium Non-Domestic | 0.035953 | 0.0051342 | 0.0051342 | 0.084102 | 0.084102 | 0.0051342 | 0.084102 | 0.084102 | 0.084102
LV Sub Medium Non-Domestic | 0.029126 | 0.0041593 | 0.0041593 | 0.068132 | 0.068132 | 0.0041593 | 0.068132 | 0.068132 | 0.068132
HV Medium Non-Domestic | 0.036484 | 0.0052101 | 0.0052101 | 0.085346 | 0.085346 | 0.0052101 | 0.085346 | 0.085346 | 0.085346
LV Network Domestic | 0 | 0.45413 | 0.45413 | 1.2401 | 1.2401 | 0.45413 | 1.2401 | 1.2401 | 1.2401
LV Network Non-Domestic Non-CT | 0 | 0.40059 | 0.40059 | 1.046 | 1.046 | 0.40059 | 1.046 | 1.046 | 1.046
LV HH Metered | 0 | 0.38644 | 0.38644 | 1.0161 | 1.0161 | 0.38644 | 1.0161 | 1.0161 | 1.0161
LV Sub HH Metered | 0 | 0.39797 | 0.39797 | 1.0464 | 1.0464 | 0.39797 | 1.0464 | 1.0464 | 1.0464
HV HH Metered | 0 | 0.35047 | 0.35047 | 0.92148 | 0.92148 | 0.35047 | 0.92148 | 0.92148 | 0.92148
LV Generation Non-Intermittent | 0 | -0.32917 | -0.32917 | -0.86547 | -0.86547 | -0.32917 | -0.86547 | -0.86547 | -0.86547
LV Sub Generation Non-Intermittent | 0 | -0.32917 | -0.32917 | -0.86547 | -0.86547 | -0.32917 | -0.86547 | -0.86547 | -0.86547
HV Generation Non-Intermittent | 0 | -0.32917 | -0.32917 | -0.86547 | -0.86547 | -0.32917 | -0.86547 | -0.86547 | -0.86547
2442. Unit rate 3 pseudo load coefficient by network level
Data sources:
x1 = 2439. Pseudo load coefficient by time band and network level (equalised)
x2 = 2406. Split of rate 3 units between distribution time bands (default)
Sum-product calculation =SUMPRODUCT(x1, x2)
| GSPs | 132kV | 132kV/EHV | EHV | EHV/HV | 132kV/HV | HV | HV/LV | LV circuits
LV Network Domestic | 0.039861 | 0.0057382 | 0.0057382 | 0.097622 | 0.097622 | 0.0057382 | 0.097622 | 0.097622 | 0.097622
LV Network Non-Domestic Non-CT | 0.035993 | 0.0050617 | 0.0050617 | 0.082345 | 0.082345 | 0.0050617 | 0.082345 | 0.082345 | 0.082345
LV HH Metered | 0.034193 | 0.004883 | 0.004883 | 0.079986 | 0.079986 | 0.004883 | 0.079986 | 0.079986 | 0.079986
LV Sub HH Metered | 0.035213 | 0.0050286 | 0.0050286 | 0.082372 | 0.082372 | 0.0050286 | 0.082372 | 0.082372 | 0.082372
HV HH Metered | 0.031011 | 0.0044285 | 0.0044285 | 0.072542 | 0.072542 | 0.0044285 | 0.072542 | 0.072542 | 0.072542
LV Generation Non-Intermittent | -0.029126 | -0.0041593 | -0.0041593 | -0.068132 | -0.068132 | -0.0041593 | -0.068132 | -0.068132 | -0.068132
LV Sub Generation Non-Intermittent | -0.029126 | -0.0041593 | -0.0041593 | -0.068132 | -0.068132 | -0.0041593 | -0.068132 | -0.068132 | -0.068132
HV Generation Non-Intermittent | -0.029126 | -0.0041593 | -0.0041593 | -0.068132 | -0.068132 | -0.0041593 | -0.068132 | -0.068132 | -0.068132
2443. Adjust annual hours by special distribution time band to match days in year
Data sources:
x1 = 1066. Typical annual hours by special distribution time band
x2 = 1010. Days in the charging year (in Financial and general assumptions)
x3 = Total hours in the year according to special time band hours input data (in Adjust annual hours by special distribution time band to match days in year)
Kind: | Cell summation | Calculation
Formula: | =SUM(x1) | =x1*24*x2/x3
Annual hours by special distribution time band (reconciled to days in year)
| Hours aggregate | Black | Yellow | Green
Adjust annual hours by special distribution time band to match days in year | 8784 | 258 | 3279 | 5247
2444. Normalisation of split of rate 1 units by special time band
Data sources:
x1 = 1064. Average split of rate 1 units by special distribution time band
x2 = Total split (in Normalisation of split of rate 1 units by special time band)
x3 = 2443. Annual hours by special distribution time band (reconciled to days in year) (in Adjust annual hours by special distribution time band to match days in year)
x4 = 1010. Days in the charging year (in Financial and general assumptions)
Kind: | Cell summation | Calculation
Formula: | =SUM(x1) | =IF(x2,x1/x2,x3/x4/24)
Normalised split of rate 1 units by special distribution time band
| Total split | Black | Yellow | Green
NHH UMS category A | 100% | 2.957% | 37.21% | 59.83%
NHH UMS category B | 100% | 4.977% | 8.893% | 86.13%
NHH UMS category C | 100% | 9.023% | 16.35% | 74.63%
NHH UMS category D | 100% | 1.198% | 62.53% | 36.27%
2445. Split of rate 1 units between special distribution time bands
Data sources:
x1 = 2444. Normalised split of rate 1 units by special distribution time band (in Normalisation of split of rate 1 units by special time band)
x2 = Split of rate 1 units between special distribution time bands (default)
Combine tables = x1 or x2
| Black | Yellow | Green
NHH UMS category A | 2.957% | 37.21% | 59.83%
NHH UMS category B | 4.977% | 8.893% | 86.13%
NHH UMS category C | 9.023% | 16.35% | 74.63%
NHH UMS category D | 1.198% | 62.53% | 36.27%
LV UMS (Pseudo HH Metered) | 100% | 0% | 0%
2446. Split of rate 2 units between special distribution time bands (default)
| Black | Yellow | Green
LV UMS (Pseudo HH Metered) | 0% | 100% | 0%
2447. Split of rate 3 units between special distribution time bands (default)
| Black | Yellow | Green
LV UMS (Pseudo HH Metered) | 0% | 0% | 100%
2448. Calculation of implied special load coefficients for one-rate users
Data sources:
x1 = 2407. All units (MWh)
x2 = 2305. Rate 1 units (MWh) (in Equivalent volume for each end user)
x3 = 2445. Split of rate 1 units between special distribution time bands
x4 = 2443. Annual hours by special distribution time band (reconciled to days in year) (in Adjust annual hours by special distribution time band to match days in year)
x5 = Use of special distribution time bands by units in demand forecast for one-rate tariffs (in Calculation of implied special load coefficients for one-rate users)
x6 = 1010. Days in the charging year (in Financial and general assumptions)
Kind: | Calculation |  |  | Calculation
Formula: | =IF(x1>0,(x2*x3)/x1,0) |  |  | =IF(x4>0,x5*x6*24/x4,0)
Use of special distribution time bands by units in demand forecast for one-rate tariffs
| Black | Yellow | Green | Peak band special load coefficient for one-rate tariffs
NHH UMS category A | 2.957% | 37.21% | 59.83% | 1.0066
NHH UMS category B | 4.977% | 8.893% | 86.13% | 1.6943
NHH UMS category C | 9.023% | 16.35% | 74.63% | 3.0719
NHH UMS category D | 1.198% | 62.53% | 36.27% | 0.40783
2449. Calculation of implied special load coefficients for three-rate users
Data sources:
x1 = 2407. All units (MWh)
x2 = 2305. Rate 1 units (MWh) (in Equivalent volume for each end user)
x3 = 2445. Split of rate 1 units between special distribution time bands
x4 = 2305. Rate 2 units (MWh) (in Equivalent volume for each end user)
x5 = 2446. Split of rate 2 units between special distribution time bands (default)
x6 = 2305. Rate 3 units (MWh) (in Equivalent volume for each end user)
x7 = 2447. Split of rate 3 units between special distribution time bands (default)
x8 = 2443. Annual hours by special distribution time band (reconciled to days in year) (in Adjust annual hours by special distribution time band to match days in year)
x9 = Use of special distribution time bands by units in demand forecast for three-rate tariffs (in Calculation of implied special load coefficients for three-rate users)
x10 = 1010. Days in the charging year (in Financial and general assumptions)
Kind: | Calculation |  |  | Calculation
Formula: | =IF(x1>0,(x2*x3+x4*x5+x6*x7)/x1,0) |  |  | =IF(x8>0,x9*x10*24/x8,0)
Use of special distribution time bands by units in demand forecast for three-rate tariffs
| Black | Yellow | Green | Peak band special load coefficient for three-rate tariffs
LV UMS (Pseudo HH Metered) | 5.177% | 11.91% | 82.91% | 1.7624
2450. Estimated contributions to peak demand
Data sources:
x1 = 2448. Peak band special load coefficient for one-rate tariffs (in Calculation of implied special load coefficients for one-rate users)
x2 = 2449. Peak band special load coefficient for three-rate tariffs (in Calculation of implied special load coefficients for three-rate users)
x3 = Peak band special load coefficient (in Estimated contributions to peak demand)
x4 = 2407. All units (MWh)
x5 = 1010. Days in the charging year (in Financial and general assumptions)
x6 = 2302. Load coefficient
Kind: | Combine tables | Calculation | Calculation
Formula: | = x1 or x2 | =x3*x4/24/x5*1000 | =x6*x4/24/x5*1000
| Peak band special load coefficient | Contribution to peak band kW | Contribution to system-peak-time kW
NHH UMS category A | 1.0066 | 6041.5894 | 6001.8194
NHH UMS category B | 1.6943 | 4574.2641 | 5707.2826
NHH UMS category C | 3.0719 | 133.4629 | 172.615
NHH UMS category D | 0.40783 | 441.7086 | 40.2766
LV UMS (Pseudo HH Metered) | 1.7624 | 52947.0748 | 62087.5092
2451. Load coefficient correction factor for the group
Data sources:
x1 = 2450. Contribution to peak band kW (in Estimated contributions to peak demand)
x2 = 2450. Contribution to system-peak-time kW (in Estimated contributions to peak demand)
Calculation =IF(SUM(x1),SUM(x2)/SUM(x1),0)
Load coefficient correction factor for the group
Load coefficient correction factor for the group | 1.1539
2452. Calculation of special peaking probabilities
Data sources:
x1 = 2412. Normalised peaking probabilities (in Normalisation of peaking probabilities)
x2 = Amber peaking probabilities (in Calculation of special peaking probabilities)
x3 = 1010. Days in the charging year (in Financial and general assumptions)
x4 = 2401. Annual hours by distribution time band (reconciled to days in year) (in Adjust annual hours by distribution time band to match days in year)
x5 = 1069. Black peaking probabilities (in Peaking probabilities by network level)
x6 = Red peaking probabilities (in Calculation of special peaking probabilities)
x7 = Amber peaking rates (in Calculation of special peaking probabilities)
x8 = 2443. Annual hours by special distribution time band (reconciled to days in year) (in Adjust annual hours by special distribution time band to match days in year)
x9 = Yellow peaking probabilities (in Calculation of special peaking probabilities)
x10 = Green peaking probabilities (in Calculation of special peaking probabilities)
Kind: | Copy cells | Copy cells | Copy cells | Calculation | Calculation | Calculation
Formula: | =x1 | =x1 | =x1 | =x2*24*x3/x4 | =IF(x5,x2+x6-x5,x7*x8/x3/24) | =1-x9-x10
| Red peaking probabilities | Amber peaking probabilities | Green peaking probabilities | Amber peaking rates | Yellow peaking probabilities | Black peaking probabilities
GSPs | 98.26% | 0% | 1.74% | 0 | 0% | 98.26%
132kV | 89.44% | 10.31% | 0.2485% | 0.32917 | 10.31% | 89.44%
132kV/EHV | 89.44% | 10.31% | 0.2485% | 0.32917 | 10.31% | 89.44%
EHV | 68.83% | 27.11% | 4.07% | 0.86547 | 27.57% | 68.36%
EHV/HV | 68.83% | 27.11% | 4.07% | 0.86547 | 27.57% | 68.36%
132kV/HV | 89.44% | 10.31% | 0.2485% | 0.32917 | 10.31% | 89.44%
HV | 68.83% | 27.11% | 4.07% | 0.86547 | 27.57% | 68.36%
HV/LV | 68.83% | 27.11% | 4.07% | 0.86547 | 27.57% | 68.36%
LV circuits | 68.83% | 27.11% | 4.07% | 0.86547 | 27.57% | 68.36%
2453. Special peaking probabilities by network level
Data sources:
x1 = 2452. Green peaking probabilities (in Calculation of special peaking probabilities)
x2 = 2452. Yellow peaking probabilities (in Calculation of special peaking probabilities)
x3 = 2452. Black peaking probabilities (in Calculation of special peaking probabilities)
Combine tables = x1 or x2 or x3
| Black | Yellow | Green
GSPs | 98.26% | 0% | 1.74%
132kV | 89.44% | 10.31% | 0.2485%
132kV/EHV | 89.44% | 10.31% | 0.2485%
EHV | 68.36% | 27.57% | 4.07%
EHV/HV | 68.36% | 27.57% | 4.07%
132kV/HV | 89.44% | 10.31% | 0.2485%
HV | 68.36% | 27.57% | 4.07%
HV/LV | 68.36% | 27.57% | 4.07%
LV circuits | 68.36% | 27.57% | 4.07%
2454. Special peaking probabilities by network level (reshaped)
Data sources:
x1 = 2453. Special peaking probabilities by network level
Reshape table = x1
| GSPs | Black | Yellow | Green | 132kV | Black | Yellow | Green | 132kV/EHV | Black | Yellow | Green | EHV | Black | Yellow | Green | EHV/HV | Black | Yellow | Green | 132kV/HV | Black | Yellow | Green | HV | Black | Yellow | Green | HV/LV | Black | Yellow | Green | LV circuits | Black | Yellow | Green
Probability of peak within timeband |  | 98.26% | 0% | 1.74% |  | 89.44% | 10.31% | 0.2485% |  | 89.44% | 10.31% | 0.2485% |  | 68.36% | 27.57% | 4.07% |  | 68.36% | 27.57% | 4.07% |  | 89.44% | 10.31% | 0.2485% |  | 68.36% | 27.57% | 4.07% |  | 68.36% | 27.57% | 4.07% |  | 68.36% | 27.57% | 4.07%
2455. Pseudo load coefficient by time band and network level
Data sources:
x1 = 2443. Annual hours by special distribution time band (reconciled to days in year) (in Adjust annual hours by special distribution time band to match days in year)
x2 = 2451. Load coefficient correction factor for the group
x3 = 2454. Special peaking probabilities by network level (reshaped)
x4 = 1010. Days in the charging year (in Financial and general assumptions)
Calculation =IF(x1>0,x2*x3*24*x4/x1,0)
| GSPs | Black | Yellow | Green | 132kV | Black | Yellow | Green | 132kV/EHV | Black | Yellow | Green | EHV | Black | Yellow | Green | EHV/HV | Black | Yellow | Green | 132kV/HV | Black | Yellow | Green | HV | Black | Yellow | Green | HV/LV | Black | Yellow | Green | LV circuits | Black | Yellow | Green
Pseudo load coefficient by time band and network level |  | 38.6031 | 0 | 0.033608 |  | 35.1389 | 0.31867 | 0.0047995 |  | 35.1389 | 0.31867 | 0.0047995 |  | 26.8551 | 0.85233 | 0.078618 |  | 26.8551 | 0.85233 | 0.078618 |  | 35.1389 | 0.31867 | 0.0047995 |  | 26.8551 | 0.85233 | 0.078618 |  | 26.8551 | 0.85233 | 0.078618 |  | 26.8551 | 0.85233 | 0.078618
2456. Unit rate 1 pseudo load coefficient by network level (special)
Data sources:
x1 = 2455. Pseudo load coefficient by time band and network level
x2 = 2445. Split of rate 1 units between special distribution time bands
Sum-product calculation =SUMPRODUCT(x1, x2)
| GSPs | 132kV | 132kV/EHV | EHV | EHV/HV | 132kV/HV | HV | HV/LV | LV circuits
NHH UMS category A | 1.1615 | 1.1604 | 1.1604 | 1.1582 | 1.1582 | 1.1604 | 1.1582 | 1.1582 | 1.1582
NHH UMS category B | 1.95 | 1.7812 | 1.7812 | 1.48 | 1.48 | 1.7812 | 1.48 | 1.48 | 1.48
NHH UMS category C | 3.5081 | 3.2261 | 3.2261 | 2.621 | 2.621 | 3.2261 | 2.621 | 2.621 | 2.621
NHH UMS category D | 0.4746 | 0.62193 | 0.62193 | 0.88318 | 0.88318 | 0.62193 | 0.88318 | 0.88318 | 0.88318
LV UMS (Pseudo HH Metered) | 38.6031 | 35.1389 | 35.1389 | 26.8551 | 26.8551 | 35.1389 | 26.8551 | 26.8551 | 26.8551
2457. Unit rate 2 pseudo load coefficient by network level (special)
Data sources:
x1 = 2455. Pseudo load coefficient by time band and network level
x2 = 2446. Split of rate 2 units between special distribution time bands (default)
Sum-product calculation =SUMPRODUCT(x1, x2)
| GSPs | 132kV | 132kV/EHV | EHV | EHV/HV | 132kV/HV | HV | HV/LV | LV circuits
LV UMS (Pseudo HH Metered) | 0 | 0.31867 | 0.31867 | 0.85233 | 0.85233 | 0.31867 | 0.85233 | 0.85233 | 0.85233
2458. Unit rate 3 pseudo load coefficient by network level (special)
Data sources:
x1 = 2455. Pseudo load coefficient by time band and network level
x2 = 2447. Split of rate 3 units between special distribution time bands (default)
Sum-product calculation =SUMPRODUCT(x1, x2)
| GSPs | 132kV | 132kV/EHV | EHV | EHV/HV | 132kV/HV | HV | HV/LV | LV circuits
LV UMS (Pseudo HH Metered) | 0.033608 | 0.0047995 | 0.0047995 | 0.078618 | 0.078618 | 0.0047995 | 0.078618 | 0.078618 | 0.078618
2459. Unit rate 1 pseudo load coefficient by network level (combined)
Data sources:
x1 = 2440. Unit rate 1 pseudo load coefficient by network level
x2 = 2456. Unit rate 1 pseudo load coefficient by network level (special)
Combine tables = x1 or x2
| GSPs | 132kV | 132kV/EHV | EHV | EHV/HV | 132kV/HV | HV | HV/LV | LV circuits
Domestic Unrestricted | 2.1472 | 2.1472 | 2.1472 | 2.1472 | 2.1472 | 2.1472 | 2.1472 | 2.1472 | 2.1472
Domestic Two Rate | 2.5294 | 2.496 | 2.496 | 2.3523 | 2.3523 | 2.496 | 2.3523 | 2.3523 | 2.3523
Domestic Off Peak (related MPAN) | 0.4683 | 0.51787 | 0.51787 | 0.63674 | 0.63674 | 0.51787 | 0.63674 | 0.63674 | 0.63674
Small Non Domestic Unrestricted | 1.6274 | 1.6274 | 1.6274 | 1.6274 | 1.6274 | 1.6274 | 1.6274 | 1.6274 | 1.6274
Small Non Domestic Two Rate | 1.8501 | 1.8976 | 1.8976 | 1.9086 | 1.9086 | 1.8976 | 1.9086 | 1.9086 | 1.9086
Small Non Domestic Off Peak (related MPAN) | 0.20483 | 0.2307 | 0.2307 | 0.3445 | 0.3445 | 0.2307 | 0.3445 | 0.3445 | 0.3445
LV Medium Non-Domestic | 1.848 | 1.887 | 1.887 | 1.8774 | 1.8774 | 1.887 | 1.8774 | 1.8774 | 1.8774
LV Sub Medium Non-Domestic | 1.4884 | 1.5215 | 1.5215 | 1.5165 | 1.5165 | 1.5215 | 1.5165 | 1.5165 | 1.5165
HV Medium Non-Domestic | 1.8643 | 1.9126 | 1.9126 | 1.9154 | 1.9154 | 1.9126 | 1.9154 | 1.9154 | 1.9154
LV Network Domestic | 15.0287 | 13.7902 | 13.7902 | 11.0208 | 11.0208 | 13.7902 | 11.0208 | 11.0208 | 11.0208
LV Network Non-Domestic Non-CT | 13.5702 | 12.1645 | 12.1645 | 9.2961 | 9.2961 | 12.1645 | 9.2961 | 9.2961 | 9.2961
LV HH Metered | 12.8917 | 11.7348 | 11.7348 | 9.0298 | 9.0298 | 11.7348 | 9.0298 | 9.0298 | 9.0298
LV Sub HH Metered | 13.2762 | 12.0848 | 12.0848 | 9.2992 | 9.2992 | 12.0848 | 9.2992 | 9.2992 | 9.2992
HV HH Metered | 11.6918 | 10.6426 | 10.6426 | 8.1894 | 8.1894 | 10.6426 | 8.1894 | 8.1894 | 8.1894
NHH UMS category A | 1.1615 | 1.1604 | 1.1604 | 1.1582 | 1.1582 | 1.1604 | 1.1582 | 1.1582 | 1.1582
NHH UMS category B | 1.95 | 1.7812 | 1.7812 | 1.48 | 1.48 | 1.7812 | 1.48 | 1.48 | 1.48
NHH UMS category C | 3.5081 | 3.2261 | 3.2261 | 2.621 | 2.621 | 3.2261 | 2.621 | 2.621 | 2.621
NHH UMS category D | 0.4746 | 0.62193 | 0.62193 | 0.88318 | 0.88318 | 0.62193 | 0.88318 | 0.88318 | 0.88318
LV UMS (Pseudo HH Metered) | 38.6031 | 35.1389 | 35.1389 | 26.8551 | 26.8551 | 35.1389 | 26.8551 | 26.8551 | 26.8551
LV Generation Non-Intermittent | -10.9811 | -9.9957 | -9.9957 | -7.6916 | -7.6916 | -9.9957 | -7.6916 | -7.6916 | -7.6916
LV Sub Generation Non-Intermittent | -10.9811 | -9.9957 | -9.9957 | -7.6916 | -7.6916 | -9.9957 | -7.6916 | -7.6916 | -7.6916
HV Generation Non-Intermittent | -10.9811 | -9.9957 | -9.9957 | -7.6916 | -7.6916 | -9.9957 | -7.6916 | -7.6916 | -7.6916
2460. Unit rate 2 pseudo load coefficient by network level (combined)
Data sources:
x1 = 2441. Unit rate 2 pseudo load coefficient by network level
x2 = 2457. Unit rate 2 pseudo load coefficient by network level (special)
Combine tables = x1 or x2
| GSPs | 132kV | 132kV/EHV | EHV | EHV/HV | 132kV/HV | HV | HV/LV | LV circuits
Domestic Two Rate | 0.044697 | 0.006383 | 0.006383 | 0.10456 | 0.10456 | 0.006383 | 0.10456 | 0.10456 | 0.10456
Small Non Domestic Two Rate | 0.038735 | 0.0055316 | 0.0055316 | 0.090611 | 0.090611 | 0.0055316 | 0.090611 | 0.090611 | 0.090611
LV Medium Non-Domestic | 0.035953 | 0.0051342 | 0.0051342 | 0.084102 | 0.084102 | 0.0051342 | 0.084102 | 0.084102 | 0.084102
LV Sub Medium Non-Domestic | 0.029126 | 0.0041593 | 0.0041593 | 0.068132 | 0.068132 | 0.0041593 | 0.068132 | 0.068132 | 0.068132
HV Medium Non-Domestic | 0.036484 | 0.0052101 | 0.0052101 | 0.085346 | 0.085346 | 0.0052101 | 0.085346 | 0.085346 | 0.085346
LV Network Domestic | 0 | 0.45413 | 0.45413 | 1.2401 | 1.2401 | 0.45413 | 1.2401 | 1.2401 | 1.2401
LV Network Non-Domestic Non-CT | 0 | 0.40059 | 0.40059 | 1.046 | 1.046 | 0.40059 | 1.046 | 1.046 | 1.046
LV HH Metered | 0 | 0.38644 | 0.38644 | 1.0161 | 1.0161 | 0.38644 | 1.0161 | 1.0161 | 1.0161
LV Sub HH Metered | 0 | 0.39797 | 0.39797 | 1.0464 | 1.0464 | 0.39797 | 1.0464 | 1.0464 | 1.0464
HV HH Metered | 0 | 0.35047 | 0.35047 | 0.92148 | 0.92148 | 0.35047 | 0.92148 | 0.92148 | 0.92148
LV UMS (Pseudo HH Metered) | 0 | 0.31867 | 0.31867 | 0.85233 | 0.85233 | 0.31867 | 0.85233 | 0.85233 | 0.85233
LV Generation Non-Intermittent | 0 | -0.32917 | -0.32917 | -0.86547 | -0.86547 | -0.32917 | -0.86547 | -0.86547 | -0.86547
LV Sub Generation Non-Intermittent | 0 | -0.32917 | -0.32917 | -0.86547 | -0.86547 | -0.32917 | -0.86547 | -0.86547 | -0.86547
HV Generation Non-Intermittent | 0 | -0.32917 | -0.32917 | -0.86547 | -0.86547 | -0.32917 | -0.86547 | -0.86547 | -0.86547
2461. Unit rate 3 pseudo load coefficient by network level (combined)
Data sources:
x1 = 2442. Unit rate 3 pseudo load coefficient by network level
x2 = 2458. Unit rate 3 pseudo load coefficient by network level (special)
Combine tables = x1 or x2
| GSPs | 132kV | 132kV/EHV | EHV | EHV/HV | 132kV/HV | HV | HV/LV | LV circuits
LV Network Domestic | 0.039861 | 0.0057382 | 0.0057382 | 0.097622 | 0.097622 | 0.0057382 | 0.097622 | 0.097622 | 0.097622
LV Network Non-Domestic Non-CT | 0.035993 | 0.0050617 | 0.0050617 | 0.082345 | 0.082345 | 0.0050617 | 0.082345 | 0.082345 | 0.082345
LV HH Metered | 0.034193 | 0.004883 | 0.004883 | 0.079986 | 0.079986 | 0.004883 | 0.079986 | 0.079986 | 0.079986
LV Sub HH Metered | 0.035213 | 0.0050286 | 0.0050286 | 0.082372 | 0.082372 | 0.0050286 | 0.082372 | 0.082372 | 0.082372
HV HH Metered | 0.031011 | 0.0044285 | 0.0044285 | 0.072542 | 0.072542 | 0.0044285 | 0.072542 | 0.072542 | 0.072542
LV UMS (Pseudo HH Metered) | 0.033608 | 0.0047995 | 0.0047995 | 0.078618 | 0.078618 | 0.0047995 | 0.078618 | 0.078618 | 0.078618
LV Generation Non-Intermittent | -0.029126 | -0.0041593 | -0.0041593 | -0.068132 | -0.068132 | -0.0041593 | -0.068132 | -0.068132 | -0.068132
LV Sub Generation Non-Intermittent | -0.029126 | -0.0041593 | -0.0041593 | -0.068132 | -0.068132 | -0.0041593 | -0.068132 | -0.068132 | -0.068132
HV Generation Non-Intermittent | -0.029126 | -0.0041593 | -0.0041593 | -0.068132 | -0.068132 | -0.0041593 | -0.068132 | -0.068132 | -0.068132

## SMD
Forecast simultaneous maximum load for WPD East Midlands in April 15 (DCP179)
2501. Contributions of users on one-rate multi tariffs to system simultaneous maximum load by network level (kW)
Data sources:
x1 = 2305. Rate 1 units (MWh) (in Equivalent volume for each end user)
x2 = 2459. Unit rate 1 pseudo load coefficient by network level (combined)
x3 = 2012. Loss adjustment factors between end user meter reading and each network level, scaled by network use
x4 = 1010. Days in the charging year (in Financial and general assumptions)
Calculation =(x1*x2)*x3/(24*x4)*1000
| GSPs | 132kV | 132kV/EHV | EHV | EHV/HV | 132kV/HV | HV | HV/LV | LV circuits
Domestic Unrestricted | 1405465.4285 | 1402660.1083 | 1290956.5037 | 1287121.9795 | 1277007.072 | 103607.2979 | 1359250.898 | 1334725.0034 | 1285878.7086
Domestic Off Peak (related MPAN) | 8710.976 | 9613.8421 | 8848.2248 | 10846.8321 | 10761.5918 | 710.1251 | 11454.6768 | 11247.9922 | 10836.3548
Small Non Domestic Unrestricted | 227889.2745 | 227434.4057 | 209322.2181 | 208700.469 | 207060.3867 | 16799.4114 | 220395.8167 | 216419.0641 | 208498.8787
Small Non Domestic Off Peak (related MPAN) | 138.6523 | 155.8562 | 143.4443 | 213.5652 | 211.8869 | 11.5123 | 225.5332 | 221.4637 | 213.3589
NHH UMS category A | 7619.1229 | 7596.9302 | 6991.9337 | 6958.227 | 6903.5455 | 561.1462 | 7348.1585 | 7215.5707 | 6951.5059
NHH UMS category B | 5754.2093 | 5245.413 | 4827.6842 | 3999.3789 | 3967.9496 | 387.4517 | 4223.4998 | 4147.2923 | 3995.5158
NHH UMS category C | 166.589 | 152.8935 | 140.7176 | 113.9855 | 113.0898 | 11.2935 | 120.3732 | 118.2012 | 113.8754
NHH UMS category D | 561.8306 | 734.7651 | 676.2507 | 957.4767 | 949.9524 | 54.2733 | 1011.1327 | 992.8881 | 956.5519
2502. Contributions of users on two-rate multi tariffs to system simultaneous maximum load by network level (kW)
Data sources:
x1 = 2305. Rate 1 units (MWh) (in Equivalent volume for each end user)
x2 = 2459. Unit rate 1 pseudo load coefficient by network level (combined)
x3 = 2305. Rate 2 units (MWh) (in Equivalent volume for each end user)
x4 = 2460. Unit rate 2 pseudo load coefficient by network level (combined)
x5 = 2012. Loss adjustment factors between end user meter reading and each network level, scaled by network use
x6 = 1010. Days in the charging year (in Financial and general assumptions)
Calculation =(x1*x2+x3*x4)*x5/(24*x6)*1000
| GSPs | 132kV | 132kV/EHV | EHV | EHV/HV | 132kV/HV | HV | HV/LV | LV circuits
Domestic Two Rate | 900243.9778 | 880354.4383 | 810245.676 | 776285.2529 | 770184.7794 | 65027.2607 | 819787.4358 | 804995.4498 | 775535.415
Small Non Domestic Two Rate | 363538.5398 | 369999.8732 | 340534.2034 | 346362.4873 | 343640.5817 | 27329.9903 | 365772.2651 | 359172.3857 | 346027.9251
LV Medium Non-Domestic | 164118.7817 | 166539.5516 | 153276.8459 | 153673.153 | 152465.5054 | 12301.4213 | 162284.8296 | 159356.6133 | 153524.7153
LV Sub Medium Non-Domestic | 0 | 0 | 0 | 0 | 0 | 0 | 0 | 0 | 0
HV Medium Non-Domestic | 4414.5393 | 4498.881 | 4140.6038 | 4182.0619 | 4149.197 | 332.3092 | 4416.4201 | 0 | 0
2503. Contributions of users on three-rate multi tariffs to system simultaneous maximum load by network level (kW)
Data sources:
x1 = 2305. Rate 1 units (MWh) (in Equivalent volume for each end user)
x2 = 2459. Unit rate 1 pseudo load coefficient by network level (combined)
x3 = 2305. Rate 2 units (MWh) (in Equivalent volume for each end user)
x4 = 2460. Unit rate 2 pseudo load coefficient by network level (combined)
x5 = 2305. Rate 3 units (MWh) (in Equivalent volume for each end user)
x6 = 2461. Unit rate 3 pseudo load coefficient by network level (combined)
x7 = 2012. Loss adjustment factors between end user meter reading and each network level, scaled by network use
x8 = 1010. Days in the charging year (in Financial and general assumptions)
Calculation =(x1*x2+x3*x4+x5*x6)*x7/(24*x8)*1000
| GSPs | 132kV | 132kV/EHV | EHV | EHV/HV | 132kV/HV | HV | HV/LV | LV circuits
LV Network Domestic | 0 | 0 | 0 | 0 | 0 | 0 | 0 | 0 | 0
LV Network Non-Domestic Non-CT | 0 | 0 | 0 | 0 | 0 | 0 | 0 | 0 | 0
LV HH Metered | 535854.7968 | 544456.0103 | 501097.1819 | 502857.8871 | 498906.1552 | 40216.1691 | 531037.4972 | 521455.6241 | 502372.1612
LV Sub HH Metered | 11251.006 | 11390.8329 | 10483.7014 | 10495.7439 | 10413.2626 | 841.3823 | 11083.914 | 10883.9193 | 0
HV HH Metered | 1097071.7272 | 1108983.3757 | 1020667.297 | 1025504.7745 | 1017445.7978 | 81914.9061 | 1082972.9488 | 0 | 0
LV UMS (Pseudo HH Metered) | 66531.2375 | 60982.8448 | 56126.3556 | 46816.5509 | 46448.6409 | 4504.4895 | 49440.0996 | 48548.018 | 46771.3293
LV Generation Non-Intermittent | -706.107 | -729.6419 | -671.5354 | -699.5389 | -694.0415 | -53.8949 | -738.7403 | -725.4107 | 0
LV Sub Generation Non-Intermittent | -200.6137 | -199.8422 | -183.9273 | -182.8783 | -181.4412 | -14.7613 | -193.1266 | 0 | 0
HV Generation Non-Intermittent | -75120.7537 | -74563.0537 | -68625.0778 | -67593.8254 | -67062.6362 | -5507.5898 | 0 | 0 | 0
2504. Estimated contributions of users on each tariff to system simultaneous maximum load by network level (kW)
Data sources:
x1 = 2407. All units (MWh)
x2 = 2302. Load coefficient
x3 = 2012. Loss adjustment factors between end user meter reading and each network level, scaled by network use
x4 = 1010. Days in the charging year (in Financial and general assumptions)
Calculation =x1*x2*x3/(24*x4)*1000
| GSPs | 132kV | 132kV/EHV | EHV | EHV/HV | 132kV/HV | HV | HV/LV | LV circuits
Domestic Unrestricted | 1405465.4285 | 1402660.1083 | 1290956.5037 | 1287121.9795 | 1277007.072 | 103607.2979 | 1359250.898 | 1334725.0034 | 1285878.7086
Domestic Two Rate | 901612.8491 | 899813.2226 | 828154.8217 | 825694.9559 | 819206.194 | 66464.5812 | 871966.0049 | 856232.5252 | 824897.3917
Domestic Off Peak (related MPAN) | 0 | 0 | 0 | 0 | 0 | 0 | 0 | 0 | 0
Small Non Domestic Unrestricted | 227889.2745 | 227434.4057 | 209322.2181 | 208700.469 | 207060.3867 | 16799.4114 | 220395.8167 | 216419.0641 | 208498.8787
Small Non Domestic Two Rate | 364725.3279 | 363997.3333 | 335009.6876 | 334014.6093 | 331389.7401 | 26886.6135 | 352732.4255 | 346367.8328 | 333691.9743
Small Non Domestic Off Peak (related MPAN) | 0 | 0 | 0 | 0 | 0 | 0 | 0 | 0 | 0
LV Medium Non-Domestic | 165108.7085 | 164779.1502 | 151656.6376 | 151206.1723 | 150017.9116 | 12171.3895 | 159679.6021 | 156798.3937 | 151060.1176
LV Sub Medium Non-Domestic | 0 | 0 | 0 | 0 | 0 | 0 | 0 | 0 | 0
HV Medium Non-Domestic | 4440.5269 | 4431.6636 | 4078.7393 | 4066.6242 | 4034.6665 | 327.3442 | 4294.5134 | 0 | 0
LV Network Domestic | 0 | 0 | 0 | 0 | 0 | 0 | 0 | 0 | 0
LV Network Non-Domestic Non-CT | 0 | 0 | 0 | 0 | 0 | 0 | 0 | 0 | 0
LV HH Metered | 539261.3446 | 538184.9746 | 495325.5526 | 493854.2885 | 489973.3118 | 39752.9599 | 521529.3468 | 512119.0357 | 493377.2595
LV Sub HH Metered | 11311.6173 | 11289.0392 | 10390.0143 | 10359.1528 | 10277.745 | 833.8633 | 10939.6685 | 10742.2766 | 0
HV HH Metered | 1101087.2956 | 1098889.5165 | 1011377.2822 | 1008373.1913 | 1000448.844 | 81169.3245 | 1064881.3303 | 0 | 0
NHH UMS category A | 6559.9886 | 6546.8948 | 6025.5199 | 6007.6224 | 5960.4112 | 483.5855 | 6344.283 | 6229.8088 | 6001.8194
NHH UMS category B | 6238.0599 | 6225.6086 | 5729.82 | 5712.8008 | 5667.9064 | 459.8537 | 6032.9399 | 5924.0834 | 5707.2826
NHH UMS category C | 188.6682 | 188.2916 | 173.2966 | 172.7819 | 171.4241 | 13.9081 | 182.4644 | 179.1721 | 172.615
NHH UMS category D | 44.0223 | 43.9345 | 40.4357 | 40.3156 | 39.9987 | 3.2452 | 42.5748 | 41.8066 | 40.2766
LV UMS (Pseudo HH Metered) | 67861.6475 | 67726.1951 | 62332.686 | 62147.5394 | 61659.1501 | 5002.5862 | 65630.22 | 64446.009 | 62087.5092
LV Generation NHH or Aggregate HH | -172.3559 | -172.0119 | -158.3134 | -157.8432 | -156.6027 | -12.7056 | -166.6885 | -163.6808 | 0
LV Sub Generation NHH | 0 | 0 | 0 | 0 | 0 | 0 | 0 | 0 | 0
LV Generation Intermittent | -3258.471 | -3251.9671 | -2992.9903 | -2984.1002 | -2960.6495 | -240.2061 | -3151.326 | -3094.4644 | 0
LV Generation Non-Intermittent | -702.3644 | -700.9625 | -645.1399 | -643.2237 | -638.1689 | -51.7765 | -679.2692 | -667.0127 | 0
LV Sub Generation Intermittent | -11.4597 | -11.4368 | -10.526 | -10.4948 | -10.4123 | -0.84478 | -11.0829 | 0 | 0
LV Sub Generation Non-Intermittent | -200.0531 | -199.6538 | -183.754 | -183.2082 | -181.7684 | -14.7474 | -193.4749 | 0 | 0
HV Generation Intermittent | -8436.0641 | -8419.2257 | -7748.744 | -7725.728 | -7665.015 | -621.885 | 0 | 0 | 0
HV Generation Non-Intermittent | -71500.8211 | -71358.1049 | -65675.3614 | -65480.2861 | -64965.7062 | -5270.8567 | 0 | 0 | 0
2505. Contributions of users on each tariff to system simultaneous maximum load by network level (kW)
Data sources:
x1 = 2501. Contributions of users on one-rate multi tariffs to system simultaneous maximum load by network level (kW)
x2 = 2502. Contributions of users on two-rate multi tariffs to system simultaneous maximum load by network level (kW)
x3 = 2503. Contributions of users on three-rate multi tariffs to system simultaneous maximum load by network level (kW)
x4 = 2504. Estimated contributions of users on each tariff to system simultaneous maximum load by network level (kW)
Combine tables = x1 or x2 or x3 or x4
| GSPs | 132kV | 132kV/EHV | EHV | EHV/HV | 132kV/HV | HV | HV/LV | LV circuits
Domestic Unrestricted | 1405465.4285 | 1402660.1083 | 1290956.5037 | 1287121.9795 | 1277007.072 | 103607.2979 | 1359250.898 | 1334725.0034 | 1285878.7086
Domestic Two Rate | 900243.9778 | 880354.4383 | 810245.676 | 776285.2529 | 770184.7794 | 65027.2607 | 819787.4358 | 804995.4498 | 775535.415
Domestic Off Peak (related MPAN) | 8710.976 | 9613.8421 | 8848.2248 | 10846.8321 | 10761.5918 | 710.1251 | 11454.6768 | 11247.9922 | 10836.3548
Small Non Domestic Unrestricted | 227889.2745 | 227434.4057 | 209322.2181 | 208700.469 | 207060.3867 | 16799.4114 | 220395.8167 | 216419.0641 | 208498.8787
Small Non Domestic Two Rate | 363538.5398 | 369999.8732 | 340534.2034 | 346362.4873 | 343640.5817 | 27329.9903 | 365772.2651 | 359172.3857 | 346027.9251
Small Non Domestic Off Peak (related MPAN) | 138.6523 | 155.8562 | 143.4443 | 213.5652 | 211.8869 | 11.5123 | 225.5332 | 221.4637 | 213.3589
LV Medium Non-Domestic | 164118.7817 | 166539.5516 | 153276.8459 | 153673.153 | 152465.5054 | 12301.4213 | 162284.8296 | 159356.6133 | 153524.7153
LV Sub Medium Non-Domestic | 0 | 0 | 0 | 0 | 0 | 0 | 0 | 0 | 0
HV Medium Non-Domestic | 4414.5393 | 4498.881 | 4140.6038 | 4182.0619 | 4149.197 | 332.3092 | 4416.4201 | 0 | 0
LV Network Domestic | 0 | 0 | 0 | 0 | 0 | 0 | 0 | 0 | 0
LV Network Non-Domestic Non-CT | 0 | 0 | 0 | 0 | 0 | 0 | 0 | 0 | 0
LV HH Metered | 535854.7968 | 544456.0103 | 501097.1819 | 502857.8871 | 498906.1552 | 40216.1691 | 531037.4972 | 521455.6241 | 502372.1612
LV Sub HH Metered | 11251.006 | 11390.8329 | 10483.7014 | 10495.7439 | 10413.2626 | 841.3823 | 11083.914 | 10883.9193 | 0
HV HH Metered | 1097071.7272 | 1108983.3757 | 1020667.297 | 1025504.7745 | 1017445.7978 | 81914.9061 | 1082972.9488 | 0 | 0
NHH UMS category A | 7619.1229 | 7596.9302 | 6991.9337 | 6958.227 | 6903.5455 | 561.1462 | 7348.1585 | 7215.5707 | 6951.5059
NHH UMS category B | 5754.2093 | 5245.413 | 4827.6842 | 3999.3789 | 3967.9496 | 387.4517 | 4223.4998 | 4147.2923 | 3995.5158
NHH UMS category C | 166.589 | 152.8935 | 140.7176 | 113.9855 | 113.0898 | 11.2935 | 120.3732 | 118.2012 | 113.8754
NHH UMS category D | 561.8306 | 734.7651 | 676.2507 | 957.4767 | 949.9524 | 54.2733 | 1011.1327 | 992.8881 | 956.5519
LV UMS (Pseudo HH Metered) | 66531.2375 | 60982.8448 | 56126.3556 | 46816.5509 | 46448.6409 | 4504.4895 | 49440.0996 | 48548.018 | 46771.3293
LV Generation NHH or Aggregate HH | -172.3559 | -172.0119 | -158.3134 | -157.8432 | -156.6027 | -12.7056 | -166.6885 | -163.6808 | 0
LV Sub Generation NHH | 0 | 0 | 0 | 0 | 0 | 0 | 0 | 0 | 0
LV Generation Intermittent | -3258.471 | -3251.9671 | -2992.9903 | -2984.1002 | -2960.6495 | -240.2061 | -3151.326 | -3094.4644 | 0
LV Generation Non-Intermittent | -706.107 | -729.6419 | -671.5354 | -699.5389 | -694.0415 | -53.8949 | -738.7403 | -725.4107 | 0
LV Sub Generation Intermittent | -11.4597 | -11.4368 | -10.526 | -10.4948 | -10.4123 | -0.84478 | -11.0829 | 0 | 0
LV Sub Generation Non-Intermittent | -200.6137 | -199.8422 | -183.9273 | -182.8783 | -181.4412 | -14.7613 | -193.1266 | 0 | 0
HV Generation Intermittent | -8436.0641 | -8419.2257 | -7748.744 | -7725.728 | -7665.015 | -621.885 | 0 | 0 | 0
HV Generation Non-Intermittent | -75120.7537 | -74563.0537 | -68625.0778 | -67593.8254 | -67062.6362 | -5507.5898 | 0 | 0 | 0
2506. Forecast system simultaneous maximum load (kW) from forecast units
Data sources:
x1 = 2505. Contributions of users on each tariff to system simultaneous maximum load by network level (kW)
Cell summation =SUM(x1)
| GSPs | 132kV | 132kV/EHV | EHV | EHV/HV | 132kV/HV | HV | HV/LV | LV circuits
Forecast system simultaneous maximum load (kW) from forecast units | 4711424.864 | 4713452.8427 | 4338087.7279 | 4305735.4167 | 4271898.5962 | 348158.5525 | 4626564.5349 | 3475515.93 | 3341676.2961

## AMD
Forecast aggregate maximum load for WPD East Midlands in April 15 (DCP179)
2601. Pre-processing of data for standing charge factors
Data sources:
x1 = Standing charges factors (in Pre-processing of data for standing charge factors)
x2 = 1018. Proportion of relevant load going through 132kV/HV direct transformation
x3 = Standing charges factors for 132kV/HV (in Pre-processing of data for standing charge factors)
Kind: | Fixed data | [7 empty] | Fixed data | Calculation
Formula: | [9 empty] | =x1+0.2*x2*x3
Standing charges factors
| GSPs | 132kV | 132kV/EHV | EHV | EHV/HV | HV | HV/LV | LV circuits | Standing charges factors for 132kV/HV | Adjusted standing charges factors for 132kV
Domestic Unrestricted | 0 | 0 | 0 | 0 | 0 | 0 | 0 | 1 | 0 | 0
Domestic Two Rate | 0 | 0 | 0 | 0 | 0 | 0 | 0 | 1 | 0 | 0
Domestic Off Peak (related MPAN) | 0 | 0 | 0 | 0 | 0 | 0 | 0 | 1 | 0 | 0
Small Non Domestic Unrestricted | 0 | 0 | 0 | 0 | 0 | 0 | 0 | 1 | 0 | 0
Small Non Domestic Two Rate | 0 | 0 | 0 | 0 | 0 | 0 | 0 | 1 | 0 | 0
Small Non Domestic Off Peak (related MPAN) | 0 | 0 | 0 | 0 | 0 | 0 | 0 | 1 | 0 | 0
LV Medium Non-Domestic | 0 | 0 | 0 | 0 | 0 | 0 | 0 | 1 | 0 | 0
LV Sub Medium Non-Domestic | 0 | 0 | 0 | 0 | 0 | 0 | 1 | 0 | 0 | 0
HV Medium Non-Domestic | 0 | 0 | 0 | 0.2 | 1 | 1 | 0 | 0 | 1 | 0.015009
LV Network Domestic | 0 | 0 | 0 | 0 | 0 | 0 | 0 | 1 | 0 | 0
LV Network Non-Domestic Non-CT | 0 | 0 | 0 | 0 | 0 | 0 | 0 | 1 | 0 | 0
LV HH Metered | 0 | 0 | 0 | 0 | 0 | 0.2 | 1 | 1 | 0 | 0
LV Sub HH Metered | 0 | 0 | 0 | 0 | 0 | 1 | 1 | 0 | 0 | 0
HV HH Metered | 0 | 0 | 0 | 0.2 | 1 | 1 | 0 | 0 | 1 | 0.015009
NHH UMS category A | 0 | 0 | 0 | 0 | 0 | 0 | 0 | 0 | 0 | 0
NHH UMS category B | 0 | 0 | 0 | 0 | 0 | 0 | 0 | 0 | 0 | 0
NHH UMS category C | 0 | 0 | 0 | 0 | 0 | 0 | 0 | 0 | 0 | 0
NHH UMS category D | 0 | 0 | 0 | 0 | 0 | 0 | 0 | 0 | 0 | 0
LV UMS (Pseudo HH Metered) | 0 | 0 | 0 | 0 | 0 | 0 | 0 | 0 | 0 | 0
2602. Standing charges factors adapted to use 132kV/HV
Data sources:
x1 = 2601. Standing charges factors for 132kV/HV (in Pre-processing of data for standing charge factors)
x2 = 2601. Adjusted standing charges factors for 132kV (in Pre-processing of data for standing charge factors)
x3 = 2601. Standing charges factors (in Pre-processing of data for standing charge factors)
Combine tables = x1 or x2 or x3
| GSPs | 132kV | 132kV/EHV | EHV | EHV/HV | 132kV/HV | HV | HV/LV | LV circuits
Domestic Unrestricted | 0 | 0 | 0 | 0 | 0 | 0 | 0 | 0 | 1
Domestic Two Rate | 0 | 0 | 0 | 0 | 0 | 0 | 0 | 0 | 1
Domestic Off Peak (related MPAN) | 0 | 0 | 0 | 0 | 0 | 0 | 0 | 0 | 1
Small Non Domestic Unrestricted | 0 | 0 | 0 | 0 | 0 | 0 | 0 | 0 | 1
Small Non Domestic Two Rate | 0 | 0 | 0 | 0 | 0 | 0 | 0 | 0 | 1
Small Non Domestic Off Peak (related MPAN) | 0 | 0 | 0 | 0 | 0 | 0 | 0 | 0 | 1
LV Medium Non-Domestic | 0 | 0 | 0 | 0 | 0 | 0 | 0 | 0 | 1
LV Sub Medium Non-Domestic | 0 | 0 | 0 | 0 | 0 | 0 | 0 | 1 | 0
HV Medium Non-Domestic | 0 | 0.015009 | 0 | 0.2 | 1 | 1 | 1 | 0 | 0
LV Network Domestic | 0 | 0 | 0 | 0 | 0 | 0 | 0 | 0 | 1
LV Network Non-Domestic Non-CT | 0 | 0 | 0 | 0 | 0 | 0 | 0 | 0 | 1
LV HH Metered | 0 | 0 | 0 | 0 | 0 | 0 | 0.2 | 1 | 1
LV Sub HH Metered | 0 | 0 | 0 | 0 | 0 | 0 | 1 | 1 | 0
HV HH Metered | 0 | 0.015009 | 0 | 0.2 | 1 | 1 | 1 | 0 | 0
NHH UMS category A | 0 | 0 | 0 | 0 | 0 | 0 | 0 | 0 | 0
NHH UMS category B | 0 | 0 | 0 | 0 | 0 | 0 | 0 | 0 | 0
NHH UMS category C | 0 | 0 | 0 | 0 | 0 | 0 | 0 | 0 | 0
NHH UMS category D | 0 | 0 | 0 | 0 | 0 | 0 | 0 | 0 | 0
LV UMS (Pseudo HH Metered) | 0 | 0 | 0 | 0 | 0 | 0 | 0 | 0 | 0
2603. Capacity-based contributions to chargeable aggregate maximum load by network level (kW)
Data sources:
x1 = 2305. Import capacity (kVA) (in Equivalent volume for each end user)
x2 = 1010. Power factor for all flows in the network model (in Financial and general assumptions)
x3 = 2602. Standing charges factors adapted to use 132kV/HV
x4 = 2012. Loss adjustment factors between end user meter reading and each network level, scaled by network use
Calculation =x1*x2*x3*x4
| GSPs | 132kV | 132kV/EHV | EHV | EHV/HV | 132kV/HV | HV | HV/LV | LV circuits
LV HH Metered | 0 | 0 | 0 | 0 | 0 | 0 | 319792.5079 | 1570111.3634 | 1512650.7463
LV Sub HH Metered | 0 | 0 | 0 | 0 | 0 | 0 | 44502.9981 | 43700 | 0
HV HH Metered | 0 | 39568.8346 | 0 | 483840.8826 | 2400192.9833 | 194734.6377 | 2554774.0021 | 0 | 0
2604. Unit-based contributions to chargeable aggregate maximum load (kW)
Data sources:
x1 = 2407. All units (MWh)
x2 = 1041. Load factor for each type of demand user (in Load profile data for demand users)
x3 = 2602. Standing charges factors adapted to use 132kV/HV
x4 = 2012. Loss adjustment factors between end user meter reading and each network level, scaled by network use
x5 = 1010. Days in the charging year (in Financial and general assumptions)
Calculation =x1/x2*x3*x4/(24*x5)*1000
| GSPs | 132kV | 132kV/EHV | EHV | EHV/HV | 132kV/HV | HV | HV/LV | LV circuits
Domestic Unrestricted | 0 | 0 | 0 | 0 | 0 | 0 | 0 | 0 | 1436057.6142
Domestic Two Rate | 0 | 0 | 0 | 0 | 0 | 0 | 0 | 0 | 964391.4793
Small Non Domestic Unrestricted | 0 | 0 | 0 | 0 | 0 | 0 | 0 | 0 | 337041.2485
Small Non Domestic Two Rate | 0 | 0 | 0 | 0 | 0 | 0 | 0 | 0 | 431889.791
LV Medium Non-Domestic | 0 | 0 | 0 | 0 | 0 | 0 | 0 | 0 | 190786.4402
LV Sub Medium Non-Domestic | 0 | 0 | 0 | 0 | 0 | 0 | 0 | 0 | 0
HV Medium Non-Domestic | 0 | 99.3281 | 0 | 1214.5672 | 6025.1124 | 488.8349 | 6413.1512 | 0 | 0
LV Network Domestic | 0 | 0 | 0 | 0 | 0 | 0 | 0 | 0 | 0
LV Network Non-Domestic Non-CT | 0 | 0 | 0 | 0 | 0 | 0 | 0 | 0 | 0
2605. Contributions to aggregate maximum load by network level (kW)
Data sources:
x1 = 2603. Capacity-based contributions to chargeable aggregate maximum load by network level (kW)
x2 = 2604. Unit-based contributions to chargeable aggregate maximum load (kW)
Combine tables = x1 or x2
| GSPs | 132kV | 132kV/EHV | EHV | EHV/HV | 132kV/HV | HV | HV/LV | LV circuits
Domestic Unrestricted | 0 | 0 | 0 | 0 | 0 | 0 | 0 | 0 | 1436057.6142
Domestic Two Rate | 0 | 0 | 0 | 0 | 0 | 0 | 0 | 0 | 964391.4793
Small Non Domestic Unrestricted | 0 | 0 | 0 | 0 | 0 | 0 | 0 | 0 | 337041.2485
Small Non Domestic Two Rate | 0 | 0 | 0 | 0 | 0 | 0 | 0 | 0 | 431889.791
LV Medium Non-Domestic | 0 | 0 | 0 | 0 | 0 | 0 | 0 | 0 | 190786.4402
LV Sub Medium Non-Domestic | 0 | 0 | 0 | 0 | 0 | 0 | 0 | 0 | 0
HV Medium Non-Domestic | 0 | 99.3281 | 0 | 1214.5672 | 6025.1124 | 488.8349 | 6413.1512 | 0 | 0
LV Network Domestic | 0 | 0 | 0 | 0 | 0 | 0 | 0 | 0 | 0
LV Network Non-Domestic Non-CT | 0 | 0 | 0 | 0 | 0 | 0 | 0 | 0 | 0
LV HH Metered | 0 | 0 | 0 | 0 | 0 | 0 | 319792.5079 | 1570111.3634 | 1512650.7463
LV Sub HH Metered | 0 | 0 | 0 | 0 | 0 | 0 | 44502.9981 | 43700 | 0
HV HH Metered | 0 | 39568.8346 | 0 | 483840.8826 | 2400192.9833 | 194734.6377 | 2554774.0021 | 0 | 0
NHH UMS category A
NHH UMS category B
NHH UMS category C
NHH UMS category D
LV UMS (Pseudo HH Metered)
2606. Forecast chargeable aggregate maximum load (kW)
Data sources:
x1 = 2605. Contributions to aggregate maximum load by network level (kW)
Cell summation =SUM(x1)
| GSPs | 132kV | 132kV/EHV | EHV | EHV/HV | 132kV/HV | HV | HV/LV | LV circuits
Forecast chargeable aggregate maximum load (kW) | 0 | 39668.1627 | 0 | 485055.4498 | 2406218.0957 | 195223.4726 | 2925482.6592 | 1613811.3634 | 4872817.3195
2607. Forecast simultaneous load subject to standing charge factors (kW)
Data sources:
x1 = 2505. Contributions of users on each tariff to system simultaneous maximum load by network level (kW)
x2 = 2602. Standing charges factors adapted to use 132kV/HV
Calculation =x1*x2
| GSPs | 132kV | 132kV/EHV | EHV | EHV/HV | 132kV/HV | HV | HV/LV | LV circuits
Domestic Unrestricted | 0 | 0 | 0 | 0 | 0 | 0 | 0 | 0 | 1285878.7086
Domestic Two Rate | 0 | 0 | 0 | 0 | 0 | 0 | 0 | 0 | 775535.415
Domestic Off Peak (related MPAN) | 0 | 0 | 0 | 0 | 0 | 0 | 0 | 0 | 10836.3548
Small Non Domestic Unrestricted | 0 | 0 | 0 | 0 | 0 | 0 | 0 | 0 | 208498.8787
Small Non Domestic Two Rate | 0 | 0 | 0 | 0 | 0 | 0 | 0 | 0 | 346027.9251
Small Non Domestic Off Peak (related MPAN) | 0 | 0 | 0 | 0 | 0 | 0 | 0 | 0 | 213.3589
LV Medium Non-Domestic | 0 | 0 | 0 | 0 | 0 | 0 | 0 | 0 | 153524.7153
LV Sub Medium Non-Domestic | 0 | 0 | 0 | 0 | 0 | 0 | 0 | 0 | 0
HV Medium Non-Domestic | 0 | 67.5231 | 0 | 836.4124 | 4149.197 | 332.3092 | 4416.4201 | 0 | 0
LV Network Domestic | 0 | 0 | 0 | 0 | 0 | 0 | 0 | 0 | 0
LV Network Non-Domestic Non-CT | 0 | 0 | 0 | 0 | 0 | 0 | 0 | 0 | 0
LV HH Metered | 0 | 0 | 0 | 0 | 0 | 0 | 106207.4994 | 521455.6241 | 502372.1612
LV Sub HH Metered | 0 | 0 | 0 | 0 | 0 | 0 | 11083.914 | 10883.9193 | 0
HV HH Metered | 0 | 16644.5857 | 0 | 205100.9549 | 1017445.7978 | 81914.9061 | 1082972.9488 | 0 | 0
NHH UMS category A | 0 | 0 | 0 | 0 | 0 | 0 | 0 | 0 | 0
NHH UMS category B | 0 | 0 | 0 | 0 | 0 | 0 | 0 | 0 | 0
NHH UMS category C | 0 | 0 | 0 | 0 | 0 | 0 | 0 | 0 | 0
NHH UMS category D | 0 | 0 | 0 | 0 | 0 | 0 | 0 | 0 | 0
LV UMS (Pseudo HH Metered) | 0 | 0 | 0 | 0 | 0 | 0 | 0 | 0 | 0
2608. Forecast simultaneous load replaced by standing charge (kW)
Data sources:
x1 = 2607. Forecast simultaneous load subject to standing charge factors (kW)
Cell summation =SUM(x1)
| GSPs | 132kV | 132kV/EHV | EHV | EHV/HV | 132kV/HV | HV | HV/LV | LV circuits
Forecast simultaneous load replaced by standing charge (kW) | 0 | 16712.1088 | 0 | 205937.3673 | 1021594.9948 | 82247.2153 | 1204680.7823 | 532339.5434 | 3282887.5178
2609. Calculated LV diversity allowance
Data sources:
x1 = 2606. Forecast chargeable aggregate maximum load (kW)
x2 = 2608. Forecast simultaneous load replaced by standing charge (kW)
Calculation =x1/x2-1
LV circuits
Calculated LV diversity allowance | 48.43%
2610. Network level mapping for diversity allowances
| GSPs | 132kV | 132kV/EHV | EHV | EHV/HV | 132kV/HV | HV | HV/LV | LV circuits
GSPs | 100% | 0% | 0% | 0% | 0% | 0% | 0% | 0% | 0%
132kV | 0% | 100% | 0% | 0% | 0% | 0% | 0% | 0% | 0%
132kV/EHV | 0% | 0% | 100% | 0% | 0% | 100% | 0% | 0% | 0%
EHV | 0% | 0% | 0% | 100% | 0% | 0% | 0% | 0% | 0%
EHV/HV | 0% | 0% | 0% | 0% | 100% | 0% | 0% | 0% | 0%
HV | 0% | 0% | 0% | 0% | 0% | 0% | 100% | 0% | 0%
HV/LV | 0% | 0% | 0% | 0% | 0% | 0% | 0% | 100% | 0%
LV circuits | 0% | 0% | 0% | 0% | 0% | 0% | 0% | 0% | 100%
2611. Diversity allowances including 132kV/HV
Data sources:
x1 = 2104. Diversity allowance between level exit and GSP Group (in Diversity calculations)
x2 = 2610. Network level mapping for diversity allowances
Sum-product calculation =SUMPRODUCT(x1, x2)
Diversity allowances including 132kV/HV
GSPs | 2.471%
132kV | 7.084%
132kV/EHV | 7.084%
EHV | 15.55%
EHV/HV | 15.55%
132kV/HV | 7.084%
HV | 54.83%
HV/LV | 54.83%
LV circuits | 0%
2612. Diversity allowances (including calculated LV value)
Data sources:
x1 = 2609. Calculated LV diversity allowance
x2 = 2611. Diversity allowances including 132kV/HV
Combine tables = x1 or x2
| GSPs | 132kV | 132kV/EHV | EHV | EHV/HV | 132kV/HV | HV | HV/LV | LV circuits
Diversity allowances (including calculated LV value) | 2.471% | 7.084% | 7.084% | 15.55% | 15.55% | 7.084% | 54.83% | 54.83% | 48.43%
2613. Forecast simultaneous maximum load (kW) adjusted for standing charges
Data sources:
x1 = 2506. Forecast system simultaneous maximum load (kW) from forecast units
x2 = 2608. Forecast simultaneous load replaced by standing charge (kW)
x3 = 2606. Forecast chargeable aggregate maximum load (kW)
x4 = 2612. Diversity allowances (including calculated LV value)
Calculation =x1-x2+x3/(1+x4)
| GSPs | 132kV | 132kV/EHV | EHV | EHV/HV | 132kV/HV | HV | HV/LV | LV circuits
Forecast simultaneous maximum load (kW) adjusted for standing charges | 4711424.864 | 4733784.7132 | 4338087.7279 | 4519594.1404 | 5332789.1213 | 448220.1157 | 5311352.5814 | 3985481.7502 | 3341676.2961

## Otex
Other expenditure for WPD East Midlands in April 15 (DCP179)
2701. Operating expenditure coded by network level (£/year)
Data sources:
x1 = 1055. Transmission exit charges (£/year)
x2 = Zero for levels other than transmission exit
Combine tables = x1 or x2
| Transmission exit | Operating 132kV | Operating 132kV/EHV | Operating EHV | Operating EHV/HV | Operating 132kV/HV | Operating HV | Operating HV/LV | Operating LV circuits | Operating LV customer | Operating HV customer
Operating expenditure coded by network level (£/year) | 10355425.7384 | 0 | 0 | 0 | 0 | 0 | 0 | 0 | 0 | 0 | 0
2702. Network model assets (£) scaled by load forecast
Data sources:
x1 = 2108. GSP simultaneous maximum load assumed through each network level (MW)
x2 = 2613. Forecast simultaneous maximum load (kW) adjusted for standing charges
x3 = 1020. Gross asset cost by network level (£)
Calculation =IF(x1,x2*x3/x1/1000,0)
| Assets 132kV | Assets 132kV/EHV | Assets EHV | Assets EHV/HV | Assets 132kV/HV | Assets HV | Assets HV/LV | Assets LV circuits
Network model assets (£) scaled by load forecast | 806320072.649 | 268798171.1074 | 400676269.7526 | 668076851.9732 | 50366155.8206 | 1102704434.3802 | 548656682.2669 | 530005057.2077
2703. Annual consumption by tariff for unmetered users (MWh)
Data sources:
x1 = 2407. All units (MWh)
Copy cells = x1
Annual consumption by tariff for unmetered users (MWh)
NHH UMS category A | 52719.9817
NHH UMS category B | 23714.4489
NHH UMS category C | 381.6382
NHH UMS category D | 9513.7048
LV UMS (Pseudo HH Metered) | 263890.3308
2704. Total unmetered units
Data sources:
x1 = 2703. Annual consumption by tariff for unmetered users (MWh)
Cell summation =SUM(x1)
Total unmetered units
Total unmetered units | 350220.1045
2705. Service model asset data
Data sources:
x1 = 2205. Service model assets by tariff (£)
x2 = 2305. MPANs (in Equivalent volume for each end user)
x3 = 2202. Asset £/(MWh/year) from LV service models
x4 = 2704. Total unmetered units
x5 = Service model assets (£) scaled by annual MWh (in Service model asset data)
x6 = Service model assets (£) scaled by user count (in Service model asset data)
x7 = Service model assets (£) scaled by annual MWh (in Service model asset data)
Kind: | Sum-product calculation |  | Calculation | Copy cells |  | Calculation
Formula: | =SUMPRODUCT(x1, x2) |  | =x3*x4 | = x5 |  | =x6+x7
| Service model assets (£) scaled by user count |  |  | Service model assets (£) scaled by annual MWh |  | Service model assets (£)
| Assets LV customer | Assets HV customer | Service model assets (£) scaled by annual MWh | Assets LV customer | Assets HV customer | Assets LV customer | Assets HV customer
Service model asset data | 704904781.8566 | 28586911.6553 | 80123923.7062 | 80123923.7062 |  | 785028705.5629 | 28586911.6553
2706. Data for allocation of operating expenditure
Data sources:
x1 = 2702. Network model assets (£) scaled by load forecast
x2 = 2705. Service model assets (£) (in Service model asset data)
x3 = Model assets (£) scaled by demand forecast (in Data for allocation of operating expenditure)
Kind: | Combine tables | [10 empty] | Cell summation
Formula: | = x1 or x2 | [10 empty] | =SUM(x3)
Model assets (£) scaled by demand forecast
| GSPs | Assets 132kV | Assets 132kV/EHV | Assets EHV | Assets EHV/HV | Assets 132kV/HV | Assets HV | Assets HV/LV | Assets LV circuits | Assets LV customer | Assets HV customer | Denominator for allocation of operating expenditure
Data for allocation of operating expenditure |  | 806320072.649 | 268798171.1074 | 400676269.7526 | 668076851.9732 | 50366155.8206 | 1102704434.3802 | 548656682.2669 | 530005057.2077 | 785028705.5629 | 28586911.6553 | 5189219312.3757
2707. Amount of expenditure to be allocated according to asset values (£/year)
Data sources:
x1 = 1059. Direct cost (£/year) (in Other expenditure)
x2 = 1059. Network rates (£/year) (in Other expenditure)
x3 = 1059. Indirect cost (£/year) (in Other expenditure)
x4 = 1059. Indirect cost proportion (in Other expenditure)
Calculation =x1+x2+x3*x4
Amount of expenditure to be allocated according to asset values (£/year)
Other expenditure | 126760394.0945
2708. Total operating expenditure by network level (£/year)
Data sources:
x1 = 2701. Operating expenditure coded by network level (£/year)
x2 = 2707. Amount of expenditure to be allocated according to asset values (£/year)
x3 = 2706. Denominator for allocation of operating expenditure (in Data for allocation of operating expenditure)
x4 = 2706. Model assets (£) scaled by demand forecast (in Data for allocation of operating expenditure)
Calculation =x1+x2/x3*x4
| Transmission exit | Operating 132kV | Operating 132kV/EHV | Operating EHV | Operating EHV/HV | Operating 132kV/HV | Operating HV | Operating HV/LV | Operating LV circuits | Operating LV customer | Operating HV customer
Total operating expenditure by network level (£/year) | 10355425.7384 | 19696498.4562 | 6566105.6221 | 9787576.6663 | 16319542.4868 | 1230326.4473 | 26936469.6802 | 13402389.2767 | 12946774.0482 | 19176400.5532 | 698310.8574
2709. Operating expenditure percentage by network level
Data sources:
x1 = 2706. Model assets (£) scaled by demand forecast (in Data for allocation of operating expenditure)
x2 = 2708. Total operating expenditure by network level (£/year)
Calculation =IF(x1="","",IF(x1>0,x2/x1,0))
| Transmission exit | Operating 132kV | Operating 132kV/EHV | Operating EHV | Operating EHV/HV | Operating 132kV/HV | Operating HV | Operating HV/LV | Operating LV circuits | Operating LV customer | Operating HV customer
Operating expenditure percentage by network level |  | 2.443% | 2.443% | 2.443% | 2.443% | 2.443% | 2.443% | 2.443% | 2.443% | 2.443% | 2.443%
2710. Unit operating expenditure based on simultaneous maximum load (£/kW/year)
Data sources:
x1 = 2613. Forecast simultaneous maximum load (kW) adjusted for standing charges
x2 = 2708. Total operating expenditure by network level (£/year)
Calculation =IF(x1>0,x2/x1,0)
| Transmission exit | Operating 132kV | Operating 132kV/EHV | Operating EHV | Operating EHV/HV | Operating 132kV/HV | Operating HV | Operating HV/LV | Operating LV circuits
Unit operating expenditure based on simultaneous maximum load (£/kW/year) | 2.1979 | 4.1608 | 1.5136 | 2.1656 | 3.0602 | 2.7449 | 5.0715 | 3.3628 | 3.8743
2711. Operating expenditure for customer assets p/MPAN/day
Data sources:
x1 = 1010. Days in the charging year (in Financial and general assumptions)
x2 = 2709. Operating expenditure percentage by network level
x3 = 2205. Service model assets by tariff (£)
x4 = Operating expenditure p/MPAN/day by level (in Operating expenditure for customer assets p/MPAN/day)
Kind: | Calculation |  | Cell summation
Formula: | =100/x1*x2*x3 |  | =SUM(x4)
Operating expenditure p/MPAN/day by level
| Operating LV customer | Operating HV customer | Operating expenditure for customer assets p/MPAN/day total
Domestic Unrestricted | 1.6079 | 0 | 1.6079
Domestic Two Rate | 1.6079 | 0 | 1.6079
Domestic Off Peak (related MPAN) | 0 | 0 | 0
Small Non Domestic Unrestricted | 3.9301 | 0 | 3.9301
Small Non Domestic Two Rate | 3.9301 | 0 | 3.9301
Small Non Domestic Off Peak (related MPAN) | 0 | 0 | 0
LV Medium Non-Domestic | 4.5942 | 0 | 4.5942
LV Sub Medium Non-Domestic | 3.3926 | 0 | 3.3926
HV Medium Non-Domestic | 0 | 59.8761 | 59.8761
LV Network Domestic | 1.6079 | 0 | 1.6079
LV Network Non-Domestic Non-CT | 3.9301 | 0 | 3.9301
LV HH Metered | 7.8753 | 0 | 7.8753
LV Sub HH Metered | 5.9568 | 0 | 5.9568
HV HH Metered | 0 | 59.8761 | 59.8761
NHH UMS category A | 0 | 0 | 0
NHH UMS category B | 0 | 0 | 0
NHH UMS category C | 0 | 0 | 0
NHH UMS category D | 0 | 0 | 0
LV UMS (Pseudo HH Metered) | 0 | 0 | 0
LV Generation NHH or Aggregate HH | 0 | 0 | 0
LV Sub Generation NHH | 0 | 0 | 0
LV Generation Intermittent | 0 | 0 | 0
LV Generation Non-Intermittent | 0 | 0 | 0
LV Sub Generation Intermittent | 0 | 0 | 0
LV Sub Generation Non-Intermittent | 0 | 0 | 0
HV Generation Intermittent | 0 | 28.9277 | 28.9277
HV Generation Non-Intermittent | 0 | 28.9277 | 28.9277
2712. Operating expenditure for unmetered customer assets (p/kWh)
Data sources:
x1 = 2709. Operating expenditure percentage by network level
x2 = 2202. Asset £/(MWh/year) from LV service models
Calculation =0.1*x1*x2
Operating LV customer
NHH UMS category A | 0.55886
NHH UMS category B | 0.55886
NHH UMS category C | 0.55886
NHH UMS category D | 0.55886
LV UMS (Pseudo HH Metered) | 0.55886

## Contrib
Customer contributions for WPD East Midlands in April 15 (DCP179)
This sheet calculates factors used to take account of the costs deemed to be covered by connection charges.
2801. Network level of supply (for customer contributions) by tariff
| LV network | LV substation | HV network | HV substation
Domestic Unrestricted | 100% | 0% | 0% | 0%
Domestic Two Rate | 100% | 0% | 0% | 0%
Domestic Off Peak (related MPAN) | 100% | 0% | 0% | 0%
Small Non Domestic Unrestricted | 100% | 0% | 0% | 0%
Small Non Domestic Two Rate | 100% | 0% | 0% | 0%
Small Non Domestic Off Peak (related MPAN) | 100% | 0% | 0% | 0%
LV Medium Non-Domestic | 100% | 0% | 0% | 0%
LV Sub Medium Non-Domestic | 0% | 100% | 0% | 0%
HV Medium Non-Domestic | 0% | 0% | 100% | 0%
LV Network Domestic | 100% | 0% | 0% | 0%
LV Network Non-Domestic Non-CT | 100% | 0% | 0% | 0%
LV HH Metered | 100% | 0% | 0% | 0%
LV Sub HH Metered | 0% | 100% | 0% | 0%
HV HH Metered | 0% | 0% | 100% | 0%
NHH UMS category A | 100% | 0% | 0% | 0%
NHH UMS category B | 100% | 0% | 0% | 0%
NHH UMS category C | 100% | 0% | 0% | 0%
NHH UMS category D | 100% | 0% | 0% | 0%
LV UMS (Pseudo HH Metered) | 100% | 0% | 0% | 0%
LV Generation NHH or Aggregate HH | 100% | 0% | 0% | 0%
LV Sub Generation NHH | 0% | 100% | 0% | 0%
LV Generation Intermittent | 100% | 0% | 0% | 0%
LV Generation Non-Intermittent | 100% | 0% | 0% | 0%
LV Sub Generation Intermittent | 0% | 100% | 0% | 0%
LV Sub Generation Non-Intermittent | 0% | 100% | 0% | 0%
HV Generation Intermittent | 0% | 0% | 100% | 0%
HV Generation Non-Intermittent | 0% | 0% | 100% | 0%
2802. Contribution proportion of asset annuities, by customer type and network level of assets
Data sources:
x1 = 1060. Customer contributions under current connection charging policy
x2 = 1010. Annuity proportion for customer-contributed assets (in Financial and general assumptions)
Calculation =x1*(1-x2)
| LV network | LV substation | HV network | HV substation
Assets 132kV | 0% | 0% | 0% | 0%
Assets 132kV/EHV | 0% | 0% | 0% | 0%
Assets EHV | 0% | 0% | 6.542% | 6.542%
Assets EHV/HV | 0% | 0% | 35.16% | 35.16%
Assets 132kV/HV | 0% | 0% | 35.16% | 0%
Assets HV | 47.91% | 47.91% | 63.78% | 0%
Assets HV/LV | 70.89% | 70.89% | 0% | 0%
Assets LV circuits | 93.87% | 0% | 0% | 0%
2803. Proportion of assets annuities deemed to be covered by customer contributions
Data sources:
x1 = 2801. Network level of supply (for customer contributions) by tariff
x2 = 2802. Contribution proportion of asset annuities, by customer type and network level of assets
Sum-product calculation =SUMPRODUCT(x1, x2)
| Assets 132kV | Assets 132kV/EHV | Assets EHV | Assets EHV/HV | Assets 132kV/HV | Assets HV | Assets HV/LV | Assets LV circuits
Domestic Unrestricted | 0% | 0% | 0% | 0% | 0% | 47.91% | 70.89% | 93.87%
Domestic Two Rate | 0% | 0% | 0% | 0% | 0% | 47.91% | 70.89% | 93.87%
Domestic Off Peak (related MPAN) | 0% | 0% | 0% | 0% | 0% | 47.91% | 70.89% | 93.87%
Small Non Domestic Unrestricted | 0% | 0% | 0% | 0% | 0% | 47.91% | 70.89% | 93.87%
Small Non Domestic Two Rate | 0% | 0% | 0% | 0% | 0% | 47.91% | 70.89% | 93.87%
Small Non Domestic Off Peak (related MPAN) | 0% | 0% | 0% | 0% | 0% | 47.91% | 70.89% | 93.87%
LV Medium Non-Domestic | 0% | 0% | 0% | 0% | 0% | 47.91% | 70.89% | 93.87%
LV Sub Medium Non-Domestic | 0% | 0% | 0% | 0% | 0% | 47.91% | 70.89% | 0%
HV Medium Non-Domestic | 0% | 0% | 6.542% | 35.16% | 35.16% | 63.78% | 0% | 0%
LV Network Domestic | 0% | 0% | 0% | 0% | 0% | 47.91% | 70.89% | 93.87%
LV Network Non-Domestic Non-CT | 0% | 0% | 0% | 0% | 0% | 47.91% | 70.89% | 93.87%
LV HH Metered | 0% | 0% | 0% | 0% | 0% | 47.91% | 70.89% | 93.87%
LV Sub HH Metered | 0% | 0% | 0% | 0% | 0% | 47.91% | 70.89% | 0%
HV HH Metered | 0% | 0% | 6.542% | 35.16% | 35.16% | 63.78% | 0% | 0%
NHH UMS category A | 0% | 0% | 0% | 0% | 0% | 47.91% | 70.89% | 93.87%
NHH UMS category B | 0% | 0% | 0% | 0% | 0% | 47.91% | 70.89% | 93.87%
NHH UMS category C | 0% | 0% | 0% | 0% | 0% | 47.91% | 70.89% | 93.87%
NHH UMS category D | 0% | 0% | 0% | 0% | 0% | 47.91% | 70.89% | 93.87%
LV UMS (Pseudo HH Metered) | 0% | 0% | 0% | 0% | 0% | 47.91% | 70.89% | 93.87%
LV Generation NHH or Aggregate HH | 0% | 0% | 0% | 0% | 0% | 47.91% | 70.89% | 93.87%
LV Sub Generation NHH | 0% | 0% | 0% | 0% | 0% | 47.91% | 70.89% | 0%
LV Generation Intermittent | 0% | 0% | 0% | 0% | 0% | 47.91% | 70.89% | 93.87%
LV Generation Non-Intermittent | 0% | 0% | 0% | 0% | 0% | 47.91% | 70.89% | 93.87%
LV Sub Generation Intermittent | 0% | 0% | 0% | 0% | 0% | 47.91% | 70.89% | 0%
LV Sub Generation Non-Intermittent | 0% | 0% | 0% | 0% | 0% | 47.91% | 70.89% | 0%
HV Generation Intermittent | 0% | 0% | 6.542% | 35.16% | 35.16% | 63.78% | 0% | 0%
HV Generation Non-Intermittent | 0% | 0% | 6.542% | 35.16% | 35.16% | 63.78% | 0% | 0%
2804. Proportion of annual charge covered by contributions (for all charging levels)
Data sources:
x1 = Zero for operating expenditure
x2 = Zero for GSPs level
x3 = 2803. Proportion of assets annuities deemed to be covered by customer contributions
Combine tables = x1 or x2 or x3
| GSPs | Assets 132kV | Assets 132kV/EHV | Assets EHV | Assets EHV/HV | Assets 132kV/HV | Assets HV | Assets HV/LV | Assets LV circuits | Transmission exit | Operating 132kV | Operating 132kV/EHV | Operating EHV | Operating EHV/HV | Operating 132kV/HV | Operating HV | Operating HV/LV | Operating LV circuits
Domestic Unrestricted | 0% | 0% | 0% | 0% | 0% | 0% | 47.91% | 70.89% | 93.87% | 0% | 0% | 0% | 0% | 0% | 0% | 0% | 0% | 0%
Domestic Two Rate | 0% | 0% | 0% | 0% | 0% | 0% | 47.91% | 70.89% | 93.87% | 0% | 0% | 0% | 0% | 0% | 0% | 0% | 0% | 0%
Domestic Off Peak (related MPAN) | 0% | 0% | 0% | 0% | 0% | 0% | 47.91% | 70.89% | 93.87% | 0% | 0% | 0% | 0% | 0% | 0% | 0% | 0% | 0%
Small Non Domestic Unrestricted | 0% | 0% | 0% | 0% | 0% | 0% | 47.91% | 70.89% | 93.87% | 0% | 0% | 0% | 0% | 0% | 0% | 0% | 0% | 0%
Small Non Domestic Two Rate | 0% | 0% | 0% | 0% | 0% | 0% | 47.91% | 70.89% | 93.87% | 0% | 0% | 0% | 0% | 0% | 0% | 0% | 0% | 0%
Small Non Domestic Off Peak (related MPAN) | 0% | 0% | 0% | 0% | 0% | 0% | 47.91% | 70.89% | 93.87% | 0% | 0% | 0% | 0% | 0% | 0% | 0% | 0% | 0%
LV Medium Non-Domestic | 0% | 0% | 0% | 0% | 0% | 0% | 47.91% | 70.89% | 93.87% | 0% | 0% | 0% | 0% | 0% | 0% | 0% | 0% | 0%
LV Sub Medium Non-Domestic | 0% | 0% | 0% | 0% | 0% | 0% | 47.91% | 70.89% | 0% | 0% | 0% | 0% | 0% | 0% | 0% | 0% | 0% | 0%
HV Medium Non-Domestic | 0% | 0% | 0% | 6.542% | 35.16% | 35.16% | 63.78% | 0% | 0% | 0% | 0% | 0% | 0% | 0% | 0% | 0% | 0% | 0%
LV Network Domestic | 0% | 0% | 0% | 0% | 0% | 0% | 47.91% | 70.89% | 93.87% | 0% | 0% | 0% | 0% | 0% | 0% | 0% | 0% | 0%
LV Network Non-Domestic Non-CT | 0% | 0% | 0% | 0% | 0% | 0% | 47.91% | 70.89% | 93.87% | 0% | 0% | 0% | 0% | 0% | 0% | 0% | 0% | 0%
LV HH Metered | 0% | 0% | 0% | 0% | 0% | 0% | 47.91% | 70.89% | 93.87% | 0% | 0% | 0% | 0% | 0% | 0% | 0% | 0% | 0%
LV Sub HH Metered | 0% | 0% | 0% | 0% | 0% | 0% | 47.91% | 70.89% | 0% | 0% | 0% | 0% | 0% | 0% | 0% | 0% | 0% | 0%
HV HH Metered | 0% | 0% | 0% | 6.542% | 35.16% | 35.16% | 63.78% | 0% | 0% | 0% | 0% | 0% | 0% | 0% | 0% | 0% | 0% | 0%
NHH UMS category A | 0% | 0% | 0% | 0% | 0% | 0% | 47.91% | 70.89% | 93.87% | 0% | 0% | 0% | 0% | 0% | 0% | 0% | 0% | 0%
NHH UMS category B | 0% | 0% | 0% | 0% | 0% | 0% | 47.91% | 70.89% | 93.87% | 0% | 0% | 0% | 0% | 0% | 0% | 0% | 0% | 0%
NHH UMS category C | 0% | 0% | 0% | 0% | 0% | 0% | 47.91% | 70.89% | 93.87% | 0% | 0% | 0% | 0% | 0% | 0% | 0% | 0% | 0%
NHH UMS category D | 0% | 0% | 0% | 0% | 0% | 0% | 47.91% | 70.89% | 93.87% | 0% | 0% | 0% | 0% | 0% | 0% | 0% | 0% | 0%
LV UMS (Pseudo HH Metered) | 0% | 0% | 0% | 0% | 0% | 0% | 47.91% | 70.89% | 93.87% | 0% | 0% | 0% | 0% | 0% | 0% | 0% | 0% | 0%
LV Generation NHH or Aggregate HH | 0% | 0% | 0% | 0% | 0% | 0% | 47.91% | 70.89% | 93.87% | 0% | 0% | 0% | 0% | 0% | 0% | 0% | 0% | 0%
LV Sub Generation NHH | 0% | 0% | 0% | 0% | 0% | 0% | 47.91% | 70.89% | 0% | 0% | 0% | 0% | 0% | 0% | 0% | 0% | 0% | 0%
LV Generation Intermittent | 0% | 0% | 0% | 0% | 0% | 0% | 47.91% | 70.89% | 93.87% | 0% | 0% | 0% | 0% | 0% | 0% | 0% | 0% | 0%
LV Generation Non-Intermittent | 0% | 0% | 0% | 0% | 0% | 0% | 47.91% | 70.89% | 93.87% | 0% | 0% | 0% | 0% | 0% | 0% | 0% | 0% | 0%
LV Sub Generation Intermittent | 0% | 0% | 0% | 0% | 0% | 0% | 47.91% | 70.89% | 0% | 0% | 0% | 0% | 0% | 0% | 0% | 0% | 0% | 0%
LV Sub Generation Non-Intermittent | 0% | 0% | 0% | 0% | 0% | 0% | 47.91% | 70.89% | 0% | 0% | 0% | 0% | 0% | 0% | 0% | 0% | 0% | 0%
HV Generation Intermittent | 0% | 0% | 0% | 6.542% | 35.16% | 35.16% | 63.78% | 0% | 0% | 0% | 0% | 0% | 0% | 0% | 0% | 0% | 0% | 0%
HV Generation Non-Intermittent | 0% | 0% | 0% | 6.542% | 35.16% | 35.16% | 63.78% | 0% | 0% | 0% | 0% | 0% | 0% | 0% | 0% | 0% | 0% | 0%

## Yard
Yardsticks for WPD East Midlands in April 15 (DCP179)
This sheet calculates average p/kWh and p/kW/day charges that would apply if no costs were recovered through capacity or fixed charges.
2901. Unit cost at each level, £/kW/year (relative to system simultaneous maximum load)
Data sources:
x1 = 2109. Network model annuity by simultaneous maximum load for each network level (£/kW/year)
x2 = 2710. Unit operating expenditure based on simultaneous maximum load (£/kW/year)
Combine tables = x1 or x2
| GSPs | Assets 132kV | Assets 132kV/EHV | Assets EHV | Assets EHV/HV | Assets 132kV/HV | Assets HV | Assets HV/LV | Assets LV circuits | Transmission exit | Operating 132kV | Operating 132kV/EHV | Operating EHV | Operating EHV/HV | Operating 132kV/HV | Operating HV | Operating HV/LV | Operating LV circuits
Unit cost at each level, £/kW/year (relative to system simultaneous maximum load) |  | 10.755 | 3.9124 | 5.5976 | 7.9101 | 7.0951 | 13.1089 | 8.6922 | 10.0144 | 2.1979 | 4.1608 | 1.5136 | 2.1656 | 3.0602 | 2.7449 | 5.0715 | 3.3628 | 3.8743
2902. Pay-as-you-go yardstick unit costs by charging level (p/kWh)
Data sources:
x1 = 2901. Unit cost at each level, £/kW/year (relative to system simultaneous maximum load)
x2 = 2302. Load coefficient
x3 = 2012. Loss adjustment factors between end user meter reading and each network level, scaled by network use
x4 = 2804. Proportion of annual charge covered by contributions (for all charging levels)
x5 = 1010. Days in the charging year (in Financial and general assumptions)
Calculation =x1*x2*x3*(1-x4)/(24*x5)*100
| GSPs | Assets 132kV | Assets 132kV/EHV | Assets EHV | Assets EHV/HV | Assets 132kV/HV | Assets HV | Assets HV/LV | Assets LV circuits | Transmission exit | Operating 132kV | Operating 132kV/EHV | Operating EHV | Operating EHV/HV | Operating 132kV/HV | Operating HV | Operating HV/LV | Operating LV circuits
Domestic Unrestricted | 0 | 0.28677 | 0.096013 | 0.13696 | 0.19202 | 0.013974 | 0.17643 | 0.064196 | 0.015003 | 0.058724 | 0.11095 | 0.037145 | 0.052987 | 0.074289 | 0.0054063 | 0.13104 | 0.085324 | 0.094705
Domestic Two Rate | 0 | 0.23217 | 0.07773 | 0.11088 | 0.15546 | 0.011313 | 0.14283 | 0.051971 | 0.012146 | 0.047541 | 0.089819 | 0.030072 | 0.042897 | 0.060143 | 0.0043768 | 0.10609 | 0.069076 | 0.076671
Domestic Off Peak (related MPAN) | 0 | 0 | 0 | 0 | 0 | 0 | 0 | 0 | 0 | 0 | 0 | 0 | 0 | 0 | 0 | 0 | 0 | 0
Small Non Domestic Unrestricted | 0 | 0.21735 | 0.072769 | 0.10381 | 0.14554 | 0.010591 | 0.13372 | 0.048655 | 0.011371 | 0.044508 | 0.084087 | 0.028153 | 0.04016 | 0.056305 | 0.0040975 | 0.099319 | 0.064668 | 0.071779
Small Non Domestic Two Rate | 0 | 0.189 | 0.063279 | 0.090268 | 0.12656 | 0.0092099 | 0.11628 | 0.042309 | 0.0098877 | 0.038703 | 0.073121 | 0.024481 | 0.034922 | 0.048961 | 0.0035631 | 0.086366 | 0.056234 | 0.062417
Small Non Domestic Off Peak (related MPAN) | 0 | 0 | 0 | 0 | 0 | 0 | 0 | 0 | 0 | 0 | 0 | 0 | 0 | 0 | 0 | 0 | 0 | 0
LV Medium Non-Domestic | 0 | 0.19882 | 0.066566 | 0.094957 | 0.13313 | 0.0096884 | 0.12232 | 0.044507 | 0.010401 | 0.040713 | 0.076919 | 0.025753 | 0.036737 | 0.051505 | 0.0037482 | 0.090853 | 0.059156 | 0.06566
LV Sub Medium Non-Domestic | 0 | 0.19155 | 0.06413 | 0.091482 | 0.12826 | 0.0093338 | 0.11784 | 0.042879 | 0 | 0.039224 | 0.074104 | 0.02481 | 0.035392 | 0.04962 | 0.003611 | 0.087528 | 0.056991 | 0
HV Medium Non-Domestic | 0 | 0.18671 | 0.062511 | 0.083338 | 0.081059 | 0.005899 | 0.079868 | 0 | 0 | 0.038233 | 0.072233 | 0.024184 | 0.034498 | 0.048367 | 0.0035198 | 0.085318 | 0 | 0
LV Network Domestic | 0 | 0.26713 | 0.089434 | 0.12758 | 0.17887 | 0.013017 | 0.16434 | 0.059798 | 0.013975 | 0.0547 | 0.10334 | 0.0346 | 0.049357 | 0.069199 | 0.0050359 | 0.12206 | 0.079478 | 0.088217
LV Network Non-Domestic Non-CT | 0 | 0.2021 | 0.067664 | 0.096523 | 0.13533 | 0.0098482 | 0.12434 | 0.045241 | 0.010573 | 0.041385 | 0.078188 | 0.026178 | 0.037342 | 0.052355 | 0.00381 | 0.092351 | 0.060131 | 0.066743
LV HH Metered | 0 | 0.19092 | 0.063921 | 0.091184 | 0.12784 | 0.0093034 | 0.11746 | 0.042739 | 0.0099881 | 0.039096 | 0.073863 | 0.02473 | 0.035277 | 0.049459 | 0.0035993 | 0.087243 | 0.056805 | 0.063051
LV Sub HH Metered | 0 | 0.18394 | 0.061582 | 0.087847 | 0.12316 | 0.008963 | 0.11316 | 0.041175 | 0 | 0.037665 | 0.07116 | 0.023825 | 0.033986 | 0.047649 | 0.0034675 | 0.08405 | 0.054726 | 0
HV HH Metered | 0 | 0.14877 | 0.049807 | 0.066402 | 0.064587 | 0.0047002 | 0.063637 | 0 | 0 | 0.030463 | 0.057554 | 0.019269 | 0.027488 | 0.038538 | 0.0028045 | 0.067979 | 0 | 0
NHH UMS category A | 0 | 0.13356 | 0.044716 | 0.063787 | 0.08943 | 0.0065081 | 0.082167 | 0.029898 | 0.0069871 | 0.027349 | 0.05167 | 0.017299 | 0.024678 | 0.034598 | 0.0025178 | 0.06103 | 0.039738 | 0.044107
NHH UMS category B | 0 | 0.28234 | 0.094529 | 0.13485 | 0.18906 | 0.013758 | 0.1737 | 0.063204 | 0.014771 | 0.057817 | 0.10923 | 0.036571 | 0.052169 | 0.073141 | 0.0053227 | 0.12902 | 0.084006 | 0.093242
NHH UMS category C | 0 | 0.53063 | 0.17765 | 0.25343 | 0.35531 | 0.025857 | 0.32645 | 0.11878 | 0.02776 | 0.10866 | 0.20529 | 0.06873 | 0.098044 | 0.13746 | 0.010003 | 0.24247 | 0.15788 | 0.17524
NHH UMS category D | 0 | 0.0049667 | 0.0016629 | 0.0023721 | 0.0033257 | 0.00024202 | 0.0030556 | 0.0011118 | 0.00025983 | 0.001017 | 0.0019215 | 0.00064332 | 0.0009177 | 0.0012866 | 9.3632e-05 | 0.0022695 | 0.0014777 | 0.0016402
LV UMS (Pseudo HH Metered) | 0 | 0.27602 | 0.092413 | 0.13183 | 0.18482 | 0.01345 | 0.16981 | 0.061789 | 0.01444 | 0.056522 | 0.10679 | 0.035752 | 0.051001 | 0.071504 | 0.0052036 | 0.12613 | 0.082125 | 0.091154
LV Generation NHH or Aggregate HH | 0 | -0.13356 | -0.044716 | -0.063787 | -0.08943 | -0.0065081 | -0.082167 | -0.029898 | 0 | -0.027349 | -0.05167 | -0.017299 | -0.024678 | -0.034598 | -0.0025178 | -0.06103 | -0.039738 | 0
LV Sub Generation NHH | 0 | -0.12867 | -0.043079 | -0.061453 | -0.086157 | -0.00627 | -0.07916 | 0 | 0 | -0.026348 | -0.049779 | -0.016666 | -0.023774 | -0.033332 | -0.0024257 | -0.058796 | 0 | 0
LV Generation Intermittent | 0 | -0.13356 | -0.044716 | -0.063787 | -0.08943 | -0.0065081 | -0.082167 | -0.029898 | 0 | -0.027349 | -0.05167 | -0.017299 | -0.024678 | -0.034598 | -0.0025178 | -0.06103 | -0.039738 | 0
LV Generation Non-Intermittent | 0 | -0.13356 | -0.044716 | -0.063787 | -0.08943 | -0.0065081 | -0.082167 | -0.029898 | 0 | -0.027349 | -0.05167 | -0.017299 | -0.024678 | -0.034598 | -0.0025178 | -0.06103 | -0.039738 | 0
LV Sub Generation Intermittent | 0 | -0.12867 | -0.043079 | -0.061453 | -0.086157 | -0.00627 | -0.07916 | 0 | 0 | -0.026348 | -0.049779 | -0.016666 | -0.023774 | -0.033332 | -0.0024257 | -0.058796 | 0 | 0
LV Sub Generation Non-Intermittent | 0 | -0.12867 | -0.043079 | -0.061453 | -0.086157 | -0.00627 | -0.07916 | 0 | 0 | -0.026348 | -0.049779 | -0.016666 | -0.023774 | -0.033332 | -0.0024257 | -0.058796 | 0 | 0
HV Generation Intermittent | 0 | -0.12635 | -0.042302 | -0.056396 | -0.054854 | -0.0039919 | 0 | 0 | 0 | -0.025873 | -0.048881 | -0.016365 | -0.023346 | -0.032731 | -0.0023819 | 0 | 0 | 0
HV Generation Non-Intermittent | 0 | -0.12635 | -0.042302 | -0.056396 | -0.054854 | -0.0039919 | 0 | 0 | 0 | -0.025873 | -0.048881 | -0.016365 | -0.023346 | -0.032731 | -0.0023819 | 0 | 0 | 0
2903. Contributions to pay-as-you-go unit rate 1 (p/kWh)
Data sources:
x1 = 2459. Unit rate 1 pseudo load coefficient by network level (combined)
x2 = 2901. Unit cost at each level, £/kW/year (relative to system simultaneous maximum load)
x3 = 2012. Loss adjustment factors between end user meter reading and each network level, scaled by network use
x4 = 2804. Proportion of annual charge covered by contributions (for all charging levels)
x5 = 1010. Days in the charging year (in Financial and general assumptions)
Calculation =x1*x2*x3*(1-x4)*100/(24*x5)
| GSPs | Assets 132kV | Assets 132kV/EHV | Assets EHV | Assets EHV/HV | Assets 132kV/HV | Assets HV | Assets HV/LV | Assets LV circuits | Transmission exit | Operating 132kV | Operating 132kV/EHV | Operating EHV | Operating EHV/HV | Operating 132kV/HV | Operating HV | Operating HV/LV | Operating LV circuits
Domestic Unrestricted | 0 | 0.28677 | 0.096013 | 0.13696 | 0.19202 | 0.013974 | 0.17643 | 0.064196 | 0.015003 | 0.058724 | 0.11095 | 0.037145 | 0.052987 | 0.074289 | 0.0054063 | 0.13104 | 0.085324 | 0.094705
Domestic Two Rate | 0 | 0.33336 | 0.11161 | 0.15005 | 0.21037 | 0.016244 | 0.19328 | 0.070329 | 0.016436 | 0.069176 | 0.12897 | 0.043179 | 0.058049 | 0.081386 | 0.0062845 | 0.14356 | 0.093475 | 0.10375
Domestic Off Peak (related MPAN) | 0 | 0.069166 | 0.023157 | 0.040616 | 0.056944 | 0.0033704 | 0.052319 | 0.019037 | 0.004449 | 0.012808 | 0.026759 | 0.0089589 | 0.015713 | 0.02203 | 0.0013039 | 0.03886 | 0.025303 | 0.028085
Small Non Domestic Unrestricted | 0 | 0.21735 | 0.072769 | 0.10381 | 0.14554 | 0.010591 | 0.13372 | 0.048655 | 0.011371 | 0.044508 | 0.084087 | 0.028153 | 0.04016 | 0.056305 | 0.0040975 | 0.099319 | 0.064668 | 0.071779
Small Non Domestic Two Rate | 0 | 0.25344 | 0.084853 | 0.12175 | 0.17069 | 0.01235 | 0.15683 | 0.057063 | 0.013336 | 0.050598 | 0.09805 | 0.032827 | 0.0471 | 0.066035 | 0.0047779 | 0.11648 | 0.075844 | 0.084183
Small Non Domestic Off Peak (related MPAN) | 0 | 0.030812 | 0.010316 | 0.021975 | 0.030809 | 0.0015014 | 0.028307 | 0.0103 | 0.002407 | 0.0056018 | 0.01192 | 0.003991 | 0.0085014 | 0.011919 | 0.00058087 | 0.021025 | 0.01369 | 0.015195
LV Medium Non-Domestic | 0 | 0.25203 | 0.08438 | 0.11976 | 0.1679 | 0.012281 | 0.15426 | 0.05613 | 0.013118 | 0.050542 | 0.097504 | 0.032645 | 0.04633 | 0.064956 | 0.0047513 | 0.11458 | 0.074604 | 0.082807
LV Sub Medium Non-Domestic | 0 | 0.19578 | 0.065546 | 0.093195 | 0.13066 | 0.0095399 | 0.12005 | 0.043682 | 0 | 0.039218 | 0.075741 | 0.025358 | 0.036055 | 0.050549 | 0.0036908 | 0.089167 | 0.058058 | 0
HV Medium Non-Domestic | 0 | 0.24165 | 0.080905 | 0.10802 | 0.10507 | 0.0076348 | 0.10352 | 0 | 0 | 0.048235 | 0.093488 | 0.0313 | 0.044716 | 0.062692 | 0.0045556 | 0.11059 | 0 | 0
LV Network Domestic | 0 | 1.8418 | 0.61663 | 0.70298 | 0.98559 | 0.089748 | 0.90555 | 0.32949 | 0.077003 | 0.41102 | 0.71254 | 0.23856 | 0.27197 | 0.3813 | 0.034721 | 0.6726 | 0.43794 | 0.48609
LV Network Non-Domestic Non-CT | 0 | 1.6247 | 0.54394 | 0.59297 | 0.83135 | 0.079168 | 0.76384 | 0.27793 | 0.064953 | 0.37113 | 0.62854 | 0.21044 | 0.22941 | 0.32163 | 0.030628 | 0.56734 | 0.36941 | 0.41002
LV HH Metered | 0 | 1.5673 | 0.52473 | 0.57598 | 0.80754 | 0.076372 | 0.74195 | 0.26997 | 0.063092 | 0.35258 | 0.60634 | 0.203 | 0.22283 | 0.31242 | 0.029546 | 0.55109 | 0.35882 | 0.39828
LV Sub HH Metered | 0 | 1.555 | 0.5206 | 0.57146 | 0.80119 | 0.075771 | 0.73612 | 0.26785 | 0 | 0.3498 | 0.60157 | 0.20141 | 0.22108 | 0.30996 | 0.029314 | 0.54676 | 0.356 | 0
HV HH Metered | 0 | 1.3447 | 0.4502 | 0.46185 | 0.44922 | 0.042484 | 0.44261 | 0 | 0 | 0.3025 | 0.52022 | 0.17417 | 0.19119 | 0.26804 | 0.02535 | 0.47282 | 0 | 0
NHH UMS category A | 0 | 0.15498 | 0.051887 | 0.07388 | 0.10358 | 0.007552 | 0.095169 | 0.034628 | 0.0080926 | 0.031765 | 0.059957 | 0.020074 | 0.028582 | 0.040073 | 0.0029217 | 0.070687 | 0.046025 | 0.051086
NHH UMS category B | 0 | 0.23789 | 0.079646 | 0.094403 | 0.13235 | 0.011592 | 0.1216 | 0.044248 | 0.010341 | 0.053332 | 0.092034 | 0.030813 | 0.036522 | 0.051204 | 0.0044847 | 0.090322 | 0.05881 | 0.065277
NHH UMS category C | 0 | 0.43087 | 0.14426 | 0.16719 | 0.2344 | 0.020996 | 0.21536 | 0.078362 | 0.018313 | 0.095942 | 0.16669 | 0.055809 | 0.064681 | 0.090683 | 0.0081228 | 0.15996 | 0.10415 | 0.1156
NHH UMS category D | 0 | 0.083063 | 0.02781 | 0.056336 | 0.078983 | 0.0040476 | 0.072569 | 0.026405 | 0.0061709 | 0.01298 | 0.032135 | 0.010759 | 0.021795 | 0.030557 | 0.0015659 | 0.053901 | 0.035096 | 0.038954
LV UMS (Pseudo HH Metered) | 0 | 4.6931 | 1.5713 | 1.713 | 2.4017 | 0.22869 | 2.2066 | 0.8029 | 0.18764 | 1.0558 | 1.8156 | 0.60788 | 0.66272 | 0.92914 | 0.088474 | 1.639 | 1.0672 | 1.1845
LV Generation Non-Intermittent | 0 | -1.335 | -0.44696 | -0.49062 | -0.68786 | -0.065053 | -0.632 | -0.22996 | 0 | -0.30032 | -0.51648 | -0.17292 | -0.18981 | -0.26612 | -0.025168 | -0.46942 | -0.30565 | 0
LV Sub Generation Non-Intermittent | 0 | -1.2862 | -0.43061 | -0.47267 | -0.66269 | -0.062673 | -0.60887 | 0 | 0 | -0.28933 | -0.49758 | -0.16659 | -0.18286 | -0.25638 | -0.024246 | -0.45224 | 0 | 0
HV Generation Non-Intermittent | 0 | -1.2629 | -0.42284 | -0.43378 | -0.42191 | -0.039902 | 0 | 0 | 0 | -0.28411 | -0.4886 | -0.16358 | -0.17956 | -0.25175 | -0.023809 | 0 | 0 | 0
2904. Contributions to pay-as-you-go unit rate 2 (p/kWh)
Data sources:
x1 = 2460. Unit rate 2 pseudo load coefficient by network level (combined)
x2 = 2901. Unit cost at each level, £/kW/year (relative to system simultaneous maximum load)
x3 = 2012. Loss adjustment factors between end user meter reading and each network level, scaled by network use
x4 = 2804. Proportion of annual charge covered by contributions (for all charging levels)
x5 = 1010. Days in the charging year (in Financial and general assumptions)
Calculation =x1*x2*x3*(1-x4)*100/(24*x5)
| GSPs | Assets 132kV | Assets 132kV/EHV | Assets EHV | Assets EHV/HV | Assets 132kV/HV | Assets HV | Assets HV/LV | Assets LV circuits | Transmission exit | Operating 132kV | Operating 132kV/EHV | Operating EHV | Operating EHV/HV | Operating 132kV/HV | Operating HV | Operating HV/LV | Operating LV circuits
Domestic Two Rate | 0 | 0.00085251 | 0.00028542 | 0.0066695 | 0.0093507 | 4.1542e-05 | 0.0085913 | 0.0031261 | 0.00073056 | 0.0012224 | 0.00032981 | 0.00011042 | 0.0025803 | 0.0036176 | 1.6071e-05 | 0.0063812 | 0.0041549 | 0.0046117
Small Non Domestic Two Rate | 0 | 0.00073879 | 0.00024735 | 0.0057798 | 0.0081034 | 3.6e-05 | 0.0074453 | 0.0027091 | 0.00063311 | 0.0010594 | 0.00028582 | 9.5693e-05 | 0.0022361 | 0.003135 | 1.3928e-05 | 0.00553 | 0.0036007 | 0.0039966
LV Medium Non-Domestic | 0 | 0.00068572 | 0.00022958 | 0.0053646 | 0.0075213 | 3.3414e-05 | 0.0069105 | 0.0025145 | 0.00058763 | 0.00098328 | 0.00026529 | 8.8819e-05 | 0.0020754 | 0.0029098 | 1.2927e-05 | 0.0051328 | 0.003342 | 0.0037095
LV Sub Medium Non-Domestic | 0 | 0.00053518 | 0.00017918 | 0.0041869 | 0.0058701 | 2.6079e-05 | 0.0053934 | 0.0019624 | 0 | 0.00076741 | 0.00020705 | 6.932e-05 | 0.0016198 | 0.002271 | 1.0089e-05 | 0.0040059 | 0.0026083 | 0
HV Medium Non-Domestic | 0 | 0.00065829 | 0.0002204 | 0.0048132 | 0.0046815 | 2.0798e-05 | 0.0046127 | 0 | 0 | 0.00094395 | 0.00025468 | 8.5267e-05 | 0.0019924 | 0.0027934 | 1.241e-05 | 0.0049275 | 0 | 0
LV Network Domestic | 0 | 0.060652 | 0.020306 | 0.079101 | 0.1109 | 0.0029555 | 0.10189 | 0.037075 | 0.0086645 | 0 | 0.023465 | 0.0078561 | 0.030602 | 0.042904 | 0.0011434 | 0.075682 | 0.049278 | 0.054696
LV Network Non-Domestic Non-CT | 0 | 0.053502 | 0.017913 | 0.066722 | 0.093545 | 0.0026071 | 0.085948 | 0.031273 | 0.0073086 | 0 | 0.020699 | 0.0069299 | 0.025813 | 0.03619 | 0.0010086 | 0.063838 | 0.041566 | 0.046136
LV HH Metered | 0 | 0.051612 | 0.01728 | 0.064811 | 0.090865 | 0.002515 | 0.083486 | 0.030377 | 0.0070992 | 0 | 0.019967 | 0.0066851 | 0.025074 | 0.035154 | 0.00097299 | 0.062009 | 0.040375 | 0.044815
LV Sub HH Metered | 0 | 0.051206 | 0.017144 | 0.064301 | 0.090151 | 0.0024952 | 0.08283 | 0.030139 | 0 | 0 | 0.019811 | 0.0066326 | 0.024877 | 0.034877 | 0.00096534 | 0.061522 | 0.040058 | 0
HV HH Metered | 0 | 0.044282 | 0.014826 | 0.051968 | 0.050547 | 0.0013991 | 0.049804 | 0 | 0 | 0 | 0.017132 | 0.0057357 | 0.021513 | 0.030161 | 0.0008348 | 0.053202 | 0 | 0
LV UMS (Pseudo HH Metered) | 0 | 0.042561 | 0.014249 | 0.054368 | 0.076224 | 0.0020739 | 0.070034 | 0.025483 | 0.0059553 | 0 | 0.016466 | 0.0055128 | 0.021034 | 0.029489 | 0.00080236 | 0.052018 | 0.03387 | 0.037594
LV Generation Non-Intermittent | 0 | -0.043963 | -0.014719 | -0.055206 | -0.077399 | -0.0021423 | -0.071113 | -0.025876 | 0 | 0 | -0.017008 | -0.0056944 | -0.021358 | -0.029944 | -0.00082879 | -0.05282 | -0.034392 | 0
LV Sub Generation Non-Intermittent | 0 | -0.042354 | -0.01418 | -0.053186 | -0.074567 | -0.0020639 | -0.068511 | 0 | 0 | 0 | -0.016386 | -0.005486 | -0.020576 | -0.028848 | -0.00079846 | -0.050887 | 0 | 0
HV Generation Non-Intermittent | 0 | -0.04159 | -0.013924 | -0.048809 | -0.047475 | -0.001314 | 0 | 0 | 0 | 0 | -0.01609 | -0.005387 | -0.020205 | -0.028327 | -0.00078406 | 0 | 0 | 0
2905. Contributions to pay-as-you-go unit rate 3 (p/kWh)
Data sources:
x1 = 2461. Unit rate 3 pseudo load coefficient by network level (combined)
x2 = 2901. Unit cost at each level, £/kW/year (relative to system simultaneous maximum load)
x3 = 2012. Loss adjustment factors between end user meter reading and each network level, scaled by network use
x4 = 2804. Proportion of annual charge covered by contributions (for all charging levels)
x5 = 1010. Days in the charging year (in Financial and general assumptions)
Calculation =x1*x2*x3*(1-x4)*100/(24*x5)
| GSPs | Assets 132kV | Assets 132kV/EHV | Assets EHV | Assets EHV/HV | Assets 132kV/HV | Assets HV | Assets HV/LV | Assets LV circuits | Transmission exit | Operating 132kV | Operating 132kV/EHV | Operating EHV | Operating EHV/HV | Operating 132kV/HV | Operating HV | Operating HV/LV | Operating LV circuits
LV Network Domestic | 0 | 0.00076638 | 0.00025659 | 0.006227 | 0.0087304 | 3.7345e-05 | 0.0080213 | 0.0029187 | 0.00068209 | 0.0010902 | 0.00029649 | 9.9267e-05 | 0.0024091 | 0.0033776 | 1.4448e-05 | 0.0059579 | 0.0038793 | 0.0043058
LV Network Non-Domestic Non-CT | 0 | 0.00067603 | 0.00022634 | 0.0052526 | 0.0073641 | 3.2942e-05 | 0.0067661 | 0.0024619 | 0.00057535 | 0.00098437 | 0.00026154 | 8.7564e-05 | 0.0020321 | 0.002849 | 1.2745e-05 | 0.0050255 | 0.0032722 | 0.003632
LV HH Metered | 0 | 0.00065216 | 0.00021834 | 0.0051021 | 0.0071532 | 3.1779e-05 | 0.0065722 | 0.0023914 | 0.00055887 | 0.00093515 | 0.0002523 | 8.4472e-05 | 0.0019739 | 0.0027674 | 1.2294e-05 | 0.0048816 | 0.0031785 | 0.0035279
LV Sub HH Metered | 0 | 0.00064703 | 0.00021663 | 0.005062 | 0.0070969 | 3.1529e-05 | 0.0065206 | 0.0023726 | 0 | 0.0009278 | 0.00025032 | 8.3808e-05 | 0.0019584 | 0.0027456 | 1.2198e-05 | 0.0048432 | 0.0031535 | 0
HV HH Metered | 0 | 0.00055953 | 0.00018733 | 0.0040911 | 0.0039792 | 1.7678e-05 | 0.0039207 | 0 | 0 | 0.00080233 | 0.00021647 | 7.2474e-05 | 0.0016935 | 0.0023743 | 1.0548e-05 | 0.0041882 | 0 | 0
LV UMS (Pseudo HH Metered) | 0 | 0.00064101 | 0.00021461 | 0.0050148 | 0.0070309 | 3.1235e-05 | 0.0064599 | 0.0023505 | 0.00054931 | 0.00091916 | 0.00024799 | 8.3027e-05 | 0.0019401 | 0.0027201 | 1.2084e-05 | 0.0047981 | 0.0031241 | 0.0034676
LV Generation Non-Intermittent | 0 | -0.00055551 | -0.00018599 | -0.004346 | -0.0060931 | -2.7069e-05 | -0.0055982 | -0.002037 | 0 | -0.00079656 | -0.00021491 | -7.1953e-05 | -0.0016813 | -0.0023573 | -1.0472e-05 | -0.0041581 | -0.0027074 | 0
LV Sub Generation Non-Intermittent | 0 | -0.00053518 | -0.00017918 | -0.0041869 | -0.0058701 | -2.6079e-05 | -0.0053934 | 0 | 0 | -0.00076741 | -0.00020705 | -6.932e-05 | -0.0016198 | -0.002271 | -1.0089e-05 | -0.0040059 | 0 | 0
HV Generation Non-Intermittent | 0 | -0.00052552 | -0.00017595 | -0.0038424 | -0.0037373 | -1.6604e-05 | 0 | 0 | 0 | -0.00075356 | -0.00020331 | -6.8069e-05 | -0.0015906 | -0.00223 | -9.9071e-06 | 0 | 0 | 0

## Standing
Allocation to standing charges for WPD East Midlands in April 15 (DCP179)
This sheet reallocates some costs from unit charges to fixed or capacity charges, for demand users only.
3001. Costs based on aggregate maximum load (£/kW/year)
Data sources:
x1 = 2901. Unit cost at each level, £/kW/year (relative to system simultaneous maximum load)
x2 = 2612. Diversity allowances (including calculated LV value)
Calculation =x1/(1+x2)
| GSPs | Assets 132kV | Assets 132kV/EHV | Assets EHV | Assets EHV/HV | Assets 132kV/HV | Assets HV | Assets HV/LV | Assets LV circuits | Transmission exit | Operating 132kV | Operating 132kV/EHV | Operating EHV | Operating EHV/HV | Operating 132kV/HV | Operating HV | Operating HV/LV | Operating LV circuits
Costs based on aggregate maximum load (£/kW/year) | 0 | 10.0435 | 3.6535 | 4.8445 | 6.8459 | 6.6257 | 8.4666 | 5.614 | 6.7469 | 2.1449 | 3.8856 | 1.4135 | 1.8742 | 2.6485 | 2.5633 | 3.2755 | 2.1719 | 2.6102
3002. Capacity elements p/kVA/day
This calculation uses aggregate maximum load and no coincidence factor.
Data sources:
x1 = 2602. Standing charges factors adapted to use 132kV/HV
x2 = 2012. Loss adjustment factors between end user meter reading and each network level, scaled by network use
x3 = 3001. Costs based on aggregate maximum load (£/kW/year)
x4 = 1010. Power factor for all flows in the network model (in Financial and general assumptions)
x5 = 1010. Days in the charging year (in Financial and general assumptions)
x6 = 2804. Proportion of annual charge covered by contributions (for all charging levels)
Calculation =100*x1*x2*x3*x4/x5*(1-x6)
| GSPs | Assets 132kV | Assets 132kV/EHV | Assets EHV | Assets EHV/HV | Assets 132kV/HV | Assets HV | Assets HV/LV | Assets LV circuits | Transmission exit | Operating 132kV | Operating 132kV/EHV | Operating EHV | Operating EHV/HV | Operating 132kV/HV | Operating HV | Operating HV/LV | Operating LV circuits
Domestic Unrestricted | 0 | 0 | 0 | 0 | 0 | 0 | 0 | 0 | 0.10733 | 0 | 0 | 0 | 0 | 0 | 0 | 0 | 0 | 0.67751
Domestic Two Rate | 0 | 0 | 0 | 0 | 0 | 0 | 0 | 0 | 0.10733 | 0 | 0 | 0 | 0 | 0 | 0 | 0 | 0 | 0.67751
Domestic Off Peak (related MPAN) | 0 | 0 | 0 | 0 | 0 | 0 | 0 | 0 | 0.10733 | 0 | 0 | 0 | 0 | 0 | 0 | 0 | 0 | 0.67751
Small Non Domestic Unrestricted | 0 | 0 | 0 | 0 | 0 | 0 | 0 | 0 | 0.10733 | 0 | 0 | 0 | 0 | 0 | 0 | 0 | 0 | 0.67751
Small Non Domestic Two Rate | 0 | 0 | 0 | 0 | 0 | 0 | 0 | 0 | 0.10733 | 0 | 0 | 0 | 0 | 0 | 0 | 0 | 0 | 0.67751
Small Non Domestic Off Peak (related MPAN) | 0 | 0 | 0 | 0 | 0 | 0 | 0 | 0 | 0.10733 | 0 | 0 | 0 | 0 | 0 | 0 | 0 | 0 | 0.67751
LV Medium Non-Domestic | 0 | 0 | 0 | 0 | 0 | 0 | 0 | 0 | 0.10733 | 0 | 0 | 0 | 0 | 0 | 0 | 0 | 0 | 0.67751
LV Sub Medium Non-Domestic | 0 | 0 | 0 | 0 | 0 | 0 | 0 | 0.42415 | 0 | 0 | 0 | 0 | 0 | 0 | 0 | 0 | 0.56375 | 0
HV Medium Non-Domestic | 0 | 0.040377 | 0 | 0.22257 | 1.0824 | 0.084994 | 0.79589 | 0 | 0 | 0 | 0.015621 | 0 | 0.092133 | 0.64586 | 0.050715 | 0.8502 | 0 | 0
LV Network Domestic | 0 | 0 | 0 | 0 | 0 | 0 | 0 | 0 | 0.10733 | 0 | 0 | 0 | 0 | 0 | 0 | 0 | 0 | 0.67751
LV Network Non-Domestic Non-CT | 0 | 0 | 0 | 0 | 0 | 0 | 0 | 0 | 0.10733 | 0 | 0 | 0 | 0 | 0 | 0 | 0 | 0 | 0.67751
LV HH Metered | 0 | 0 | 0 | 0 | 0 | 0 | 0.24199 | 0.44026 | 0.10733 | 0 | 0 | 0 | 0 | 0 | 0 | 0.17974 | 0.58516 | 0.67751
LV Sub HH Metered | 0 | 0 | 0 | 0 | 0 | 0 | 1.1657 | 0.42415 | 0 | 0 | 0 | 0 | 0 | 0 | 0 | 0.86582 | 0.56375 | 0
HV HH Metered | 0 | 0.040377 | 0 | 0.22257 | 1.0824 | 0.084994 | 0.79589 | 0 | 0 | 0 | 0.015621 | 0 | 0.092133 | 0.64586 | 0.050715 | 0.8502 | 0 | 0
NHH UMS category A | 0 | 0 | 0 | 0 | 0 | 0 | 0 | 0 | 0 | 0 | 0 | 0 | 0 | 0 | 0 | 0 | 0 | 0
NHH UMS category B | 0 | 0 | 0 | 0 | 0 | 0 | 0 | 0 | 0 | 0 | 0 | 0 | 0 | 0 | 0 | 0 | 0 | 0
NHH UMS category C | 0 | 0 | 0 | 0 | 0 | 0 | 0 | 0 | 0 | 0 | 0 | 0 | 0 | 0 | 0 | 0 | 0 | 0
NHH UMS category D | 0 | 0 | 0 | 0 | 0 | 0 | 0 | 0 | 0 | 0 | 0 | 0 | 0 | 0 | 0 | 0 | 0 | 0
LV UMS (Pseudo HH Metered) | 0 | 0 | 0 | 0 | 0 | 0 | 0 | 0 | 0 | 0 | 0 | 0 | 0 | 0 | 0 | 0 | 0 | 0
3003. Yardstick components p/kWh (taking account of standing charges)
Data sources:
x1 = 2602. Standing charges factors adapted to use 132kV/HV
x2 = 2902. Pay-as-you-go yardstick unit costs by charging level (p/kWh)
Calculation =(1-x1)*x2
| GSPs | Assets 132kV | Assets 132kV/EHV | Assets EHV | Assets EHV/HV | Assets 132kV/HV | Assets HV | Assets HV/LV | Assets LV circuits | Transmission exit | Operating 132kV | Operating 132kV/EHV | Operating EHV | Operating EHV/HV | Operating 132kV/HV | Operating HV | Operating HV/LV | Operating LV circuits
Domestic Unrestricted | 0 | 0.28677 | 0.096013 | 0.13696 | 0.19202 | 0.013974 | 0.17643 | 0.064196 | 0 | 0.058724 | 0.11095 | 0.037145 | 0.052987 | 0.074289 | 0.0054063 | 0.13104 | 0.085324 | 0
Domestic Two Rate | 0 | 0.23217 | 0.07773 | 0.11088 | 0.15546 | 0.011313 | 0.14283 | 0.051971 | 0 | 0.047541 | 0.089819 | 0.030072 | 0.042897 | 0.060143 | 0.0043768 | 0.10609 | 0.069076 | 0
Domestic Off Peak (related MPAN) | 0 | 0 | 0 | 0 | 0 | 0 | 0 | 0 | 0 | 0 | 0 | 0 | 0 | 0 | 0 | 0 | 0 | 0
Small Non Domestic Unrestricted | 0 | 0.21735 | 0.072769 | 0.10381 | 0.14554 | 0.010591 | 0.13372 | 0.048655 | 0 | 0.044508 | 0.084087 | 0.028153 | 0.04016 | 0.056305 | 0.0040975 | 0.099319 | 0.064668 | 0
Small Non Domestic Two Rate | 0 | 0.189 | 0.063279 | 0.090268 | 0.12656 | 0.0092099 | 0.11628 | 0.042309 | 0 | 0.038703 | 0.073121 | 0.024481 | 0.034922 | 0.048961 | 0.0035631 | 0.086366 | 0.056234 | 0
Small Non Domestic Off Peak (related MPAN) | 0 | 0 | 0 | 0 | 0 | 0 | 0 | 0 | 0 | 0 | 0 | 0 | 0 | 0 | 0 | 0 | 0 | 0
LV Medium Non-Domestic | 0 | 0.19882 | 0.066566 | 0.094957 | 0.13313 | 0.0096884 | 0.12232 | 0.044507 | 0 | 0.040713 | 0.076919 | 0.025753 | 0.036737 | 0.051505 | 0.0037482 | 0.090853 | 0.059156 | 0
LV Sub Medium Non-Domestic | 0 | 0.19155 | 0.06413 | 0.091482 | 0.12826 | 0.0093338 | 0.11784 | 0 | 0 | 0.039224 | 0.074104 | 0.02481 | 0.035392 | 0.04962 | 0.003611 | 0.087528 | 0 | 0
HV Medium Non-Domestic | 0 | 0.18391 | 0.062511 | 0.066671 | 0 | 0 | 0 | 0 | 0 | 0.038233 | 0.071149 | 0.024184 | 0.027599 | 0 | 0 | 0 | 0 | 0
LV Network Domestic | 0 | 0.26713 | 0.089434 | 0.12758 | 0.17887 | 0.013017 | 0.16434 | 0.059798 | 0 | 0.0547 | 0.10334 | 0.0346 | 0.049357 | 0.069199 | 0.0050359 | 0.12206 | 0.079478 | 0
LV Network Non-Domestic Non-CT | 0 | 0.2021 | 0.067664 | 0.096523 | 0.13533 | 0.0098482 | 0.12434 | 0.045241 | 0 | 0.041385 | 0.078188 | 0.026178 | 0.037342 | 0.052355 | 0.00381 | 0.092351 | 0.060131 | 0
LV HH Metered | 0 | 0.19092 | 0.063921 | 0.091184 | 0.12784 | 0.0093034 | 0.093967 | 0 | 0 | 0.039096 | 0.073863 | 0.02473 | 0.035277 | 0.049459 | 0.0035993 | 0.069794 | 0 | 0
LV Sub HH Metered | 0 | 0.18394 | 0.061582 | 0.087847 | 0.12316 | 0.008963 | 0 | 0 | 0 | 0.037665 | 0.07116 | 0.023825 | 0.033986 | 0.047649 | 0.0034675 | 0 | 0 | 0
HV HH Metered | 0 | 0.14653 | 0.049807 | 0.053122 | 0 | 0 | 0 | 0 | 0 | 0.030463 | 0.05669 | 0.019269 | 0.02199 | 0 | 0 | 0 | 0 | 0
NHH UMS category A | 0 | 0.13356 | 0.044716 | 0.063787 | 0.08943 | 0.0065081 | 0.082167 | 0.029898 | 0.0069871 | 0.027349 | 0.05167 | 0.017299 | 0.024678 | 0.034598 | 0.0025178 | 0.06103 | 0.039738 | 0.044107
NHH UMS category B | 0 | 0.28234 | 0.094529 | 0.13485 | 0.18906 | 0.013758 | 0.1737 | 0.063204 | 0.014771 | 0.057817 | 0.10923 | 0.036571 | 0.052169 | 0.073141 | 0.0053227 | 0.12902 | 0.084006 | 0.093242
NHH UMS category C | 0 | 0.53063 | 0.17765 | 0.25343 | 0.35531 | 0.025857 | 0.32645 | 0.11878 | 0.02776 | 0.10866 | 0.20529 | 0.06873 | 0.098044 | 0.13746 | 0.010003 | 0.24247 | 0.15788 | 0.17524
NHH UMS category D | 0 | 0.0049667 | 0.0016629 | 0.0023721 | 0.0033257 | 0.00024202 | 0.0030556 | 0.0011118 | 0.00025983 | 0.001017 | 0.0019215 | 0.00064332 | 0.0009177 | 0.0012866 | 9.3632e-05 | 0.0022695 | 0.0014777 | 0.0016402
LV UMS (Pseudo HH Metered) | 0 | 0.27602 | 0.092413 | 0.13183 | 0.18482 | 0.01345 | 0.16981 | 0.061789 | 0.01444 | 0.056522 | 0.10679 | 0.035752 | 0.051001 | 0.071504 | 0.0052036 | 0.12613 | 0.082125 | 0.091154
3004. Contributions to unit rate 1 p/kWh by network level (taking account of standing charges)
Data sources:
x1 = 2602. Standing charges factors adapted to use 132kV/HV
x2 = 2903. Contributions to pay-as-you-go unit rate 1 (p/kWh)
Calculation =(1-x1)*x2
| GSPs | Assets 132kV | Assets 132kV/EHV | Assets EHV | Assets EHV/HV | Assets 132kV/HV | Assets HV | Assets HV/LV | Assets LV circuits | Transmission exit | Operating 132kV | Operating 132kV/EHV | Operating EHV | Operating EHV/HV | Operating 132kV/HV | Operating HV | Operating HV/LV | Operating LV circuits
Domestic Unrestricted | 0 | 0.28677 | 0.096013 | 0.13696 | 0.19202 | 0.013974 | 0.17643 | 0.064196 | 0 | 0.058724 | 0.11095 | 0.037145 | 0.052987 | 0.074289 | 0.0054063 | 0.13104 | 0.085324 | 0
Domestic Two Rate | 0 | 0.33336 | 0.11161 | 0.15005 | 0.21037 | 0.016244 | 0.19328 | 0.070329 | 0 | 0.069176 | 0.12897 | 0.043179 | 0.058049 | 0.081386 | 0.0062845 | 0.14356 | 0.093475 | 0
Domestic Off Peak (related MPAN) | 0 | 0.069166 | 0.023157 | 0.040616 | 0.056944 | 0.0033704 | 0.052319 | 0.019037 | 0 | 0.012808 | 0.026759 | 0.0089589 | 0.015713 | 0.02203 | 0.0013039 | 0.03886 | 0.025303 | 0
Small Non Domestic Unrestricted | 0 | 0.21735 | 0.072769 | 0.10381 | 0.14554 | 0.010591 | 0.13372 | 0.048655 | 0 | 0.044508 | 0.084087 | 0.028153 | 0.04016 | 0.056305 | 0.0040975 | 0.099319 | 0.064668 | 0
Small Non Domestic Two Rate | 0 | 0.25344 | 0.084853 | 0.12175 | 0.17069 | 0.01235 | 0.15683 | 0.057063 | 0 | 0.050598 | 0.09805 | 0.032827 | 0.0471 | 0.066035 | 0.0047779 | 0.11648 | 0.075844 | 0
Small Non Domestic Off Peak (related MPAN) | 0 | 0.030812 | 0.010316 | 0.021975 | 0.030809 | 0.0015014 | 0.028307 | 0.0103 | 0 | 0.0056018 | 0.01192 | 0.003991 | 0.0085014 | 0.011919 | 0.00058087 | 0.021025 | 0.01369 | 0
LV Medium Non-Domestic | 0 | 0.25203 | 0.08438 | 0.11976 | 0.1679 | 0.012281 | 0.15426 | 0.05613 | 0 | 0.050542 | 0.097504 | 0.032645 | 0.04633 | 0.064956 | 0.0047513 | 0.11458 | 0.074604 | 0
LV Sub Medium Non-Domestic | 0 | 0.19578 | 0.065546 | 0.093195 | 0.13066 | 0.0095399 | 0.12005 | 0 | 0 | 0.039218 | 0.075741 | 0.025358 | 0.036055 | 0.050549 | 0.0036908 | 0.089167 | 0 | 0
HV Medium Non-Domestic | 0 | 0.23802 | 0.080905 | 0.086416 | 0 | 0 | 0 | 0 | 0 | 0.048235 | 0.092085 | 0.0313 | 0.035772 | 0 | 0 | 0 | 0 | 0
LV Network Domestic | 0 | 1.8418 | 0.61663 | 0.70298 | 0.98559 | 0.089748 | 0.90555 | 0.32949 | 0 | 0.41102 | 0.71254 | 0.23856 | 0.27197 | 0.3813 | 0.034721 | 0.6726 | 0.43794 | 0
LV Network Non-Domestic Non-CT | 0 | 1.6247 | 0.54394 | 0.59297 | 0.83135 | 0.079168 | 0.76384 | 0.27793 | 0 | 0.37113 | 0.62854 | 0.21044 | 0.22941 | 0.32163 | 0.030628 | 0.56734 | 0.36941 | 0
LV HH Metered | 0 | 1.5673 | 0.52473 | 0.57598 | 0.80754 | 0.076372 | 0.59356 | 0 | 0 | 0.35258 | 0.60634 | 0.203 | 0.22283 | 0.31242 | 0.029546 | 0.44087 | 0 | 0
LV Sub HH Metered | 0 | 1.555 | 0.5206 | 0.57146 | 0.80119 | 0.075771 | 0 | 0 | 0 | 0.3498 | 0.60157 | 0.20141 | 0.22108 | 0.30996 | 0.029314 | 0 | 0 | 0
HV HH Metered | 0 | 1.3245 | 0.4502 | 0.36948 | 0 | 0 | 0 | 0 | 0 | 0.3025 | 0.51241 | 0.17417 | 0.15295 | 0 | 0 | 0 | 0 | 0
NHH UMS category A | 0 | 0.15498 | 0.051887 | 0.07388 | 0.10358 | 0.007552 | 0.095169 | 0.034628 | 0.0080926 | 0.031765 | 0.059957 | 0.020074 | 0.028582 | 0.040073 | 0.0029217 | 0.070687 | 0.046025 | 0.051086
NHH UMS category B | 0 | 0.23789 | 0.079646 | 0.094403 | 0.13235 | 0.011592 | 0.1216 | 0.044248 | 0.010341 | 0.053332 | 0.092034 | 0.030813 | 0.036522 | 0.051204 | 0.0044847 | 0.090322 | 0.05881 | 0.065277
NHH UMS category C | 0 | 0.43087 | 0.14426 | 0.16719 | 0.2344 | 0.020996 | 0.21536 | 0.078362 | 0.018313 | 0.095942 | 0.16669 | 0.055809 | 0.064681 | 0.090683 | 0.0081228 | 0.15996 | 0.10415 | 0.1156
NHH UMS category D | 0 | 0.083063 | 0.02781 | 0.056336 | 0.078983 | 0.0040476 | 0.072569 | 0.026405 | 0.0061709 | 0.01298 | 0.032135 | 0.010759 | 0.021795 | 0.030557 | 0.0015659 | 0.053901 | 0.035096 | 0.038954
LV UMS (Pseudo HH Metered) | 0 | 4.6931 | 1.5713 | 1.713 | 2.4017 | 0.22869 | 2.2066 | 0.8029 | 0.18764 | 1.0558 | 1.8156 | 0.60788 | 0.66272 | 0.92914 | 0.088474 | 1.639 | 1.0672 | 1.1845
3005. Contributions to unit rate 2 p/kWh by network level (taking account of standing charges)
Data sources:
x1 = 2602. Standing charges factors adapted to use 132kV/HV
x2 = 2904. Contributions to pay-as-you-go unit rate 2 (p/kWh)
Calculation =(1-x1)*x2
| GSPs | Assets 132kV | Assets 132kV/EHV | Assets EHV | Assets EHV/HV | Assets 132kV/HV | Assets HV | Assets HV/LV | Assets LV circuits | Transmission exit | Operating 132kV | Operating 132kV/EHV | Operating EHV | Operating EHV/HV | Operating 132kV/HV | Operating HV | Operating HV/LV | Operating LV circuits
Domestic Two Rate | 0 | 0.00085251 | 0.00028542 | 0.0066695 | 0.0093507 | 4.1542e-05 | 0.0085913 | 0.0031261 | 0 | 0.0012224 | 0.00032981 | 0.00011042 | 0.0025803 | 0.0036176 | 1.6071e-05 | 0.0063812 | 0.0041549 | 0
Small Non Domestic Two Rate | 0 | 0.00073879 | 0.00024735 | 0.0057798 | 0.0081034 | 3.6e-05 | 0.0074453 | 0.0027091 | 0 | 0.0010594 | 0.00028582 | 9.5693e-05 | 0.0022361 | 0.003135 | 1.3928e-05 | 0.00553 | 0.0036007 | 0
LV Medium Non-Domestic | 0 | 0.00068572 | 0.00022958 | 0.0053646 | 0.0075213 | 3.3414e-05 | 0.0069105 | 0.0025145 | 0 | 0.00098328 | 0.00026529 | 8.8819e-05 | 0.0020754 | 0.0029098 | 1.2927e-05 | 0.0051328 | 0.003342 | 0
LV Sub Medium Non-Domestic | 0 | 0.00053518 | 0.00017918 | 0.0041869 | 0.0058701 | 2.6079e-05 | 0.0053934 | 0 | 0 | 0.00076741 | 0.00020705 | 6.932e-05 | 0.0016198 | 0.002271 | 1.0089e-05 | 0.0040059 | 0 | 0
HV Medium Non-Domestic | 0 | 0.00064841 | 0.0002204 | 0.0038505 | 0 | 0 | 0 | 0 | 0 | 0.00094395 | 0.00025085 | 8.5267e-05 | 0.001594 | 0 | 0 | 0 | 0 | 0
LV Network Domestic | 0 | 0.060652 | 0.020306 | 0.079101 | 0.1109 | 0.0029555 | 0.10189 | 0.037075 | 0 | 0 | 0.023465 | 0.0078561 | 0.030602 | 0.042904 | 0.0011434 | 0.075682 | 0.049278 | 0
LV Network Non-Domestic Non-CT | 0 | 0.053502 | 0.017913 | 0.066722 | 0.093545 | 0.0026071 | 0.085948 | 0.031273 | 0 | 0 | 0.020699 | 0.0069299 | 0.025813 | 0.03619 | 0.0010086 | 0.063838 | 0.041566 | 0
LV HH Metered | 0 | 0.051612 | 0.01728 | 0.064811 | 0.090865 | 0.002515 | 0.066789 | 0 | 0 | 0 | 0.019967 | 0.0066851 | 0.025074 | 0.035154 | 0.00097299 | 0.049608 | 0 | 0
LV Sub HH Metered | 0 | 0.051206 | 0.017144 | 0.064301 | 0.090151 | 0.0024952 | 0 | 0 | 0 | 0 | 0.019811 | 0.0066326 | 0.024877 | 0.034877 | 0.00096534 | 0 | 0 | 0
HV HH Metered | 0 | 0.043617 | 0.014826 | 0.041574 | 0 | 0 | 0 | 0 | 0 | 0 | 0.016874 | 0.0057357 | 0.01721 | 0 | 0 | 0 | 0 | 0
LV UMS (Pseudo HH Metered) | 0 | 0.042561 | 0.014249 | 0.054368 | 0.076224 | 0.0020739 | 0.070034 | 0.025483 | 0.0059553 | 0 | 0.016466 | 0.0055128 | 0.021034 | 0.029489 | 0.00080236 | 0.052018 | 0.03387 | 0.037594
3006. Contributions to unit rate 3 p/kWh by network level (taking account of standing charges)
Data sources:
x1 = 2602. Standing charges factors adapted to use 132kV/HV
x2 = 2905. Contributions to pay-as-you-go unit rate 3 (p/kWh)
Calculation =(1-x1)*x2
| GSPs | Assets 132kV | Assets 132kV/EHV | Assets EHV | Assets EHV/HV | Assets 132kV/HV | Assets HV | Assets HV/LV | Assets LV circuits | Transmission exit | Operating 132kV | Operating 132kV/EHV | Operating EHV | Operating EHV/HV | Operating 132kV/HV | Operating HV | Operating HV/LV | Operating LV circuits
LV Network Domestic | 0 | 0.00076638 | 0.00025659 | 0.006227 | 0.0087304 | 3.7345e-05 | 0.0080213 | 0.0029187 | 0 | 0.0010902 | 0.00029649 | 9.9267e-05 | 0.0024091 | 0.0033776 | 1.4448e-05 | 0.0059579 | 0.0038793 | 0
LV Network Non-Domestic Non-CT | 0 | 0.00067603 | 0.00022634 | 0.0052526 | 0.0073641 | 3.2942e-05 | 0.0067661 | 0.0024619 | 0 | 0.00098437 | 0.00026154 | 8.7564e-05 | 0.0020321 | 0.002849 | 1.2745e-05 | 0.0050255 | 0.0032722 | 0
LV HH Metered | 0 | 0.00065216 | 0.00021834 | 0.0051021 | 0.0071532 | 3.1779e-05 | 0.0052578 | 0 | 0 | 0.00093515 | 0.0002523 | 8.4472e-05 | 0.0019739 | 0.0027674 | 1.2294e-05 | 0.0039052 | 0 | 0
LV Sub HH Metered | 0 | 0.00064703 | 0.00021663 | 0.005062 | 0.0070969 | 3.1529e-05 | 0 | 0 | 0 | 0.0009278 | 0.00025032 | 8.3808e-05 | 0.0019584 | 0.0027456 | 1.2198e-05 | 0 | 0 | 0
HV HH Metered | 0 | 0.00055113 | 0.00018733 | 0.0032729 | 0 | 0 | 0 | 0 | 0 | 0.00080233 | 0.00021322 | 7.2474e-05 | 0.0013548 | 0 | 0 | 0 | 0 | 0
LV UMS (Pseudo HH Metered) | 0 | 0.00064101 | 0.00021461 | 0.0050148 | 0.0070309 | 3.1235e-05 | 0.0064599 | 0.0023505 | 0.00054931 | 0.00091916 | 0.00024799 | 8.3027e-05 | 0.0019401 | 0.0027201 | 1.2084e-05 | 0.0047981 | 0.0031241 | 0.0034676

## AggCap
Standing charges as fixed charges for WPD East Midlands in April 15 (DCP179)
This sheet allocates standing charges to fixed charges for non half hourly settled demand users.
3101. Mapping of tariffs to tariff groups
| LV domestic and small non-domestic tariffs | LV medium non-domestic tariffs | LV substation aggregated tariffs | HV network aggregated tariffs
Domestic Unrestricted | 1 | 0 | 0 | 0
Domestic Two Rate | 1 | 0 | 0 | 0
Small Non Domestic Unrestricted | 1 | 0 | 0 | 0
Small Non Domestic Two Rate | 1 | 0 | 0 | 0
LV Medium Non-Domestic | 0 | 1 | 0 | 0
LV Sub Medium Non-Domestic | 0 | 0 | 1 | 0
HV Medium Non-Domestic | 0 | 0 | 0 | 1
LV Network Domestic | 1 | 0 | 0 | 0
LV Network Non-Domestic Non-CT | 1 | 0 | 0 | 0
3102. Capacity use for tariffs charged for capacity on an exit point basis
Data sources:
x1 = 2407. All units (MWh)
x2 = 1041. Load factor for each type of demand user (in Load profile data for demand users)
x3 = 1010. Days in the charging year (in Financial and general assumptions)
x4 = 2305. MPANs (in Equivalent volume for each end user)
Kind: | Calculation | Copy cells
Formula: | =x1/x2/(24*x3)*1000 | = x4
| Unit-based contributions to aggregate maximum load (kW) | MPANs
Domestic Unrestricted | 1436057.6142 | 1524816.3589
Domestic Two Rate | 964391.4793 | 904354.0326
Small Non Domestic Unrestricted | 337041.2485 | 94983.5545
Small Non Domestic Two Rate | 431889.791 | 81835.5972
LV Medium Non-Domestic | 190786.4402 | 8259.1128
LV Sub Medium Non-Domestic | 0 | 0
HV Medium Non-Domestic | 6413.1512 | 155
LV Network Domestic | 0 | 0
LV Network Non-Domestic Non-CT | 0 | 0
3103. Aggregate number of users charged for capacity on an exit point basis
Data sources:
x1 = 3101. Mapping of tariffs to tariff groups
x2 = 3102. MPANs (in Equivalent volume for each end user) (in Capacity use for tariffs charged for capacity on an exit point basis)
Sum-product calculation =SUMPRODUCT(x1, x2)
| LV domestic and small non-domestic tariffs | LV medium non-domestic tariffs | LV substation aggregated tariffs | HV network aggregated tariffs
Aggregate number of users charged for capacity on an exit point basis | 2605989.5432 | 8259.1128 | 0 | 155
3104. Aggregate capacity (kW)
Data sources:
x1 = 3101. Mapping of tariffs to tariff groups
x2 = 3102. Unit-based contributions to aggregate maximum load (kW) (in Capacity use for tariffs charged for capacity on an exit point basis)
Sum-product calculation =SUMPRODUCT(x1, x2)
| LV domestic and small non-domestic tariffs | LV medium non-domestic tariffs | LV substation aggregated tariffs | HV network aggregated tariffs
Aggregate capacity (kW) | 3169380.1329 | 190786.4402 | 0 | 6413.1512
3105. Average maximum kVA by exit point
Data sources:
x1 = 3103. Aggregate number of users charged for capacity on an exit point basis
x2 = 3104. Aggregate capacity (kW)
x3 = 1010. Power factor for all flows in the network model (in Financial and general assumptions)
Calculation =IF(x1,x2/x1/x3,0)
| LV domestic and small non-domestic tariffs | LV medium non-domestic tariffs | LV substation aggregated tariffs | HV network aggregated tariffs
Average maximum kVA by exit point | 1.2802 | 24.3159 | 0 | 43.5528
3106. Deemed average maximum kVA for each tariff
Data sources:
x1 = 3101. Mapping of tariffs to tariff groups
x2 = 3105. Average maximum kVA by exit point
Sum-product calculation =SUMPRODUCT(x1, x2)
Deemed average maximum kVA for each tariff
Domestic Unrestricted | 1.2802
Domestic Two Rate | 1.2802
Small Non Domestic Unrestricted | 1.2802
Small Non Domestic Two Rate | 1.2802
LV Medium Non-Domestic | 24.3159
LV Sub Medium Non-Domestic | 0
HV Medium Non-Domestic | 43.5528
LV Network Domestic | 1.2802
LV Network Non-Domestic Non-CT | 1.2802
3107. Capacity-driven fixed charge elements from standing charges factors p/MPAN/day
Data sources:
x1 = 3002. Capacity elements p/kVA/day
x2 = 3106. Deemed average maximum kVA for each tariff
Calculation =x1*x2
| GSPs | Assets 132kV | Assets 132kV/EHV | Assets EHV | Assets EHV/HV | Assets 132kV/HV | Assets HV | Assets HV/LV | Assets LV circuits | Transmission exit | Operating 132kV | Operating 132kV/EHV | Operating EHV | Operating EHV/HV | Operating 132kV/HV | Operating HV | Operating HV/LV | Operating LV circuits
Domestic Unrestricted | 0 | 0 | 0 | 0 | 0 | 0 | 0 | 0 | 0.1374 | 0 | 0 | 0 | 0 | 0 | 0 | 0 | 0 | 0.86735
Domestic Two Rate | 0 | 0 | 0 | 0 | 0 | 0 | 0 | 0 | 0.1374 | 0 | 0 | 0 | 0 | 0 | 0 | 0 | 0 | 0.86735
Small Non Domestic Unrestricted | 0 | 0 | 0 | 0 | 0 | 0 | 0 | 0 | 0.1374 | 0 | 0 | 0 | 0 | 0 | 0 | 0 | 0 | 0.86735
Small Non Domestic Two Rate | 0 | 0 | 0 | 0 | 0 | 0 | 0 | 0 | 0.1374 | 0 | 0 | 0 | 0 | 0 | 0 | 0 | 0 | 0.86735
LV Medium Non-Domestic | 0 | 0 | 0 | 0 | 0 | 0 | 0 | 0 | 2.6097 | 0 | 0 | 0 | 0 | 0 | 0 | 0 | 0 | 16.4743
LV Sub Medium Non-Domestic | 0 | 0 | 0 | 0 | 0 | 0 | 0 | 0 | 0 | 0 | 0 | 0 | 0 | 0 | 0 | 0 | 0 | 0
HV Medium Non-Domestic | 0 | 1.7585 | 0 | 9.6934 | 47.1417 | 3.7017 | 34.6631 | 0 | 0 | 0 | 0.68032 | 0 | 4.0127 | 28.1289 | 2.2088 | 37.0285 | 0 | 0
LV Network Domestic | 0 | 0 | 0 | 0 | 0 | 0 | 0 | 0 | 0.1374 | 0 | 0 | 0 | 0 | 0 | 0 | 0 | 0 | 0.86735
LV Network Non-Domestic Non-CT | 0 | 0 | 0 | 0 | 0 | 0 | 0 | 0 | 0.1374 | 0 | 0 | 0 | 0 | 0 | 0 | 0 | 0 | 0.86735

## Reactive
Reactive power unit charges for WPD East Midlands in April 15 (DCP179)
3201. Standard components p/kWh for reactive power (absolute value)
Data sources:
x1 = 3003. Yardstick components p/kWh (taking account of standing charges)
Calculation =ABS(x1)
| GSPs | Assets 132kV | Assets 132kV/EHV | Assets EHV | Assets EHV/HV | Assets 132kV/HV | Assets HV | Assets HV/LV | Assets LV circuits | Transmission exit | Operating 132kV | Operating 132kV/EHV | Operating EHV | Operating EHV/HV | Operating 132kV/HV | Operating HV | Operating HV/LV | Operating LV circuits
LV HH Metered | 0 | 0.19092 | 0.063921 | 0.091184 | 0.12784 | 0.0093034 | 0.093967 | 0 | 0 | 0.039096 | 0.073863 | 0.02473 | 0.035277 | 0.049459 | 0.0035993 | 0.069794 | 0 | 0
LV Sub HH Metered | 0 | 0.18394 | 0.061582 | 0.087847 | 0.12316 | 0.008963 | 0 | 0 | 0 | 0.037665 | 0.07116 | 0.023825 | 0.033986 | 0.047649 | 0.0034675 | 0 | 0 | 0
HV HH Metered | 0 | 0.14653 | 0.049807 | 0.053122 | 0 | 0 | 0 | 0 | 0 | 0.030463 | 0.05669 | 0.019269 | 0.02199 | 0 | 0 | 0 | 0 | 0
3202. Standard reactive p/kVArh
Data sources:
x1 = 3201. Standard components p/kWh for reactive power (absolute value)
x2 = 1092. Average kVAr by kVA, by network level
x3 = 1010. Power factor for all flows in the network model (in Financial and general assumptions)
Calculation =x1*x2*x3
| GSPs | Assets 132kV | Assets 132kV/EHV | Assets EHV | Assets EHV/HV | Assets 132kV/HV | Assets HV | Assets HV/LV | Assets LV circuits | Transmission exit | Operating 132kV | Operating 132kV/EHV | Operating EHV | Operating EHV/HV | Operating 132kV/HV | Operating HV | Operating HV/LV | Operating LV circuits
LV HH Metered | 0 | 0.052718 | 0.01765 | 0.025178 | 0.0353 | 0.0025689 | 0.025947 | 0 | 0 | 0.010795 | 0.020395 | 0.0068284 | 0.0097408 | 0.013657 | 0.00099384 | 0.019272 | 0 | 0
LV Sub HH Metered | 0 | 0.050789 | 0.017004 | 0.024257 | 0.034008 | 0.0024749 | 0 | 0 | 0 | 0.0104 | 0.019649 | 0.0065785 | 0.0093843 | 0.013157 | 0.00095747 | 0 | 0 | 0
HV HH Metered | 0 | 0.040461 | 0.013753 | 0.014668 | 0 | 0 | 0 | 0 | 0 | 0.0084117 | 0.015653 | 0.0053207 | 0.006072 | 0 | 0 | 0 | 0 | 0
3203. Network use factors for generator reactive unit charges
These factors differ from the network use factors for active power charges/credits in the case of generators,
who do not qualify for active power credits at the voltage of connection but are charged reactive unit charges for costs caused at that voltage.
| GSPs | 132kV | 132kV/EHV | EHV | EHV/HV | 132kV/HV | HV | HV/LV | LV circuits
LV Generation Intermittent | 1 | 1 | 1 | 1 | 1 | 1 | 1 | 1 | 1
LV Generation Non-Intermittent | 1 | 1 | 1 | 1 | 1 | 1 | 1 | 1 | 1
LV Sub Generation Intermittent | 1 | 1 | 1 | 1 | 1 | 1 | 1 | 1 | 0
LV Sub Generation Non-Intermittent | 1 | 1 | 1 | 1 | 1 | 1 | 1 | 1 | 0
HV Generation Intermittent | 1 | 1 | 1 | 1 | 1 | 1 | 1 | 0 | 0
HV Generation Non-Intermittent | 1 | 1 | 1 | 1 | 1 | 1 | 1 | 0 | 0
3204. Absolute value of load coefficient (kW peak / average kW)
Data sources:
x1 = 2302. Load coefficient
Calculation =ABS(x1)
Absolute load coefficient
LV Generation Intermittent | 1
LV Generation Non-Intermittent | 1
LV Sub Generation Intermittent | 1
LV Sub Generation Non-Intermittent | 1
HV Generation Intermittent | 1
HV Generation Non-Intermittent | 1
3205. Pay-as-you-go components p/kWh for reactive power (absolute value)
Data sources:
x1 = 2901. Unit cost at each level, £/kW/year (relative to system simultaneous maximum load)
x2 = 3204. Absolute value of load coefficient (kW peak / average kW)
x3 = 2001. Loss adjustment factor to transmission (in Loss adjustment factors to transmission)
x4 = 2004. Loss adjustment factor to transmission for each network level
x5 = 2804. Proportion of annual charge covered by contributions (for all charging levels)
x6 = 3203. Network use factors for generator reactive unit charges
x7 = 1010. Days in the charging year (in Financial and general assumptions)
Calculation =x1*x2*x3/x4*(1-x5)*x6/(24*x7)*100
| GSPs | Assets 132kV | Assets 132kV/EHV | Assets EHV | Assets EHV/HV | Assets 132kV/HV | Assets HV | Assets HV/LV | Assets LV circuits | Transmission exit | Operating 132kV | Operating 132kV/EHV | Operating EHV | Operating EHV/HV | Operating 132kV/HV | Operating HV | Operating HV/LV | Operating LV circuits
LV Generation Intermittent | 0 | 0.13356 | 0.048343 | 0.068962 | 0.096686 | 0.086724 | 0.082167 | 0.029898 | 0.0069871 | 0.027349 | 0.05167 | 0.018703 | 0.02668 | 0.037405 | 0.033551 | 0.06103 | 0.039738 | 0.044107
LV Generation Non-Intermittent | 0 | 0.13356 | 0.048343 | 0.068962 | 0.096686 | 0.086724 | 0.082167 | 0.029898 | 0.0069871 | 0.027349 | 0.05167 | 0.018703 | 0.02668 | 0.037405 | 0.033551 | 0.06103 | 0.039738 | 0.044107
LV Sub Generation Intermittent | 0 | 0.12867 | 0.046574 | 0.066438 | 0.093147 | 0.08355 | 0.07916 | 0.028803 | 0 | 0.026348 | 0.049779 | 0.018018 | 0.025703 | 0.036036 | 0.032323 | 0.058796 | 0.038283 | 0
LV Sub Generation Non-Intermittent | 0 | 0.12867 | 0.046574 | 0.066438 | 0.093147 | 0.08355 | 0.07916 | 0.028803 | 0 | 0.026348 | 0.049779 | 0.018018 | 0.025703 | 0.036036 | 0.032323 | 0.058796 | 0.038283 | 0
HV Generation Intermittent | 0 | 0.12635 | 0.045734 | 0.060972 | 0.059304 | 0.053194 | 0.054047 | 0 | 0 | 0.025873 | 0.048881 | 0.017693 | 0.02524 | 0.035386 | 0.03174 | 0.057736 | 0 | 0
HV Generation Non-Intermittent | 0 | 0.12635 | 0.045734 | 0.060972 | 0.059304 | 0.053194 | 0.054047 | 0 | 0 | 0.025873 | 0.048881 | 0.017693 | 0.02524 | 0.035386 | 0.03174 | 0.057736 | 0 | 0
3206. Pay-as-you-go reactive p/kVArh
Data sources:
x1 = 3205. Pay-as-you-go components p/kWh for reactive power (absolute value)
x2 = 1092. Average kVAr by kVA, by network level
x3 = 1010. Power factor for all flows in the network model (in Financial and general assumptions)
Calculation =x1*x2*x3
| GSPs | Assets 132kV | Assets 132kV/EHV | Assets EHV | Assets EHV/HV | Assets 132kV/HV | Assets HV | Assets HV/LV | Assets LV circuits | Transmission exit | Operating 132kV | Operating 132kV/EHV | Operating EHV | Operating EHV/HV | Operating 132kV/HV | Operating HV | Operating HV/LV | Operating LV circuits
LV Generation Intermittent | 0 | 0.036879 | 0.013349 | 0.019042 | 0.026697 | 0.023946 | 0.022688 | 0.0082554 | 0.0019293 | 0.0075517 | 0.014267 | 0.0051643 | 0.0073669 | 0.010328 | 0.0092643 | 0.016852 | 0.010972 | 0.012179
LV Generation Non-Intermittent | 0 | 0.036879 | 0.013349 | 0.019042 | 0.026697 | 0.023946 | 0.022688 | 0.0082554 | 0.0019293 | 0.0075517 | 0.014267 | 0.0051643 | 0.0073669 | 0.010328 | 0.0092643 | 0.016852 | 0.010972 | 0.012179
LV Sub Generation Intermittent | 0 | 0.035529 | 0.01286 | 0.018345 | 0.02572 | 0.02307 | 0.021858 | 0.0079533 | 0 | 0.0072754 | 0.013745 | 0.0049753 | 0.0070973 | 0.0099505 | 0.0089253 | 0.016235 | 0.010571 | 0
LV Sub Generation Non-Intermittent | 0 | 0.035529 | 0.01286 | 0.018345 | 0.02572 | 0.02307 | 0.021858 | 0.0079533 | 0 | 0.0072754 | 0.013745 | 0.0049753 | 0.0070973 | 0.0099505 | 0.0089253 | 0.016235 | 0.010571 | 0
HV Generation Intermittent | 0 | 0.034888 | 0.012628 | 0.016836 | 0.016375 | 0.014688 | 0.014924 | 0 | 0 | 0.0071441 | 0.013497 | 0.0048855 | 0.0069692 | 0.009771 | 0.0087642 | 0.015942 | 0 | 0
HV Generation Non-Intermittent | 0 | 0.034888 | 0.012628 | 0.016836 | 0.016375 | 0.014688 | 0.014924 | 0 | 0 | 0.0071441 | 0.013497 | 0.0048855 | 0.0069692 | 0.009771 | 0.0087642 | 0.015942 | 0 | 0

## Aggreg
Aggregation for WPD East Midlands in April 15 (DCP179)
This sheet aggregates elements of tariffs excluding revenue matching and final adjustments and rounding.
3301. Unit rate 1 p/kWh (elements)
Data sources:
x1 = 3004. Unit rate 1 total p/kWh (taking account of standing charges) — for Tariffs with Unit rate 1 p/kWh from Standard 1 kWh
x2 = 2903. Pay-as-you-go unit rate 1 (p/kWh) — for Tariffs with Unit rate 1 p/kWh from PAYG 1 kWh
x3 = 2903. Pay-as-you-go unit rate 1 (p/kWh) — for Tariffs with Unit rate 1 p/kWh from PAYG 1 kWh & customer
x4 = 2902. Pay-as-you-go yardstick unit rate (p/kWh) — for Tariffs with Unit rate 1 p/kWh from PAYG yardstick kWh
x5 = 2203. Service model asset p/kWh charge for unmetered tariffs — for Tariffs with Unit rate 1 p/kWh from PAYG 1 kWh & customer
x6 = 2712. Operating expenditure for unmetered customer assets (p/kWh) — for Tariffs with Unit rate 1 p/kWh from PAYG 1 kWh & customer
Combine tables = x1 or x2 or x3 or x4 or x5 or x6
| GSPs | Assets 132kV | Assets 132kV/EHV | Assets EHV | Assets EHV/HV | Assets 132kV/HV | Assets HV | Assets HV/LV | Assets LV circuits | Assets LV customer | Assets HV customer | Transmission exit | Operating 132kV | Operating 132kV/EHV | Operating EHV | Operating EHV/HV | Operating 132kV/HV | Operating HV | Operating HV/LV | Operating LV circuits | Operating LV customer | Operating HV customer
Domestic Unrestricted | 0 | 0.28677 | 0.096013 | 0.13696 | 0.19202 | 0.013974 | 0.17643 | 0.064196 | 0 |  |  | 0.058724 | 0.11095 | 0.037145 | 0.052987 | 0.074289 | 0.0054063 | 0.13104 | 0.085324 | 0
Domestic Two Rate | 0 | 0.33336 | 0.11161 | 0.15005 | 0.21037 | 0.016244 | 0.19328 | 0.070329 | 0 |  |  | 0.069176 | 0.12897 | 0.043179 | 0.058049 | 0.081386 | 0.0062845 | 0.14356 | 0.093475 | 0
Domestic Off Peak (related MPAN) | 0 | 0.069166 | 0.023157 | 0.040616 | 0.056944 | 0.0033704 | 0.052319 | 0.019037 | 0 |  |  | 0.012808 | 0.026759 | 0.0089589 | 0.015713 | 0.02203 | 0.0013039 | 0.03886 | 0.025303 | 0
Small Non Domestic Unrestricted | 0 | 0.21735 | 0.072769 | 0.10381 | 0.14554 | 0.010591 | 0.13372 | 0.048655 | 0 |  |  | 0.044508 | 0.084087 | 0.028153 | 0.04016 | 0.056305 | 0.0040975 | 0.099319 | 0.064668 | 0
Small Non Domestic Two Rate | 0 | 0.25344 | 0.084853 | 0.12175 | 0.17069 | 0.01235 | 0.15683 | 0.057063 | 0 |  |  | 0.050598 | 0.09805 | 0.032827 | 0.0471 | 0.066035 | 0.0047779 | 0.11648 | 0.075844 | 0
Small Non Domestic Off Peak (related MPAN) | 0 | 0.030812 | 0.010316 | 0.021975 | 0.030809 | 0.0015014 | 0.028307 | 0.0103 | 0 |  |  | 0.0056018 | 0.01192 | 0.003991 | 0.0085014 | 0.011919 | 0.00058087 | 0.021025 | 0.01369 | 0
LV Medium Non-Domestic | 0 | 0.25203 | 0.08438 | 0.11976 | 0.1679 | 0.012281 | 0.15426 | 0.05613 | 0 |  |  | 0.050542 | 0.097504 | 0.032645 | 0.04633 | 0.064956 | 0.0047513 | 0.11458 | 0.074604 | 0
LV Sub Medium Non-Domestic | 0 | 0.19578 | 0.065546 | 0.093195 | 0.13066 | 0.0095399 | 0.12005 | 0 | 0 |  |  | 0.039218 | 0.075741 | 0.025358 | 0.036055 | 0.050549 | 0.0036908 | 0.089167 | 0 | 0
HV Medium Non-Domestic | 0 | 0.23802 | 0.080905 | 0.086416 | 0 | 0 | 0 | 0 | 0 |  |  | 0.048235 | 0.092085 | 0.0313 | 0.035772 | 0 | 0 | 0 | 0 | 0
LV Network Domestic | 0 | 1.8418 | 0.61663 | 0.70298 | 0.98559 | 0.089748 | 0.90555 | 0.32949 | 0 |  |  | 0.41102 | 0.71254 | 0.23856 | 0.27197 | 0.3813 | 0.034721 | 0.6726 | 0.43794 | 0
LV Network Non-Domestic Non-CT | 0 | 1.6247 | 0.54394 | 0.59297 | 0.83135 | 0.079168 | 0.76384 | 0.27793 | 0 |  |  | 0.37113 | 0.62854 | 0.21044 | 0.22941 | 0.32163 | 0.030628 | 0.56734 | 0.36941 | 0
LV HH Metered | 0 | 1.5673 | 0.52473 | 0.57598 | 0.80754 | 0.076372 | 0.59356 | 0 | 0 |  |  | 0.35258 | 0.60634 | 0.203 | 0.22283 | 0.31242 | 0.029546 | 0.44087 | 0 | 0
LV Sub HH Metered | 0 | 1.555 | 0.5206 | 0.57146 | 0.80119 | 0.075771 | 0 | 0 | 0 |  |  | 0.3498 | 0.60157 | 0.20141 | 0.22108 | 0.30996 | 0.029314 | 0 | 0 | 0
HV HH Metered | 0 | 1.3245 | 0.4502 | 0.36948 | 0 | 0 | 0 | 0 | 0 |  |  | 0.3025 | 0.51241 | 0.17417 | 0.15295 | 0 | 0 | 0 | 0 | 0
NHH UMS category A | 0 | 0.15498 | 0.051887 | 0.07388 | 0.10358 | 0.007552 | 0.095169 | 0.034628 | 0.0080926 |  |  | 0.031765 | 0.059957 | 0.020074 | 0.028582 | 0.040073 | 0.0029217 | 0.070687 | 0.046025 | 0.051086 | 0.55886
NHH UMS category B | 0 | 0.23789 | 0.079646 | 0.094403 | 0.13235 | 0.011592 | 0.1216 | 0.044248 | 0.010341 |  |  | 0.053332 | 0.092034 | 0.030813 | 0.036522 | 0.051204 | 0.0044847 | 0.090322 | 0.05881 | 0.065277 | 0.55886
NHH UMS category C | 0 | 0.43087 | 0.14426 | 0.16719 | 0.2344 | 0.020996 | 0.21536 | 0.078362 | 0.018313 |  |  | 0.095942 | 0.16669 | 0.055809 | 0.064681 | 0.090683 | 0.0081228 | 0.15996 | 0.10415 | 0.1156 | 0.55886
NHH UMS category D | 0 | 0.083063 | 0.02781 | 0.056336 | 0.078983 | 0.0040476 | 0.072569 | 0.026405 | 0.0061709 |  |  | 0.01298 | 0.032135 | 0.010759 | 0.021795 | 0.030557 | 0.0015659 | 0.053901 | 0.035096 | 0.038954 | 0.55886
LV UMS (Pseudo HH Metered) | 0 | 4.6931 | 1.5713 | 1.713 | 2.4017 | 0.22869 | 2.2066 | 0.8029 | 0.18764 |  |  | 1.0558 | 1.8156 | 0.60788 | 0.66272 | 0.92914 | 0.088474 | 1.639 | 1.0672 | 1.1845 | 0.55886
LV Generation NHH or Aggregate HH | 0 | -0.13356 | -0.044716 | -0.063787 | -0.08943 | -0.0065081 | -0.082167 | -0.029898 | 0 |  |  | -0.027349 | -0.05167 | -0.017299 | -0.024678 | -0.034598 | -0.0025178 | -0.06103 | -0.039738 | 0
LV Sub Generation NHH | 0 | -0.12867 | -0.043079 | -0.061453 | -0.086157 | -0.00627 | -0.07916 | 0 | 0 |  |  | -0.026348 | -0.049779 | -0.016666 | -0.023774 | -0.033332 | -0.0024257 | -0.058796 | 0 | 0
LV Generation Intermittent | 0 | -0.13356 | -0.044716 | -0.063787 | -0.08943 | -0.0065081 | -0.082167 | -0.029898 | 0 |  |  | -0.027349 | -0.05167 | -0.017299 | -0.024678 | -0.034598 | -0.0025178 | -0.06103 | -0.039738 | 0
LV Generation Non-Intermittent | 0 | -1.335 | -0.44696 | -0.49062 | -0.68786 | -0.065053 | -0.632 | -0.22996 | 0 |  |  | -0.30032 | -0.51648 | -0.17292 | -0.18981 | -0.26612 | -0.025168 | -0.46942 | -0.30565 | 0
LV Sub Generation Intermittent | 0 | -0.12867 | -0.043079 | -0.061453 | -0.086157 | -0.00627 | -0.07916 | 0 | 0 |  |  | -0.026348 | -0.049779 | -0.016666 | -0.023774 | -0.033332 | -0.0024257 | -0.058796 | 0 | 0
LV Sub Generation Non-Intermittent | 0 | -1.2862 | -0.43061 | -0.47267 | -0.66269 | -0.062673 | -0.60887 | 0 | 0 |  |  | -0.28933 | -0.49758 | -0.16659 | -0.18286 | -0.25638 | -0.024246 | -0.45224 | 0 | 0
HV Generation Intermittent | 0 | -0.12635 | -0.042302 | -0.056396 | -0.054854 | -0.0039919 | 0 | 0 | 0 |  |  | -0.025873 | -0.048881 | -0.016365 | -0.023346 | -0.032731 | -0.0023819 | 0 | 0 | 0
HV Generation Non-Intermittent | 0 | -1.2629 | -0.42284 | -0.43378 | -0.42191 | -0.039902 | 0 | 0 | 0 |  |  | -0.28411 | -0.4886 | -0.16358 | -0.17956 | -0.25175 | -0.023809 | 0 | 0 | 0
3302. Unit rate 2 p/kWh (elements)
Data sources:
x1 = 3005. Unit rate 2 total p/kWh (taking account of standing charges) — for Tariffs with Unit rate 2 p/kWh from Standard 2 kWh
x2 = 2904. Pay-as-you-go unit rate 2 (p/kWh) — for Tariffs with Unit rate 2 p/kWh from PAYG 2 kWh
x3 = 2904. Pay-as-you-go unit rate 2 (p/kWh) — for Tariffs with Unit rate 2 p/kWh from PAYG 2 kWh & customer
x4 = 2203. Service model asset p/kWh charge for unmetered tariffs — for Tariffs with Unit rate 2 p/kWh from PAYG 2 kWh & customer
x5 = 2712. Operating expenditure for unmetered customer assets (p/kWh) — for Tariffs with Unit rate 2 p/kWh from PAYG 2 kWh & customer
Combine tables = x1 or x2 or x3 or x4 or x5
| GSPs | Assets 132kV | Assets 132kV/EHV | Assets EHV | Assets EHV/HV | Assets 132kV/HV | Assets HV | Assets HV/LV | Assets LV circuits | Assets LV customer | Assets HV customer | Transmission exit | Operating 132kV | Operating 132kV/EHV | Operating EHV | Operating EHV/HV | Operating 132kV/HV | Operating HV | Operating HV/LV | Operating LV circuits | Operating LV customer | Operating HV customer
Domestic Unrestricted
Domestic Two Rate | 0 | 0.00085251 | 0.00028542 | 0.0066695 | 0.0093507 | 4.1542e-05 | 0.0085913 | 0.0031261 | 0 |  |  | 0.0012224 | 0.00032981 | 0.00011042 | 0.0025803 | 0.0036176 | 1.6071e-05 | 0.0063812 | 0.0041549 | 0
Domestic Off Peak (related MPAN)
Small Non Domestic Unrestricted
Small Non Domestic Two Rate | 0 | 0.00073879 | 0.00024735 | 0.0057798 | 0.0081034 | 3.6e-05 | 0.0074453 | 0.0027091 | 0 |  |  | 0.0010594 | 0.00028582 | 9.5693e-05 | 0.0022361 | 0.003135 | 1.3928e-05 | 0.00553 | 0.0036007 | 0
Small Non Domestic Off Peak (related MPAN)
LV Medium Non-Domestic | 0 | 0.00068572 | 0.00022958 | 0.0053646 | 0.0075213 | 3.3414e-05 | 0.0069105 | 0.0025145 | 0 |  |  | 0.00098328 | 0.00026529 | 8.8819e-05 | 0.0020754 | 0.0029098 | 1.2927e-05 | 0.0051328 | 0.003342 | 0
LV Sub Medium Non-Domestic | 0 | 0.00053518 | 0.00017918 | 0.0041869 | 0.0058701 | 2.6079e-05 | 0.0053934 | 0 | 0 |  |  | 0.00076741 | 0.00020705 | 6.932e-05 | 0.0016198 | 0.002271 | 1.0089e-05 | 0.0040059 | 0 | 0
HV Medium Non-Domestic | 0 | 0.00064841 | 0.0002204 | 0.0038505 | 0 | 0 | 0 | 0 | 0 |  |  | 0.00094395 | 0.00025085 | 8.5267e-05 | 0.001594 | 0 | 0 | 0 | 0 | 0
LV Network Domestic | 0 | 0.060652 | 0.020306 | 0.079101 | 0.1109 | 0.0029555 | 0.10189 | 0.037075 | 0 |  |  | 0 | 0.023465 | 0.0078561 | 0.030602 | 0.042904 | 0.0011434 | 0.075682 | 0.049278 | 0
LV Network Non-Domestic Non-CT | 0 | 0.053502 | 0.017913 | 0.066722 | 0.093545 | 0.0026071 | 0.085948 | 0.031273 | 0 |  |  | 0 | 0.020699 | 0.0069299 | 0.025813 | 0.03619 | 0.0010086 | 0.063838 | 0.041566 | 0
LV HH Metered | 0 | 0.051612 | 0.01728 | 0.064811 | 0.090865 | 0.002515 | 0.066789 | 0 | 0 |  |  | 0 | 0.019967 | 0.0066851 | 0.025074 | 0.035154 | 0.00097299 | 0.049608 | 0 | 0
LV Sub HH Metered | 0 | 0.051206 | 0.017144 | 0.064301 | 0.090151 | 0.0024952 | 0 | 0 | 0 |  |  | 0 | 0.019811 | 0.0066326 | 0.024877 | 0.034877 | 0.00096534 | 0 | 0 | 0
HV HH Metered | 0 | 0.043617 | 0.014826 | 0.041574 | 0 | 0 | 0 | 0 | 0 |  |  | 0 | 0.016874 | 0.0057357 | 0.01721 | 0 | 0 | 0 | 0 | 0
NHH UMS category A
NHH UMS category B
NHH UMS category C
NHH UMS category D
LV UMS (Pseudo HH Metered) | 0 | 0.042561 | 0.014249 | 0.054368 | 0.076224 | 0.0020739 | 0.070034 | 0.025483 | 0.0059553 |  |  | 0 | 0.016466 | 0.0055128 | 0.021034 | 0.029489 | 0.00080236 | 0.052018 | 0.03387 | 0.037594 | 0.55886
LV Generation NHH or Aggregate HH
LV Sub Generation NHH
LV Generation Intermittent
LV Generation Non-Intermittent | 0 | -0.043963 | -0.014719 | -0.055206 | -0.077399 | -0.0021423 | -0.071113 | -0.025876 | 0 |  |  | 0 | -0.017008 | -0.0056944 | -0.021358 | -0.029944 | -0.00082879 | -0.05282 | -0.034392 | 0
LV Sub Generation Intermittent
LV Sub Generation Non-Intermittent | 0 | -0.042354 | -0.01418 | -0.053186 | -0.074567 | -0.0020639 | -0.068511 | 0 | 0 |  |  | 0 | -0.016386 | -0.005486 | -0.020576 | -0.028848 | -0.00079846 | -0.050887 | 0 | 0
HV Generation Intermittent
HV Generation Non-Intermittent | 0 | -0.04159 | -0.013924 | -0.048809 | -0.047475 | -0.001314 | 0 | 0 | 0 |  |  | 0 | -0.01609 | -0.005387 | -0.020205 | -0.028327 | -0.00078406 | 0 | 0 | 0
3303. Unit rate 3 p/kWh (elements)
Data sources:
x1 = 3006. Unit rate 3 total p/kWh (taking account of standing charges) — for Tariffs with Unit rate 3 p/kWh from Standard 3 kWh
x2 = 2905. Pay-as-you-go unit rate 3 (p/kWh) — for Tariffs with Unit rate 3 p/kWh from PAYG 3 kWh
x3 = 2905. Pay-as-you-go unit rate 3 (p/kWh) — for Tariffs with Unit rate 3 p/kWh from PAYG 3 kWh & customer
x4 = 2203. Service model asset p/kWh charge for unmetered tariffs — for Tariffs with Unit rate 3 p/kWh from PAYG 3 kWh & customer
x5 = 2712. Operating expenditure for unmetered customer assets (p/kWh) — for Tariffs with Unit rate 3 p/kWh from PAYG 3 kWh & customer
Combine tables = x1 or x2 or x3 or x4 or x5
| GSPs | Assets 132kV | Assets 132kV/EHV | Assets EHV | Assets EHV/HV | Assets 132kV/HV | Assets HV | Assets HV/LV | Assets LV circuits | Assets LV customer | Assets HV customer | Transmission exit | Operating 132kV | Operating 132kV/EHV | Operating EHV | Operating EHV/HV | Operating 132kV/HV | Operating HV | Operating HV/LV | Operating LV circuits | Operating LV customer | Operating HV customer
Domestic Unrestricted
Domestic Two Rate
Domestic Off Peak (related MPAN)
Small Non Domestic Unrestricted
Small Non Domestic Two Rate
Small Non Domestic Off Peak (related MPAN)
LV Medium Non-Domestic
LV Sub Medium Non-Domestic
HV Medium Non-Domestic
LV Network Domestic | 0 | 0.00076638 | 0.00025659 | 0.006227 | 0.0087304 | 3.7345e-05 | 0.0080213 | 0.0029187 | 0 |  |  | 0.0010902 | 0.00029649 | 9.9267e-05 | 0.0024091 | 0.0033776 | 1.4448e-05 | 0.0059579 | 0.0038793 | 0
LV Network Non-Domestic Non-CT | 0 | 0.00067603 | 0.00022634 | 0.0052526 | 0.0073641 | 3.2942e-05 | 0.0067661 | 0.0024619 | 0 |  |  | 0.00098437 | 0.00026154 | 8.7564e-05 | 0.0020321 | 0.002849 | 1.2745e-05 | 0.0050255 | 0.0032722 | 0
LV HH Metered | 0 | 0.00065216 | 0.00021834 | 0.0051021 | 0.0071532 | 3.1779e-05 | 0.0052578 | 0 | 0 |  |  | 0.00093515 | 0.0002523 | 8.4472e-05 | 0.0019739 | 0.0027674 | 1.2294e-05 | 0.0039052 | 0 | 0
LV Sub HH Metered | 0 | 0.00064703 | 0.00021663 | 0.005062 | 0.0070969 | 3.1529e-05 | 0 | 0 | 0 |  |  | 0.0009278 | 0.00025032 | 8.3808e-05 | 0.0019584 | 0.0027456 | 1.2198e-05 | 0 | 0 | 0
HV HH Metered | 0 | 0.00055113 | 0.00018733 | 0.0032729 | 0 | 0 | 0 | 0 | 0 |  |  | 0.00080233 | 0.00021322 | 7.2474e-05 | 0.0013548 | 0 | 0 | 0 | 0 | 0
NHH UMS category A
NHH UMS category B
NHH UMS category C
NHH UMS category D
LV UMS (Pseudo HH Metered) | 0 | 0.00064101 | 0.00021461 | 0.0050148 | 0.0070309 | 3.1235e-05 | 0.0064599 | 0.0023505 | 0.00054931 |  |  | 0.00091916 | 0.00024799 | 8.3027e-05 | 0.0019401 | 0.0027201 | 1.2084e-05 | 0.0047981 | 0.0031241 | 0.0034676 | 0.55886
LV Generation NHH or Aggregate HH
LV Sub Generation NHH
LV Generation Intermittent
LV Generation Non-Intermittent | 0 | -0.00055551 | -0.00018599 | -0.004346 | -0.0060931 | -2.7069e-05 | -0.0055982 | -0.002037 | 0 |  |  | -0.00079656 | -0.00021491 | -7.1953e-05 | -0.0016813 | -0.0023573 | -1.0472e-05 | -0.0041581 | -0.0027074 | 0
LV Sub Generation Intermittent
LV Sub Generation Non-Intermittent | 0 | -0.00053518 | -0.00017918 | -0.0041869 | -0.0058701 | -2.6079e-05 | -0.0053934 | 0 | 0 |  |  | -0.00076741 | -0.00020705 | -6.932e-05 | -0.0016198 | -0.002271 | -1.0089e-05 | -0.0040059 | 0 | 0
HV Generation Intermittent
HV Generation Non-Intermittent | 0 | -0.00052552 | -0.00017595 | -0.0038424 | -0.0037373 | -1.6604e-05 | 0 | 0 | 0 |  |  | -0.00075356 | -0.00020331 | -6.8069e-05 | -0.0015906 | -0.00223 | -9.9071e-06 | 0 | 0 | 0
3304. Fixed charge p/MPAN/day (elements)
Data sources:
x1 = 3107. Fixed charge from standing charges factors p/MPAN/day — for Tariffs with Fixed charge p/MPAN/day from Fixed from network & customer
x2 = 2206. Service model p/MPAN/day (in Replacement annuities for service models) — for Tariffs with Fixed charge p/MPAN/day from Customer
x3 = 2206. Service model p/MPAN/day (in Replacement annuities for service models) — for Tariffs with Fixed charge p/MPAN/day from Fixed from network & customer
x4 = 2711. Operating expenditure for customer assets p/MPAN/day total (in Operating expenditure for customer assets p/MPAN/day) — for Tariffs with Fixed charge p/MPAN/day from Customer
x5 = 2711. Operating expenditure for customer assets p/MPAN/day total (in Operating expenditure for customer assets p/MPAN/day) — for Tariffs with Fixed charge p/MPAN/day from Fixed from network & customer
Combine tables = x1 or x2 or x3 or x4 or x5
| GSPs | Assets 132kV | Assets 132kV/EHV | Assets EHV | Assets EHV/HV | Assets 132kV/HV | Assets HV | Assets HV/LV | Assets LV circuits | Assets LV customer | Assets HV customer | Transmission exit | Operating 132kV | Operating 132kV/EHV | Operating EHV | Operating EHV/HV | Operating 132kV/HV | Operating HV | Operating HV/LV | Operating LV circuits | Operating LV customer | Operating HV customer
Domestic Unrestricted | 0 | 0 | 0 | 0 | 0 | 0 | 0 | 0 | 0.1374 | 0 | 0 | 0 | 0 | 0 | 0 | 0 | 0 | 0 | 0 | 0.86735 | 1.6079 | 0
Domestic Two Rate | 0 | 0 | 0 | 0 | 0 | 0 | 0 | 0 | 0.1374 | 0 | 0 | 0 | 0 | 0 | 0 | 0 | 0 | 0 | 0 | 0.86735 | 1.6079 | 0
Domestic Off Peak (related MPAN)
Small Non Domestic Unrestricted | 0 | 0 | 0 | 0 | 0 | 0 | 0 | 0 | 0.1374 | 0 | 0 | 0 | 0 | 0 | 0 | 0 | 0 | 0 | 0 | 0.86735 | 3.9301 | 0
Small Non Domestic Two Rate | 0 | 0 | 0 | 0 | 0 | 0 | 0 | 0 | 0.1374 | 0 | 0 | 0 | 0 | 0 | 0 | 0 | 0 | 0 | 0 | 0.86735 | 3.9301 | 0
Small Non Domestic Off Peak (related MPAN)
LV Medium Non-Domestic | 0 | 0 | 0 | 0 | 0 | 0 | 0 | 0 | 2.6097 | 0 | 0 | 0 | 0 | 0 | 0 | 0 | 0 | 0 | 0 | 16.4743 | 4.5942 | 0
LV Sub Medium Non-Domestic | 0 | 0 | 0 | 0 | 0 | 0 | 0 | 0 | 0 | 0 | 0 | 0 | 0 | 0 | 0 | 0 | 0 | 0 | 0 | 0 | 3.3926 | 0
HV Medium Non-Domestic | 0 | 1.7585 | 0 | 9.6934 | 47.1417 | 3.7017 | 34.6631 | 0 | 0 | 0 | 0 | 0 | 0.68032 | 0 | 4.0127 | 28.1289 | 2.2088 | 37.0285 | 0 | 0 | 0 | 59.8761
LV Network Domestic | 0 | 0 | 0 | 0 | 0 | 0 | 0 | 0 | 0.1374 | 0 | 0 | 0 | 0 | 0 | 0 | 0 | 0 | 0 | 0 | 0.86735 | 1.6079 | 0
LV Network Non-Domestic Non-CT | 0 | 0 | 0 | 0 | 0 | 0 | 0 | 0 | 0.1374 | 0 | 0 | 0 | 0 | 0 | 0 | 0 | 0 | 0 | 0 | 0.86735 | 3.9301 | 0
LV HH Metered | [9 empty] | 0 | 0 | [9 empty] | 7.8753 | 0
LV Sub HH Metered | [9 empty] | 0 | 0 | [9 empty] | 5.9568 | 0
HV HH Metered | [9 empty] | 0 | 0 | [9 empty] | 0 | 59.8761
NHH UMS category A
NHH UMS category B
NHH UMS category C
NHH UMS category D
LV UMS (Pseudo HH Metered)
LV Generation NHH or Aggregate HH | [9 empty] | 0 | 0 | [9 empty] | 0 | 0
LV Sub Generation NHH | [9 empty] | 0 | 0 | [9 empty] | 0 | 0
LV Generation Intermittent | [9 empty] | 0 | 0 | [9 empty] | 0 | 0
LV Generation Non-Intermittent | [9 empty] | 0 | 0 | [9 empty] | 0 | 0
LV Sub Generation Intermittent | [9 empty] | 0 | 0 | [9 empty] | 0 | 0
LV Sub Generation Non-Intermittent | [9 empty] | 0 | 0 | [9 empty] | 0 | 0
HV Generation Intermittent | [9 empty] | 0 | 0 | [9 empty] | 0 | 28.9277
HV Generation Non-Intermittent | [9 empty] | 0 | 0 | [9 empty] | 0 | 28.9277
3305. Capacity charge p/kVA/day (elements)
Data sources:
x1 = 3002. Capacity charge p/kVA/day — for Tariffs with Capacity charge p/kVA/day from Capacity
Copy cells = x1
| GSPs | Assets 132kV | Assets 132kV/EHV | Assets EHV | Assets EHV/HV | Assets 132kV/HV | Assets HV | Assets HV/LV | Assets LV circuits | Assets LV customer | Assets HV customer | Transmission exit | Operating 132kV | Operating 132kV/EHV | Operating EHV | Operating EHV/HV | Operating 132kV/HV | Operating HV | Operating HV/LV | Operating LV circuits | Operating LV customer | Operating HV customer
Domestic Unrestricted
Domestic Two Rate
Domestic Off Peak (related MPAN)
Small Non Domestic Unrestricted
Small Non Domestic Two Rate
Small Non Domestic Off Peak (related MPAN)
LV Medium Non-Domestic
LV Sub Medium Non-Domestic
HV Medium Non-Domestic
LV Network Domestic
LV Network Non-Domestic Non-CT
LV HH Metered | 0 | 0 | 0 | 0 | 0 | 0 | 0.24199 | 0.44026 | 0.10733 |  |  | 0 | 0 | 0 | 0 | 0 | 0 | 0.17974 | 0.58516 | 0.67751
LV Sub HH Metered | 0 | 0 | 0 | 0 | 0 | 0 | 1.1657 | 0.42415 | 0 |  |  | 0 | 0 | 0 | 0 | 0 | 0 | 0.86582 | 0.56375 | 0
HV HH Metered | 0 | 0.040377 | 0 | 0.22257 | 1.0824 | 0.084994 | 0.79589 | 0 | 0 |  |  | 0 | 0.015621 | 0 | 0.092133 | 0.64586 | 0.050715 | 0.8502 | 0 | 0
NHH UMS category A
NHH UMS category B
NHH UMS category C
NHH UMS category D
LV UMS (Pseudo HH Metered)
LV Generation NHH or Aggregate HH
LV Sub Generation NHH
LV Generation Intermittent
LV Generation Non-Intermittent
LV Sub Generation Intermittent
LV Sub Generation Non-Intermittent
HV Generation Intermittent
HV Generation Non-Intermittent
3306. Reactive power charge p/kVArh (elements)
Data sources:
x1 = 3206. Pay-as-you-go reactive p/kVArh
x2 = 3202. Standard reactive p/kVArh
Combine tables = x1 or x2
| GSPs | Assets 132kV | Assets 132kV/EHV | Assets EHV | Assets EHV/HV | Assets 132kV/HV | Assets HV | Assets HV/LV | Assets LV circuits | Assets LV customer | Assets HV customer | Transmission exit | Operating 132kV | Operating 132kV/EHV | Operating EHV | Operating EHV/HV | Operating 132kV/HV | Operating HV | Operating HV/LV | Operating LV circuits | Operating LV customer | Operating HV customer
Domestic Unrestricted
Domestic Two Rate
Domestic Off Peak (related MPAN)
Small Non Domestic Unrestricted
Small Non Domestic Two Rate
Small Non Domestic Off Peak (related MPAN)
LV Medium Non-Domestic
LV Sub Medium Non-Domestic
HV Medium Non-Domestic
LV Network Domestic
LV Network Non-Domestic Non-CT
LV HH Metered | 0 | 0.052718 | 0.01765 | 0.025178 | 0.0353 | 0.0025689 | 0.025947 | 0 | 0 |  |  | 0.010795 | 0.020395 | 0.0068284 | 0.0097408 | 0.013657 | 0.00099384 | 0.019272 | 0 | 0
LV Sub HH Metered | 0 | 0.050789 | 0.017004 | 0.024257 | 0.034008 | 0.0024749 | 0 | 0 | 0 |  |  | 0.0104 | 0.019649 | 0.0065785 | 0.0093843 | 0.013157 | 0.00095747 | 0 | 0 | 0
HV HH Metered | 0 | 0.040461 | 0.013753 | 0.014668 | 0 | 0 | 0 | 0 | 0 |  |  | 0.0084117 | 0.015653 | 0.0053207 | 0.006072 | 0 | 0 | 0 | 0 | 0
NHH UMS category A
NHH UMS category B
NHH UMS category C
NHH UMS category D
LV UMS (Pseudo HH Metered)
LV Generation NHH or Aggregate HH
LV Sub Generation NHH
LV Generation Intermittent | 0 | 0.036879 | 0.013349 | 0.019042 | 0.026697 | 0.023946 | 0.022688 | 0.0082554 | 0.0019293 |  |  | 0.0075517 | 0.014267 | 0.0051643 | 0.0073669 | 0.010328 | 0.0092643 | 0.016852 | 0.010972 | 0.012179
LV Generation Non-Intermittent | 0 | 0.036879 | 0.013349 | 0.019042 | 0.026697 | 0.023946 | 0.022688 | 0.0082554 | 0.0019293 |  |  | 0.0075517 | 0.014267 | 0.0051643 | 0.0073669 | 0.010328 | 0.0092643 | 0.016852 | 0.010972 | 0.012179
LV Sub Generation Intermittent | 0 | 0.035529 | 0.01286 | 0.018345 | 0.02572 | 0.02307 | 0.021858 | 0.0079533 | 0 |  |  | 0.0072754 | 0.013745 | 0.0049753 | 0.0070973 | 0.0099505 | 0.0089253 | 0.016235 | 0.010571 | 0
LV Sub Generation Non-Intermittent | 0 | 0.035529 | 0.01286 | 0.018345 | 0.02572 | 0.02307 | 0.021858 | 0.0079533 | 0 |  |  | 0.0072754 | 0.013745 | 0.0049753 | 0.0070973 | 0.0099505 | 0.0089253 | 0.016235 | 0.010571 | 0
HV Generation Intermittent | 0 | 0.034888 | 0.012628 | 0.016836 | 0.016375 | 0.014688 | 0.014924 | 0 | 0 |  |  | 0.0071441 | 0.013497 | 0.0048855 | 0.0069692 | 0.009771 | 0.0087642 | 0.015942 | 0 | 0
HV Generation Non-Intermittent | 0 | 0.034888 | 0.012628 | 0.016836 | 0.016375 | 0.014688 | 0.014924 | 0 | 0 |  |  | 0.0071441 | 0.013497 | 0.0048855 | 0.0069692 | 0.009771 | 0.0087642 | 0.015942 | 0 | 0
3307. Summary of charges before revenue matching
Data sources:
x1 = 3301. Unit rate 1 p/kWh (elements)
x2 = 3302. Unit rate 2 p/kWh (elements)
x3 = 3303. Unit rate 3 p/kWh (elements)
x4 = 3304. Fixed charge p/MPAN/day (elements)
x5 = 3305. Capacity charge p/kVA/day (elements)
x6 = 3306. Reactive power charge p/kVArh (elements)
Kind: | Cell summation | Cell summation | Cell summation | Cell summation | Cell summation | Cell summation
Formula: | =SUM(x1) | =SUM(x2) | =SUM(x3) | =SUM(x4) | =SUM(x5) | =SUM(x6)
| Unit rate 1 p/kWh (total) | Unit rate 2 p/kWh (total) | Unit rate 3 p/kWh (total) | Fixed charge p/MPAN/day (total) | Capacity charge p/kVA/day (total) | Reactive power charge p/kVArh
Domestic Unrestricted | 1.5222 | 0 | 0 | 2.6127 | 0 | 0
Domestic Two Rate | 1.7093 | 0.04733 | 0 | 2.6127 | 0 | 0
Domestic Off Peak (related MPAN) | 0.41635 | 0 | 0 | 0 | 0 | 0
Small Non Domestic Unrestricted | 1.1537 | 0 | 0 | 4.9348 | 0 | 0
Small Non Domestic Two Rate | 1.3487 | 0.041016 | 0 | 4.9348 | 0 | 0
Small Non Domestic Off Peak (related MPAN) | 0.21125 | 0 | 0 | 0 | 0 | 0
LV Medium Non-Domestic | 1.3326 | 0.03807 | 0 | 23.6782 | 0 | 0
LV Sub Medium Non-Domestic | 0.93455 | 0.025141 | 0 | 3.3926 | 0 | 0
HV Medium Non-Domestic | 0.61274 | 0.0075934 | 0 | 228.8938 | 0 | 0
LV Network Domestic | 8.6324 | 0.64381 | 0.044082 | 2.6127 | 0 | 0
LV Network Non-Domestic Non-CT | 7.4424 | 0.54756 | 0.037305 | 4.9348 | 0 | 0
LV HH Metered | 6.3131 | 0.43133 | 0.028346 | 7.8753 | 2.232 | 0.24104
LV Sub HH Metered | 5.2371 | 0.31246 | 0.019032 | 5.9568 | 3.0194 | 0.18866
HV HH Metered | 3.2862 | 0.13984 | 0.0064542 | 59.8761 | 3.8808 | 0.10434
NHH UMS category A | 1.4398 | 0 | 0 | 0 | 0 | 0
NHH UMS category B | 1.7737 | 0 | 0 | 0 | 0 | 0
NHH UMS category C | 2.7303 | 0 | 0 | 0 | 0 | 0
NHH UMS category D | 1.152 | 0 | 0 | 0 | 0 | 0
LV UMS (Pseudo HH Metered) | 23.4139 | 1.0466 | 0.59846 | 0 | 0 | 0
LV Generation NHH or Aggregate HH | -0.70894 | 0 | 0 | 0 | 0 | 0
LV Sub Generation NHH | -0.61591 | 0 | 0 | 0 | 0 | 0
LV Generation Intermittent | -0.70894 | 0 | 0 | 0 | 0 | 0.24673
LV Generation Non-Intermittent | -6.1333 | -0.45246 | -0.030841 | 0 | 0 | 0.24673
LV Sub Generation Intermittent | -0.61591 | 0 | 0 | 0 | 0 | 0.22411
LV Sub Generation Non-Intermittent | -5.3929 | -0.37784 | -0.025141 | 0 | 0 | 0.22411
HV Generation Intermittent | -0.43347 | 0 | 0 | 28.9277 | 0 | 0.17731
HV Generation Non-Intermittent | -3.9728 | -0.22391 | -0.013153 | 28.9277 | 0 | 0.17731

## Revenue
Revenue shortfall or surplus for WPD East Midlands in April 15 (DCP179)
3401. Net revenues by tariff before matching (£)
Data sources:
x1 = 1010. Days in the charging year (in Financial and general assumptions)
x2 = 3307. Fixed charge p/MPAN/day (total) (in Summary of charges before revenue matching)
x3 = 2305. MPANs (in Equivalent volume for each end user)
x4 = 3307. Capacity charge p/kVA/day (total) (in Summary of charges before revenue matching)
x5 = 2305. Import capacity (kVA) (in Equivalent volume for each end user)
x6 = 3307. Unit rate 1 p/kWh (total) (in Summary of charges before revenue matching)
x7 = 2305. Rate 1 units (MWh) (in Equivalent volume for each end user)
x8 = 3307. Unit rate 2 p/kWh (total) (in Summary of charges before revenue matching)
x9 = 2305. Rate 2 units (MWh) (in Equivalent volume for each end user)
x10 = 3307. Unit rate 3 p/kWh (total) (in Summary of charges before revenue matching)
x11 = 2305. Rate 3 units (MWh) (in Equivalent volume for each end user)
x12 = 3307. Reactive power charge p/kVArh (in Summary of charges before revenue matching)
x13 = 2305. Reactive power units (MVArh) (in Equivalent volume for each end user)
Calculation =0.01*x1*(x2*x3+x4*x5)+10*(x6*x7+x8*x9+x10*x11+x12*x13)
Net revenues
Domestic Unrestricted | 94657169.4931
Domestic Two Rate | 57768345.1158
Domestic Off Peak (related MPAN) | 622394.7854
Small Non Domestic Unrestricted | 14699525.3067
Small Non Domestic Two Rate | 22840419.5806
Small Non Domestic Off Peak (related MPAN) | 11492.2893
LV Medium Non-Domestic | 10249043.3685
LV Sub Medium Non-Domestic | 0
HV Medium Non-Domestic | 252866.285
LV Network Domestic | 0
LV Network Non-Domestic Non-CT | 0
LV HH Metered | 40944946.1067
LV Sub HH Metered | 976773.3711
HV HH Metered | 69926384.2288
NHH UMS category A | 759062.3007
NHH UMS category B | 420631.8274
NHH UMS category C | 10419.696
NHH UMS category D | 109596.5162
LV UMS (Pseudo HH Metered) | 4836798.0198
LV Generation NHH or Aggregate HH | -9819.9681
LV Sub Generation NHH | 0
LV Generation Intermittent | -182892.6353
LV Generation Non-Intermittent | -41139.9243
LV Sub Generation Intermittent | -500.0692
LV Sub Generation Non-Intermittent | -10272.9524
HV Generation Intermittent | -303313.5939
HV Generation Non-Intermittent | -2717895.1929
3402. Target CDCM revenue
Data sources:
x1 = 1001. Value (in CDCM target revenue)
x2 = Target CDCM revenue (£/year) (in Target CDCM revenue)
x3 = 1001. Revenue elements and subtotals (£/year) (in CDCM target revenue)
Kind: | Special calculation | Calculation
Formula: | = derived from x1 | =x2-x3
| Target CDCM revenue (£/year) | Check (should be zero)
Latest Forecast of CDCM Revenue | 426639526.4886 | 0
3403. Revenue surplus or shortfall
Data sources:
x1 = 3401. Net revenues by tariff before matching (£)
x2 = 3402. Target CDCM revenue (£/year) (in Target CDCM revenue)
x3 = Total net revenues before matching (£) (in Revenue surplus or shortfall)
Kind: | Cell summation | Calculation
Formula: | =SUM(x1) | =x2-x3
| Total net revenues before matching (£) | Revenue shortfall (surplus) £
Revenue surplus or shortfall | 315820033.9551 | 110819492.5335

## Scaler
Revenue matching for WPD East Midlands in April 15 (DCP179)
This sheet modifies tariffs so that the total expected net revenues matches the target.
3501. Factor to scale to £1/kW at transmission exit level
Data sources:
x1 = 2901. Unit cost at each level, £/kW/year (relative to system simultaneous maximum load)
Calculation =IF(x1,1/x1,0)
Transmission exit
Factor to scale to £1/kW at transmission exit level | 0.45497
3502. Applicability factor for £1/kW scaler
Data sources:
x1 = 3501. Factor to scale to £1/kW at transmission exit level
x2 = Zero for other levels
Combine tables = x1 or x2
| GSPs | Assets 132kV | Assets 132kV/EHV | Assets EHV | Assets EHV/HV | Assets 132kV/HV | Assets HV | Assets HV/LV | Assets LV circuits | Assets LV customer | Assets HV customer | Transmission exit | Operating 132kV | Operating 132kV/EHV | Operating EHV | Operating EHV/HV | Operating 132kV/HV | Operating HV | Operating HV/LV | Operating LV circuits | Operating LV customer | Operating HV customer
Applicability factor for £1/kW scaler | 0 | 0 | 0 | 0 | 0 | 0 | 0 | 0 | 0 | 0 | 0 | 0.45497 | 0 | 0 | 0 | 0 | 0 | 0 | 0 | 0 | 0 | 0
3503. Scalable elements of tariff components
Data sources:
x1 = 3301. Unit rate 1 p/kWh (elements)
x2 = 3502. Applicability factor for £1/kW scaler
x3 = 3302. Unit rate 2 p/kWh (elements)
x4 = 3303. Unit rate 3 p/kWh (elements)
x5 = 3304. Fixed charge p/MPAN/day (elements)
x6 = 3305. Capacity charge p/kVA/day (elements)
x7 = 3306. Reactive power charge p/kVArh (elements)
Kind: | Sum-product calculation | Sum-product calculation | Sum-product calculation | Sum-product calculation | Sum-product calculation | Sum-product calculation
Formula: | =SUMPRODUCT(x1, x2) | =SUMPRODUCT(x3, x2) | =SUMPRODUCT(x4, x2) | =SUMPRODUCT(x5, x2) | =SUMPRODUCT(x6, x2) | =SUMPRODUCT(x7, x2)
| Unit rate 1 p/kWh scalable part | Unit rate 2 p/kWh scalable part | Unit rate 3 p/kWh scalable part | Fixed charge p/MPAN/day scalable part | Capacity charge p/kVA/day scalable part | Reactive power charge p/kVArh scalable part
Domestic Unrestricted | 0.026718 | 0 | 0 | 0 | 0 | 0
Domestic Two Rate | 0.031473 | 0.00055617 | 0 | 0 | 0 | 0
Domestic Off Peak (related MPAN) | 0.0058271 | 0 | 0 | 0 | 0 | 0
Small Non Domestic Unrestricted | 0.02025 | 0 | 0 | 0 | 0 | 0
Small Non Domestic Two Rate | 0.023021 | 0.00048198 | 0 | 0 | 0 | 0
Small Non Domestic Off Peak (related MPAN) | 0.0025487 | 0 | 0 | 0 | 0 | 0
LV Medium Non-Domestic | 0.022995 | 0.00044736 | 0 | 0 | 0 | 0
LV Sub Medium Non-Domestic | 0.017843 | 0.00034915 | 0 | 0 | 0 | 0
HV Medium Non-Domestic | 0.021946 | 0.00042947 | 0 | 0 | 0 | 0
LV Network Domestic | 0.187 | 0 | 0.00049599 | 0 | 0 | 0
LV Network Non-Domestic Non-CT | 0.16886 | 0 | 0.00044786 | 0 | 0 | 0
LV HH Metered | 0.16041 | 0 | 0.00042547 | 0 | 0 | 0.0049115
LV Sub HH Metered | 0.15915 | 0 | 0.00042212 | 0 | 0 | 0.0047318
HV HH Metered | 0.13763 | 0 | 0.00036504 | 0 | 0 | 0.0038271
NHH UMS category A | 0.014452 | 0 | 0 | 0 | 0 | 0
NHH UMS category B | 0.024265 | 0 | 0 | 0 | 0 | 0
NHH UMS category C | 0.043651 | 0 | 0 | 0 | 0 | 0
NHH UMS category D | 0.0059055 | 0 | 0 | 0 | 0 | 0
LV UMS (Pseudo HH Metered) | 0.48034 | 0 | 0.00041819 | 0 | 0 | 0
LV Generation NHH or Aggregate HH | -0.012443 | 0 | 0 | 0 | 0 | 0
LV Sub Generation NHH | -0.011988 | 0 | 0 | 0 | 0 | 0
LV Generation Intermittent | -0.012443 | 0 | 0 | 0 | 0 | 0.0034358
LV Generation Non-Intermittent | -0.13664 | 0 | -0.00036241 | 0 | 0 | 0.0034358
LV Sub Generation Intermittent | -0.011988 | 0 | 0 | 0 | 0 | 0.0033101
LV Sub Generation Non-Intermittent | -0.13164 | 0 | -0.00034915 | 0 | 0 | 0.0033101
HV Generation Intermittent | -0.011771 | 0 | 0 | 0 | 0 | 0.0032504
HV Generation Non-Intermittent | -0.12926 | 0 | -0.00034285 | 0 | 0 | 0.0032504
3504. Scaler value at which the minimum is breached
Data sources:
x1 = 3503. Unit rate 1 p/kWh scalable part (in Scalable elements of tariff components)
x2 = 3307. Unit rate 1 p/kWh (total) (in Summary of charges before revenue matching)
x3 = 3503. Unit rate 2 p/kWh scalable part (in Scalable elements of tariff components)
x4 = 3307. Unit rate 2 p/kWh (total) (in Summary of charges before revenue matching)
x5 = 3503. Unit rate 3 p/kWh scalable part (in Scalable elements of tariff components)
x6 = 3307. Unit rate 3 p/kWh (total) (in Summary of charges before revenue matching)
x7 = 3503. Fixed charge p/MPAN/day scalable part (in Scalable elements of tariff components)
x8 = 3307. Fixed charge p/MPAN/day (total) (in Summary of charges before revenue matching)
x9 = 3503. Capacity charge p/kVA/day scalable part (in Scalable elements of tariff components)
x10 = 3307. Capacity charge p/kVA/day (total) (in Summary of charges before revenue matching)
x11 = 3503. Reactive power charge p/kVArh scalable part (in Scalable elements of tariff components)
x12 = 3307. Reactive power charge p/kVArh (in Summary of charges before revenue matching)
Kind: | Calculation | Calculation | Calculation | Calculation | Calculation | Calculation
Formula: | =IF(x1,0-x2/x1,0) | =IF(x3,0-x4/x3,0) | =IF(x5,0-x6/x5,0) | =IF(x7,0-x8/x7,0) | =IF(x9,0-x10/x9,0) | =IF(x11,0-x12/x11,0)
| Scaler threshold for Unit rate 1 p/kWh | Scaler threshold for Unit rate 2 p/kWh | Scaler threshold for Unit rate 3 p/kWh | Scaler threshold for Fixed charge p/MPAN/day | Scaler threshold for Capacity charge p/kVA/day | Scaler threshold for Reactive power charge p/kVArh
Domestic Unrestricted | -56.9749 |  |  | 0
Domestic Two Rate | -54.3103 | -85.0987 |  | 0
Domestic Off Peak (related MPAN) | -71.4495
Small Non Domestic Unrestricted | -56.9749 |  |  | 0
Small Non Domestic Two Rate | -58.5856 | -85.0987 |  | 0
Small Non Domestic Off Peak (related MPAN) | -82.8857
LV Medium Non-Domestic | -57.9537 | -85.0987 |  | 0
LV Sub Medium Non-Domestic | -52.3758 | -72.0075 |  | 0
HV Medium Non-Domestic | -27.9208 | -17.6808 |  | 0
LV Network Domestic | -46.162 | 0 | -88.8757 | 0
LV Network Non-Domestic Non-CT | -44.0755 | 0 | -83.2961 | 0
LV HH Metered | -39.3552 | 0 | -66.6234 | 0 | 0 | -49.077
LV Sub HH Metered | -32.9066 | 0 | -45.087 | 0 | 0 | -39.8705
HV HH Metered | -23.8773 | 0 | -17.6808 | 0 | 0 | -27.2638
NHH UMS category A | -99.6259
NHH UMS category B | -73.0998
NHH UMS category C | -62.5473
NHH UMS category D | -195.0704
LV UMS (Pseudo HH Metered) | -48.7444 | 0 | -1431.0777
LV Generation NHH or Aggregate HH | -56.9749 |  |  | 0
LV Sub Generation NHH | -51.3786 |  |  | 0
LV Generation Intermittent | -56.9749 |  |  | 0 |  | -71.8117
LV Generation Non-Intermittent | -44.8872 | 0 | -85.0987 | 0 |  | -71.8117
LV Sub Generation Intermittent | -51.3786 |  |  | 0 |  | -67.7055
LV Sub Generation Non-Intermittent | -40.9673 | 0 | -72.0075 | 0 |  | -67.7055
HV Generation Intermittent | -36.824 |  |  | 0 |  | -54.5516
HV Generation Non-Intermittent | -30.7341 | 0 | -38.3644 | 0 |  | -54.5516
3505. Marginal revenue effect of scaler
Data sources:
x1 = 2302. Load coefficient
x2 = 3503. Unit rate 1 p/kWh scalable part (in Scalable elements of tariff components)
x3 = 2305. Rate 1 units (MWh) (in Equivalent volume for each end user)
x4 = 3503. Unit rate 2 p/kWh scalable part (in Scalable elements of tariff components)
x5 = 2305. Rate 2 units (MWh) (in Equivalent volume for each end user)
x6 = 3503. Unit rate 3 p/kWh scalable part (in Scalable elements of tariff components)
x7 = 2305. Rate 3 units (MWh) (in Equivalent volume for each end user)
x8 = 3503. Fixed charge p/MPAN/day scalable part (in Scalable elements of tariff components)
x9 = 1010. Days in the charging year (in Financial and general assumptions)
x10 = 2305. MPANs (in Equivalent volume for each end user)
x11 = 3503. Capacity charge p/kVA/day scalable part (in Scalable elements of tariff components)
x12 = 2305. Import capacity (kVA) (in Equivalent volume for each end user)
x13 = 3503. Reactive power charge p/kVArh scalable part (in Scalable elements of tariff components)
x14 = 2305. Reactive power units (MVArh) (in Equivalent volume for each end user)
Kind: | Calculation | Calculation | Calculation | Calculation | Calculation | Calculation
Formula: | =IF(x1<0,0,x2*x3*10) | =IF(x1<0,0,x4*x5*10) | =IF(x1<0,0,x6*x7*10) | =x8*x9*x10/100 | =x11*x9*x12/100 | =IF(x1<0,0,x13*x14*10)
| Effect through Unit rate 1 p/kWh | Effect through Unit rate 2 p/kWh | Effect through Unit rate 3 p/kWh | Effect through Fixed charge p/MPAN/day | Effect through Capacity charge p/kVA/day | Effect through Reactive power charge p/kVArh
Domestic Unrestricted | 1405465.4285 | 0 | 0 | 0 | 0 | 0
Domestic Two Rate | 892838.3479 | 7405.6299 | 0 | 0 | 0 | 0
Domestic Off Peak (related MPAN) | 8710.976 | 0 | 0 | 0 | 0 | 0
Small Non Domestic Unrestricted | 227889.2745 | 0 | 0 | 0 | 0 | 0
Small Non Domestic Two Rate | 361115.9686 | 2422.5711 | 0 | 0 | 0 | 0
Small Non Domestic Off Peak (related MPAN) | 138.6523 | 0 | 0 | 0 | 0 | 0
LV Medium Non-Domestic | 163308.3482 | 810.4335 | 0 | 0 | 0 | 0
LV Sub Medium Non-Domestic | 0 | 0 | 0 | 0 | 0 | 0
HV Medium Non-Domestic | 4390.8337 | 23.7055 | 0 | 0 | 0 | 0
LV Network Domestic | 0 | 0 | 0 | 0 | 0 | 0
LV Network Non-Domestic Non-CT | 0 | 0 | 0 | 0 | 0 | 0
LV HH Metered | 529879.3841 | 0 | 5975.4127 | 0 | 0 | 17375.7604
LV Sub HH Metered | 11114.82 | 0 | 136.186 | 0 | 0 | 271.3227
HV HH Metered | 1081930.8 | 0 | 15140.9272 | 0 | 0 | 28441.7334
NHH UMS category A | 7619.1229 | 0 | 0 | 0 | 0 | 0
NHH UMS category B | 5754.2093 | 0 | 0 | 0 | 0 | 0
NHH UMS category C | 166.589 | 0 | 0 | 0 | 0 | 0
NHH UMS category D | 561.8306 | 0 | 0 | 0 | 0 | 0
LV UMS (Pseudo HH Metered) | 65616.2284 | 0 | 915.0091 | 0 | 0 | 0
LV Generation NHH or Aggregate HH | 0 | 0 | 0 | 0 | 0 | 0
LV Sub Generation NHH | 0 | 0 | 0 | 0 | 0 | 0
LV Generation Intermittent | 0 | 0 | 0 | 0 | 0 | 0
LV Generation Non-Intermittent | 0 | 0 | 0 | 0 | 0 | 0
LV Sub Generation Intermittent | 0 | 0 | 0 | 0 | 0 | 0
LV Sub Generation Non-Intermittent | 0 | 0 | 0 | 0 | 0 | 0
HV Generation Intermittent | 0 | 0 | 0 | 0 | 0 | 0
HV Generation Non-Intermittent | 0 | 0 | 0 | 0 | 0 | 0
3506. Constraint-free solution
Data sources:
x1 = 3403. Revenue shortfall (surplus) £ (in Revenue surplus or shortfall)
x2 = 3505. Effect through Unit rate 1 p/kWh (in Marginal revenue effect of scaler)
x3 = 3505. Effect through Unit rate 2 p/kWh (in Marginal revenue effect of scaler)
x4 = 3505. Effect through Unit rate 3 p/kWh (in Marginal revenue effect of scaler)
x5 = 3505. Effect through Fixed charge p/MPAN/day (in Marginal revenue effect of scaler)
x6 = 3505. Effect through Capacity charge p/kVA/day (in Marginal revenue effect of scaler)
x7 = 3505. Effect through Reactive power charge p/kVArh (in Marginal revenue effect of scaler)
Calculation =x1/SUM(x2,x3,x4,x5,x6,x7)
Constraint-free solution
Constraint-free solution | 22.871
3507. Starting point
Data sources:
x1 = 3506. Constraint-free solution
x2 = 3504. Scaler threshold for Unit rate 1 p/kWh (in Scaler value at which the minimum is breached)
x3 = 3504. Scaler threshold for Unit rate 2 p/kWh (in Scaler value at which the minimum is breached)
x4 = 3504. Scaler threshold for Unit rate 3 p/kWh (in Scaler value at which the minimum is breached)
x5 = 3504. Scaler threshold for Fixed charge p/MPAN/day (in Scaler value at which the minimum is breached)
x6 = 3504. Scaler threshold for Capacity charge p/kVA/day (in Scaler value at which the minimum is breached)
x7 = 3504. Scaler threshold for Reactive power charge p/kVArh (in Scaler value at which the minimum is breached)
Calculation =MIN(x1,x2,x3,x4,x5,x6,x7)
Starting point
Starting point | -1431.0777
3508. Solve for General scaler rate
Data sources:
x1 = 3507. Starting point
x2 = 3504. Scaler threshold for Unit rate 1 p/kWh (in Scaler value at which the minimum is breached)
x3 = 3504. Scaler threshold for Unit rate 2 p/kWh (in Scaler value at which the minimum is breached)
x4 = 3504. Scaler threshold for Unit rate 3 p/kWh (in Scaler value at which the minimum is breached)
x5 = 3504. Scaler threshold for Fixed charge p/MPAN/day (in Scaler value at which the minimum is breached)
x6 = 3504. Scaler threshold for Capacity charge p/kVA/day (in Scaler value at which the minimum is breached)
x7 = 3504. Scaler threshold for Reactive power charge p/kVArh (in Scaler value at which the minimum is breached)
x8 = 3505. Effect through Unit rate 1 p/kWh (in Marginal revenue effect of scaler)
x9 = 3505. Effect through Unit rate 2 p/kWh (in Marginal revenue effect of scaler)
x10 = 3505. Effect through Unit rate 3 p/kWh (in Marginal revenue effect of scaler)
x11 = 3505. Effect through Fixed charge p/MPAN/day (in Marginal revenue effect of scaler)
x12 = 3505. Effect through Capacity charge p/kVA/day (in Marginal revenue effect of scaler)
x13 = 3505. Effect through Reactive power charge p/kVArh (in Marginal revenue effect of scaler)
x14 = Location (in Solve for General scaler rate)
x15 = Kink (in Solve for General scaler rate)
x16 = Ranking before tie break (in Solve for General scaler rate)
x17 = Counter (in Solve for General scaler rate)
x18 = Tie breaker (in Solve for General scaler rate)
x19 = Ranking (in Solve for General scaler rate)
x20 = Kink reordering (in Solve for General scaler rate)
x21 = Starting slope contributions (in Solve for General scaler rate)
x22 = New slope (in Solve for General scaler rate)
x23 = Location (ordered) (in Solve for General scaler rate)
x24 = Starting values (in Solve for General scaler rate)
x25 = 3403. Revenue shortfall (surplus) £ (in Revenue surplus or shortfall)
x26 = 3506. Constraint-free solution
x27 = Value (in Solve for General scaler rate)
Kind: | Special calculation | Special calculation | Special calculation | Special calculation | Special calculation | Fixed data | Calculation | Special calculation | Special calculation | Special calculation | Special calculation | Special calculation | Special calculation
Formula: | Special calculation | Special calculation | Special calculation | Special calculation | Special calculation |  | =x16*162+x17 | Special calculation | Special calculation | Special calculation | Special calculation | Special calculation | Special calculation
| Location | Kink | Starting slope contributions | Starting values | Ranking before tie break | Counter | Tie breaker | Ranking | Kink reordering | Location (ordered) | New slope | Value | Root
Starting point | -1431.0777 |  |  |  |  | 0 | 0 |  |  | -1431.0777 | 0 | -339824250.5214 | 22.871
Kink 1 | -56.9749 | 1405465.4285 | 0 | -80076301.9855 | 26 | 1 | 4213 | 26 | 73 | -1431.0777 | 915.0091 | -339824250.5214
Kink 2 | -54.3103 | 892838.3479 | 0 | -48490362.2744 | 29 | 2 | 4700 | 29 | 18 | -195.0704 | 1476.8398 | -338693292.5325
Kink 3 | -71.4495 | 8710.976 | 0 | -622394.7854 | 16 | 3 | 2595 | 16 | 15 | -99.6259 | 9095.9627 | -338552336.3943
Kink 4 | -56.9749 | 227889.2745 | 0 | -12983976.6893 | 23 | 4 | 3730 | 23 | 64 | -88.8757 | 9095.9627 | -338454552.947
Kink 5 | -58.5856 | 361115.9686 | 0 | -21156185.5841 | 21 | 5 | 3407 | 21 | 34 | -85.0987 | 9906.3962 | -338420197.1093
Kink 6 | -82.8857 | 138.6523 | 0 | -11492.2893 | 10 | 6 | 1626 | 10 | 77 | -85.0987 | 9906.3962 | -338420197.1093
Kink 7 | -57.9537 | 163308.3482 | 0 | -9464322.701 | 22 | 7 | 3571 | 22 | 29 | -85.0987 | 17312.0261 | -338420197.1093
Kink 8 | -52.3758 | 0 | 0 | 0 | 30 | 8 | 4868 | 30 | 32 | -85.0987 | 19734.5972 | -338420197.1093
Kink 9 | -27.9208 | 4390.8337 | 0 | -122595.7066 | 46 | 9 | 7461 | 46 | 65 | -83.2961 | 19734.5972 | -338384623.7804
Kink 10 | -46.162 | 0 | 0 | 0 | 35 | 10 | 5680 | 35 | 6 | -82.8857 | 19873.2495 | -338376523.994
Kink 11 | -44.0755 | 0 | 0 | 0 | 38 | 11 | 6167 | 38 | 16 | -73.0998 | 25627.4589 | -338182047.8453
Kink 12 | -39.3552 | 529879.3841 | 0 | -20853495.7529 | 41 | 12 | 6654 | 41 | 35 | -72.0075 | 25627.4589 | -338154054.6858
Kink 13 | -32.9066 | 11114.82 | 0 | -365750.6262 | 44 | 13 | 7141 | 44 | 79 | -72.0075 | 25627.4589 | -338154054.6858
Kink 14 | -23.8773 | 1081930.8 | 0 | -25833600.9271 | 48 | 14 | 7790 | 48 | 157 | -71.8117 | 25627.4589 | -338149034.901
Kink 15 | -99.6259 | 7619.1229 | 0 | -759062.3007 | 3 | 15 | 501 | 3 | 158 | -71.8117 | 25627.4589 | -338149034.901
Kink 16 | -73.0998 | 5754.2093 | 0 | -420631.8274 | 11 | 16 | 1798 | 11 | 3 | -71.4495 | 34338.4349 | -338139753.3382
Kink 17 | -62.5473 | 166.589 | 0 | -10419.696 | 20 | 17 | 3257 | 20 | 159 | -67.7055 | 34338.4349 | -338011189.2445
Kink 18 | -195.0704 | 561.8306 | 0 | -109596.5162 | 2 | 18 | 342 | 2 | 160 | -67.7055 | 34338.4349 | -338011189.2445
Kink 19 | -48.7444 | 65616.2284 | 0 | -3198422.1957 | 34 | 19 | 5527 | 34 | 66 | -66.6234 | 40313.8476 | -337974033.9443
Kink 20 | -56.9749 | 0 | 0 | 0 | 24 | 20 | 3908 | 24 | 17 | -62.5473 | 40480.4366 | -337809710.7958
Kink 21 | -51.3786 | 0 | 0 | 0 | 31 | 21 | 5043 | 31 | 5 | -58.5856 | 401596.4052 | -337649337.0657
Kink 22 | -56.9749 | 0 | 0 | 0 | 24 | 22 | 3910 | 25 | 7 | -57.9537 | 564904.7534 | -337395578.7533
Kink 23 | -44.8872 | 0 | 0 | 0 | 37 | 23 | 6017 | 37 | 4 | -56.9749 | 792794.0279 | -336842671.0767
Kink 24 | -51.3786 | 0 | 0 | 0 | 31 | 24 | 5046 | 32 | 20 | -56.9749 | 792794.0279 | -336842671.0767
Kink 25 | -40.9673 | 0 | 0 | 0 | 39 | 25 | 6343 | 39 | 22 | -56.9749 | 792794.0279 | -336842671.0767
Kink 26 | -36.824 | 0 | 0 | 0 | 43 | 26 | 6992 | 43 | 1 | -56.9749 | 2198259.4564 | -336842671.0767
Kink 27 | -30.7341 | 0 | 0 | 0 | 45 | 27 | 7317 | 45 | 161 | -54.5516 | 2198259.4564 | -331515475.0844
Kink 28 | 0 | 0 | 0 | 0 | 51 | 28 | 8290 | 51 | 162 | -54.5516 | 2198259.4564 | -331515475.0844
Kink 29 | -85.0987 | 7405.6299 | 0 | -630209.4538 | 7 | 29 | 1163 | 7 | 2 | -54.3103 | 3091097.8043 | -330985218.8476
Kink 30 | 0 | 0 | 0 | 0 | 51 | 30 | 8292 | 52 | 8 | -52.3758 | 3091097.8043 | -325005242.3326
Kink 31 | 0 | 0 | 0 | 0 | 51 | 31 | 8293 | 53 | 21 | -51.3786 | 3091097.8043 | -321923013.6939
Kink 32 | -85.0987 | 2422.5711 | 0 | -206157.6465 | 8 | 32 | 1328 | 8 | 24 | -51.3786 | 3091097.8043 | -321923013.6939
Kink 33 | 0 | 0 | 0 | 0 | 51 | 33 | 8295 | 54 | 147 | -49.077 | 3108473.5647 | -314808433.5901
Kink 34 | -85.0987 | 810.4335 | 0 | -68966.8315 | 5 | 34 | 844 | 5 | 19 | -48.7444 | 3174089.7931 | -313774476.4694
Kink 35 | -72.0075 | 0 | 0 | 0 | 12 | 35 | 1979 | 12 | 10 | -46.162 | 3174089.7931 | -305577766.5526
Kink 36 | -17.6808 | 23.7055 | 0 | -419.1325 | 50 | 36 | 8136 | 50 | 67 | -45.087 | 3174225.979 | -302165603.9018
Kink 37 | 0 | 0 | 0 | 0 | 51 | 37 | 8299 | 55 | 23 | -44.8872 | 3174225.979 | -301531356.1864
Kink 38 | 0 | 0 | 0 | 0 | 51 | 38 | 8300 | 56 | 11 | -44.0755 | 3174225.979 | -298954896.8493
Kink 39 | 0 | 0 | 0 | 0 | 51 | 39 | 8301 | 57 | 25 | -40.9673 | 3174225.979 | -289088854.2294
Kink 40 | 0 | 0 | 0 | 0 | 51 | 40 | 8302 | 58 | 148 | -39.8705 | 3174497.3017 | -285607159.1836
Kink 41 | 0 | 0 | 0 | 0 | 51 | 41 | 8303 | 59 | 12 | -39.3552 | 3704376.6858 | -283971383.9198
Kink 42 | 0 | 0 | 0 | 0 | 51 | 42 | 8304 | 60 | 81 | -38.3644 | 3704376.6858 | -280301327.3564
Kink 43 | 0 | 0 | 0 | 0 | 51 | 43 | 8305 | 61 | 26 | -36.824 | 3704376.6858 | -274594859.7635
Kink 44 | 0 | 0 | 0 | 0 | 51 | 44 | 8306 | 62 | 13 | -32.9066 | 3715491.5058 | -260083330.6743
Kink 45 | 0 | 0 | 0 | 0 | 51 | 45 | 8307 | 63 | 27 | -30.7341 | 3715491.5058 | -252011564.2926
Kink 46 | 0 | 0 | 0 | 0 | 51 | 46 | 8308 | 64 | 9 | -27.9208 | 3719882.3395 | -241558835.0255
Kink 47 | 0 | 0 | 0 | 0 | 51 | 47 | 8309 | 65 | 149 | -27.2638 | 3748324.0729 | -239114752.6405
Kink 48 | 0 | 0 | 0 | 0 | 51 | 48 | 8310 | 66 | 14 | -23.8773 | 4830254.873 | -226421125.3248
Kink 49 | 0 | 0 | 0 | 0 | 51 | 49 | 8311 | 67 | 68 | -17.6808 | 4845395.8001 | -196490365.0245
Kink 50 | 0 | 0 | 0 | 0 | 51 | 50 | 8312 | 68 | 36 | -17.6808 | 4845419.5057 | -196490365.0245
Kink 51 | 0 | 0 | 0 | 0 | 51 | 51 | 8313 | 69 | 28 | 0 | 4845419.5057 | -110819492.5335
Kink 52 | 0 | 0 | 0 | 0 | 51 | 52 | 8314 | 70 | 30 | 0 | 4845419.5057 | -110819492.5335
Kink 53 | 0 | 0 | 0 | 0 | 51 | 53 | 8315 | 71 | 31 | 0 | 4845419.5057 | -110819492.5335
Kink 54 | 0 | 0 | 0 | 0 | 51 | 54 | 8316 | 72 | 33 | 0 | 4845419.5057 | -110819492.5335
Kink 55 | 0 | 0 | 0 | 0 | 51 | 55 | 8317 | 73 | 37 | 0 | 4845419.5057 | -110819492.5335
Kink 56 | 0 | 0 | 0 | 0 | 51 | 56 | 8318 | 74 | 38 | 0 | 4845419.5057 | -110819492.5335
Kink 57 | 0 | 0 | 0 | 0 | 51 | 57 | 8319 | 75 | 39 | 0 | 4845419.5057 | -110819492.5335
Kink 58 | 0 | 0 | 0 | 0 | 51 | 58 | 8320 | 76 | 40 | 0 | 4845419.5057 | -110819492.5335
Kink 59 | 0 | 0 | 0 | 0 | 51 | 59 | 8321 | 77 | 41 | 0 | 4845419.5057 | -110819492.5335
Kink 60 | 0 | 0 | 0 | 0 | 51 | 60 | 8322 | 78 | 42 | 0 | 4845419.5057 | -110819492.5335
Kink 61 | 0 | 0 | 0 | 0 | 51 | 61 | 8323 | 79 | 43 | 0 | 4845419.5057 | -110819492.5335
Kink 62 | 0 | 0 | 0 | 0 | 51 | 62 | 8324 | 80 | 44 | 0 | 4845419.5057 | -110819492.5335
Kink 63 | 0 | 0 | 0 | 0 | 51 | 63 | 8325 | 81 | 45 | 0 | 4845419.5057 | -110819492.5335
Kink 64 | -88.8757 | 0 | 0 | 0 | 4 | 64 | 712 | 4 | 46 | 0 | 4845419.5057 | -110819492.5335
Kink 65 | -83.2961 | 0 | 0 | 0 | 9 | 65 | 1523 | 9 | 47 | 0 | 4845419.5057 | -110819492.5335
Kink 66 | -66.6234 | 5975.4127 | 0 | -398102.4788 | 19 | 66 | 3144 | 19 | 48 | 0 | 4845419.5057 | -110819492.5335
Kink 67 | -45.087 | 136.186 | 0 | -6140.2154 | 36 | 67 | 5899 | 36 | 49 | 0 | 4845419.5057 | -110819492.5335
Kink 68 | -17.6808 | 15140.9272 | 0 | -267703.6402 | 49 | 68 | 8006 | 49 | 50 | 0 | 4845419.5057 | -110819492.5335
Kink 69 | 0 | 0 | 0 | 0 | 51 | 69 | 8331 | 82 | 51 | 0 | 4845419.5057 | -110819492.5335
Kink 70 | 0 | 0 | 0 | 0 | 51 | 70 | 8332 | 83 | 52 | 0 | 4845419.5057 | -110819492.5335
Kink 71 | 0 | 0 | 0 | 0 | 51 | 71 | 8333 | 84 | 53 | 0 | 4845419.5057 | -110819492.5335
Kink 72 | 0 | 0 | 0 | 0 | 51 | 72 | 8334 | 85 | 54 | 0 | 4845419.5057 | -110819492.5335
Kink 73 | -1431.0777 | 915.0091 | 0 | -1309449.1624 | 1 | 73 | 235 | 1 | 55 | 0 | 4845419.5057 | -110819492.5335
Kink 74 | 0 | 0 | 0 | 0 | 51 | 74 | 8336 | 86 | 56 | 0 | 4845419.5057 | -110819492.5335
Kink 75 | 0 | 0 | 0 | 0 | 51 | 75 | 8337 | 87 | 57 | 0 | 4845419.5057 | -110819492.5335
Kink 76 | 0 | 0 | 0 | 0 | 51 | 76 | 8338 | 88 | 58 | 0 | 4845419.5057 | -110819492.5335
Kink 77 | -85.0987 | 0 | 0 | 0 | 5 | 77 | 887 | 6 | 59 | 0 | 4845419.5057 | -110819492.5335
Kink 78 | 0 | 0 | 0 | 0 | 51 | 78 | 8340 | 89 | 60 | 0 | 4845419.5057 | -110819492.5335
Kink 79 | -72.0075 | 0 | 0 | 0 | 12 | 79 | 2023 | 13 | 61 | 0 | 4845419.5057 | -110819492.5335
Kink 80 | 0 | 0 | 0 | 0 | 51 | 80 | 8342 | 90 | 62 | 0 | 4845419.5057 | -110819492.5335
Kink 81 | -38.3644 | 0 | 0 | 0 | 42 | 81 | 6885 | 42 | 63 | 0 | 4845419.5057 | -110819492.5335
Kink 82 | 0 | 0 | 0 | 0 | 51 | 82 | 8344 | 91 | 69 | 0 | 4845419.5057 | -110819492.5335
Kink 83 | 0 | 0 | 0 | 0 | 51 | 83 | 8345 | 92 | 70 | 0 | 4845419.5057 | -110819492.5335
Kink 84 | 0 | 0 | 0 | 0 | 51 | 84 | 8346 | 93 | 71 | 0 | 4845419.5057 | -110819492.5335
Kink 85 | 0 | 0 | 0 | 0 | 51 | 85 | 8347 | 94 | 72 | 0 | 4845419.5057 | -110819492.5335
Kink 86 | 0 | 0 | 0 | 0 | 51 | 86 | 8348 | 95 | 74 | 0 | 4845419.5057 | -110819492.5335
Kink 87 | 0 | 0 | 0 | 0 | 51 | 87 | 8349 | 96 | 75 | 0 | 4845419.5057 | -110819492.5335
Kink 88 | 0 | 0 | 0 | 0 | 51 | 88 | 8350 | 97 | 76 | 0 | 4845419.5057 | -110819492.5335
Kink 89 | 0 | 0 | 0 | 0 | 51 | 89 | 8351 | 98 | 78 | 0 | 4845419.5057 | -110819492.5335
Kink 90 | 0 | 0 | 0 | 0 | 51 | 90 | 8352 | 99 | 80 | 0 | 4845419.5057 | -110819492.5335
Kink 91 | 0 | 0 | 0 | 0 | 51 | 91 | 8353 | 100 | 82 | 0 | 4845419.5057 | -110819492.5335
Kink 92 | 0 | 0 | 0 | 0 | 51 | 92 | 8354 | 101 | 83 | 0 | 4845419.5057 | -110819492.5335
Kink 93 | 0 | 0 | 0 | 0 | 51 | 93 | 8355 | 102 | 84 | 0 | 4845419.5057 | -110819492.5335
Kink 94 | 0 | 0 | 0 | 0 | 51 | 94 | 8356 | 103 | 85 | 0 | 4845419.5057 | -110819492.5335
Kink 95 | 0 | 0 | 0 | 0 | 51 | 95 | 8357 | 104 | 86 | 0 | 4845419.5057 | -110819492.5335
Kink 96 | 0 | 0 | 0 | 0 | 51 | 96 | 8358 | 105 | 87 | 0 | 4845419.5057 | -110819492.5335
Kink 97 | 0 | 0 | 0 | 0 | 51 | 97 | 8359 | 106 | 88 | 0 | 4845419.5057 | -110819492.5335
Kink 98 | 0 | 0 | 0 | 0 | 51 | 98 | 8360 | 107 | 89 | 0 | 4845419.5057 | -110819492.5335
Kink 99 | 0 | 0 | 0 | 0 | 51 | 99 | 8361 | 108 | 90 | 0 | 4845419.5057 | -110819492.5335
Kink 100 | 0 | 0 | 0 | 0 | 51 | 100 | 8362 | 109 | 91 | 0 | 4845419.5057 | -110819492.5335
Kink 101 | 0 | 0 | 0 | 0 | 51 | 101 | 8363 | 110 | 92 | 0 | 4845419.5057 | -110819492.5335
Kink 102 | 0 | 0 | 0 | 0 | 51 | 102 | 8364 | 111 | 93 | 0 | 4845419.5057 | -110819492.5335
Kink 103 | 0 | 0 | 0 | 0 | 51 | 103 | 8365 | 112 | 94 | 0 | 4845419.5057 | -110819492.5335
Kink 104 | 0 | 0 | 0 | 0 | 51 | 104 | 8366 | 113 | 95 | 0 | 4845419.5057 | -110819492.5335
Kink 105 | 0 | 0 | 0 | 0 | 51 | 105 | 8367 | 114 | 96 | 0 | 4845419.5057 | -110819492.5335
Kink 106 | 0 | 0 | 0 | 0 | 51 | 106 | 8368 | 115 | 97 | 0 | 4845419.5057 | -110819492.5335
Kink 107 | 0 | 0 | 0 | 0 | 51 | 107 | 8369 | 116 | 98 | 0 | 4845419.5057 | -110819492.5335
Kink 108 | 0 | 0 | 0 | 0 | 51 | 108 | 8370 | 117 | 99 | 0 | 4845419.5057 | -110819492.5335
Kink 109 | 0 | 0 | 0 | 0 | 51 | 109 | 8371 | 118 | 100 | 0 | 4845419.5057 | -110819492.5335
Kink 110 | 0 | 0 | 0 | 0 | 51 | 110 | 8372 | 119 | 101 | 0 | 4845419.5057 | -110819492.5335
Kink 111 | 0 | 0 | 0 | 0 | 51 | 111 | 8373 | 120 | 102 | 0 | 4845419.5057 | -110819492.5335
Kink 112 | 0 | 0 | 0 | 0 | 51 | 112 | 8374 | 121 | 103 | 0 | 4845419.5057 | -110819492.5335
Kink 113 | 0 | 0 | 0 | 0 | 51 | 113 | 8375 | 122 | 104 | 0 | 4845419.5057 | -110819492.5335
Kink 114 | 0 | 0 | 0 | 0 | 51 | 114 | 8376 | 123 | 105 | 0 | 4845419.5057 | -110819492.5335
Kink 115 | 0 | 0 | 0 | 0 | 51 | 115 | 8377 | 124 | 106 | 0 | 4845419.5057 | -110819492.5335
Kink 116 | 0 | 0 | 0 | 0 | 51 | 116 | 8378 | 125 | 107 | 0 | 4845419.5057 | -110819492.5335
Kink 117 | 0 | 0 | 0 | 0 | 51 | 117 | 8379 | 126 | 108 | 0 | 4845419.5057 | -110819492.5335
Kink 118 | 0 | 0 | 0 | 0 | 51 | 118 | 8380 | 127 | 109 | 0 | 4845419.5057 | -110819492.5335
Kink 119 | 0 | 0 | 0 | 0 | 51 | 119 | 8381 | 128 | 110 | 0 | 4845419.5057 | -110819492.5335
Kink 120 | 0 | 0 | 0 | 0 | 51 | 120 | 8382 | 129 | 111 | 0 | 4845419.5057 | -110819492.5335
Kink 121 | 0 | 0 | 0 | 0 | 51 | 121 | 8383 | 130 | 112 | 0 | 4845419.5057 | -110819492.5335
Kink 122 | 0 | 0 | 0 | 0 | 51 | 122 | 8384 | 131 | 113 | 0 | 4845419.5057 | -110819492.5335
Kink 123 | 0 | 0 | 0 | 0 | 51 | 123 | 8385 | 132 | 114 | 0 | 4845419.5057 | -110819492.5335
Kink 124 | 0 | 0 | 0 | 0 | 51 | 124 | 8386 | 133 | 115 | 0 | 4845419.5057 | -110819492.5335
Kink 125 | 0 | 0 | 0 | 0 | 51 | 125 | 8387 | 134 | 116 | 0 | 4845419.5057 | -110819492.5335
Kink 126 | 0 | 0 | 0 | 0 | 51 | 126 | 8388 | 135 | 117 | 0 | 4845419.5057 | -110819492.5335
Kink 127 | 0 | 0 | 0 | 0 | 51 | 127 | 8389 | 136 | 118 | 0 | 4845419.5057 | -110819492.5335
Kink 128 | 0 | 0 | 0 | 0 | 51 | 128 | 8390 | 137 | 119 | 0 | 4845419.5057 | -110819492.5335
Kink 129 | 0 | 0 | 0 | 0 | 51 | 129 | 8391 | 138 | 120 | 0 | 4845419.5057 | -110819492.5335
Kink 130 | 0 | 0 | 0 | 0 | 51 | 130 | 8392 | 139 | 121 | 0 | 4845419.5057 | -110819492.5335
Kink 131 | 0 | 0 | 0 | 0 | 51 | 131 | 8393 | 140 | 122 | 0 | 4845419.5057 | -110819492.5335
Kink 132 | 0 | 0 | 0 | 0 | 51 | 132 | 8394 | 141 | 123 | 0 | 4845419.5057 | -110819492.5335
Kink 133 | 0 | 0 | 0 | 0 | 51 | 133 | 8395 | 142 | 124 | 0 | 4845419.5057 | -110819492.5335
Kink 134 | 0 | 0 | 0 | 0 | 51 | 134 | 8396 | 143 | 125 | 0 | 4845419.5057 | -110819492.5335
Kink 135 | 0 | 0 | 0 | 0 | 51 | 135 | 8397 | 144 | 126 | 0 | 4845419.5057 | -110819492.5335
Kink 136 | 0 | 0 | 0 | 0 | 51 | 136 | 8398 | 145 | 127 | 0 | 4845419.5057 | -110819492.5335
Kink 137 | 0 | 0 | 0 | 0 | 51 | 137 | 8399 | 146 | 128 | 0 | 4845419.5057 | -110819492.5335
Kink 138 | 0 | 0 | 0 | 0 | 51 | 138 | 8400 | 147 | 129 | 0 | 4845419.5057 | -110819492.5335
Kink 139 | 0 | 0 | 0 | 0 | 51 | 139 | 8401 | 148 | 130 | 0 | 4845419.5057 | -110819492.5335
Kink 140 | 0 | 0 | 0 | 0 | 51 | 140 | 8402 | 149 | 131 | 0 | 4845419.5057 | -110819492.5335
Kink 141 | 0 | 0 | 0 | 0 | 51 | 141 | 8403 | 150 | 132 | 0 | 4845419.5057 | -110819492.5335
Kink 142 | 0 | 0 | 0 | 0 | 51 | 142 | 8404 | 151 | 133 | 0 | 4845419.5057 | -110819492.5335
Kink 143 | 0 | 0 | 0 | 0 | 51 | 143 | 8405 | 152 | 134 | 0 | 4845419.5057 | -110819492.5335
Kink 144 | 0 | 0 | 0 | 0 | 51 | 144 | 8406 | 153 | 135 | 0 | 4845419.5057 | -110819492.5335
Kink 145 | 0 | 0 | 0 | 0 | 51 | 145 | 8407 | 154 | 136 | 0 | 4845419.5057 | -110819492.5335
Kink 146 | 0 | 0 | 0 | 0 | 51 | 146 | 8408 | 155 | 137 | 0 | 4845419.5057 | -110819492.5335
Kink 147 | -49.077 | 17375.7604 | 0 | -852750.2398 | 33 | 147 | 5493 | 33 | 138 | 0 | 4845419.5057 | -110819492.5335
Kink 148 | -39.8705 | 271.3227 | 0 | -10817.7601 | 40 | 148 | 6628 | 40 | 139 | 0 | 4845419.5057 | -110819492.5335
Kink 149 | -27.2638 | 28441.7334 | 0 | -775429.569 | 47 | 149 | 7763 | 47 | 140 | 0 | 4845419.5057 | -110819492.5335
Kink 150 | 0 | 0 | 0 | 0 | 51 | 150 | 8412 | 156 | 141 | 0 | 4845419.5057 | -110819492.5335
Kink 151 | 0 | 0 | 0 | 0 | 51 | 151 | 8413 | 157 | 142 | 0 | 4845419.5057 | -110819492.5335
Kink 152 | 0 | 0 | 0 | 0 | 51 | 152 | 8414 | 158 | 143 | 0 | 4845419.5057 | -110819492.5335
Kink 153 | 0 | 0 | 0 | 0 | 51 | 153 | 8415 | 159 | 144 | 0 | 4845419.5057 | -110819492.5335
Kink 154 | 0 | 0 | 0 | 0 | 51 | 154 | 8416 | 160 | 145 | 0 | 4845419.5057 | -110819492.5335
Kink 155 | 0 | 0 | 0 | 0 | 51 | 155 | 8417 | 161 | 146 | 0 | 4845419.5057 | -110819492.5335
Kink 156 | 0 | 0 | 0 | 0 | 51 | 156 | 8418 | 162 | 150 | 0 | 4845419.5057 | -110819492.5335
Kink 157 | -71.8117 | 0 | 0 | 0 | 14 | 157 | 2425 | 14 | 151 | 0 | 4845419.5057 | -110819492.5335
Kink 158 | -71.8117 | 0 | 0 | 0 | 14 | 158 | 2426 | 15 | 152 | 0 | 4845419.5057 | -110819492.5335
Kink 159 | -67.7055 | 0 | 0 | 0 | 17 | 159 | 2913 | 17 | 153 | 0 | 4845419.5057 | -110819492.5335
Kink 160 | -67.7055 | 0 | 0 | 0 | 17 | 160 | 2914 | 18 | 154 | 0 | 4845419.5057 | -110819492.5335
Kink 161 | -54.5516 | 0 | 0 | 0 | 27 | 161 | 4535 | 27 | 155 | 0 | 4845419.5057 | -110819492.5335
Kink 162 | -54.5516 | 0 | 0 | 0 | 27 | 162 | 4536 | 28 | 156 | 0 | 4845419.5057 | -110819492.5335
3509. General scaler rate
Data sources:
x1 = 3508. Root (in Solve for General scaler rate)
Calculation =MIN(x1)
General scaler rate
General scaler rate | 22.871
3510. Scaler
Data sources:
x1 = 2302. Load coefficient
x2 = 3503. Unit rate 1 p/kWh scalable part (in Scalable elements of tariff components)
x3 = 3509. General scaler rate
x4 = 3307. Unit rate 1 p/kWh (total) (in Summary of charges before revenue matching)
x5 = 3503. Unit rate 2 p/kWh scalable part (in Scalable elements of tariff components)
x6 = 3307. Unit rate 2 p/kWh (total) (in Summary of charges before revenue matching)
x7 = 3503. Unit rate 3 p/kWh scalable part (in Scalable elements of tariff components)
x8 = 3307. Unit rate 3 p/kWh (total) (in Summary of charges before revenue matching)
x9 = 3503. Fixed charge p/MPAN/day scalable part (in Scalable elements of tariff components)
x10 = 3307. Fixed charge p/MPAN/day (total) (in Summary of charges before revenue matching)
x11 = 3503. Capacity charge p/kVA/day scalable part (in Scalable elements of tariff components)
x12 = 3307. Capacity charge p/kVA/day (total) (in Summary of charges before revenue matching)
x13 = 3503. Reactive power charge p/kVArh scalable part (in Scalable elements of tariff components)
x14 = 3307. Reactive power charge p/kVArh (in Summary of charges before revenue matching)
x15 = 1010. Days in the charging year (in Financial and general assumptions)
x16 = Fixed charge p/MPAN/day scaler (in Scaler)
x17 = 2305. MPANs (in Equivalent volume for each end user)
x18 = Capacity charge p/kVA/day scaler (in Scaler)
x19 = 2305. Import capacity (kVA) (in Equivalent volume for each end user)
x20 = Unit rate 1 p/kWh scaler (in Scaler)
x21 = 2305. Rate 1 units (MWh) (in Equivalent volume for each end user)
x22 = Unit rate 2 p/kWh scaler (in Scaler)
x23 = 2305. Rate 2 units (MWh) (in Equivalent volume for each end user)
x24 = Unit rate 3 p/kWh scaler (in Scaler)
x25 = 2305. Rate 3 units (MWh) (in Equivalent volume for each end user)
x26 = Reactive power charge p/kVArh scaler (in Scaler)
x27 = 2305. Reactive power units (MVArh) (in Equivalent volume for each end user)
Kind: | Calculation | Calculation | Calculation | Calculation | Calculation | Calculation | Calculation
Formula: | =IF(x1<0,0,IF(x2*x3+x4>0,x2*x3,0-x4)) | =IF(x1<0,0,IF(x5*x3+x6>0,x5*x3,0-x6)) | =IF(x1<0,0,IF(x7*x3+x8>0,x7*x3,0-x8)) | =IF(x1<0,0,IF(x9*x3+x10>0,x9*x3,0-x10)) | =IF(x1<0,0,IF(x11*x3+x12>0,x11*x3,0-x12)) | =IF(x1<0,0,IF(x13*x3+x14>0,x13*x3,0-x14)) | =0.01*x15*(x16*x17+x18*x19)+10*(x20*x21+x22*x23+x24*x25+x26*x27)
| Unit rate 1 p/kWh scaler | Unit rate 2 p/kWh scaler | Unit rate 3 p/kWh scaler | Fixed charge p/MPAN/day scaler | Capacity charge p/kVA/day scaler | Reactive power charge p/kVArh scaler | Net revenues by tariff from scaler
Domestic Unrestricted | 0.61106 | 0 | 0 | 0 | 0 | 0 | 32144371.686
Domestic Two Rate | 0.71982 | 0.01272 | 0 | 0 | 0 | 0 | 20589461.9983
Domestic Off Peak (related MPAN) | 0.13327 | 0 | 0 | 0 | 0 | 0 | 199228.5578
Small Non Domestic Unrestricted | 0.46313 | 0 | 0 | 0 | 0 | 0 | 5212051.0353
Small Non Domestic Two Rate | 0.52651 | 0.011023 | 0 | 0 | 0 | 0 | 8314482.667
Small Non Domestic Off Peak (related MPAN) | 0.05829 | 0 | 0 | 0 | 0 | 0 | 3171.114
LV Medium Non-Domestic | 0.52592 | 0.010232 | 0 | 0 | 0 | 0 | 3753557.371
LV Sub Medium Non-Domestic | 0.40809 | 0.0079854 | 0 | 0 | 0 | 0 | 0
HV Medium Non-Domestic | 0.50192 | 0.0098224 | 0 | 0 | 0 | 0 | 100964.8389
LV Network Domestic | 4.2769 | 0 | 0.011344 | 0 | 0 | 0 | 0
LV Network Non-Domestic Non-CT | 3.8619 | 0 | 0.010243 | 0 | 0 | 0 | 0
LV HH Metered | 3.6688 | 0 | 0.0097308 | 0 | 0 | 0.11233 | 12652925.0008
LV Sub HH Metered | 3.6399 | 0 | 0.0096544 | 0 | 0 | 0.10822 | 263526.9479
HV HH Metered | 3.1477 | 0 | 0.0083488 | 0 | 0 | 0.087529 | 25741595.8307
NHH UMS category A | 0.33053 | 0 | 0 | 0 | 0 | 0 | 174256.8083
NHH UMS category B | 0.55495 | 0 | 0 | 0 | 0 | 0 | 131604.4061
NHH UMS category C | 0.99834 | 0 | 0 | 0 | 0 | 0 | 3810.0532
NHH UMS category D | 0.13506 | 0 | 0 | 0 | 0 | 0 | 12849.6174
LV UMS (Pseudo HH Metered) | 10.9859 | 0 | 0.0095644 | 0 | 0 | 0 | 1521634.6008
LV Generation NHH or Aggregate HH | 0 | 0 | 0 | 0 | 0 | 0 | 0
LV Sub Generation NHH | 0 | 0 | 0 | 0 | 0 | 0 | 0
LV Generation Intermittent | 0 | 0 | 0 | 0 | 0 | 0 | 0
LV Generation Non-Intermittent | 0 | 0 | 0 | 0 | 0 | 0 | 0
LV Sub Generation Intermittent | 0 | 0 | 0 | 0 | 0 | 0 | 0
LV Sub Generation Non-Intermittent | 0 | 0 | 0 | 0 | 0 | 0 | 0
HV Generation Intermittent | 0 | 0 | 0 | 0 | 0 | 0 | 0
HV Generation Non-Intermittent | 0 | 0 | 0 | 0 | 0 | 0 | 0

## Adjust
Tariff component adjustment and rounding for WPD East Midlands in April 15 (DCP179)
3601. Tariffs before rounding
Data sources:
x1 = 3307. Unit rate 1 p/kWh (total) (in Summary of charges before revenue matching)
x2 = 3510. Unit rate 1 p/kWh scaler (in Scaler)
x3 = 3307. Unit rate 2 p/kWh (total) (in Summary of charges before revenue matching)
x4 = 3510. Unit rate 2 p/kWh scaler (in Scaler)
x5 = 3307. Unit rate 3 p/kWh (total) (in Summary of charges before revenue matching)
x6 = 3510. Unit rate 3 p/kWh scaler (in Scaler)
x7 = 3307. Fixed charge p/MPAN/day (total) (in Summary of charges before revenue matching)
x8 = 3510. Fixed charge p/MPAN/day scaler (in Scaler)
x9 = 3307. Capacity charge p/kVA/day (total) (in Summary of charges before revenue matching)
x10 = 3510. Capacity charge p/kVA/day scaler (in Scaler)
x11 = 3307. Reactive power charge p/kVArh (in Summary of charges before revenue matching)
x12 = 3510. Reactive power charge p/kVArh scaler (in Scaler)
Kind: | Calculation | Calculation | Calculation | Calculation | Calculation | Calculation
Formula: | =x1+x2 | =x3+x4 | =x5+x6 | =x7+x8 | =x9+x10 | =x11+x12
| Unit rate 1 p/kWh | Unit rate 2 p/kWh | Unit rate 3 p/kWh | Fixed charge p/MPAN/day | Capacity charge p/kVA/day | Reactive power charge p/kVArh
Domestic Unrestricted | 2.1333 |  |  | 2.6127
Domestic Two Rate | 2.4291 | 0.06005 |  | 2.6127
Domestic Off Peak (related MPAN) | 0.54962
Small Non Domestic Unrestricted | 1.6169 |  |  | 4.9348
Small Non Domestic Two Rate | 1.8752 | 0.05204 |  | 4.9348
Small Non Domestic Off Peak (related MPAN) | 0.26954
LV Medium Non-Domestic | 1.8586 | 0.048302 |  | 23.6782
LV Sub Medium Non-Domestic | 1.3426 | 0.033127 |  | 3.3926
HV Medium Non-Domestic | 1.1147 | 0.017416 |  | 228.8938
LV Network Domestic | 12.9094 | 0.64381 | 0.055426 | 2.6127
LV Network Non-Domestic Non-CT | 11.3043 | 0.54756 | 0.047548 | 4.9348
LV HH Metered | 9.9818 | 0.43133 | 0.038077 | 7.8753 | 2.232 | 0.35338
LV Sub HH Metered | 8.8771 | 0.31246 | 0.028687 | 5.9568 | 3.0194 | 0.29688
HV HH Metered | 6.4339 | 0.13984 | 0.014803 | 59.8761 | 3.8808 | 0.19187
NHH UMS category A | 1.7703
NHH UMS category B | 2.3287
NHH UMS category C | 3.7286
NHH UMS category D | 1.287
LV UMS (Pseudo HH Metered) | 34.3998 | 1.0466 | 0.60803
LV Generation NHH or Aggregate HH | -0.70894 |  |  | 0
LV Sub Generation NHH | -0.61591 |  |  | 0
LV Generation Intermittent | -0.70894 |  |  | 0 |  | 0.24673
LV Generation Non-Intermittent | -6.1333 | -0.45246 | -0.030841 | 0 |  | 0.24673
LV Sub Generation Intermittent | -0.61591 |  |  | 0 |  | 0.22411
LV Sub Generation Non-Intermittent | -5.3929 | -0.37784 | -0.025141 | 0 |  | 0.22411
HV Generation Intermittent | -0.43347 |  |  | 28.9277 |  | 0.17731
HV Generation Non-Intermittent | -3.9728 | -0.22391 | -0.013153 | 28.9277 |  | 0.17731
3602. Decimal places
| Unit rate 1 p/kWh | Unit rate 2 p/kWh | Unit rate 3 p/kWh | Fixed charge p/MPAN/day | Capacity charge p/kVA/day | Reactive power charge p/kVArh
Decimal places | 3 | 3 | 3 | 2 | 2 | 3
3603. Tariff rounding
Data sources:
x1 = 3601. Unit rate 1 p/kWh before rounding (in Tariffs before rounding)
x2 = 3602. Unit rate 1 p/kWh decimal places (in Decimal places)
x3 = 3601. Unit rate 2 p/kWh before rounding (in Tariffs before rounding)
x4 = 3602. Unit rate 2 p/kWh decimal places (in Decimal places)
x5 = 3601. Unit rate 3 p/kWh before rounding (in Tariffs before rounding)
x6 = 3602. Unit rate 3 p/kWh decimal places (in Decimal places)
x7 = 3601. Fixed charge p/MPAN/day before rounding (in Tariffs before rounding)
x8 = 3602. Fixed charge p/MPAN/day decimal places (in Decimal places)
x9 = 3601. Capacity charge p/kVA/day before rounding (in Tariffs before rounding)
x10 = 3602. Capacity charge p/kVA/day decimal places (in Decimal places)
x11 = 3601. Reactive power charge p/kVArh before rounding (in Tariffs before rounding)
x12 = 3602. Reactive power charge p/kVArh decimal places (in Decimal places)
Kind: | Calculation | Calculation | Calculation | Calculation | Calculation | Calculation
Formula: | =ROUND(x1,x2)-x1 | =ROUND(x3,x4)-x3 | =ROUND(x5,x6)-x5 | =ROUND(x7,x8)-x7 | =ROUND(x9,x10)-x9 | =ROUND(x11,x12)-x11
| Unit rate 1 p/kWh | Unit rate 2 p/kWh | Unit rate 3 p/kWh | Fixed charge p/MPAN/day | Capacity charge p/kVA/day | Reactive power charge p/kVArh
Domestic Unrestricted | -0.00029302 |  |  | -0.0026711
Domestic Two Rate | -0.00014622 | -4.997e-05 |  | -0.0026711
Domestic Off Peak (related MPAN) | 0.00038218
Small Non Domestic Unrestricted | 0.00014406 |  |  | -0.0048451
Small Non Domestic Two Rate | -0.00018784 | -3.9675e-05 |  | -0.0048451
Small Non Domestic Off Peak (related MPAN) | 0.00046163
LV Medium Non-Domestic | 0.00043433 | -0.00030156 |  | 0.0017719
LV Sub Medium Non-Domestic | 0.00036627 | -0.0001268 |  | -0.0026307
HV Medium Non-Domestic | 0.00034806 | -0.00041577 |  | -0.0037879
LV Network Domestic | -0.00036195 | 0.00018636 | -0.00042568 | -0.0026711
LV Network Non-Domestic Non-CT | -0.00027835 | 0.00044387 | 0.00045191 | -0.0048451
LV HH Metered | 0.00016459 | -0.00033258 | -7.6884e-05 | 0.0047219 | -0.0020017 | -0.00037589
LV Sub HH Metered | -7.1099e-05 | -0.0004607 | 0.00031342 | 0.0032068 | 0.00058489 | 0.00011996
HV HH Metered | 7.3173e-05 | 0.00016268 | 0.00019705 | 0.0039068 | -0.00075299 | 0.00013085
NHH UMS category A | -0.00033276
NHH UMS category B | 0.00030901
NHH UMS category C | 0.00040369
NHH UMS category D | -4.9951e-05
LV UMS (Pseudo HH Metered) | 0.00021333 | 0.000407 | -2.844e-05
LV Generation NHH or Aggregate HH | -5.6416e-05 |  |  | 0
LV Sub Generation NHH | -8.8047e-05 |  |  | 0
LV Generation Intermittent | -5.6416e-05 |  |  | 0 |  | 0.00026761
LV Generation Non-Intermittent | 0.0003488 | 0.00046323 | -0.00015915 | 0 |  | 0.00026761
LV Sub Generation Intermittent | -8.8047e-05 |  |  | 0 |  | -0.00011096
LV Sub Generation Non-Intermittent | -0.00011488 | -0.00015706 | 0.00014141 | 0 |  | -0.00011096
HV Generation Intermittent | 0.00046981 |  |  | 0.0023319 |  | -0.00031227
HV Generation Non-Intermittent | -0.00020313 | -9.3983e-05 | 0.00015324 | 0.0023319 |  | -0.00031227
3604. All the way tariffs
Data sources:
x1 = 3601. Unit rate 1 p/kWh before rounding (in Tariffs before rounding)
x2 = 3603. Unit rate 1 p/kWh rounding (in Tariff rounding)
x3 = 3601. Unit rate 2 p/kWh before rounding (in Tariffs before rounding)
x4 = 3603. Unit rate 2 p/kWh rounding (in Tariff rounding)
x5 = 3601. Unit rate 3 p/kWh before rounding (in Tariffs before rounding)
x6 = 3603. Unit rate 3 p/kWh rounding (in Tariff rounding)
x7 = 3601. Fixed charge p/MPAN/day before rounding (in Tariffs before rounding)
x8 = 3603. Fixed charge p/MPAN/day rounding (in Tariff rounding)
x9 = 3601. Capacity charge p/kVA/day before rounding (in Tariffs before rounding)
x10 = 3603. Capacity charge p/kVA/day rounding (in Tariff rounding)
x11 = 3601. Reactive power charge p/kVArh before rounding (in Tariffs before rounding)
x12 = 3603. Reactive power charge p/kVArh rounding (in Tariff rounding)
Kind: | Calculation | Calculation | Calculation | Calculation | Calculation | Calculation
Formula: | =x1+x2 | =x3+x4 | =x5+x6 | =x7+x8 | =x9+x10 | =x11+x12
| Unit rate 1 p/kWh | Unit rate 2 p/kWh | Unit rate 3 p/kWh | Fixed charge p/MPAN/day | Capacity charge p/kVA/day | Reactive power charge p/kVArh
Domestic Unrestricted | 2.133 |  |  | 2.61
Domestic Two Rate | 2.429 | 0.06 |  | 2.61
Domestic Off Peak (related MPAN) | 0.55
Small Non Domestic Unrestricted | 1.617 |  |  | 4.93
Small Non Domestic Two Rate | 1.875 | 0.052 |  | 4.93
Small Non Domestic Off Peak (related MPAN) | 0.27
LV Medium Non-Domestic | 1.859 | 0.048 |  | 23.68
LV Sub Medium Non-Domestic | 1.343 | 0.033 |  | 3.39
HV Medium Non-Domestic | 1.115 | 0.017 |  | 228.89
LV Network Domestic | 12.909 | 0.644 | 0.055 | 2.61
LV Network Non-Domestic Non-CT | 11.304 | 0.548 | 0.048 | 4.93
LV HH Metered | 9.982 | 0.431 | 0.038 | 7.88 | 2.23 | 0.353
LV Sub HH Metered | 8.877 | 0.312 | 0.029 | 5.96 | 3.02 | 0.297
HV HH Metered | 6.434 | 0.14 | 0.015 | 59.88 | 3.88 | 0.192
NHH UMS category A | 1.77
NHH UMS category B | 2.329
NHH UMS category C | 3.729
NHH UMS category D | 1.287
LV UMS (Pseudo HH Metered) | 34.4 | 1.047 | 0.608
LV Generation NHH or Aggregate HH | -0.709 |  |  | 0
LV Sub Generation NHH | -0.616 |  |  | 0
LV Generation Intermittent | -0.709 |  |  | 0 |  | 0.247
LV Generation Non-Intermittent | -6.133 | -0.452 | -0.031 | 0 |  | 0.247
LV Sub Generation Intermittent | -0.616 |  |  | 0 |  | 0.224
LV Sub Generation Non-Intermittent | -5.393 | -0.378 | -0.025 | 0 |  | 0.224
HV Generation Intermittent | -0.433 |  |  | 28.93 |  | 0.177
HV Generation Non-Intermittent | -3.973 | -0.224 | -0.013 | 28.93 |  | 0.177
3605. Net revenues by tariff from rounding
Data sources:
x1 = 1010. Days in the charging year (in Financial and general assumptions)
x2 = 3603. Fixed charge p/MPAN/day rounding (in Tariff rounding)
x3 = 2305. MPANs (in Equivalent volume for each end user)
x4 = 3603. Capacity charge p/kVA/day rounding (in Tariff rounding)
x5 = 2305. Import capacity (kVA) (in Equivalent volume for each end user)
x6 = 3603. Unit rate 1 p/kWh rounding (in Tariff rounding)
x7 = 2305. Rate 1 units (MWh) (in Equivalent volume for each end user)
x8 = 3603. Unit rate 2 p/kWh rounding (in Tariff rounding)
x9 = 2305. Rate 2 units (MWh) (in Equivalent volume for each end user)
x10 = 3603. Unit rate 3 p/kWh rounding (in Tariff rounding)
x11 = 2305. Rate 3 units (MWh) (in Equivalent volume for each end user)
x12 = 3603. Reactive power charge p/kVArh rounding (in Tariff rounding)
x13 = 2305. Reactive power units (MVArh) (in Equivalent volume for each end user)
Calculation =0.01*x1*(x2*x3+x4*x5)+10*(x6*x7+x8*x9+x10*x11+x12*x13)
Net revenues by tariff from rounding
Domestic Unrestricted | -30320.8982
Domestic Two Rate | -13654.4404
Domestic Off Peak (related MPAN) | 571.3251
Small Non Domestic Unrestricted | -63.1146
Small Non Domestic Two Rate | -4597.2
Small Non Domestic Off Peak (related MPAN) | 25.1137
LV Medium Non-Domestic | 2591.8278
LV Sub Medium Non-Domestic | 0
HV Medium Non-Domestic | 44.5414
LV Network Domestic | 0
LV Network Non-Domestic Non-CT | 0
LV HH Metered | -17701.0812
LV Sub HH Metered | 79.3346
HV HH Metered | 7248.8386
NHH UMS category A | -175.4323
NHH UMS category B | 73.2808
NHH UMS category C | 1.5406
NHH UMS category D | -4.7522
LV UMS (Pseudo HH Metered) | 94.8252
LV Generation NHH or Aggregate HH | -0.78145
LV Sub Generation NHH | 0
LV Generation Intermittent | -11.7818
LV Generation Non-Intermittent | 9.9217
LV Sub Generation Intermittent | -0.12809
LV Sub Generation Non-Intermittent | 0.43883
HV Generation Intermittent | 331.5744
HV Generation Non-Intermittent | 255.8361
3606. Revenue forecast summary
Data sources:
x1 = 3403. Total net revenues before matching (£) (in Revenue surplus or shortfall)
x2 = 3510. Net revenues by tariff from scaler (in Scaler)
x3 = 3605. Net revenues by tariff from rounding
x4 = Total net revenues before matching (£) (in Revenue forecast summary)
x5 = Total net revenues from scaler (£) (in Revenue forecast summary)
x6 = Total net revenues from rounding (£) (in Revenue forecast summary)
x7 = Total net revenues (£) (in Revenue forecast summary)
x8 = 3402. Target CDCM revenue (£/year) (in Target CDCM revenue)
Kind: | Copy cells | Cell summation | Cell summation | Calculation | Calculation
Formula: | =x1 | =SUM(x2) | =SUM(x3) | =x4+x5+x6 | =x7-x8
| Total net revenues before matching (£) | Total net revenues from scaler (£) | Total net revenues from rounding (£) | Total net revenues (£) | Deviation from target revenue (£)
Revenue forecast summary | 315820033.9551 | 110819492.5335 | -55201.2113 | 426584325.2773 | -55201.2113
3607. Tariffs
Data sources:
x1 = 3604. Unit rate 1 p/kWh (in All the way tariffs)
x2 = 2304. Discount for each tariff (except for fixed charges) (in LDNO discounts and volumes adjusted for discount)
x3 = 3604. Unit rate 2 p/kWh (in All the way tariffs)
x4 = 3604. Unit rate 3 p/kWh (in All the way tariffs)
x5 = 3604. Fixed charge p/MPAN/day (in All the way tariffs)
x6 = 2304. Discount for each tariff for fixed charges only (in LDNO discounts and volumes adjusted for discount)
x7 = 3604. Capacity charge p/kVA/day (in All the way tariffs)
x8 = 3604. Reactive power charge p/kVArh (in All the way tariffs)
Kind: | Calculation | Calculation | Calculation | Calculation | Calculation | Calculation
Formula: | =ROUND(x1*(1-x2),3) | =ROUND(x3*(1-x2),3) | =ROUND(x4*(1-x2),3) | =ROUND(x5*(1-x6),2) | =ROUND(x7*(1-x2),2) | =ROUND(x8*(1-x2),3)
| Unit rate 1 p/kWh | Unit rate 2 p/kWh | Unit rate 3 p/kWh | Fixed charge p/MPAN/day | Capacity charge p/kVA/day | Reactive power charge p/kVArh
> Domestic Unrestricted
Domestic Unrestricted | 2.133 | 0 | 0 | 2.61 | 0 | 0
LDNO LV: Domestic Unrestricted | 1.513 | 0 | 0 | 1.85 | 0 | 0
LDNO HV: Domestic Unrestricted | 1.11 | 0 | 0 | 1.36 | 0 | 0
> Domestic Two Rate
Domestic Two Rate | 2.429 | 0.06 | 0 | 2.61 | 0 | 0
LDNO LV: Domestic Two Rate | 1.723 | 0.043 | 0 | 1.85 | 0 | 0
LDNO HV: Domestic Two Rate | 1.264 | 0.031 | 0 | 1.36 | 0 | 0
> Domestic Off Peak (related MPAN)
Domestic Off Peak (related MPAN) | 0.55 | 0 | 0 | 0 | 0 | 0
LDNO LV: Domestic Off Peak (related MPAN) | 0.39 | 0 | 0 | 0 | 0 | 0
LDNO HV: Domestic Off Peak (related MPAN) | 0.286 | 0 | 0 | 0 | 0 | 0
> Small Non Domestic Unrestricted
Small Non Domestic Unrestricted | 1.617 | 0 | 0 | 4.93 | 0 | 0
LDNO LV: Small Non Domestic Unrestricted | 1.147 | 0 | 0 | 3.5 | 0 | 0
LDNO HV: Small Non Domestic Unrestricted | 0.841 | 0 | 0 | 2.57 | 0 | 0
> Small Non Domestic Two Rate
Small Non Domestic Two Rate | 1.875 | 0.052 | 0 | 4.93 | 0 | 0
LDNO LV: Small Non Domestic Two Rate | 1.33 | 0.037 | 0 | 3.5 | 0 | 0
LDNO HV: Small Non Domestic Two Rate | 0.976 | 0.027 | 0 | 2.57 | 0 | 0
> Small Non Domestic Off Peak (related MPAN)
Small Non Domestic Off Peak (related MPAN) | 0.27 | 0 | 0 | 0 | 0 | 0
LDNO LV: Small Non Domestic Off Peak (related MPAN) | 0.192 | 0 | 0 | 0 | 0 | 0
LDNO HV: Small Non Domestic Off Peak (related MPAN) | 0.141 | 0 | 0 | 0 | 0 | 0
> LV Medium Non-Domestic
LV Medium Non-Domestic | 1.859 | 0.048 | 0 | 23.68 | 0 | 0
LDNO LV: LV Medium Non-Domestic | 1.319 | 0.034 | 0 | 16.8 | 0 | 0
LDNO HV: LV Medium Non-Domestic | 0.967 | 0.025 | 0 | 12.32 | 0 | 0
> LV Sub Medium Non-Domestic
LV Sub Medium Non-Domestic | 1.343 | 0.033 | 0 | 3.39 | 0 | 0
> HV Medium Non-Domestic
HV Medium Non-Domestic | 1.115 | 0.017 | 0 | 228.89 | 0 | 0
> LV Network Domestic
LV Network Domestic | 12.909 | 0.644 | 0.055 | 2.61 | 0 | 0
LDNO LV: LV Network Domestic | 9.158 | 0.457 | 0.039 | 1.85 | 0 | 0
LDNO HV: LV Network Domestic | 6.718 | 0.335 | 0.029 | 1.36 | 0 | 0
> LV Network Non-Domestic Non-CT
LV Network Non-Domestic Non-CT | 11.304 | 0.548 | 0.048 | 4.93 | 0 | 0
LDNO LV: LV Network Non-Domestic Non-CT | 8.019 | 0.389 | 0.034 | 3.5 | 0 | 0
LDNO HV: LV Network Non-Domestic Non-CT | 5.882 | 0.285 | 0.025 | 2.57 | 0 | 0
> LV HH Metered
LV HH Metered | 9.982 | 0.431 | 0.038 | 7.88 | 2.23 | 0.353
LDNO LV: LV HH Metered | 7.081 | 0.306 | 0.027 | 5.59 | 1.58 | 0.25
LDNO HV: LV HH Metered | 5.194 | 0.224 | 0.02 | 4.1 | 1.16 | 0.184
> LV Sub HH Metered
LV Sub HH Metered | 8.877 | 0.312 | 0.029 | 5.96 | 3.02 | 0.297
LDNO HV: LV Sub HH Metered | 6.6 | 0.232 | 0.022 | 4.43 | 2.25 | 0.221
> HV HH Metered
HV HH Metered | 6.434 | 0.14 | 0.015 | 59.88 | 3.88 | 0.192
LDNO HV: HV HH Metered | 5.402 | 0.118 | 0.013 | 50.28 | 3.26 | 0.161
> NHH UMS category A
NHH UMS category A | 1.77 | 0 | 0 | 0 | 0 | 0
LDNO LV: NHH UMS category A | 1.256 | 0 | 0 | 0 | 0 | 0
LDNO HV: NHH UMS category A | 0.921 | 0 | 0 | 0 | 0 | 0
> NHH UMS category B
NHH UMS category B | 2.329 | 0 | 0 | 0 | 0 | 0
LDNO LV: NHH UMS category B | 1.652 | 0 | 0 | 0 | 0 | 0
LDNO HV: NHH UMS category B | 1.212 | 0 | 0 | 0 | 0 | 0
> NHH UMS category C
NHH UMS category C | 3.729 | 0 | 0 | 0 | 0 | 0
LDNO LV: NHH UMS category C | 2.645 | 0 | 0 | 0 | 0 | 0
LDNO HV: NHH UMS category C | 1.94 | 0 | 0 | 0 | 0 | 0
> NHH UMS category D
NHH UMS category D | 1.287 | 0 | 0 | 0 | 0 | 0
LDNO LV: NHH UMS category D | 0.913 | 0 | 0 | 0 | 0 | 0
LDNO HV: NHH UMS category D | 0.67 | 0 | 0 | 0 | 0 | 0
> LV UMS (Pseudo HH Metered)
LV UMS (Pseudo HH Metered) | 34.4 | 1.047 | 0.608 | 0 | 0 | 0
LDNO LV: LV UMS (Pseudo HH Metered) | 24.403 | 0.743 | 0.431 | 0 | 0 | 0
LDNO HV: LV UMS (Pseudo HH Metered) | 17.901 | 0.545 | 0.316 | 0 | 0 | 0
> LV Generation NHH or Aggregate HH
LV Generation NHH or Aggregate HH | -0.709 | 0 | 0 | 0 | 0 | 0
LDNO LV: LV Generation NHH or Aggregate HH | -0.709 | 0 | 0 | 0 | 0 | 0
LDNO HV: LV Generation NHH or Aggregate HH | -0.709 | 0 | 0 | 0 | 0 | 0
> LV Sub Generation NHH
LV Sub Generation NHH | -0.616 | 0 | 0 | 0 | 0 | 0
LDNO HV: LV Sub Generation NHH | -0.616 | 0 | 0 | 0 | 0 | 0
> LV Generation Intermittent
LV Generation Intermittent | -0.709 | 0 | 0 | 0 | 0 | 0.247
LDNO LV: LV Generation Intermittent | -0.709 | 0 | 0 | 0 | 0 | 0.247
LDNO HV: LV Generation Intermittent | -0.709 | 0 | 0 | 0 | 0 | 0.247
> LV Generation Non-Intermittent
LV Generation Non-Intermittent | -6.133 | -0.452 | -0.031 | 0 | 0 | 0.247
LDNO LV: LV Generation Non-Intermittent | -6.133 | -0.452 | -0.031 | 0 | 0 | 0.247
LDNO HV: LV Generation Non-Intermittent | -6.133 | -0.452 | -0.031 | 0 | 0 | 0.247
> LV Sub Generation Intermittent
LV Sub Generation Intermittent | -0.616 | 0 | 0 | 0 | 0 | 0.224
LDNO HV: LV Sub Generation Intermittent | -0.616 | 0 | 0 | 0 | 0 | 0.224
> LV Sub Generation Non-Intermittent
LV Sub Generation Non-Intermittent | -5.393 | -0.378 | -0.025 | 0 | 0 | 0.224
LDNO HV: LV Sub Generation Non-Intermittent | -5.393 | -0.378 | -0.025 | 0 | 0 | 0.224
> HV Generation Intermittent
HV Generation Intermittent | -0.433 | 0 | 0 | 28.93 | 0 | 0.177
LDNO HV: HV Generation Intermittent | -0.433 | 0 | 0 | 0 | 0 | 0.177
> HV Generation Non-Intermittent
HV Generation Non-Intermittent | -3.973 | -0.224 | -0.013 | 28.93 | 0 | 0.177
LDNO HV: HV Generation Non-Intermittent | -3.973 | -0.224 | -0.013 | 0 | 0 | 0.177

## Tariffs
Tariffs for WPD East Midlands in April 15 (DCP179)
3701. Tariffs
Data sources:
x1 = 3607. Unit rate 1 p/kWh (in Tariffs)
x2 = 3607. Unit rate 2 p/kWh (in Tariffs)
x3 = 3607. Unit rate 3 p/kWh (in Tariffs)
x4 = 3607. Fixed charge p/MPAN/day (in Tariffs)
x5 = 3607. Capacity charge p/kVA/day (in Tariffs)
x6 = 3607. Reactive power charge p/kVArh (in Tariffs)
Kind: | Input data | Fixed data | Copy cells | Copy cells | Copy cells | Copy cells | Copy cells | Copy cells | Input data
Formula: |  |  | = x1 | = x2 | = x3 | = x4 | = x5 | = x6
| Open LLFCs | PCs | Unit rate 1 p/kWh | Unit rate 2 p/kWh | Unit rate 3 p/kWh | Fixed charge p/MPAN/day | Capacity charge p/kVA/day | Reactive power charge p/kVArh | Closed LLFCs
Domestic Unrestricted | 1 | 1 | 2.133 | 0 | 0 | 2.61 | 0 | 0
Domestic Two Rate | 3 | 2 | 2.429 | 0.06 | 0 | 2.61 | 0 | 0 | 4, 8
Domestic Off Peak (related MPAN) | 11 | 2 | 0.55 | 0 | 0 | 0 | 0 | 0 | 900
Small Non Domestic Unrestricted | 13 | 3 | 1.617 | 0 | 0 | 4.93 | 0 | 0 | 22, 34, 43
Small Non Domestic Two Rate | 37 | 4 | 1.875 | 0.052 | 0 | 4.93 | 0 | 0 | 16, 28, 31, 49, 52
Small Non Domestic Off Peak (related MPAN) | 901 | 4 | 0.27 | 0 | 0 | 0 | 0 | 0
LV Medium Non-Domestic | 81 | 5-8 | 1.859 | 0.048 | 0 | 23.68 | 0 | 0 | 83,85
LV Sub Medium Non-Domestic | 80 | 5-8 | 1.343 | 0.033 | 0 | 3.39 | 0 | 0
HV Medium Non-Domestic | 90 | 5-8 | 1.115 | 0.017 | 0 | 228.89 | 0 | 0
LV Network Domestic | 246 |  | 12.909 | 0.644 | 0.055 | 2.61 | 0 | 0
LV Network Non-Domestic Non-CT | 247 |  | 11.304 | 0.548 | 0.048 | 4.93 | 0 | 0
LV HH Metered | 58, 990 |  | 9.982 | 0.431 | 0.038 | 7.88 | 2.23 | 0.353
LV Sub HH Metered | 59 |  | 8.877 | 0.312 | 0.029 | 5.96 | 3.02 | 0.297
HV HH Metered | 60, 991 |  | 6.434 | 0.14 | 0.015 | 59.88 | 3.88 | 0.192 | 929
NHH UMS category A | 800 | 8 | 1.77 | 0 | 0 | 0 | 0 | 0
NHH UMS category B | 801 | 1 | 2.329 | 0 | 0 | 0 | 0 | 0
NHH UMS category C | 802 | 1 | 3.729 | 0 | 0 | 0 | 0 | 0
NHH UMS category D | 803 | 1 | 1.287 | 0 | 0 | 0 | 0 | 0
LV UMS (Pseudo HH Metered) | 804 |  | 34.4 | 1.047 | 0.608 | 0 | 0 | 0
LV Generation NHH or Aggregate HH | 986 | 8&0 | -0.709 | 0 | 0 | 0 | 0 | 0
LV Sub Generation NHH | 970 | 8 | -0.616 | 0 | 0 | 0 | 0 | 0
LV Generation Intermittent | 971 |  | -0.709 | 0 | 0 | 0 | 0 | 0.247
LV Generation Non-Intermittent | 973 |  | -6.133 | -0.452 | -0.031 | 0 | 0 | 0.247
LV Sub Generation Intermittent | 972 |  | -0.616 | 0 | 0 | 0 | 0 | 0.224
LV Sub Generation Non-Intermittent | 974 |  | -5.393 | -0.378 | -0.025 | 0 | 0 | 0.224
HV Generation Intermittent | 975 |  | -0.433 | 0 | 0 | 28.93 | 0 | 0.177
HV Generation Non-Intermittent | 977 |  | -3.973 | -0.224 | -0.013 | 28.93 | 0 | 0.177
LDNO LV: Domestic Unrestricted | 100 | 1 | 1.513 | 0 | 0 | 1.85 | 0 | 0
LDNO LV: Domestic Two Rate | 101 | 2 | 1.723 | 0.043 | 0 | 1.85 | 0 | 0
LDNO LV: Domestic Off Peak (related MPAN) | 102 | 2 | 0.39 | 0 | 0 | 0 | 0 | 0
LDNO LV: Small Non Domestic Unrestricted | 103 | 3 | 1.147 | 0 | 0 | 3.5 | 0 | 0
LDNO LV: Small Non Domestic Two Rate | 104 | 4 | 1.33 | 0.037 | 0 | 3.5 | 0 | 0
LDNO LV: Small Non Domestic Off Peak (related MPAN) | 105 | 4 | 0.192 | 0 | 0 | 0 | 0 | 0
LDNO LV: LV Medium Non-Domestic | 106 | 5-8 | 1.319 | 0.034 | 0 | 16.8 | 0 | 0
LDNO LV: LV Network Domestic |  |  | 9.158 | 0.457 | 0.039 | 1.85 | 0 | 0
LDNO LV: LV Network Non-Domestic Non-CT |  |  | 8.019 | 0.389 | 0.034 | 3.5 | 0 | 0
LDNO LV: LV HH Metered | 107 |  | 7.081 | 0.306 | 0.027 | 5.59 | 1.58 | 0.25
LDNO LV: NHH UMS category A | 152 | 8 | 1.256 | 0 | 0 | 0 | 0 | 0
LDNO LV: NHH UMS category B | 108 | 1 | 1.652 | 0 | 0 | 0 | 0 | 0
LDNO LV: NHH UMS category C | 153 | 1 | 2.645 | 0 | 0 | 0 | 0 | 0
LDNO LV: NHH UMS category D | 154 | 1 | 0.913 | 0 | 0 | 0 | 0 | 0
LDNO LV: LV UMS (Pseudo HH Metered) | 109 |  | 24.403 | 0.743 | 0.431 | 0 | 0 | 0
LDNO LV: LV Generation NHH or Aggregate HH | 110 | 8&0 | -0.709 | 0 | 0 | 0 | 0 | 0
LDNO LV: LV Generation Intermittent | 111 |  | -0.709 | 0 | 0 | 0 | 0 | 0.247
LDNO LV: LV Generation Non-Intermittent | 112 |  | -6.133 | -0.452 | -0.031 | 0 | 0 | 0.247
LDNO HV: Domestic Unrestricted | 113 | 1 | 1.11 | 0 | 0 | 1.36 | 0 | 0
LDNO HV: Domestic Two Rate | 114 | 2 | 1.264 | 0.031 | 0 | 1.36 | 0 | 0
LDNO HV: Domestic Off Peak (related MPAN) | 115 | 2 | 0.286 | 0 | 0 | 0 | 0 | 0
LDNO HV: Small Non Domestic Unrestricted | 116 | 3 | 0.841 | 0 | 0 | 2.57 | 0 | 0
LDNO HV: Small Non Domestic Two Rate | 117 | 4 | 0.976 | 0.027 | 0 | 2.57 | 0 | 0
LDNO HV: Small Non Domestic Off Peak (related MPAN) | 118 | 4 | 0.141 | 0 | 0 | 0 | 0 | 0
LDNO HV: LV Medium Non-Domestic | 119 | 5-8 | 0.967 | 0.025 | 0 | 12.32 | 0 | 0
LDNO HV: LV Network Domestic |  |  | 6.718 | 0.335 | 0.029 | 1.36 | 0 | 0
LDNO HV: LV Network Non-Domestic Non-CT |  |  | 5.882 | 0.285 | 0.025 | 2.57 | 0 | 0
LDNO HV: LV HH Metered | 120 |  | 5.194 | 0.224 | 0.02 | 4.1 | 1.16 | 0.184
LDNO HV: LV Sub HH Metered | 121 |  | 6.6 | 0.232 | 0.022 | 4.43 | 2.25 | 0.221
LDNO HV: HV HH Metered | 122 |  | 5.402 | 0.118 | 0.013 | 50.28 | 3.26 | 0.161
LDNO HV: NHH UMS category A | 149 | 8 | 0.921 | 0 | 0 | 0 | 0 | 0
LDNO HV: NHH UMS category B | 123 | 1 | 1.212 | 0 | 0 | 0 | 0 | 0
LDNO HV: NHH UMS category C | 150 | 1 | 1.94 | 0 | 0 | 0 | 0 | 0
LDNO HV: NHH UMS category D | 151 | 1 | 0.67 | 0 | 0 | 0 | 0 | 0
LDNO HV: LV UMS (Pseudo HH Metered) | 124 |  | 17.901 | 0.545 | 0.316 | 0 | 0 | 0
LDNO HV: LV Generation NHH or Aggregate HH | 125 | 8&0 | -0.709 | 0 | 0 | 0 | 0 | 0
LDNO HV: LV Sub Generation NHH | 126 | 8 | -0.616 | 0 | 0 | 0 | 0 | 0
LDNO HV: LV Generation Intermittent | 127 |  | -0.709 | 0 | 0 | 0 | 0 | 0.247
LDNO HV: LV Generation Non-Intermittent | 128 |  | -6.133 | -0.452 | -0.031 | 0 | 0 | 0.247
LDNO HV: LV Sub Generation Intermittent | 129 |  | -0.616 | 0 | 0 | 0 | 0 | 0.224
LDNO HV: LV Sub Generation Non-Intermittent | 130 |  | -5.393 | -0.378 | -0.025 | 0 | 0 | 0.224
LDNO HV: HV Generation Intermittent | 131 |  | -0.433 | 0 | 0 | 0 | 0 | 0.177
LDNO HV: HV Generation Non-Intermittent | 132 |  | -3.973 | -0.224 | -0.013 | 0 | 0 | 0.177

## Summary
Summary statistics for WPD East Midlands in April 15 (DCP179)
This sheet is for information only. It can be deleted without affecting any calculations elsewhere in the model.
3801. Headline parameters
Data sources:
x1 = 1010. Annuity proportion for customer-contributed assets (in Financial and general assumptions)
x2 = 3606. Total net revenues from scaler (£) (in Revenue forecast summary)
x3 = 3606. Deviation from target revenue (£) (in Revenue forecast summary)
x4 = 3402. Target CDCM revenue (£/year) (in Target CDCM revenue)
Kind: | Copy cells | Copy cells | Copy cells | Calculation
Formula: | = x1 | = x2 | = x3 | =x3/x4
| Annuity proportion for customer-contributed assets | Total net revenues from scaler (£) | Deviation from target revenue (£) | Over/under recovery
Headline parameters | 0 | 110819492.5335 | -55201.2113 | -0.01294%
3802. Revenue summary
Data sources:
x1 = 1053. Rate 1 units (MWh) by tariff (in Volume forecasts for the charging year)
x2 = 1053. Rate 2 units (MWh) by tariff (in Volume forecasts for the charging year)
x3 = 1053. Rate 3 units (MWh) by tariff (in Volume forecasts for the charging year)
x4 = 1053. MPANs by tariff (in Volume forecasts for the charging year)
x5 = 1010. Days in the charging year (in Financial and general assumptions)
x6 = 3607. Fixed charge p/MPAN/day (in Tariffs)
x7 = 3607. Capacity charge p/kVA/day (in Tariffs)
x8 = 1053. Import capacity (kVA) by tariff (in Volume forecasts for the charging year)
x9 = 3607. Unit rate 1 p/kWh (in Tariffs)
x10 = 3607. Unit rate 2 p/kWh (in Tariffs)
x11 = 3607. Unit rate 3 p/kWh (in Tariffs)
x12 = 3607. Reactive power charge p/kVArh (in Tariffs)
x13 = 1053. Reactive power units (MVArh) by tariff (in Volume forecasts for the charging year)
x14 = All units (MWh) (in Revenue summary)
x15 = Net revenues (£) (in Revenue summary)
x16 = MPANs by tariff (in Volume forecasts for the charging year) (copy) (in Revenue summary)
x17 = Revenues from unit rates (£) (in Revenue summary)
x18 = Net revenues from unit rate 1 (£) (in Revenue summary)
x19 = Net revenues from unit rate 2 (£) (in Revenue summary)
x20 = Net revenues from unit rate 3 (£) (in Revenue summary)
x21 = Revenues from fixed charges (£) (in Revenue summary)
x22 = Revenues from capacity charges (£) (in Revenue summary)
x23 = Revenues from reactive power charges (£) (in Revenue summary)
Kind: | Calculation | Copy cells | Calculation | Calculation | Calculation | Calculation | Calculation | Calculation | Calculation | Calculation | Calculation | Calculation | Calculation | Calculation | Calculation | Calculation | Calculation | Calculation | Calculation
Formula: | =x1+x2+x3 | = x4 | =0.01*x5*(x6*x4+x7*x8)+10*(x9*x1+x10*x2+x11*x3+x12*x13) | =10*(x9*x1+x10*x2+x11*x3) | =x6*x5*x4/100 | =x7*x5*x8/100 | =x12*x13*10 | =IF(x14<>0,0.1*x15/x14,"") | =IF(x16<>0,x15/x16,"") | =IF(x14<>0,0.1*x17/x14,0) | =x9*x1*10 | =x10*x2*10 | =x11*x3*10 | =IF(x17<>0,x18/x17,"") | =IF(x17<>0,x19/x17,"") | =IF(x17<>0,x20/x17,"") | =IF(x15<>0,x21/x15,"") | =IF(x15<>0,x22/x15,"") | =IF(x15<>0,x23/x15,"")
| All units (MWh) | MPANs | Net revenues (£) | Revenues from unit rates (£) | Revenues from fixed charges (£) | Revenues from capacity charges (£) | Revenues from reactive power charges (£) | Average p/kWh | Average £/MPAN | Average unit rate p/kWh | Net revenues from unit rate 1 (£) | Net revenues from unit rate 2 (£) | Net revenues from unit rate 3 (£) | Rate 1 revenue proportion | Rate 2 revenue proportion | Rate 3 revenue proportion | Fixed charge proportion | Capacity charge proportion | Reactive power charge proportion
> Domestic Unrestricted
Domestic Unrestricted | 5189053.6584 | 1502720 | 125037397.6055 | 110682514.5335 | 14354883.072 | 0 | 0 | 2.4096 | 83.2074 | 2.133 | 110682514.5335 | 0 | 0 | 100% | 0% | 0% | 11.48% | 0% | 0%
LDNO LV: Domestic Unrestricted | 51834.4931 | 16210 | 894013.7903 | 784255.8803 | 109757.91 | 0 | 0 | 1.7247 | 55.152 | 1.513 | 784255.8803 | 0 | 0 | 100% | 0% | 0% | 12.28% | 0% | 0%
LDNO HV: Domestic Unrestricted | 66525.5184 | 20364 | 839797.1007 | 738433.2543 | 101363.8464 | 0 | 0 | 1.2624 | 41.2393 | 1.11 | 738433.2543 | 0 | 0 | 100% | 0% | 0% | 12.07% | 0% | 0%
> Domestic Two Rate
Domestic Two Rate | 4161838.5512 | 902930 | 78208211.7278 | 69582882.6098 | 8625329.118 | 0 | 0 | 1.8792 | 86.616 | 1.6719 | 68784870.5592 | 798012.0506 | 0 | 98.85% | 1.147% | 0% | 11.03% | 0% | 0%
LDNO LV: Domestic Two Rate | 4303.8501 | 943 | 64365.4372 | 57980.3842 | 6385.053 | 0 | 0 | 1.4955 | 68.256 | 1.3472 | 57566.3824 | 414.0018 | 0 | 99.29% | 0.714% | 0% | 9.92% | 0% | 0%
LDNO HV: Domestic Two Rate | 6641.6555 | 1451 | 71576.168 | 64353.6704 | 7222.4976 | 0 | 0 | 1.0777 | 49.3289 | 0.96894 | 63860.9677 | 492.7028 | 0 | 99.23% | 0.7656% | 0% | 10.09% | 0% | 0%
> Domestic Off Peak (related MPAN)
Domestic Off Peak (related MPAN) | 149489.9397 | 36798 | 822194.6683 | 822194.6683 | 0 | 0 | 0 | 0.55 | 22.3435 | 0.55 | 822194.6683 | 0 | 0 | 100% | 0% | 0% | 0% | 0% | 0%
LDNO LV: Domestic Off Peak (related MPAN) | 0 | 0 | 0 | 0 | 0 | 0 | 0 |  |  | 0 | 0 | 0 | 0
LDNO HV: Domestic Off Peak (related MPAN) | 0 | 0 | 0 | 0 | 0 | 0 | 0 |  |  | 0 | 0 | 0 | 0
> Small Non Domestic Unrestricted
Small Non Domestic Unrestricted | 1119429.2075 | 94423 | 19804920.0121 | 18101170.2847 | 1703749.7274 | 0 | 0 | 1.7692 | 209.7468 | 1.617 | 18101170.2847 | 0 | 0 | 100% | 0% | 0% | 8.603% | 0% | 0%
LDNO LV: Small Non Domestic Unrestricted | 3194.7325 | 397 | 41729.1521 | 36643.5821 | 5085.57 | 0 | 0 | 1.3062 | 105.1112 | 1.147 | 36643.5821 | 0 | 0 | 100% | 0% | 0% | 12.19% | 0% | 0%
LDNO HV: Small Non Domestic Unrestricted | 7110.5701 | 536 | 64841.6176 | 59799.8944 | 5041.7232 | 0 | 0 | 0.9119 | 120.9732 | 0.841 | 59799.8944 | 0 | 0 | 100% | 0% | 0% | 7.775% | 0% | 0%
> Small Non Domestic Two Rate
Small Non Domestic Two Rate | 2070612.6289 | 81818 | 31140109.9676 | 29663802.3392 | 1476307.6284 | 0 | 0 | 1.5039 | 380.6022 | 1.4326 | 29402513.4793 | 261288.8599 | 0 | 99.12% | 0.8808% | 0% | 4.741% | 0% | 0%
LDNO LV: Small Non Domestic Two Rate | 283.4276 | 5 | 2835.6979 | 2771.6479 | 64.05 | 0 | 0 | 1.0005 | 567.1396 | 0.9779 | 2743.0913 | 28.5567 | 0 | 98.97% | 1.03% | 0% | 2.259% | 0% | 0%
LDNO HV: Small Non Domestic Two Rate | 898.8537 | 27 | 7361.7242 | 7107.7568 | 253.9674 | 0 | 0 | 0.81901 | 272.6565 | 0.79076 | 7060.3843 | 47.3725 | 0 | 99.33% | 0.6665% | 0% | 3.45% | 0% | 0%
> Small Non Domestic Off Peak (related MPAN)
Small Non Domestic Off Peak (related MPAN) | 5440.1915 | 710 | 14688.5171 | 14688.5171 | 0 | 0 | 0 | 0.27 | 20.6881 | 0.27 | 14688.5171 | 0 | 0 | 100% | 0% | 0% | 0% | 0% | 0%
LDNO LV: Small Non Domestic Off Peak (related MPAN) | 0 | 0 | 0 | 0 | 0 | 0 | 0 |  |  | 0 | 0 | 0 | 0
LDNO HV: Small Non Domestic Off Peak (related MPAN) | 0 | 0 | 0 | 0 | 0 | 0 | 0 |  |  | 0 | 0 | 0 | 0
> LV Medium Non-Domestic
LV Medium Non-Domestic | 888700.211 | 8226 | 13962768.6853 | 13249831.1365 | 712937.5488 | 0 | 0 | 1.5711 | 1697.3947 | 1.4909 | 13163131.4801 | 86699.6564 | 0 | 99.35% | 0.6543% | 0% | 5.106% | 0% | 0%
LDNO LV: LV Medium Non-Domestic | 580.868 | 10 | 6736.5677 | 6121.6877 | 614.88 | 0 | 0 | 1.1597 | 673.6568 | 1.0539 | 6080.9416 | 40.7461 | 0 | 99.33% | 0.6656% | 0% | 9.127% | 0% | 0%
LDNO HV: LV Medium Non-Domestic | 4296.4315 | 50 | 35675.0231 | 33420.4631 | 2254.56 | 0 | 0 | 0.83034 | 713.5005 | 0.77787 | 33204.8042 | 215.6589 | 0 | 99.35% | 0.6453% | 0% | 6.32% | 0% | 0%
> LV Sub Medium Non-Domestic
LV Sub Medium Non-Domestic | 0 | 0 | 0 | 0 | 0 | 0 | 0 |  |  | 0 | 0 | 0 | 0
> HV Medium Non-Domestic
HV Medium Non-Domestic | 25527.6113 | 155 | 353875.6653 | 224026.3683 | 129849.297 | 0 | 0 | 1.3862 | 2283.0688 | 0.87758 | 223088.0164 | 938.352 | 0 | 99.58% | 0.4189% | 0% | 36.69% | 0% | 0%
> LV Network Domestic
LV Network Domestic | 0 | 0 | 0 | 0 | 0 | 0 | 0 |  |  | 0 | 0 | 0 | 0
LDNO LV: LV Network Domestic | 0 | 0 | 0 | 0 | 0 | 0 | 0 |  |  | 0 | 0 | 0 | 0
LDNO HV: LV Network Domestic | 0 | 0 | 0 | 0 | 0 | 0 | 0 |  |  | 0 | 0 | 0 | 0
> LV Network Non-Domestic Non-CT
LV Network Non-Domestic Non-CT | 0 | 0 | 0 | 0 | 0 | 0 | 0 |  |  | 0 | 0 | 0 | 0
LDNO LV: LV Network Non-Domestic Non-CT | 0 | 0 | 0 | 0 | 0 | 0 | 0 |  |  | 0 | 0 | 0 | 0
LDNO HV: LV Network Non-Domestic Non-CT | 0 | 0 | 0 | 0 | 0 | 0 | 0 |  |  | 0 | 0 | 0 | 0
> LV HH Metered
LV HH Metered | 2983519.3307 | 8177 | 52645690.4954 | 38497964.7508 | 235831.2216 | 12675275.4 | 1236619.123 | 1.7646 | 6438.2647 | 1.2904 | 32466277.9355 | 5507087.4704 | 524599.3448 | 84.33% | 14.3% | 1.363% | 0.448% | 24.08% | 2.349%
LDNO LV: LV HH Metered | 5745.3208 | 20 | 77739.0522 | 53226.6067 | 409.188 | 23131.2 | 972.0575 | 1.3531 | 3886.9526 | 0.92643 | 44941.9146 | 7573.0283 | 711.6638 | 84.44% | 14.23% | 1.337% | 0.5264% | 29.75% | 1.25%
LDNO HV: LV HH Metered | 84730.7537 | 202 | 856587.5921 | 545117.3083 | 3031.212 | 297192 | 11247.0718 | 1.011 | 4240.5326 | 0.64335 | 461643.6134 | 75001.7307 | 8471.9642 | 84.69% | 13.76% | 1.554% | 0.3539% | 34.69% | 1.313%
> LV Sub HH Metered
LV Sub HH Metered | 66008.7571 | 96 | 1240379.6536 | 712808.2938 | 2094.1056 | 508447.2 | 17030.0542 | 1.8791 | 12920.6214 | 1.0799 | 619952.4868 | 83499.7675 | 9356.0394 | 86.97% | 11.71% | 1.313% | 0.1688% | 40.99% | 1.373%
LDNO HV: LV Sub HH Metered | 0 | 0 | 0 | 0 | 0 | 0 | 0 |  |  | 0 | 0 | 0 | 0
> HV HH Metered
HV HH Metered | 7913872.9256 | 2929 | 95313065.4961 | 55190898.7091 | 641921.9832 | 38058144 | 1422100.8038 | 1.2044 | 32541.1627 | 0.69739 | 50373219.7756 | 4197800.6978 | 619878.2357 | 91.27% | 7.606% | 1.123% | 0.6735% | 39.93% | 1.492%
LDNO HV: HV HH Metered | 36313.1801 | 7 | 362384.3175 | 225063.1312 | 1288.1736 | 131247.6 | 4785.4127 | 0.99794 | 51769.1882 | 0.61978 | 205770.2954 | 16932.7887 | 2360.0472 | 91.43% | 7.524% | 1.049% | 0.3555% | 36.22% | 1.321%
> NHH UMS category A
NHH UMS category A | 52421.2244 | 1418 | 927855.6717 | 927855.6717 | 0 | 0 | 0 | 1.77 | 654.3411 | 1.77 | 927855.6717 | 0 | 0 | 100% | 0% | 0% | 0% | 0% | 0%
LDNO LV: NHH UMS category A | 281.3497 | 0 | 3533.7528 | 3533.7528 | 0 | 0 | 0 | 1.256 |  | 1.256 | 3533.7528 | 0 | 0 | 100% | 0% | 0% | 0% | 0% | 0%
LDNO HV: NHH UMS category A | 190.568 | 0 | 1755.1316 | 1755.1316 | 0 | 0 | 0 | 0.921 |  | 0.921 | 1755.1316 | 0 | 0 | 100% | 0% | 0% | 0% | 0% | 0%
> NHH UMS category B
NHH UMS category B | 23374.4091 | 1167 | 544389.9887 | 544389.9887 | 0 | 0 | 0 | 2.329 | 466.4867 | 2.329 | 544389.9887 | 0 | 0 | 100% | 0% | 0% | 0% | 0% | 0%
LDNO LV: NHH UMS category B | 136.6159 | 0 | 2256.8951 | 2256.8951 | 0 | 0 | 0 | 1.652 |  | 1.652 | 2256.8951 | 0 | 0 | 100% | 0% | 0% | 0% | 0% | 0%
LDNO HV: NHH UMS category B | 467.2082 | 0 | 5662.5637 | 5662.5637 | 0 | 0 | 0 | 1.212 |  | 1.212 | 5662.5637 | 0 | 0 | 100% | 0% | 0% | 0% | 0% | 0%
> NHH UMS category C
NHH UMS category C | 381.6382 | 159 | 14231.2899 | 14231.2899 | 0 | 0 | 0 | 3.729 | 89.505 | 3.729 | 14231.2899 | 0 | 0 | 100% | 0% | 0% | 0% | 0% | 0%
LDNO LV: NHH UMS category C | 0 | 0 | 0 | 0 | 0 | 0 | 0 |  |  | 0 | 0 | 0 | 0
LDNO HV: NHH UMS category C | 0 | 0 | 0 | 0 | 0 | 0 | 0 |  |  | 0 | 0 | 0 | 0
> NHH UMS category D
NHH UMS category D | 9513.7048 | 257 | 122441.3814 | 122441.3814 | 0 | 0 | 0 | 1.287 | 476.4256 | 1.287 | 122441.3814 | 0 | 0 | 100% | 0% | 0% | 0% | 0% | 0%
LDNO LV: NHH UMS category D | 0 | 0 | 0 | 0 | 0 | 0 | 0 |  |  | 0 | 0 | 0 | 0
LDNO HV: NHH UMS category D | 0 | 0 | 0 | 0 | 0 | 0 | 0 |  |  | 0 | 0 | 0 | 0
> LV UMS (Pseudo HH Metered)
LV UMS (Pseudo HH Metered) | 263890.3308 | 18 | 6358527.4458 | 6358527.4458 | 0 | 0 | 0 | 2.4095 | 353251.5248 | 2.4095 | 4699158.7826 | 329054.5735 | 1330314.0897 | 73.9% | 5.175% | 20.92% | 0% | 0% | 0%
LDNO LV: LV UMS (Pseudo HH Metered) | 0 | 0 | 0 | 0 | 0 | 0 | 0 |  |  | 0 | 0 | 0 | 0
LDNO HV: LV UMS (Pseudo HH Metered) | 0 | 0 | 0 | 0 | 0 | 0 | 0 |  |  | 0 | 0 | 0 | 0
> LV Generation NHH or Aggregate HH
LV Generation NHH or Aggregate HH | 1355.4925 | 115 | -9610.4421 | -9610.4421 | 0 | 0 | 0 | -0.709 | -83.5691 | -0.709 | -9610.4421 | 0 | 0 | 100% | 0% | 0% | 0% | 0% | 0%
LDNO LV: LV Generation NHH or Aggregate HH | 29.6625 | 0 | -210.3074 | -210.3074 | 0 | 0 | 0 | -0.709 |  | -0.709 | -210.3074 | 0 | 0 | 100% | 0% | 0% | 0% | 0% | 0%
LDNO HV: LV Generation NHH or Aggregate HH | 0 | 0 | 0 | 0 | 0 | 0 | 0 |  |  | 0 | 0 | 0 | 0
> LV Sub Generation NHH
LV Sub Generation NHH | 0 | 0 | 0 | 0 | 0 | 0 | 0 |  |  | 0 | 0 | 0 | 0
LDNO HV: LV Sub Generation NHH | 0 | 0 | 0 | 0 | 0 | 0 | 0 |  |  | 0 | 0 | 0 | 0
> LV Generation Intermittent
LV Generation Intermittent | 26187.0171 | 187 | -182904.4171 | -185665.9512 | 0 | 0 | 2761.5341 | -0.69845 | -978.0985 | -0.709 | -185665.9512 | 0 | 0 | 100% | 0% | 0% | 0% | 0% | -1.51%
LDNO LV: LV Generation Intermittent | 0 | 0 | 0 | 0 | 0 | 0 | 0 |  |  | 0 | 0 | 0 | 0
LDNO HV: LV Generation Intermittent | 0 | 0 | 0 | 0 | 0 | 0 | 0 |  |  | 0 | 0 | 0 | 0
> LV Generation Non-Intermittent
LV Generation Non-Intermittent | 5644.6191 | 70 | -41130.0026 | -42710.9631 | 0 | 0 | 1580.9606 | -0.72866 | -587.5715 | -0.75667 | -31239.7318 | -10606.7592 | -864.4721 | 73.14% | 24.83% | 2.024% | 0% | 0% | -3.844%
LDNO LV: LV Generation Non-Intermittent | 0 | 0 | 0 | 0 | 0 | 0 | 0 |  |  | 0 | 0 | 0 | 0
LDNO HV: LV Generation Non-Intermittent | 0 | 0 | 0 | 0 | 0 | 0 | 0 |  |  | 0 | 0 | 0 | 0
> LV Sub Generation Intermittent
LV Sub Generation Intermittent | 95.5954 | 4 | -500.1973 | -588.8677 | 0 | 0 | 88.6704 | -0.52324 | -125.0493 | -0.616 | -588.8677 | 0 | 0 | 100% | 0% | 0% | 0% | 0% | -17.73%
LDNO HV: LV Sub Generation Intermittent | 0 | 0 | 0 | 0 | 0 | 0 | 0 |  |  | 0 | 0 | 0 | 0
> LV Sub Generation Non-Intermittent
LV Sub Generation Non-Intermittent | 1668.819 | 1 | -10272.5135 | -10272.8406 | 0 | 0 | 0.32704 | -0.61556 | -10272.5135 | -0.61558 | -8075.1546 | -1946.6622 | -251.0237 | 78.61% | 18.95% | 2.444% | 0% | 0% | -0.003184%
LDNO HV: LV Sub Generation Non-Intermittent | 0 | 0 | 0 | 0 | 0 | 0 | 0 |  |  | 0 | 0 | 0 | 0
> HV Generation Intermittent
HV Generation Intermittent | 71660.6733 | 40 | -302960.0298 | -310290.7153 | 4235.352 | 0 | 3095.3335 | -0.42277 | -7574.0007 | -0.433 | -310290.7153 | 0 | 0 | 100% | 0% | 0% | -1.398% | 0% | -1.022%
LDNO HV: HV Generation Intermittent | 5.0785 | 0 | -21.9897 | -21.9897 | 0 | 0 | 0 | -0.433 |  | -0.433 | -21.9897 | 0 | 0 | 100% | 0% | 0% | 0% | 0% | 0%
> HV Generation Non-Intermittent
HV Generation Non-Intermittent | 607411.2304 | 160 | -2717639.3568 | -2738992.2632 | 16941.408 | 0 | 4411.4984 | -0.44741 | -16985.246 | -0.45093 | -2270716.9291 | -421185.6676 | -47089.6665 | 82.9% | 15.38% | 1.719% | -0.6234% | 0% | -0.1623%
LDNO HV: HV Generation Non-Intermittent | 0 | 0 | 0 | 0 | 0 | 0 | 0 |  |  | 0 | 0 | 0 | 0
3803. Revenue summary by tariff component
Data sources:
x1 = 3802. All units (MWh) (in Revenue summary)
x2 = 3802. MPANs by tariff (in Volume forecasts for the charging year) (copy) (in Revenue summary)
x3 = 3802. Net revenues (£) (in Revenue summary)
x4 = 3802. Revenues from unit rates (£) (in Revenue summary)
x5 = 3802. Revenues from fixed charges (£) (in Revenue summary)
x6 = 3802. Revenues from capacity charges (£) (in Revenue summary)
x7 = 3802. Revenues from reactive power charges (£) (in Revenue summary)
Kind: | Cell summation | Cell summation | Cell summation | Cell summation | Cell summation | Cell summation | Cell summation
Formula: | =SUM(x1) | =SUM(x2) | =SUM(x3) | =SUM(x4) | =SUM(x5) | =SUM(x6) | =SUM(x7)
| Total units (MWh) | Total MPANs | Total net revenues (£) | Total net revenues from unit rates (£) | Total revenues from fixed charges (£) | Total revenues from capacity charges (£) | Total revenues from reactive power charges (£)
Revenue summary by tariff component | 25910667.9052 | 2682800 | 426584350.5987 | 344039367.2585 | 28146853.0932 | 51693437.4 | 2704692.847

## M-ATW
Tariff matrices for WPD East Midlands in April 15 (DCP179)
This sheet provides matrices breaking down each tariff component into its elements.
This sheet is for information only. It can be deleted without affecting any calculations elsewhere in the model.
Domestic Unrestricted
Domestic Two Rate
Domestic Off Peak (related MPAN)
Small Non Domestic Unrestricted
Small Non Domestic Two Rate
Small Non Domestic Off Peak (related MPAN)
LV Medium Non-Domestic
LV Sub Medium Non-Domestic
HV Medium Non-Domestic
LV Network Domestic
LV Network Non-Domestic Non-CT
LV HH Metered
LV Sub HH Metered
HV HH Metered
NHH UMS category A
NHH UMS category B
NHH UMS category C
NHH UMS category D
LV UMS (Pseudo HH Metered)
LV Generation NHH or Aggregate HH
LV Sub Generation NHH
LV Generation Intermittent
LV Generation Non-Intermittent
LV Sub Generation Intermittent
LV Sub Generation Non-Intermittent
HV Generation Intermittent
HV Generation Non-Intermittent
Domestic Unrestricted
| Rate 1 units (MWh) | MPANs | MWh/year | MWh/MPAN/year
Domestic Unrestricted | 5260443.4848 | 1524816.3589 | 5260443.4848 | 3.4499
| Unit rate 1 p/kWh | Fixed charge p/MPAN/day | Revenue (£/year) | Average p/kWh | Average £/MPAN/year
Assets 132kV | 0.28677 | 0 | 15085590.7262 | 0.28677 | 9.8934
Assets 132kV/EHV | 0.096013 | 0 | 5050687.4691 | 0.096013 | 3.3123
Assets EHV | 0.13696 | 0 | 7204847.5913 | 0.13696 | 4.7251
Assets EHV/HV | 0.19202 | 0 | 10101275.6606 | 0.19202 | 6.6246
Assets 132kV/HV | 0.013974 | 0 | 735103.8811 | 0.013974 | 0.48209
Assets HV | 0.17643 | 0 | 9280917.9865 | 0.17643 | 6.0866
Assets HV/LV | 0.064196 | 0 | 3376985.3735 | 0.064196 | 2.2147
Assets LV circuits | 0 | 0.1374 | 766799.2435 | 0.014577 | 0.50288
Assets LV customer |  | 0 | 0 | 0 | 0
Assets HV customer |  | 0 | 0 | 0 | 0
Transmission exit | 0.058724 | 0 | 3089127.6617 | 0.058724 | 2.0259
Operating 132kV | 0.11095 | 0 | 5836237.6686 | 0.11095 | 3.8275
Operating 132kV/EHV | 0.037145 | 0 | 1953984.633 | 0.037145 | 1.2815
Operating EHV | 0.052987 | 0 | 2787375.2955 | 0.052987 | 1.828
Operating EHV/HV | 0.074289 | 0 | 3907930.8581 | 0.074289 | 2.5629
Operating 132kV/HV | 0.0054063 | 0 | 284393.3021 | 0.0054063 | 0.18651
Operating HV | 0.13104 | 0 | 6893426.8703 | 0.13104 | 4.5208
Operating HV/LV | 0.085324 | 0 | 4488417.008 | 0.085324 | 2.9436
Operating LV circuits | 0 | 0.86735 | 4840522.7794 | 0.092017 | 3.1745
Operating LV customer |  | 1.6079 | 8973545.4847 | 0.17059 | 5.885
Operating HV customer |  | 0 | 0 | 0 | 0
Scaler | 0.61106 | 0 | 32144371.686 | 0.61106 | 21.0808
Rounding | -0.00029302 | -0.0026711 | -30320.8982 | -0.00057639 | -0.019885
Total | 2.133 | 2.61 | 126771220.281 | 2.4099 | 83.1387
Domestic Two Rate
| Rate 1 units (MWh) | Rate 2 units (MWh) | MPANs | MWh/year | MWh/MPAN/year
Domestic Two Rate | 2836817.7129 | 1331530.1607 | 904354.0326 | 4168347.8735 | 4.6092
| Unit rate 1 p/kWh | Unit rate 2 p/kWh | Fixed charge p/MPAN/day | Average unit rate (p/kWh) | Revenue (£/year) | Average p/kWh | Average £/MPAN/year
Assets 132kV | 0.33336 | 0.00085251 | 0 | 0.22715 | 9468200.2224 | 0.22715 | 10.4696
Assets 132kV/EHV | 0.11161 | 0.00028542 | 0 | 0.076049 | 3169973.3266 | 0.076049 | 3.5052
Assets EHV | 0.15005 | 0.0066695 | 0 | 0.10425 | 4345366.6583 | 0.10425 | 4.8049
Assets EHV/HV | 0.21037 | 0.0093507 | 0 | 0.14616 | 6092251.9047 | 0.14616 | 6.7366
Assets 132kV/HV | 0.016244 | 4.1542e-05 | 0 | 0.011069 | 461374.7553 | 0.011069 | 0.51017
Assets HV | 0.19328 | 0.0085913 | 0 | 0.13429 | 5597480.1778 | 0.13429 | 6.1895
Assets HV/LV | 0.070329 | 0.0031261 | 0 | 0.048862 | 2036717.5657 | 0.048862 | 2.2521
Assets LV circuits | 0 | 0 | 0.1374 | 0 | 454781.3145 | 0.01091 | 0.50288
Assets LV customer |  |  | 0 | 0 | 0 | 0 | 0
Assets HV customer |  |  | 0 | 0 | 0 | 0 | 0
Transmission exit | 0.069176 | 0.0012224 | 0 | 0.047469 | 1978681.5938 | 0.047469 | 2.188
Operating 132kV | 0.12897 | 0.00032981 | 0 | 0.087877 | 3663009.8081 | 0.087877 | 4.0504
Operating 132kV/EHV | 0.043179 | 0.00011042 | 0 | 0.029421 | 1226383.3795 | 0.029421 | 1.3561
Operating EHV | 0.058049 | 0.0025803 | 0 | 0.04033 | 1681113.6557 | 0.04033 | 1.8589
Operating EHV/HV | 0.081386 | 0.0036176 | 0 | 0.056544 | 2356939.8573 | 0.056544 | 2.6062
Operating 132kV/HV | 0.0062845 | 1.6071e-05 | 0 | 0.0042821 | 178494.351 | 0.0042821 | 0.19737
Operating HV | 0.14356 | 0.0063812 | 0 | 0.099741 | 4157543.5016 | 0.099741 | 4.5973
Operating HV/LV | 0.093475 | 0.0041549 | 0 | 0.064943 | 2707040.9703 | 0.064943 | 2.9933
Operating LV circuits | 0 | 0 | 0.86735 | 0 | 2870867.8721 | 0.068873 | 3.1745
Operating LV customer |  |  | 1.6079 | 0 | 5322124.2011 | 0.12768 | 5.885
Operating HV customer |  |  | 0 | 0 | 0 | 0 | 0
Scaler | 0.71982 | 0.01272 | 0 | 0.49395 | 20589461.9983 | 0.49395 | 22.767
Rounding | -0.00014622 | -4.997e-05 | -0.0026711 | -0.00011547 | -13654.4404 | -0.00032757 | -0.015099
Total | 2.429 | 0.06 | 2.61 | 1.6723 | 78344152.6737 | 1.8795 | 86.63
Domestic Off Peak (related MPAN)
| Rate 1 units (MWh) | MWh/year
Domestic Off Peak (related MPAN) | 149489.9397 | 149489.9397
| Unit rate 1 p/kWh | Revenue (£/year) | Average p/kWh
Assets 132kV | 0.069166 | 103396.7435 | 0.069166
Assets 132kV/EHV | 0.023157 | 34617.4469 | 0.023157
Assets EHV | 0.040616 | 60716.6791 | 0.040616
Assets EHV/HV | 0.056944 | 85125.4527 | 0.056944
Assets 132kV/HV | 0.0033704 | 5038.4071 | 0.0033704
Assets HV | 0.052319 | 78212.1359 | 0.052319
Assets HV/LV | 0.019037 | 28458.5253 | 0.019037
Assets LV circuits | 0 | 0 | 0
Transmission exit | 0.012808 | 19146.1963 | 0.012808
Operating 132kV | 0.026759 | 40001.6135 | 0.026759
Operating 132kV/EHV | 0.0089589 | 13392.6242 | 0.0089589
Operating EHV | 0.015713 | 23489.7642 | 0.015713
Operating EHV/HV | 0.02203 | 32932.9081 | 0.02203
Operating 132kV/HV | 0.0013039 | 1949.2337 | 0.0013039
Operating HV | 0.03886 | 58092.2749 | 0.03886
Operating HV/LV | 0.025303 | 37824.78 | 0.025303
Operating LV circuits | 0 | 0 | 0
Scaler | 0.13327 | 199228.5578 | 0.13327
Rounding | 0.00038218 | 571.3251 | 0.00038218
Total | 0.55 | 822194.6683 | 0.55
Small Non Domestic Unrestricted
| Rate 1 units (MWh) | MPANs | MWh/year | MWh/MPAN/year
Small Non Domestic Unrestricted | 1125395.7308 | 94983.5545 | 1125395.7308 | 11.8483
| Unit rate 1 p/kWh | Fixed charge p/MPAN/day | Revenue (£/year) | Average p/kWh | Average £/MPAN/year
Assets 132kV | 0.21735 | 0 | 2446053.9945 | 0.21735 | 25.7524
Assets 132kV/EHV | 0.072769 | 0 | 818944.0164 | 0.072769 | 8.622
Assets EHV | 0.10381 | 0 | 1168230.4359 | 0.10381 | 12.2993
Assets EHV/HV | 0.14554 | 0 | 1637871.9354 | 0.14554 | 17.2437
Assets 132kV/HV | 0.010591 | 0 | 119193.462 | 0.010591 | 1.2549
Assets HV | 0.13372 | 0 | 1504854.9921 | 0.13372 | 15.8433
Assets HV/LV | 0.048655 | 0 | 547561.4918 | 0.048655 | 5.7648
Assets LV circuits | 0 | 0.1374 | 47765.3045 | 0.0042443 | 0.50288
Assets LV customer |  | 0 | 0 | 0 | 0
Assets HV customer |  | 0 | 0 | 0 | 0
Transmission exit | 0.044508 | 0 | 500886.7862 | 0.044508 | 5.2734
Operating 132kV | 0.084087 | 0 | 946317.0996 | 0.084087 | 9.963
Operating 132kV/EHV | 0.028153 | 0 | 316828.9531 | 0.028153 | 3.3356
Operating EHV | 0.04016 | 0 | 451959.131 | 0.04016 | 4.7583
Operating EHV/HV | 0.056305 | 0 | 633651.6785 | 0.056305 | 6.6712
Operating 132kV/HV | 0.0040975 | 0 | 46112.9687 | 0.0040975 | 0.48548
Operating HV | 0.099319 | 0 | 1117735.1048 | 0.099319 | 11.7677
Operating HV/LV | 0.064668 | 0 | 727774.6394 | 0.064668 | 7.6621
Operating LV circuits | 0 | 0.86735 | 301524.8732 | 0.026793 | 3.1745
Operating LV customer |  | 3.9301 | 1366258.4396 | 0.1214 | 14.3842
Operating HV customer |  | 0 | 0 | 0 | 0
Scaler | 0.46313 | 0 | 5212051.0353 | 0.46313 | 54.8732
Rounding | 0.00014406 | -0.0048451 | -63.1146 | -5.6082e-06 | -0.00066448
Total | 1.617 | 4.93 | 19911513.2273 | 1.7693 | 209.6312
Small Non Domestic Two Rate
| Rate 1 units (MWh) | Rate 2 units (MWh) | MPANs | MWh/year | MWh/MPAN/year
Small Non Domestic Two Rate | 1568656.8049 | 502624.6304 | 81835.5972 | 2071281.4353 | 25.3103
| Unit rate 1 p/kWh | Unit rate 2 p/kWh | Fixed charge p/MPAN/day | Average unit rate (p/kWh) | Revenue (£/year) | Average p/kWh | Average £/MPAN/year
Assets 132kV | 0.25344 | 0.00073879 | 0 | 0.19212 | 3979343.6934 | 0.19212 | 48.6261
Assets 132kV/EHV | 0.084853 | 0.00024735 | 0 | 0.064322 | 1332292.6289 | 0.064322 | 16.2801
Assets EHV | 0.12175 | 0.0057798 | 0 | 0.093605 | 1938813.0825 | 0.093605 | 23.6916
Assets EHV/HV | 0.17069 | 0.0081034 | 0 | 0.13123 | 2718237.2913 | 0.13123 | 33.2158
Assets 132kV/HV | 0.01235 | 3.6e-05 | 0 | 0.0093618 | 193908.9457 | 0.0093618 | 2.3695
Assets HV | 0.15683 | 0.0074453 | 0 | 0.12058 | 2497480.3398 | 0.12058 | 30.5183
Assets HV/LV | 0.057063 | 0.0027091 | 0 | 0.043873 | 908741.4187 | 0.043873 | 11.1045
Assets LV circuits | 0 | 0 | 0.1374 | 0 | 41153.4633 | 0.0019869 | 0.50288
Assets LV customer |  |  | 0 | 0 | 0 | 0 | 0
Assets HV customer |  |  | 0 | 0 | 0 | 0 | 0
Transmission exit | 0.050598 | 0.0010594 | 0 | 0.038577 | 799035.6337 | 0.038577 | 9.7639
Operating 132kV | 0.09805 | 0.00028582 | 0 | 0.074326 | 1539508.5271 | 0.074326 | 18.8122
Operating 132kV/EHV | 0.032827 | 9.5693e-05 | 0 | 0.024885 | 515430.6893 | 0.024885 | 6.2984
Operating EHV | 0.0471 | 0.0022361 | 0 | 0.036213 | 750078.28 | 0.036213 | 9.1657
Operating EHV/HV | 0.066035 | 0.003135 | 0 | 0.050771 | 1051618.0082 | 0.050771 | 12.8504
Operating 132kV/HV | 0.0047779 | 1.3928e-05 | 0 | 0.0036218 | 75018.5202 | 0.0036218 | 0.9167
Operating HV | 0.11648 | 0.00553 | 0 | 0.089559 | 1855010.2594 | 0.089559 | 22.6675
Operating HV/LV | 0.075844 | 0.0036007 | 0 | 0.058313 | 1207825.9123 | 0.058313 | 14.7592
Operating LV circuits | 0 | 0 | 0.86735 | 0 | 259786.7408 | 0.012542 | 3.1745
Operating LV customer |  |  | 3.9301 | 0 | 1177136.1459 | 0.056831 | 14.3842
Operating HV customer |  |  | 0 | 0 | 0 | 0 | 0
Scaler | 0.52651 | 0.011023 | 0 | 0.40142 | 8314482.667 | 0.40142 | 101.5998
Rounding | -0.00018784 | -3.9675e-05 | -0.0048451 | -0.00015189 | -4597.2 | -0.00022195 | -0.056176
Total | 1.875 | 0.052 | 4.93 | 1.4326 | 31150305.0477 | 1.5039 | 380.6449
Small Non Domestic Off Peak (related MPAN)
| Rate 1 units (MWh) | MWh/year
Small Non Domestic Off Peak (related MPAN) | 5440.1915 | 5440.1915
| Unit rate 1 p/kWh | Revenue (£/year) | Average p/kWh
Assets 132kV | 0.030812 | 1676.2314 | 0.030812
Assets 132kV/EHV | 0.010316 | 561.2058 | 0.010316
Assets EHV | 0.021975 | 1195.4615 | 0.021975
Assets EHV/HV | 0.030809 | 1676.0501 | 0.030809
Assets 132kV/HV | 0.0015014 | 81.6809 | 0.0015014
Assets HV | 0.028307 | 1539.9326 | 0.028307
Assets HV/LV | 0.0103 | 560.325 | 0.0103
Assets LV circuits | 0 | 0 | 0
Transmission exit | 0.0056018 | 304.7493 | 0.0056018
Operating 132kV | 0.01192 | 648.492 | 0.01192
Operating 132kV/EHV | 0.003991 | 217.1165 | 0.003991
Operating EHV | 0.0085014 | 462.4941 | 0.0085014
Operating EHV/HV | 0.011919 | 648.4219 | 0.011919
Operating 132kV/HV | 0.00058087 | 31.6003 | 0.00058087
Operating HV | 0.021025 | 1143.7891 | 0.021025
Operating HV/LV | 0.01369 | 744.7388 | 0.01369
Operating LV circuits | 0 | 0 | 0
Scaler | 0.05829 | 3171.114 | 0.05829
Rounding | 0.00046163 | 25.1137 | 0.00046163
Total | 0.27 | 14688.5171 | 0.27
LV Medium Non-Domestic
| Rate 1 units (MWh) | Rate 2 units (MWh) | MPANs | MWh/year | MWh/MPAN/year
LV Medium Non-Domestic | 710189.8459 | 181158.1951 | 8259.1128 | 891348.041 | 107.923
| Unit rate 1 p/kWh | Unit rate 2 p/kWh | Fixed charge p/MPAN/day | Average unit rate (p/kWh) | Revenue (£/year) | Average p/kWh | Average £/MPAN/year
Assets 132kV | 0.25203 | 0.00068572 | 0 | 0.20095 | 1791130.6525 | 0.20095 | 216.8672
Assets 132kV/EHV | 0.08438 | 0.00022958 | 0 | 0.067277 | 599674.3055 | 0.067277 | 72.6076
Assets EHV | 0.11976 | 0.0053646 | 0 | 0.096506 | 860207.2403 | 0.096506 | 104.1525
Assets EHV/HV | 0.1679 | 0.0075213 | 0 | 0.1353 | 1206020.0233 | 0.1353 | 146.023
Assets 132kV/HV | 0.012281 | 3.3414e-05 | 0 | 0.0097919 | 87279.7836 | 0.0097919 | 10.5677
Assets HV | 0.15426 | 0.0069105 | 0 | 0.12431 | 1108075.188 | 0.12431 | 134.1639
Assets HV/LV | 0.05613 | 0.0025145 | 0 | 0.045233 | 403187.8859 | 0.045233 | 48.8173
Assets LV circuits | 0 | 0 | 2.6097 | 0 | 78887.8237 | 0.0088504 | 9.5516
Assets LV customer |  |  | 0 | 0 | 0 | 0 | 0
Assets HV customer |  |  | 0 | 0 | 0 | 0 | 0
Transmission exit | 0.050542 | 0.00098328 | 0 | 0.040469 | 360723.1156 | 0.040469 | 43.6758
Operating 132kV | 0.097504 | 0.00026529 | 0 | 0.077741 | 692943.6423 | 0.077741 | 83.9005
Operating 132kV/EHV | 0.032645 | 8.8819e-05 | 0 | 0.026028 | 231998.9873 | 0.026028 | 28.0901
Operating EHV | 0.04633 | 0.0020754 | 0 | 0.037336 | 332792.6622 | 0.037336 | 40.294
Operating EHV/HV | 0.064956 | 0.0029098 | 0 | 0.052345 | 466578.977 | 0.052345 | 56.4926
Operating 132kV/HV | 0.0047513 | 1.2927e-05 | 0 | 0.0037882 | 33766.3649 | 0.0037882 | 4.0884
Operating HV | 0.11458 | 0.0051328 | 0 | 0.092335 | 823025.8349 | 0.092335 | 99.6506
Operating HV/LV | 0.074604 | 0.003342 | 0 | 0.060121 | 535884.869 | 0.060121 | 64.8841
Operating LV circuits | 0 | 0 | 16.4743 | 0 | 497989.9382 | 0.055869 | 60.2958
Operating LV customer |  |  | 4.5942 | 0 | 138876.0742 | 0.01558 | 16.8149
Operating HV customer |  |  | 0 | 0 | 0 | 0 | 0
Scaler | 0.52592 | 0.010232 | 0 | 0.42111 | 3753557.371 | 0.42111 | 454.4746
Rounding | 0.00043433 | -0.00030156 | 0.0017719 | 0.00028477 | 2591.8278 | 0.00029078 | 0.31381
Total | 1.859 | 0.048 | 23.68 | 1.4909 | 14005192.5673 | 1.5712 | 1695.726
LV Sub Medium Non-Domestic
| Rate 1 units (MWh) | Rate 2 units (MWh) | MPANs | MWh/year | MWh/MPAN/year
LV Sub Medium Non-Domestic | 0 | 0 | 0 | 0
| Unit rate 1 p/kWh | Unit rate 2 p/kWh | Fixed charge p/MPAN/day | Average unit rate (p/kWh) | Revenue (£/year) | Average p/kWh | Average £/MPAN/year
Assets 132kV | 0.19578 | 0.00053518 | 0 | 0 | 0
Assets 132kV/EHV | 0.065546 | 0.00017918 | 0 | 0 | 0
Assets EHV | 0.093195 | 0.0041869 | 0 | 0 | 0
Assets EHV/HV | 0.13066 | 0.0058701 | 0 | 0 | 0
Assets 132kV/HV | 0.0095399 | 2.6079e-05 | 0 | 0 | 0
Assets HV | 0.12005 | 0.0053934 | 0 | 0 | 0
Assets HV/LV | 0 | 0 | 0 | 0 | 0
Assets LV circuits | 0 | 0 | 0 | 0 | 0
Assets LV customer |  |  | 0 | 0 | 0
Assets HV customer |  |  | 0 | 0 | 0
Transmission exit | 0.039218 | 0.00076741 | 0 | 0 | 0
Operating 132kV | 0.075741 | 0.00020705 | 0 | 0 | 0
Operating 132kV/EHV | 0.025358 | 6.932e-05 | 0 | 0 | 0
Operating EHV | 0.036055 | 0.0016198 | 0 | 0 | 0
Operating EHV/HV | 0.050549 | 0.002271 | 0 | 0 | 0
Operating 132kV/HV | 0.0036908 | 1.0089e-05 | 0 | 0 | 0
Operating HV | 0.089167 | 0.0040059 | 0 | 0 | 0
Operating HV/LV | 0 | 0 | 0 | 0 | 0
Operating LV circuits | 0 | 0 | 0 | 0 | 0
Operating LV customer |  |  | 3.3926 | 0 | 0
Operating HV customer |  |  | 0 | 0 | 0
Scaler | 0.40809 | 0.0079854 | 0 | 0 | 0
Rounding | 0.00036627 | -0.0001268 | -0.0026307 | 0 | 0
Total | 1.343 | 0.033 | 3.39 | 0 | 0 | 0 | 0
HV Medium Non-Domestic
| Rate 1 units (MWh) | Rate 2 units (MWh) | MPANs | MWh/year | MWh/MPAN/year
HV Medium Non-Domestic | 20007.8938 | 5519.7174 | 155 | 25527.6113 | 164.6943
| Unit rate 1 p/kWh | Unit rate 2 p/kWh | Fixed charge p/MPAN/day | Average unit rate (p/kWh) | Revenue (£/year) | Average p/kWh | Average £/MPAN/year
Assets 132kV | 0.23802 | 0.00064841 | 1.7585 | 0.1867 | 48656.7981 | 0.1906 | 313.9148
Assets 132kV/EHV | 0.080905 | 0.0002204 | 0 | 0.063459 | 16199.5354 | 0.063459 | 104.5131
Assets EHV | 0.086416 | 0.0038505 | 9.6934 | 0.068563 | 23001.6577 | 0.090105 | 148.3978
Assets EHV/HV | 0 | 0 | 47.1417 | 0 | 26743.4996 | 0.10476 | 172.5387
Assets 132kV/HV | 0 | 0 | 3.7017 | 0 | 2099.9999 | 0.0082264 | 13.5484
Assets HV | 0 | 0 | 34.6631 | 0 | 19664.3693 | 0.077032 | 126.8669
Assets HV/LV | 0 | 0 | 0 | 0 | 0 | 0 | 0
Assets LV circuits | 0 | 0 | 0 | 0 | 0 | 0 | 0
Assets LV customer |  |  | 0 | 0 | 0 | 0 | 0
Assets HV customer |  |  | 0 | 0 | 0 | 0 | 0
Transmission exit | 0.048235 | 0.00094395 | 0 | 0.038009 | 9702.8892 | 0.038009 | 62.5993
Operating 132kV | 0.092085 | 0.00025085 | 0.68032 | 0.072228 | 18824.098 | 0.07374 | 121.4458
Operating 132kV/EHV | 0.0313 | 8.5267e-05 | 0 | 0.024551 | 6267.195 | 0.024551 | 40.4335
Operating EHV | 0.035772 | 0.001594 | 4.0127 | 0.028382 | 9521.6744 | 0.0373 | 61.4302
Operating EHV/HV | 0 | 0 | 28.1289 | 0 | 15957.5319 | 0.062511 | 102.9518
Operating 132kV/HV | 0 | 0 | 2.2088 | 0 | 1253.0453 | 0.0049086 | 8.0842
Operating HV | 0 | 0 | 37.0285 | 0 | 21006.2836 | 0.082288 | 135.5244
Operating HV/LV | 0 | 0 | 0 | 0 | 0 | 0 | 0
Operating LV circuits | 0 | 0 | 0 | 0 | 0 | 0 | 0
Operating LV customer |  |  | 0 | 0 | 0 | 0 | 0
Operating HV customer |  |  | 59.8761 | 0 | 33967.7077 | 0.13306 | 219.1465
Scaler | 0.50192 | 0.0098224 | 0 | 0.39551 | 100964.8389 | 0.39551 | 651.3861
Rounding | 0.00034806 | -0.00041577 | -0.0037879 | 0.0001829 | 44.5414 | 0.00017448 | 0.28736
Total | 1.115 | 0.017 | 228.89 | 0.87758 | 353875.6653 | 1.3862 | 2283.0688
LV Network Domestic
| Rate 1 units (MWh) | Rate 2 units (MWh) | Rate 3 units (MWh) | MPANs | MWh/year | MWh/MPAN/year
LV Network Domestic | 0 | 0 | 0 | 0 | 0
| Unit rate 1 p/kWh | Unit rate 2 p/kWh | Unit rate 3 p/kWh | Fixed charge p/MPAN/day | Average unit rate (p/kWh) | Revenue (£/year) | Average p/kWh | Average £/MPAN/year
Assets 132kV | 1.8418 | 0.060652 | 0.00076638 | 0 | 0 | 0
Assets 132kV/EHV | 0.61663 | 0.020306 | 0.00025659 | 0 | 0 | 0
Assets EHV | 0.70298 | 0.079101 | 0.006227 | 0 | 0 | 0
Assets EHV/HV | 0.98559 | 0.1109 | 0.0087304 | 0 | 0 | 0
Assets 132kV/HV | 0.089748 | 0.0029555 | 3.7345e-05 | 0 | 0 | 0
Assets HV | 0.90555 | 0.10189 | 0.0080213 | 0 | 0 | 0
Assets HV/LV | 0.32949 | 0.037075 | 0.0029187 | 0 | 0 | 0
Assets LV circuits | 0 | 0 | 0 | 0.1374 | 0 | 0
Assets LV customer |  |  |  | 0 | 0 | 0
Assets HV customer |  |  |  | 0 | 0 | 0
Transmission exit | 0.41102 | 0 | 0.0010902 | 0 | 0 | 0
Operating 132kV | 0.71254 | 0.023465 | 0.00029649 | 0 | 0 | 0
Operating 132kV/EHV | 0.23856 | 0.0078561 | 9.9267e-05 | 0 | 0 | 0
Operating EHV | 0.27197 | 0.030602 | 0.0024091 | 0 | 0 | 0
Operating EHV/HV | 0.3813 | 0.042904 | 0.0033776 | 0 | 0 | 0
Operating 132kV/HV | 0.034721 | 0.0011434 | 1.4448e-05 | 0 | 0 | 0
Operating HV | 0.6726 | 0.075682 | 0.0059579 | 0 | 0 | 0
Operating HV/LV | 0.43794 | 0.049278 | 0.0038793 | 0 | 0 | 0
Operating LV circuits | 0 | 0 | 0 | 0.86735 | 0 | 0
Operating LV customer |  |  |  | 1.6079 | 0 | 0
Operating HV customer |  |  |  | 0 | 0 | 0
Scaler | 4.2769 | 0 | 0.011344 | 0 | 0 | 0
Rounding | -0.00036195 | 0.00018636 | -0.00042568 | -0.0026711 | 0 | 0
Total | 12.909 | 0.644 | 0.055 | 2.61 | 0 | 0 | 0 | 0
LV Network Non-Domestic Non-CT
| Rate 1 units (MWh) | Rate 2 units (MWh) | Rate 3 units (MWh) | MPANs | MWh/year | MWh/MPAN/year
LV Network Non-Domestic Non-CT | 0 | 0 | 0 | 0 | 0
| Unit rate 1 p/kWh | Unit rate 2 p/kWh | Unit rate 3 p/kWh | Fixed charge p/MPAN/day | Average unit rate (p/kWh) | Revenue (£/year) | Average p/kWh | Average £/MPAN/year
Assets 132kV | 1.6247 | 0.053502 | 0.00067603 | 0 | 0 | 0
Assets 132kV/EHV | 0.54394 | 0.017913 | 0.00022634 | 0 | 0 | 0
Assets EHV | 0.59297 | 0.066722 | 0.0052526 | 0 | 0 | 0
Assets EHV/HV | 0.83135 | 0.093545 | 0.0073641 | 0 | 0 | 0
Assets 132kV/HV | 0.079168 | 0.0026071 | 3.2942e-05 | 0 | 0 | 0
Assets HV | 0.76384 | 0.085948 | 0.0067661 | 0 | 0 | 0
Assets HV/LV | 0.27793 | 0.031273 | 0.0024619 | 0 | 0 | 0
Assets LV circuits | 0 | 0 | 0 | 0.1374 | 0 | 0
Assets LV customer |  |  |  | 0 | 0 | 0
Assets HV customer |  |  |  | 0 | 0 | 0
Transmission exit | 0.37113 | 0 | 0.00098437 | 0 | 0 | 0
Operating 132kV | 0.62854 | 0.020699 | 0.00026154 | 0 | 0 | 0
Operating 132kV/EHV | 0.21044 | 0.0069299 | 8.7564e-05 | 0 | 0 | 0
Operating EHV | 0.22941 | 0.025813 | 0.0020321 | 0 | 0 | 0
Operating EHV/HV | 0.32163 | 0.03619 | 0.002849 | 0 | 0 | 0
Operating 132kV/HV | 0.030628 | 0.0010086 | 1.2745e-05 | 0 | 0 | 0
Operating HV | 0.56734 | 0.063838 | 0.0050255 | 0 | 0 | 0
Operating HV/LV | 0.36941 | 0.041566 | 0.0032722 | 0 | 0 | 0
Operating LV circuits | 0 | 0 | 0 | 0.86735 | 0 | 0
Operating LV customer |  |  |  | 3.9301 | 0 | 0
Operating HV customer |  |  |  | 0 | 0 | 0
Scaler | 3.8619 | 0 | 0.010243 | 0 | 0 | 0
Rounding | -0.00027835 | 0.00044387 | 0.00045191 | -0.0048451 | 0 | 0
Total | 11.304 | 0.548 | 0.048 | 4.93 | 0 | 0 | 0 | 0
LV HH Metered
| Rate 1 units (MWh) | Rate 2 units (MWh) | Rate 3 units (MWh) | MPANs | Import capacity (kVA) | Reactive power units (MVArh) | MWh/year | MWh/MPAN/year
LV HH Metered | 330323.5846 | 1296925.8869 | 1404437.4714 | 8296.304 | 1592263.9435 | 353773.6838 | 3031686.9429 | 365.4262
| Unit rate 1 p/kWh | Unit rate 2 p/kWh | Unit rate 3 p/kWh | Fixed charge p/MPAN/day | Capacity charge p/kVA/day | Reactive power charge p/kVArh | Average unit rate (p/kWh) | Revenue (£/year) | Average p/kWh | Average £/MPAN/year | Average p/kVA/day
Assets 132kV | 1.5673 | 0.051612 | 0.00065216 |  | 0 | 0.052718 | 0.1993 | 6042120.1817 | 0.1993 | 728.2906 | 1.0368
Assets 132kV/EHV | 0.52473 | 0.01728 | 0.00021834 |  | 0 | 0.01765 | 0.066726 | 2022914.531 | 0.066726 | 243.8332 | 0.34712
Assets EHV | 0.57598 | 0.064811 | 0.0051021 |  | 0 | 0.025178 | 0.095785 | 2903891.7354 | 0.095785 | 350.0223 | 0.49829
Assets EHV/HV | 0.80754 | 0.090865 | 0.0071532 |  | 0 | 0.0353 | 0.13429 | 4071288.1897 | 0.13429 | 490.7352 | 0.69861
Assets 132kV/HV | 0.076372 | 0.002515 | 3.1779e-05 |  | 0 | 0.0025689 | 0.0097116 | 294425.7256 | 0.0097116 | 35.4888 | 0.050522
Assets HV | 0.59356 | 0.066789 | 0.0052578 |  | 0.24199 | 0.025947 | 0.098708 | 4402784.8997 | 0.14523 | 530.6923 | 0.75549
Assets HV/LV | 0 | 0 | 0 |  | 0.44026 | 0 | 0 | 2565724.6321 | 0.08463 | 309.2612 | 0.44026
Assets LV circuits | 0 | 0 | 0 |  | 0.10733 | 0 | 0 | 625462.2986 | 0.020631 | 75.3905 | 0.10733
Assets LV customer |  |  |  | 0 |  |  | 0 | 0 | 0 | 0 | 0
Assets HV customer |  |  |  | 0 |  |  | 0 | 0 | 0 | 0 | 0
Transmission exit | 0.35258 | 0 | 0.00093515 |  | 0 | 0.010795 | 0.040109 | 1215967.1685 | 0.040109 | 146.5673 | 0.20865
Operating 132kV | 0.60634 | 0.019967 | 0.0002523 |  | 0 | 0.020395 | 0.077104 | 2337545.1477 | 0.077104 | 281.7574 | 0.40111
Operating 132kV/EHV | 0.203 | 0.0066851 | 8.4472e-05 |  | 0 | 0.0068284 | 0.025815 | 782615.0265 | 0.025815 | 94.333 | 0.13429
Operating EHV | 0.22283 | 0.025074 | 0.0019739 |  | 0 | 0.0097408 | 0.037057 | 1123443.0682 | 0.037057 | 135.4149 | 0.19278
Operating EHV/HV | 0.31242 | 0.035154 | 0.0027674 |  | 0 | 0.013657 | 0.051954 | 1575079.5526 | 0.051954 | 189.8532 | 0.27028
Operating 132kV/HV | 0.029546 | 0.00097299 | 1.2294e-05 |  | 0 | 0.00099384 | 0.0037572 | 113905.9478 | 0.0037572 | 13.7297 | 0.019546
Operating HV | 0.44087 | 0.049608 | 0.0039052 |  | 0.17974 | 0.019272 | 0.073316 | 3270180.361 | 0.10787 | 394.1732 | 0.56115
Operating HV/LV | 0 | 0 | 0 |  | 0.58516 | 0 | 0 | 3410154.5618 | 0.11248 | 411.045 | 0.58516
Operating LV circuits | 0 | 0 | 0 |  | 0.67751 | 0 | 0 | 3948314.412 | 0.13023 | 475.9125 | 0.67751
Operating LV customer |  |  |  | 7.8753 |  |  | 0 | 239128.6667 | 0.0078876 | 28.8235 | 0.041033
Operating HV customer |  |  |  | 0 |  |  | 0 | 0 | 0 | 0 | 0
Scaler | 3.6688 | 0 | 0.0097308 | 0 | 0 | 0.11233 | 0.41736 | 12652925.0008 | 0.41736 | 1525.1279 | 2.1712
Rounding | 0.00016459 | -0.00033258 | -7.6884e-05 | 0.0047219 | -0.0020017 | -0.00037589 | -0.00020382 | -17701.0812 | -0.00058387 | -2.1336 | -0.0030374
Total | 9.982 | 0.431 | 0.038 | 7.88 | 2.23 | 0.353 | 1.3308 | 53580170.0262 | 1.7673 | 6458.318 | 9.1941
LV Sub HH Metered
| Rate 1 units (MWh) | Rate 2 units (MWh) | Rate 3 units (MWh) | MPANs | Import capacity (kVA) | Reactive power units (MVArh) | MWh/year | MWh/MPAN/year
LV Sub HH Metered | 6983.8063 | 26762.746 | 32262.2048 | 96 | 46000 | 5734.025 | 66008.7571 | 687.5912
| Unit rate 1 p/kWh | Unit rate 2 p/kWh | Unit rate 3 p/kWh | Fixed charge p/MPAN/day | Capacity charge p/kVA/day | Reactive power charge p/kVArh | Average unit rate (p/kWh) | Revenue (£/year) | Average p/kWh | Average £/MPAN/year | Average p/kVA/day
Assets 132kV | 1.555 | 0.051206 | 0.00064703 |  | 0 | 0.050789 | 0.19001 | 125420.5025 | 0.19001 | 1306.4636 | 0.74495
Assets 132kV/EHV | 0.5206 | 0.017144 | 0.00021663 |  | 0 | 0.017004 | 0.063614 | 41991.0477 | 0.063614 | 437.4067 | 0.24941
Assets EHV | 0.57146 | 0.064301 | 0.005062 |  | 0 | 0.024257 | 0.091113 | 60142.2963 | 0.091113 | 626.4823 | 0.35722
Assets EHV/HV | 0.80119 | 0.090151 | 0.0070969 |  | 0 | 0.034008 | 0.12774 | 84320.1617 | 0.12774 | 878.335 | 0.50083
Assets 132kV/HV | 0.075771 | 0.0024952 | 3.1529e-05 |  | 0 | 0.0024749 | 0.0092588 | 6111.6001 | 0.0092588 | 63.6625 | 0.036301
Assets HV | 0 | 0 | 0 |  | 1.1657 | 0 | 0 | 196255.926 | 0.29732 | 2044.3326 | 1.1657
Assets HV/LV | 0 | 0 | 0 |  | 0.42415 | 0 | 0 | 71410.3273 | 0.10818 | 743.8576 | 0.42415
Assets LV circuits | 0 | 0 | 0 |  | 0 | 0 | 0 | 0 | 0 | 0 | 0
Assets LV customer |  |  |  | 0 |  |  | 0 | 0 | 0 | 0 | 0
Assets HV customer |  |  |  | 0 |  |  | 0 | 0 | 0 | 0 | 0
Transmission exit | 0.3498 | 0 | 0.0009278 |  | 0 | 0.0104 | 0.038367 | 25325.3787 | 0.038367 | 263.806 | 0.15042
Operating 132kV | 0.60157 | 0.019811 | 0.00025032 |  | 0 | 0.019649 | 0.073509 | 48522.0549 | 0.073509 | 505.4381 | 0.2882
Operating 132kV/EHV | 0.20141 | 0.0066326 | 8.3808e-05 |  | 0 | 0.0065785 | 0.024611 | 16245.2859 | 0.024611 | 169.2217 | 0.096491
Operating EHV | 0.22108 | 0.024877 | 0.0019584 |  | 0 | 0.0093843 | 0.035249 | 23267.5499 | 0.035249 | 242.3703 | 0.1382
Operating EHV/HV | 0.30996 | 0.034877 | 0.0027456 |  | 0 | 0.013157 | 0.04942 | 32621.3612 | 0.04942 | 339.8058 | 0.19376
Operating 132kV/HV | 0.029314 | 0.00096534 | 1.2198e-05 |  | 0 | 0.00095747 | 0.003582 | 2364.4252 | 0.003582 | 24.6294 | 0.014044
Operating HV | 0 | 0 | 0 |  | 0.86582 | 0 | 0 | 145769.6184 | 0.22083 | 1518.4335 | 0.86582
Operating HV/LV | 0 | 0 | 0 |  | 0.56375 | 0 | 0 | 94912.8564 | 0.14379 | 988.6756 | 0.56375
Operating LV circuits | 0 | 0 | 0 |  | 0 | 0 | 0 | 0 | 0 | 0 | 0
Operating LV customer |  |  |  | 5.9568 |  |  | 0 | 2092.9789 | 0.0031708 | 21.8019 | 0.012432
Operating HV customer |  |  |  | 0 |  |  | 0 | 0 | 0 | 0 | 0
Scaler | 3.6399 | 0 | 0.0096544 | 0 | 0 | 0.10822 | 0.39923 | 263526.9479 | 0.39923 | 2745.0724 | 1.5653
Rounding | -7.1099e-05 | -0.0004607 | 0.00031342 | 0.0032068 | 0.00058489 | 0.00011996 | -3.0699e-05 | 79.3346 | 0.00012019 | 0.8264 | 0.00047122
Total | 8.877 | 0.312 | 0.029 | 5.96 | 3.02 | 0.297 | 1.1057 | 1240379.6536 | 1.8791 | 12920.6214 | 7.3674
HV HH Metered
| Rate 1 units (MWh) | Rate 2 units (MWh) | Rate 3 units (MWh) | MPANs | Import capacity (kVA) | Reactive power units (MVArh) | MWh/year | MWh/MPAN/year
HV HH Metered | 786120.5133 | 3010477.4296 | 4147764.1616 | 2934.8773 | 2689235.7917 | 743173.1019 | 7944362.1045 | 2706.8805
| Unit rate 1 p/kWh | Unit rate 2 p/kWh | Unit rate 3 p/kWh | Fixed charge p/MPAN/day | Capacity charge p/kVA/day | Reactive power charge p/kVArh | Average unit rate (p/kWh) | Revenue (£/year) | Average p/kWh | Average £/MPAN/year | Average p/kVA/day
Assets 132kV | 1.3245 | 0.043617 | 0.00055113 |  | 0.040377 | 0.040461 | 0.15166 | 12446196.9908 | 0.15667 | 4240.7895 | 1.2645
Assets 132kV/EHV | 0.4502 | 0.014826 | 0.00018733 |  | 0 | 0.013753 | 0.051551 | 4095426.9566 | 0.051551 | 1395.4338 | 0.41609
Assets EHV | 0.36948 | 0.041574 | 0.0032729 |  | 0.22257 | 0.014668 | 0.055397 | 6591547.0653 | 0.082971 | 2245.9361 | 0.6697
Assets EHV/HV | 0 | 0 | 0 |  | 1.0824 | 0 | 0 | 10653670.2084 | 0.1341 | 3630.0223 | 1.0824
Assets 132kV/HV | 0 | 0 | 0 |  | 0.084994 | 0 | 0 | 836566.1489 | 0.01053 | 285.043 | 0.084994
Assets HV | 0 | 0 | 0 |  | 0.79589 | 0 | 0 | 7833593.5235 | 0.098606 | 2669.1383 | 0.79589
Assets HV/LV | 0 | 0 | 0 |  | 0 | 0 | 0 | 0 | 0 | 0 | 0
Assets LV circuits | 0 | 0 | 0 |  | 0 | 0 | 0 | 0 | 0 | 0 | 0
Assets LV customer |  |  |  | 0 |  |  | 0 | 0 | 0 | 0 | 0
Assets HV customer |  |  |  | 0 |  |  | 0 | 0 | 0 | 0 | 0
Transmission exit | 0.3025 | 0 | 0.00080233 |  | 0 | 0.0084117 | 0.031139 | 2473810.2369 | 0.031139 | 842.9007 | 0.25134
Operating 132kV | 0.51241 | 0.016874 | 0.00021322 |  | 0.015621 | 0.015653 | 0.058675 | 4815122.2598 | 0.060611 | 1640.6554 | 0.48921
Operating 132kV/EHV | 0.17417 | 0.0057357 | 7.2474e-05 |  | 0 | 0.0053207 | 0.019944 | 1584418.2377 | 0.019944 | 539.8584 | 0.16098
Operating EHV | 0.15295 | 0.01721 | 0.0013548 |  | 0.092133 | 0.006072 | 0.022932 | 2728610.4985 | 0.034347 | 929.7188 | 0.27722
Operating EHV/HV | 0 | 0 | 0 |  | 0.64586 | 0 | 0 | 6356919.8027 | 0.080018 | 2165.9917 | 0.64586
Operating 132kV/HV | 0 | 0 | 0 |  | 0.050715 | 0 | 0 | 499169.189 | 0.0062833 | 170.0818 | 0.050715
Operating HV | 0 | 0 | 0 |  | 0.8502 | 0 | 0 | 8368165.014 | 0.10533 | 2851.2827 | 0.8502
Operating HV/LV | 0 | 0 | 0 |  | 0 | 0 | 0 | 0 | 0 | 0 | 0
Operating LV circuits | 0 | 0 | 0 |  | 0 | 0 | 0 | 0 | 0 | 0 | 0
Operating LV customer |  |  |  | 0 |  |  | 0 | 0 | 0 | 0 | 0
Operating HV customer |  |  |  | 59.8761 |  |  | 0 | 643168.0967 | 0.0080959 | 219.1465 | 0.065345
Scaler | 3.1477 | 0 | 0.0083488 | 0 | 0 | 0.087529 | 0.32402 | 25741595.8307 | 0.32402 | 8770.9274 | 2.6153
Rounding | 7.3173e-05 | 0.00016268 | 0.00019705 | 0.0039068 | -0.00075299 | 0.00013085 | 0.00018401 | 7248.8386 | 9.1245e-05 | 2.4699 | 0.00073648
Total | 6.434 | 0.14 | 0.015 | 59.88 | 3.88 | 0.192 | 0.71551 | 95675228.8981 | 1.2043 | 32599.3963 | 9.7205
NHH UMS category A
| Rate 1 units (MWh) | MWh/year
NHH UMS category A | 52719.9817 | 52719.9817
| Unit rate 1 p/kWh | Revenue (£/year) | Average p/kWh
Assets 132kV | 0.15498 | 81704.8831 | 0.15498
Assets 132kV/EHV | 0.051887 | 27354.9665 | 0.051887
Assets EHV | 0.07388 | 38949.6614 | 0.07388
Assets EHV/HV | 0.10358 | 54607.8542 | 0.10358
Assets 132kV/HV | 0.007552 | 3981.3871 | 0.007552
Assets HV | 0.095169 | 50172.9715 | 0.095169
Assets HV/LV | 0.034628 | 18256.1026 | 0.034628
Assets LV circuits | 0.0080926 | 4266.4385 | 0.0080926
Assets LV customer |  | 0 | 0
Transmission exit | 0.031765 | 16746.3695 | 0.031765
Operating 132kV | 0.059957 | 31609.5753 | 0.059957
Operating 132kV/EHV | 0.020074 | 10582.9522 | 0.020074
Operating EHV | 0.028582 | 15068.6496 | 0.028582
Operating EHV/HV | 0.040073 | 21126.4127 | 0.040073
Operating 132kV/HV | 0.0029217 | 1540.2991 | 0.0029217
Operating HV | 0.070687 | 37266.11 | 0.070687
Operating HV/LV | 0.046025 | 24264.5414 | 0.046025
Operating LV circuits | 0.051086 | 26932.4638 | 0.051086
Operating LV customer | 0.55886 | 294630.662 | 0.55886
Scaler | 0.33053 | 174256.8083 | 0.33053
Rounding | -0.00033276 | -175.4323 | -0.00033276
Total | 1.77 | 933143.6767 | 1.77
NHH UMS category B
| Rate 1 units (MWh) | MWh/year
NHH UMS category B | 23714.4489 | 23714.4489
| Unit rate 1 p/kWh | Revenue (£/year) | Average p/kWh
Assets 132kV | 0.23789 | 56414.3471 | 0.23789
Assets 132kV/EHV | 0.079646 | 18887.6419 | 0.079646
Assets EHV | 0.094403 | 22387.0901 | 0.094403
Assets EHV/HV | 0.13235 | 31386.9469 | 0.13235
Assets 132kV/HV | 0.011592 | 2749.0077 | 0.011592
Assets HV | 0.1216 | 28837.9102 | 0.1216
Assets HV/LV | 0.044248 | 10493.0569 | 0.044248
Assets LV circuits | 0.010341 | 2452.2201 | 0.010341
Assets LV customer |  | 0 | 0
Transmission exit | 0.053332 | 12647.4026 | 0.053332
Operating 132kV | 0.092034 | 21825.2996 | 0.092034
Operating 132kV/EHV | 0.030813 | 7307.1562 | 0.030813
Operating EHV | 0.036522 | 8661.0051 | 0.036522
Operating EHV/HV | 0.051204 | 12142.8246 | 0.051204
Operating 132kV/HV | 0.0044847 | 1063.5223 | 0.0044847
Operating HV | 0.090322 | 21419.4356 | 0.090322
Operating HV/LV | 0.05881 | 13946.5263 | 0.05881
Operating LV circuits | 0.065277 | 15479.9675 | 0.065277
Operating LV customer | 0.55886 | 132530.4665 | 0.55886
Scaler | 0.55495 | 131604.4061 | 0.55495
Rounding | 0.00030901 | 73.2808 | 0.00030901
Total | 2.329 | 552309.5143 | 2.329
NHH UMS category C
| Rate 1 units (MWh) | MWh/year
NHH UMS category C | 381.6382 | 381.6382
| Unit rate 1 p/kWh | Revenue (£/year) | Average p/kWh
Assets 132kV | 0.43087 | 1644.3679 | 0.43087
Assets 132kV/EHV | 0.14426 | 550.5378 | 0.14426
Assets EHV | 0.16719 | 638.0501 | 0.16719
Assets EHV/HV | 0.2344 | 894.5533 | 0.2344
Assets 132kV/HV | 0.020996 | 80.1282 | 0.020996
Assets HV | 0.21536 | 821.9037 | 0.21536
Assets HV/LV | 0.078362 | 299.0606 | 0.078362
Assets LV circuits | 0.018313 | 69.8903 | 0.018313
Assets LV customer |  | 0 | 0
Transmission exit | 0.095942 | 366.1525 | 0.095942
Operating 132kV | 0.16669 | 636.1648 | 0.16669
Operating 132kV/EHV | 0.055809 | 212.9893 | 0.055809
Operating EHV | 0.064681 | 246.8456 | 0.064681
Operating EHV/HV | 0.090683 | 346.0803 | 0.090683
Operating 132kV/HV | 0.0081228 | 30.9996 | 0.0081228
Operating HV | 0.15996 | 610.4712 | 0.15996
Operating HV/LV | 0.10415 | 397.4873 | 0.10415
Operating LV circuits | 0.1156 | 441.1916 | 0.1156
Operating LV customer | 0.55886 | 2132.8218 | 0.55886
Scaler | 0.99834 | 3810.0532 | 0.99834
Rounding | 0.00040369 | 1.5406 | 0.00040369
Total | 3.729 | 14231.2899 | 3.729
NHH UMS category D
| Rate 1 units (MWh) | MWh/year
NHH UMS category D | 9513.7048 | 9513.7048
| Unit rate 1 p/kWh | Revenue (£/year) | Average p/kWh
Assets 132kV | 0.083063 | 7902.3892 | 0.083063
Assets 132kV/EHV | 0.02781 | 2645.7365 | 0.02781
Assets EHV | 0.056336 | 5359.6117 | 0.056336
Assets EHV/HV | 0.078983 | 7514.2347 | 0.078983
Assets 132kV/HV | 0.0040476 | 385.0745 | 0.0040476
Assets HV | 0.072569 | 6903.9791 | 0.072569
Assets HV/LV | 0.026405 | 2512.1045 | 0.026405
Assets LV circuits | 0.0061709 | 587.0771 | 0.0061709
Assets LV customer |  | 0 | 0
Transmission exit | 0.01298 | 1234.8696 | 0.01298
Operating 132kV | 0.032135 | 3057.2367 | 0.032135
Operating 132kV/EHV | 0.010759 | 1023.5693 | 0.010759
Operating EHV | 0.021795 | 2073.4997 | 0.021795
Operating EHV/HV | 0.030557 | 2907.0694 | 0.030557
Operating 132kV/HV | 0.0015659 | 148.9757 | 0.0015659
Operating HV | 0.053901 | 5127.9491 | 0.053901
Operating HV/LV | 0.035096 | 3338.8871 | 0.035096
Operating LV circuits | 0.038954 | 3706.0027 | 0.038954
Operating LV customer | 0.55886 | 53168.2498 | 0.55886
Scaler | 0.13506 | 12849.6174 | 0.13506
Rounding | -4.9951e-05 | -4.7522 | -4.9951e-05
Total | 1.287 | 122441.3814 | 1.287
LV UMS (Pseudo HH Metered)
| Rate 1 units (MWh) | Rate 2 units (MWh) | Rate 3 units (MWh) | MWh/year
LV UMS (Pseudo HH Metered) | 13660.3453 | 31428.326 | 218801.6595 | 263890.3308
| Unit rate 1 p/kWh | Unit rate 2 p/kWh | Unit rate 3 p/kWh | Average unit rate (p/kWh) | Revenue (£/year) | Average p/kWh
Assets 132kV | 4.6931 | 0.042561 | 0.00064101 | 0.24854 | 655869.6806 | 0.24854
Assets 132kV/EHV | 1.5713 | 0.014249 | 0.00021461 | 0.083211 | 219586.547 | 0.083211
Assets EHV | 1.713 | 0.054368 | 0.0050148 | 0.099307 | 262062.2748 | 0.099307
Assets EHV/HV | 2.4017 | 0.076224 | 0.0070309 | 0.13923 | 367414.195 | 0.13923
Assets 132kV/HV | 0.22869 | 0.0020739 | 3.1235e-05 | 0.012111 | 31959.7924 | 0.012111
Assets HV | 2.2066 | 0.070034 | 0.0064599 | 0.12792 | 337575.2851 | 0.12792
Assets HV/LV | 0.8029 | 0.025483 | 0.0023505 | 0.046546 | 122831.2546 | 0.046546
Assets LV circuits | 0.18764 | 0.0059553 | 0.00054931 | 0.010878 | 28705.579 | 0.010878
Assets LV customer |  |  |  | 0 | 0 | 0
Transmission exit | 1.0558 | 0 | 0.00091916 | 0.055414 | 146231.6197 | 0.055414
Operating 132kV | 1.8156 | 0.016466 | 0.00024799 | 0.096153 | 253739.5721 | 0.096153
Operating 132kV/EHV | 0.60788 | 0.0055128 | 8.3027e-05 | 0.032192 | 84952.5418 | 0.032192
Operating EHV | 0.66272 | 0.021034 | 0.0019401 | 0.038419 | 101385.3383 | 0.038419
Operating EHV/HV | 0.92914 | 0.029489 | 0.0027201 | 0.053865 | 142143.3608 | 0.053865
Operating 132kV/HV | 0.088474 | 0.00080236 | 1.2084e-05 | 0.0046854 | 12364.4442 | 0.0046854
Operating HV | 1.639 | 0.052018 | 0.0047981 | 0.095015 | 250734.9536 | 0.095015
Operating HV/LV | 1.0672 | 0.03387 | 0.0031241 | 0.061866 | 163257.412 | 0.061866
Operating LV circuits | 1.1845 | 0.037594 | 0.0034676 | 0.068668 | 181207.8068 | 0.068668
Operating LV customer | 0.55886 | 0.55886 | 0.55886 | 0.55886 | 1474776.362 | 0.55886
Scaler | 10.9859 | 0 | 0.0095644 | 0.57662 | 1521634.6008 | 0.57662
Rounding | 0.00021333 | 0.000407 | -2.844e-05 | 3.5934e-05 | 94.8252 | 3.5934e-05
Total | 34.4 | 1.047 | 0.608 | 2.4095 | 6358527.4458 | 2.4095
LV Generation NHH or Aggregate HH
| Rate 1 units (MWh) | MPANs | MWh/year | MWh/MPAN/year
LV Generation NHH or Aggregate HH | 1385.1551 | 115 | 1385.1551 | 12.0448
| Unit rate 1 p/kWh | Fixed charge p/MPAN/day | Revenue (£/year) | Average p/kWh | Average £/MPAN/year
Assets 132kV | -0.13356 |  | -1849.9858 | -0.13356 | -16.0868
Assets 132kV/EHV | -0.044716 |  | -619.3791 | -0.044716 | -5.3859
Assets EHV | -0.063787 |  | -883.5495 | -0.063787 | -7.683
Assets EHV/HV | -0.08943 |  | -1238.7461 | -0.08943 | -10.7717
Assets 132kV/HV | -0.0065081 |  | -90.1477 | -0.0065081 | -0.78389
Assets HV | -0.082167 |  | -1138.1434 | -0.082167 | -9.8969
Assets HV/LV | -0.029898 |  | -414.1286 | -0.029898 | -3.6011
Assets LV circuits | 0 |  | 0 | 0 | 0
Assets LV customer |  | 0 | 0 | 0 | 0
Assets HV customer |  | 0 | 0 | 0 | 0
Transmission exit | -0.027349 |  | -378.8279 | -0.027349 | -3.2942
Operating 132kV | -0.05167 |  | -715.7132 | -0.05167 | -6.2236
Operating 132kV/EHV | -0.017299 |  | -239.6223 | -0.017299 | -2.0837
Operating EHV | -0.024678 |  | -341.8232 | -0.024678 | -2.9724
Operating EHV/HV | -0.034598 |  | -479.2399 | -0.034598 | -4.1673
Operating 132kV/HV | -0.0025178 |  | -34.8759 | -0.0025178 | -0.30327
Operating HV | -0.06103 |  | -845.3591 | -0.06103 | -7.3509
Operating HV/LV | -0.039738 |  | -550.4264 | -0.039738 | -4.7863
Operating LV circuits | 0 |  | 0 | 0 | 0
Operating LV customer |  | 0 | 0 | 0 | 0
Operating HV customer |  | 0 | 0 | 0 | 0
Scaler | 0 | 0 | 0 | 0 | 0
Rounding | -5.6416e-05 | 0 | -0.78145 | -5.6416e-05 | -0.0067953
Total | -0.709 | 0 | -9820.7495 | -0.709 | -85.3978
LV Sub Generation NHH
| Rate 1 units (MWh) | MPANs | MWh/year | MWh/MPAN/year
LV Sub Generation NHH | 0 | 0 | 0
| Unit rate 1 p/kWh | Fixed charge p/MPAN/day | Revenue (£/year) | Average p/kWh | Average £/MPAN/year
Assets 132kV | -0.12867 |  | 0
Assets 132kV/EHV | -0.043079 |  | 0
Assets EHV | -0.061453 |  | 0
Assets EHV/HV | -0.086157 |  | 0
Assets 132kV/HV | -0.00627 |  | 0
Assets HV | -0.07916 |  | 0
Assets HV/LV | 0 |  | 0
Assets LV circuits | 0 |  | 0
Assets LV customer |  | 0 | 0
Assets HV customer |  | 0 | 0
Transmission exit | -0.026348 |  | 0
Operating 132kV | -0.049779 |  | 0
Operating 132kV/EHV | -0.016666 |  | 0
Operating EHV | -0.023774 |  | 0
Operating EHV/HV | -0.033332 |  | 0
Operating 132kV/HV | -0.0024257 |  | 0
Operating HV | -0.058796 |  | 0
Operating HV/LV | 0 |  | 0
Operating LV circuits | 0 |  | 0
Operating LV customer |  | 0 | 0
Operating HV customer |  | 0 | 0
Scaler | 0 | 0 | 0
Rounding | -8.8047e-05 | 0 | 0
Total | -0.616 | 0 | 0 | 0 | 0
LV Generation Intermittent
| Rate 1 units (MWh) | MPANs | Reactive power units (MVArh) | MWh/year | MWh/MPAN/year
LV Generation Intermittent | 26187.0171 | 187 | 1118.03 | 26187.0171 | 140.0375
| Unit rate 1 p/kWh | Fixed charge p/MPAN/day | Reactive power charge p/kVArh | Revenue (£/year) | Average p/kWh | Average £/MPAN/year
Assets 132kV | -0.13356 |  | 0.036879 | -34562.5501 | -0.13198 | -184.8265
Assets 132kV/EHV | -0.044716 |  | 0.013349 | -11560.4145 | -0.044146 | -61.8204
Assets EHV | -0.063787 |  | 0.019042 | -16491.0273 | -0.062974 | -88.1873
Assets EHV/HV | -0.08943 |  | 0.026697 | -23120.6018 | -0.08829 | -123.6396
Assets 132kV/HV | -0.0065081 |  | 0.023946 | -1436.5569 | -0.0054858 | -7.6821
Assets HV | -0.082167 |  | 0.022688 | -21263.4824 | -0.081199 | -113.7085
Assets HV/LV | -0.029898 |  | 0.0082554 | -7737.0007 | -0.029545 | -41.3743
Assets LV circuits | 0 |  | 0.0019293 | 21.57 | 8.2369e-05 | 0.11535
Assets LV customer |  | 0 |  | 0 | 0 | 0
Assets HV customer |  | 0 |  | 0 | 0 | 0
Transmission exit | -0.027349 |  | 0.0075517 | -7077.4908 | -0.027027 | -37.8475
Operating 132kV | -0.05167 |  | 0.014267 | -13371.386 | -0.051061 | -71.5047
Operating 132kV/EHV | -0.017299 |  | 0.0051643 | -4472.4352 | -0.017079 | -23.9168
Operating EHV | -0.024678 |  | 0.0073669 | -6379.9659 | -0.024363 | -34.1175
Operating EHV/HV | -0.034598 |  | 0.010328 | -8944.7825 | -0.034157 | -47.8331
Operating 132kV/HV | -0.0025178 |  | 0.0092643 | -555.7679 | -0.0021223 | -2.972
Operating HV | -0.06103 |  | 0.016852 | -15793.5089 | -0.06031 | -84.4573
Operating HV/LV | -0.039738 |  | 0.010972 | -10283.3983 | -0.039269 | -54.9914
Operating LV circuits | 0 |  | 0.012179 | 136.1638 | 0.00051997 | 0.72815
Operating LV customer |  | 0 |  | 0 | 0 | 0
Operating HV customer |  | 0 |  | 0 | 0 | 0
Scaler | 0 | 0 | 0 | 0 | 0 | 0
Rounding | -5.6416e-05 | 0 | 0.00026761 | -11.7818 | -4.4991e-05 | -0.063005
Total | -0.709 | 0 | 0.247 | -182904.4171 | -0.69845 | -978.0985
LV Generation Non-Intermittent
| Rate 1 units (MWh) | Rate 2 units (MWh) | Rate 3 units (MWh) | MPANs | Reactive power units (MVArh) | MWh/year | MWh/MPAN/year
LV Generation Non-Intermittent | 509.3711 | 2346.6281 | 2788.6198 | 70 | 640.065 | 5644.6191 | 80.6374
| Unit rate 1 p/kWh | Unit rate 2 p/kWh | Unit rate 3 p/kWh | Fixed charge p/MPAN/day | Reactive power charge p/kVArh | Average unit rate (p/kWh) | Revenue (£/year) | Average p/kWh | Average £/MPAN/year
Assets 132kV | -1.335 | -0.043963 | -0.00055551 |  | 0.036879 | -0.13484 | -7611.2425 | -0.13484 | -108.732
Assets 132kV/EHV | -0.44696 | -0.014719 | -0.00018599 |  | 0.013349 | -0.045031 | -2541.8481 | -0.045031 | -36.3121
Assets EHV | -0.49062 | -0.055206 | -0.004346 |  | 0.019042 | -0.067212 | -3793.8862 | -0.067212 | -54.1984
Assets EHV/HV | -0.68786 | -0.077399 | -0.0060931 |  | 0.026697 | -0.094233 | -5319.0703 | -0.094233 | -75.9867
Assets 132kV/HV | -0.065053 | -0.0021423 | -2.7069e-05 |  | 0.023946 | -0.004059 | -229.1165 | -0.004059 | -3.2731
Assets HV | -0.632 | -0.071113 | -0.0055982 |  | 0.022688 | -0.086788 | -4898.8733 | -0.086788 | -69.9839
Assets HV/LV | -0.22996 | -0.025876 | -0.002037 |  | 0.0082554 | -0.031579 | -1782.5202 | -0.031579 | -25.4646
Assets LV circuits | 0 | 0 | 0 |  | 0.0019293 | 0.00021877 | 12.3487 | 0.00021877 | 0.17641
Assets LV customer |  |  |  | 0 |  | 0 | 0 | 0 | 0
Assets HV customer |  |  |  | 0 |  | 0 | 0 | 0 | 0
Transmission exit | -0.30032 | 0 | -0.00079656 |  | 0.0075517 | -0.026639 | -1503.6443 | -0.026639 | -21.4806
Operating 132kV | -0.51648 | -0.017008 | -0.00021491 |  | 0.014267 | -0.052166 | -2944.5993 | -0.052166 | -42.0657
Operating 132kV/EHV | -0.17292 | -0.0056944 | -7.1953e-05 |  | 0.0051643 | -0.017422 | -983.3775 | -0.017422 | -14.0482
Operating EHV | -0.18981 | -0.021358 | -0.0016813 |  | 0.0073669 | -0.026003 | -1467.7597 | -0.026003 | -20.968
Operating EHV/HV | -0.26612 | -0.029944 | -0.0023573 |  | 0.010328 | -0.036456 | -2057.8152 | -0.036456 | -29.3974
Operating 132kV/HV | -0.025168 | -0.00082879 | -1.0472e-05 |  | 0.0092643 | -0.0015703 | -88.6394 | -0.0015703 | -1.2663
Operating HV | -0.46942 | -0.05282 | -0.0041581 |  | 0.016852 | -0.064462 | -3638.6513 | -0.064462 | -51.9807
Operating HV/LV | -0.30565 | -0.034392 | -0.0027074 |  | 0.010972 | -0.041972 | -2369.1822 | -0.041972 | -33.8455
Operating LV circuits | 0 | 0 | 0 |  | 0.012179 | 0.001381 | 77.9529 | 0.001381 | 1.1136
Operating LV customer |  |  |  | 0 |  | 0 | 0 | 0 | 0
Operating HV customer |  |  |  | 0 |  | 0 | 0 | 0 | 0
Scaler | 0 | 0 | 0 | 0 | 0 | 0 | 0 | 0 | 0
Rounding | 0.0003488 | 0.00046323 | -0.00015915 | 0 | 0.00026761 | 0.00017577 | 9.9217 | 0.00017577 | 0.14174
Total | -6.133 | -0.452 | -0.031 | 0 | 0.247 | -0.72866 | -41130.0026 | -0.72866 | -587.5715
LV Sub Generation Intermittent
| Rate 1 units (MWh) | MPANs | Reactive power units (MVArh) | MWh/year | MWh/MPAN/year
LV Sub Generation Intermittent | 95.5954 | 4 | 39.585 | 95.5954 | 23.8989
| Unit rate 1 p/kWh | Fixed charge p/MPAN/day | Reactive power charge p/kVArh | Revenue (£/year) | Average p/kWh | Average £/MPAN/year
Assets 132kV | -0.12867 |  | 0.035529 | -108.9388 | -0.11396 | -27.2347
Assets 132kV/EHV | -0.043079 |  | 0.01286 | -36.0909 | -0.037754 | -9.0227
Assets EHV | -0.061453 |  | 0.018345 | -51.484 | -0.053856 | -12.871
Assets EHV/HV | -0.086157 |  | 0.02572 | -72.1811 | -0.075507 | -18.0453
Assets 132kV/HV | -0.00627 |  | 0.02307 | 3.1385 | 0.0032831 | 0.78463
Assets HV | -0.07916 |  | 0.021858 | -67.021 | -0.070109 | -16.7553
Assets HV/LV | 0 |  | 0.0079533 | 3.1483 | 0.0032934 | 0.78708
Assets LV circuits | 0 |  | 0 | 0 | 0 | 0
Assets LV customer |  | 0 |  | 0 | 0 | 0
Assets HV customer |  | 0 |  | 0 | 0 | 0
Transmission exit | -0.026348 |  | 0.0072754 | -22.3078 | -0.023336 | -5.5769
Operating 132kV | -0.049779 |  | 0.013745 | -42.1457 | -0.044088 | -10.5364
Operating 132kV/EHV | -0.016666 |  | 0.0049753 | -13.9627 | -0.014606 | -3.4907
Operating EHV | -0.023774 |  | 0.0070973 | -19.9179 | -0.020836 | -4.9795
Operating EHV/HV | -0.033332 |  | 0.0099505 | -27.9251 | -0.029212 | -6.9813
Operating 132kV/HV | -0.0024257 |  | 0.0089253 | 1.2142 | 0.0012702 | 0.30355
Operating HV | -0.058796 |  | 0.016235 | -49.78 | -0.052074 | -12.445
Operating HV/LV | 0 |  | 0.010571 | 4.1845 | 0.0043773 | 1.0461
Operating LV circuits | 0 |  | 0 | 0 | 0 | 0
Operating LV customer |  | 0 |  | 0 | 0 | 0
Operating HV customer |  | 0 |  | 0 | 0 | 0
Scaler | 0 | 0 | 0 | 0 | 0 | 0
Rounding | -8.8047e-05 | 0 | -0.00011096 | -0.12809 | -0.000134 | -0.032023
Total | -0.616 | 0 | 0.224 | -500.1973 | -0.52324 | -125.0493
LV Sub Generation Non-Intermittent
| Rate 1 units (MWh) | Rate 2 units (MWh) | Rate 3 units (MWh) | MPANs | Reactive power units (MVArh) | MWh/year | MWh/MPAN/year
LV Sub Generation Non-Intermittent | 149.734 | 514.99 | 1004.095 | 1 | 0.146 | 1668.819 | 1668.819
| Unit rate 1 p/kWh | Unit rate 2 p/kWh | Unit rate 3 p/kWh | Fixed charge p/MPAN/day | Reactive power charge p/kVArh | Average unit rate (p/kWh) | Revenue (£/year) | Average p/kWh | Average £/MPAN/year
Assets 132kV | -1.2862 | -0.042354 | -0.00053518 |  | 0.035529 | -0.12879 | -2149.2479 | -0.12879 | -2149.2479
Assets 132kV/EHV | -0.43061 | -0.01418 | -0.00017918 |  | 0.01286 | -0.043119 | -719.5713 | -0.043119 | -719.5713
Assets EHV | -0.47267 | -0.053186 | -0.0041869 |  | 0.018345 | -0.06134 | -1023.6605 | -0.06134 | -1023.6605
Assets EHV/HV | -0.66269 | -0.074567 | -0.0058701 |  | 0.02572 | -0.086 | -1435.1833 | -0.086 | -1435.1833
Assets 132kV/HV | -0.062673 | -0.0020639 | -2.6079e-05 |  | 0.02307 | -0.0062739 | -104.6993 | -0.0062739 | -104.6993
Assets HV | -0.60887 | -0.068511 | -0.0053934 |  | 0.021858 | -0.079016 | -1318.63 | -0.079016 | -1318.63
Assets HV/LV | 0 | 0 | 0 |  | 0.0079533 | 6.9581e-07 | 0.011612 | 6.9581e-07 | 0.011612
Assets LV circuits | 0 | 0 | 0 |  | 0 | 0 | 0 | 0 | 0
Assets LV customer |  |  |  | 0 |  | 0 | 0 | 0 | 0
Assets HV customer |  |  |  | 0 |  | 0 | 0 | 0 | 0
Transmission exit | -0.28933 | 0 | -0.00076741 |  | 0.0072754 | -0.026421 | -440.926 | -0.026421 | -440.926
Operating 132kV | -0.49758 | -0.016386 | -0.00020705 |  | 0.013745 | -0.049825 | -831.4902 | -0.049825 | -831.4902
Operating 132kV/EHV | -0.16659 | -0.005486 | -6.932e-05 |  | 0.0049753 | -0.016682 | -278.3841 | -0.016682 | -278.3841
Operating EHV | -0.18286 | -0.020576 | -0.0016198 |  | 0.0070973 | -0.023731 | -396.0286 | -0.023731 | -396.0286
Operating EHV/HV | -0.25638 | -0.028848 | -0.002271 |  | 0.0099505 | -0.033271 | -555.2365 | -0.033271 | -555.2365
Operating 132kV/HV | -0.024246 | -0.00079846 | -1.0089e-05 |  | 0.0089253 | -0.0024272 | -40.5055 | -0.0024272 | -40.5055
Operating HV | -0.45224 | -0.050887 | -0.0040059 |  | 0.016235 | -0.058689 | -979.416 | -0.058689 | -979.416
Operating HV/LV | 0 | 0 | 0 |  | 0.010571 | 9.2482e-07 | 0.015434 | 9.2482e-07 | 0.015434
Operating LV circuits | 0 | 0 | 0 |  | 0 | 0 | 0 | 0 | 0
Operating LV customer |  |  |  | 0 |  | 0 | 0 | 0 | 0
Operating HV customer |  |  |  | 0 |  | 0 | 0 | 0 | 0
Scaler | 0 | 0 | 0 | 0 | 0 | 0 | 0 | 0 | 0
Rounding | -0.00011488 | -0.00015706 | 0.00014141 | 0 | -0.00011096 | 2.6296e-05 | 0.43883 | 2.6296e-05 | 0.43883
Total | -5.393 | -0.378 | -0.025 | 0 | 0.224 | -0.61556 | -10272.5135 | -0.61556 | -10272.5135
HV Generation Intermittent
| Rate 1 units (MWh) | MPANs | Reactive power units (MVArh) | MWh/year | MWh/MPAN/year
HV Generation Intermittent | 71665.7517 | 40 | 1748.776 | 71665.7517 | 1791.6438
| Unit rate 1 p/kWh | Fixed charge p/MPAN/day | Reactive power charge p/kVArh | Revenue (£/year) | Average p/kWh | Average £/MPAN/year
Assets 132kV | -0.12635 |  | 0.034888 | -89938.55 | -0.1255 | -2248.4637
Assets 132kV/EHV | -0.042302 |  | 0.012628 | -30095.0428 | -0.041994 | -752.3761
Assets EHV | -0.056396 |  | 0.016836 | -40122.2914 | -0.055985 | -1003.0573
Assets EHV/HV | -0.054854 |  | 0.016375 | -39025.085 | -0.054454 | -975.6271
Assets 132kV/HV | -0.0039919 |  | 0.014688 | -2603.9651 | -0.0036335 | -65.0991
Assets HV | 0 |  | 0.014924 | 260.9826 | 0.00036417 | 6.5246
Assets HV/LV | 0 |  | 0 | 0 | 0 | 0
Assets LV circuits | 0 |  | 0 | 0 | 0 | 0
Assets LV customer |  | 0 |  | 0 | 0 | 0
Assets HV customer |  | 0 |  | 0 | 0 | 0
Transmission exit | -0.025873 |  | 0.0071441 | -18417.0224 | -0.025698 | -460.4256
Operating 132kV | -0.048881 |  | 0.013497 | -34794.9751 | -0.048552 | -869.8744
Operating 132kV/EHV | -0.016365 |  | 0.0048855 | -11643.0192 | -0.016246 | -291.0755
Operating EHV | -0.023346 |  | 0.0069692 | -16608.8635 | -0.023175 | -415.2216
Operating EHV/HV | -0.032731 |  | 0.009771 | -23285.8095 | -0.032492 | -582.1452
Operating 132kV/HV | -0.0023819 |  | 0.0087642 | -1553.7554 | -0.0021681 | -38.8439
Operating HV | 0 |  | 0.015942 | 278.7923 | 0.00038902 | 6.9698
Operating HV/LV | 0 |  | 0 | 0 | 0 | 0
Operating LV circuits | 0 |  | 0 | 0 | 0 | 0
Operating LV customer |  | 0 |  | 0 | 0 | 0
Operating HV customer |  | 28.9277 |  | 4235.0106 | 0.0059094 | 105.8753
Scaler | 0 | 0 | 0 | 0 | 0 | 0
Rounding | 0.00046981 | 0.0023319 | -0.00031227 | 331.5744 | 0.00046267 | 8.2894
Total | -0.433 | 28.93 | 0.177 | -302982.0195 | -0.42277 | -7574.5505
HV Generation Non-Intermittent
| Rate 1 units (MWh) | Rate 2 units (MWh) | Rate 3 units (MWh) | MPANs | Reactive power units (MVArh) | MWh/year | MWh/MPAN/year
HV Generation Non-Intermittent | 57153.7108 | 188029.3159 | 362228.2037 | 160 | 2492.372 | 607411.2304 | 3796.3202
| Unit rate 1 p/kWh | Unit rate 2 p/kWh | Unit rate 3 p/kWh | Fixed charge p/MPAN/day | Reactive power charge p/kVArh | Average unit rate (p/kWh) | Revenue (£/year) | Average p/kWh | Average £/MPAN/year
Assets 132kV | -1.2629 | -0.04159 | -0.00052552 |  | 0.034888 | -0.13188 | -801055.1118 | -0.13188 | -5006.5944
Assets 132kV/EHV | -0.42284 | -0.013924 | -0.00017595 |  | 0.012628 | -0.04415 | -268171.3149 | -0.04415 | -1676.0707
Assets EHV | -0.43378 | -0.048809 | -0.0038424 |  | 0.016836 | -0.058147 | -353193.6795 | -0.058147 | -2207.4605
Assets EHV/HV | -0.42191 | -0.047475 | -0.0037373 |  | 0.016375 | -0.056557 | -343535.0491 | -0.056557 | -2147.0941
Assets 132kV/HV | -0.039902 | -0.001314 | -1.6604e-05 |  | 0.014688 | -0.0041109 | -24970.2139 | -0.0041109 | -156.0638
Assets HV | 0 | 0 | 0 |  | 0.014924 | 6.1236e-05 | 371.9549 | 6.1236e-05 | 2.3247
Assets HV/LV | 0 | 0 | 0 |  | 0 | 0 | 0 | 0 | 0
Assets LV circuits | 0 | 0 | 0 |  | 0 | 0 | 0 | 0 | 0
Assets LV customer |  |  |  | 0 |  | 0 | 0 | 0 | 0
Assets HV customer |  |  |  | 0 |  | 0 | 0 | 0 | 0
Transmission exit | -0.28411 | 0 | -0.00075356 |  | 0.0071441 | -0.027153 | -164932.7973 | -0.027153 | -1030.83
Operating 132kV | -0.4886 | -0.01609 | -0.00020331 |  | 0.013497 | -0.051021 | -309908.1835 | -0.051021 | -1936.9261
Operating 132kV/EHV | -0.16358 | -0.005387 | -6.8069e-05 |  | 0.0048855 | -0.01708 | -103748.7731 | -0.01708 | -648.4298
Operating EHV | -0.17956 | -0.020205 | -0.0015906 |  | 0.0069692 | -0.02407 | -146206.645 | -0.02407 | -913.7915
Operating EHV/HV | -0.25175 | -0.028327 | -0.00223 |  | 0.009771 | -0.033747 | -204983.3263 | -0.033747 | -1281.1458
Operating 132kV/HV | -0.023809 | -0.00078406 | -9.9071e-06 |  | 0.0087642 | -0.0024529 | -14899.4332 | -0.0024529 | -93.1215
Operating HV | 0 | 0 | 0 |  | 0.015942 | 6.5415e-05 | 397.3374 | 6.5415e-05 | 2.4834
Operating HV/LV | 0 | 0 | 0 |  | 0 | 0 | 0 | 0 | 0
Operating LV circuits | 0 | 0 | 0 |  | 0 | 0 | 0 | 0 | 0
Operating LV customer |  |  |  | 0 |  | 0 | 0 | 0 | 0
Operating HV customer |  |  |  | 28.9277 |  | 0 | 16940.0424 | 0.0027889 | 105.8753
Scaler | 0 | 0 | 0 | 0 | 0 | 0 | 0 | 0 | 0
Rounding | -0.00020313 | -9.3983e-05 | 0.00015324 | 0.0023319 | -0.00031227 | 4.1894e-05 | 255.8361 | 4.2119e-05 | 1.599
Total | -3.973 | -0.224 | -0.013 | 28.93 | 0.177 | -0.4502 | -2717639.3568 | -0.44741 | -16985.246

## M-Rev
Revenue matrix for WPD East Midlands in April 15 (DCP179)
This sheet is for information only. It can be deleted without affecting any calculations elsewhere in the model.
3901. Revenue matrix by tariff
Revenue matrix by tariff, charging element and network level
| Assets 132kV | Assets 132kV/EHV | Assets EHV | Assets EHV/HV | Assets 132kV/HV | Assets HV | Assets HV/LV | Assets LV circuits | Assets LV customer | Assets HV customer | Transmission exit | Operating 132kV | Operating 132kV/EHV | Operating EHV | Operating EHV/HV | Operating 132kV/HV | Operating HV | Operating HV/LV | Operating LV circuits | Operating LV customer | Operating HV customer | Scaler | Rounding | Total net revenue by tariff (£/year)
Domestic Unrestricted | 15085590.7262 | 5050687.4691 | 7204847.5913 | 10101275.6606 | 735103.8811 | 9280917.9865 | 3376985.3735 | 766799.2435 | 0 | 0 | 3089127.6617 | 5836237.6686 | 1953984.633 | 2787375.2955 | 3907930.8581 | 284393.3021 | 6893426.8703 | 4488417.008 | 4840522.7794 | 8973545.4847 | 0 | 32144371.686 | -30320.8982 | 126771220.281
Domestic Two Rate | 9468200.2224 | 3169973.3266 | 4345366.6583 | 6092251.9047 | 461374.7553 | 5597480.1778 | 2036717.5657 | 454781.3145 | 0 | 0 | 1978681.5938 | 3663009.8081 | 1226383.3795 | 1681113.6557 | 2356939.8573 | 178494.351 | 4157543.5016 | 2707040.9703 | 2870867.8721 | 5322124.2011 | 0 | 20589461.9983 | -13654.4404 | 78344152.6737
Domestic Off Peak (related MPAN) | 103396.7435 | 34617.4469 | 60716.6791 | 85125.4527 | 5038.4071 | 78212.1359 | 28458.5253 | 0 |  |  | 19146.1963 | 40001.6135 | 13392.6242 | 23489.7642 | 32932.9081 | 1949.2337 | 58092.2749 | 37824.78 | 0 |  |  | 199228.5578 | 571.3251 | 822194.6683
Small Non Domestic Unrestricted | 2446053.9945 | 818944.0164 | 1168230.4359 | 1637871.9354 | 119193.462 | 1504854.9921 | 547561.4918 | 47765.3045 | 0 | 0 | 500886.7862 | 946317.0996 | 316828.9531 | 451959.131 | 633651.6785 | 46112.9687 | 1117735.1048 | 727774.6394 | 301524.8732 | 1366258.4396 | 0 | 5212051.0353 | -63.1146 | 19911513.2273
Small Non Domestic Two Rate | 3979343.6934 | 1332292.6289 | 1938813.0825 | 2718237.2913 | 193908.9457 | 2497480.3398 | 908741.4187 | 41153.4633 | 0 | 0 | 799035.6337 | 1539508.5271 | 515430.6893 | 750078.28 | 1051618.0082 | 75018.5202 | 1855010.2594 | 1207825.9123 | 259786.7408 | 1177136.1459 | 0 | 8314482.667 | -4597.2 | 31150305.0477
Small Non Domestic Off Peak (related MPAN) | 1676.2314 | 561.2058 | 1195.4615 | 1676.0501 | 81.6809 | 1539.9326 | 560.325 | 0 |  |  | 304.7493 | 648.492 | 217.1165 | 462.4941 | 648.4219 | 31.6003 | 1143.7891 | 744.7388 | 0 |  |  | 3171.114 | 25.1137 | 14688.5171
LV Medium Non-Domestic | 1791130.6525 | 599674.3055 | 860207.2403 | 1206020.0233 | 87279.7836 | 1108075.188 | 403187.8859 | 78887.8237 | 0 | 0 | 360723.1156 | 692943.6423 | 231998.9873 | 332792.6622 | 466578.977 | 33766.3649 | 823025.8349 | 535884.869 | 497989.9382 | 138876.0742 | 0 | 3753557.371 | 2591.8278 | 14005192.5673
LV Sub Medium Non-Domestic | 0 | 0 | 0 | 0 | 0 | 0 | 0 | 0 | 0 | 0 | 0 | 0 | 0 | 0 | 0 | 0 | 0 | 0 | 0 | 0 | 0 | 0 | 0 | 0
HV Medium Non-Domestic | 48656.7981 | 16199.5354 | 23001.6577 | 26743.4996 | 2099.9999 | 19664.3693 | 0 | 0 | 0 | 0 | 9702.8892 | 18824.098 | 6267.195 | 9521.6744 | 15957.5319 | 1253.0453 | 21006.2836 | 0 | 0 | 0 | 33967.7077 | 100964.8389 | 44.5414 | 353875.6653
LV Network Domestic | 0 | 0 | 0 | 0 | 0 | 0 | 0 | 0 | 0 | 0 | 0 | 0 | 0 | 0 | 0 | 0 | 0 | 0 | 0 | 0 | 0 | 0 | 0 | 0
LV Network Non-Domestic Non-CT | 0 | 0 | 0 | 0 | 0 | 0 | 0 | 0 | 0 | 0 | 0 | 0 | 0 | 0 | 0 | 0 | 0 | 0 | 0 | 0 | 0 | 0 | 0 | 0
LV HH Metered | 6042120.1817 | 2022914.531 | 2903891.7354 | 4071288.1897 | 294425.7256 | 4402784.8997 | 2565724.6321 | 625462.2986 | 0 | 0 | 1215967.1685 | 2337545.1477 | 782615.0265 | 1123443.0682 | 1575079.5526 | 113905.9478 | 3270180.361 | 3410154.5618 | 3948314.412 | 239128.6667 | 0 | 12652925.0008 | -17701.0812 | 53580170.0262
LV Sub HH Metered | 125420.5025 | 41991.0477 | 60142.2963 | 84320.1617 | 6111.6001 | 196255.926 | 71410.3273 | 0 | 0 | 0 | 25325.3787 | 48522.0549 | 16245.2859 | 23267.5499 | 32621.3612 | 2364.4252 | 145769.6184 | 94912.8564 | 0 | 2092.9789 | 0 | 263526.9479 | 79.3346 | 1240379.6536
HV HH Metered | 12446196.9908 | 4095426.9566 | 6591547.0653 | 10653670.2084 | 836566.1489 | 7833593.5235 | 0 | 0 | 0 | 0 | 2473810.2369 | 4815122.2598 | 1584418.2377 | 2728610.4985 | 6356919.8027 | 499169.189 | 8368165.014 | 0 | 0 | 0 | 643168.0967 | 25741595.8307 | 7248.8386 | 95675228.8981
NHH UMS category A | 81704.8831 | 27354.9665 | 38949.6614 | 54607.8542 | 3981.3871 | 50172.9715 | 18256.1026 | 4266.4385 | 0 |  | 16746.3695 | 31609.5753 | 10582.9522 | 15068.6496 | 21126.4127 | 1540.2991 | 37266.11 | 24264.5414 | 26932.4638 | 294630.662 |  | 174256.8083 | -175.4323 | 933143.6767
NHH UMS category B | 56414.3471 | 18887.6419 | 22387.0901 | 31386.9469 | 2749.0077 | 28837.9102 | 10493.0569 | 2452.2201 | 0 |  | 12647.4026 | 21825.2996 | 7307.1562 | 8661.0051 | 12142.8246 | 1063.5223 | 21419.4356 | 13946.5263 | 15479.9675 | 132530.4665 |  | 131604.4061 | 73.2808 | 552309.5143
NHH UMS category C | 1644.3679 | 550.5378 | 638.0501 | 894.5533 | 80.1282 | 821.9037 | 299.0606 | 69.8903 | 0 |  | 366.1525 | 636.1648 | 212.9893 | 246.8456 | 346.0803 | 30.9996 | 610.4712 | 397.4873 | 441.1916 | 2132.8218 |  | 3810.0532 | 1.5406 | 14231.2899
NHH UMS category D | 7902.3892 | 2645.7365 | 5359.6117 | 7514.2347 | 385.0745 | 6903.9791 | 2512.1045 | 587.0771 | 0 |  | 1234.8696 | 3057.2367 | 1023.5693 | 2073.4997 | 2907.0694 | 148.9757 | 5127.9491 | 3338.8871 | 3706.0027 | 53168.2498 |  | 12849.6174 | -4.7522 | 122441.3814
LV UMS (Pseudo HH Metered) | 655869.6806 | 219586.547 | 262062.2748 | 367414.195 | 31959.7924 | 337575.2851 | 122831.2546 | 28705.579 | 0 |  | 146231.6197 | 253739.5721 | 84952.5418 | 101385.3383 | 142143.3608 | 12364.4442 | 250734.9536 | 163257.412 | 181207.8068 | 1474776.362 |  | 1521634.6008 | 94.8252 | 6358527.4458
LV Generation NHH or Aggregate HH | -1849.9858 | -619.3791 | -883.5495 | -1238.7461 | -90.1477 | -1138.1434 | -414.1286 | 0 | 0 | 0 | -378.8279 | -715.7132 | -239.6223 | -341.8232 | -479.2399 | -34.8759 | -845.3591 | -550.4264 | 0 | 0 | 0 | 0 | -0.78145 | -9820.7495
LV Sub Generation NHH | 0 | 0 | 0 | 0 | 0 | 0 | 0 | 0 | 0 | 0 | 0 | 0 | 0 | 0 | 0 | 0 | 0 | 0 | 0 | 0 | 0 | 0 | 0 | 0
LV Generation Intermittent | -34562.5501 | -11560.4145 | -16491.0273 | -23120.6018 | -1436.5569 | -21263.4824 | -7737.0007 | 21.57 | 0 | 0 | -7077.4908 | -13371.386 | -4472.4352 | -6379.9659 | -8944.7825 | -555.7679 | -15793.5089 | -10283.3983 | 136.1638 | 0 | 0 | 0 | -11.7818 | -182904.4171
LV Generation Non-Intermittent | -7611.2425 | -2541.8481 | -3793.8862 | -5319.0703 | -229.1165 | -4898.8733 | -1782.5202 | 12.3487 | 0 | 0 | -1503.6443 | -2944.5993 | -983.3775 | -1467.7597 | -2057.8152 | -88.6394 | -3638.6513 | -2369.1822 | 77.9529 | 0 | 0 | 0 | 9.9217 | -41130.0026
LV Sub Generation Intermittent | -108.9388 | -36.0909 | -51.484 | -72.1811 | 3.1385 | -67.021 | 3.1483 | 0 | 0 | 0 | -22.3078 | -42.1457 | -13.9627 | -19.9179 | -27.9251 | 1.2142 | -49.78 | 4.1845 | 0 | 0 | 0 | 0 | -0.12809 | -500.1973
LV Sub Generation Non-Intermittent | -2149.2479 | -719.5713 | -1023.6605 | -1435.1833 | -104.6993 | -1318.63 | 0.011612 | 0 | 0 | 0 | -440.926 | -831.4902 | -278.3841 | -396.0286 | -555.2365 | -40.5055 | -979.416 | 0.015434 | 0 | 0 | 0 | 0 | 0.43883 | -10272.5135
HV Generation Intermittent | -89938.55 | -30095.0428 | -40122.2914 | -39025.085 | -2603.9651 | 260.9826 | 0 | 0 | 0 | 0 | -18417.0224 | -34794.9751 | -11643.0192 | -16608.8635 | -23285.8095 | -1553.7554 | 278.7923 | 0 | 0 | 0 | 4235.0106 | 0 | 331.5744 | -302982.0195
HV Generation Non-Intermittent | -801055.1118 | -268171.3149 | -353193.6795 | -343535.0491 | -24970.2139 | 371.9549 | 0 | 0 | 0 | 0 | -164932.7973 | -309908.1835 | -103748.7731 | -146206.645 | -204983.3263 | -14899.4332 | 397.3374 | 0 | 0 | 0 | 16940.0424 | 0 | 255.8361 | -2717639.3568
3902. Revenues by charging element and network level
Total net revenue by charging element and network level (£/year)
| Assets 132kV | Assets 132kV/EHV | Assets EHV | Assets EHV/HV | Assets 132kV/HV | Assets HV | Assets HV/LV | Assets LV circuits | Assets LV customer | Assets HV customer | Transmission exit | Operating 132kV | Operating 132kV/EHV | Operating EHV | Operating EHV/HV | Operating 132kV/HV | Operating HV | Operating HV/LV | Operating LV circuits | Operating LV customer | Operating HV customer | Scaler | Rounding | Total net revenue (£/year)
Revenues by charging element and network level | 51404046.7782 | 17138564.2382 | 25071797.0135 | 36726552.245 | 2750908.2193 | 32917118.308 | 10083808.6349 | 2050964.5719 | 0 | 0 | 10457164.8072 | 19886939.7671 | 6630481.7628 | 9868128.4085 | 16369210.5703 | 1234435.4259 | 27005627.2458 | 13402586.383 | 12946988.1649 | 19176400.5532 | 698310.8574 | 110819492.5335 | -55201.2113 | 426584325.2773

## CData
Additional calculations for tariff comparisons for WPD East Midlands in April 15 (DCP179)
This sheet is for information only. It can be deleted without affecting any calculations elsewhere in the model.
4001. Revenues under current tariffs (£)
Data sources:
x1 = 1201. Current revenues if known (£) (in Current tariff information)
x2 = 1010. Days in the charging year (in Financial and general assumptions)
x3 = 1201. Current Fixed charge p/MPAN/day (in Current tariff information)
x4 = 1053. MPANs by tariff (in Volume forecasts for the charging year)
x5 = 1201. Current Capacity charge p/kVA/day (in Current tariff information)
x6 = 1053. Import capacity (kVA) by tariff (in Volume forecasts for the charging year)
x7 = 1201. Current Unit rate 1 p/kWh (in Current tariff information)
x8 = 1053. Rate 1 units (MWh) by tariff (in Volume forecasts for the charging year)
x9 = 1201. Current Unit rate 2 p/kWh (in Current tariff information)
x10 = 1053. Rate 2 units (MWh) by tariff (in Volume forecasts for the charging year)
x11 = 1201. Current Unit rate 3 p/kWh (in Current tariff information)
x12 = 1053. Rate 3 units (MWh) by tariff (in Volume forecasts for the charging year)
x13 = 1201. Current Reactive power charge p/kVArh (in Current tariff information)
x14 = 1053. Reactive power units (MVArh) by tariff (in Volume forecasts for the charging year)
Calculation =IF(x1,x1,0.01*x2*(x3*x4+x5*x6)+10*(x7*x8+x9*x10+x11*x12+x13*x14))
Revenues under current tariffs (£)
Domestic Unrestricted | 133203828.6671
Domestic Two Rate | 84349195.3517
Domestic Off Peak (related MPAN) | 738480.3021
Small Non Domestic Unrestricted | 21401869.1356
Small Non Domestic Two Rate | 32849736.3672
Small Non Domestic Off Peak (related MPAN) | 14307.7036
LV Medium Non-Domestic | 14647709.2926
LV Sub Medium Non-Domestic | 0
HV Medium Non-Domestic | 386944.7699
LV Network Domestic | 0
LV Network Non-Domestic Non-CT | 0
LV HH Metered | 54061597.5353
LV Sub HH Metered | 1259473.4908
HV HH Metered | 97724792.7158
NHH UMS category A | 978704.2593
NHH UMS category B | 582256.5315
NHH UMS category C | 15704.4134
NHH UMS category D | 133382.142
LV UMS (Pseudo HH Metered) | 6745157.4265
4002. All-the-way volumes
Data sources:
x1 = 1053. Rate 1 units (MWh) by tariff (in Volume forecasts for the charging year)
x2 = 1053. Rate 2 units (MWh) by tariff (in Volume forecasts for the charging year)
x3 = 1053. Rate 3 units (MWh) by tariff (in Volume forecasts for the charging year)
x4 = 1053. MPANs by tariff (in Volume forecasts for the charging year)
x5 = 1053. Import capacity (kVA) by tariff (in Volume forecasts for the charging year)
x6 = 1053. Reactive power units (MVArh) by tariff (in Volume forecasts for the charging year)
x7 = 3802. All units (MWh) (in Revenue summary)
Kind: | Copy cells | Copy cells | Copy cells | Copy cells | Copy cells | Copy cells | Copy cells
Formula: | = x1 | = x2 | = x3 | = x4 | = x5 | = x6 | = x7
| Rate 1 units (MWh) | Rate 2 units (MWh) | Rate 3 units (MWh) | MPANs | Import capacity (kVA) | Reactive power units (MVArh) | All units (MWh)
Domestic Unrestricted | 5189053.6584 | 0 | 0 | 1502720 | 0 | 0 | 5189053.6584
Domestic Two Rate | 2831818.4668 | 1330020.0844 | 0 | 902930 | 0 | 0 | 4161838.5512
Domestic Off Peak (related MPAN) | 149489.9397 | 0 | 0 | 36798 | 0 | 0 | 149489.9397
Small Non Domestic Unrestricted | 1119429.2075 | 0 | 0 | 94423 | 0 | 0 | 1119429.2075
Small Non Domestic Two Rate | 1568134.0522 | 502478.5767 | 0 | 81818 | 0 | 0 | 2070612.6289
Small Non Domestic Off Peak (related MPAN) | 5440.1915 | 0 | 0 | 710 | 0 | 0 | 5440.1915
LV Medium Non-Domestic | 708075.9268 | 180624.2842 | 0 | 8226 | 0 | 0 | 888700.211
LV Sub Medium Non-Domestic | 0 | 0 | 0 | 0 | 0 | 0 | 0
HV Medium Non-Domestic | 20007.8938 | 5519.7174 | 0 | 155 | 0 | 0 | 25527.6113
LV Network Domestic | 0 | 0 | 0 | 0 | 0 | 0 | 0
LV Network Non-Domestic Non-CT | 0 | 0 | 0 | 0 | 0 | 0 | 0
LV HH Metered | 325248.2262 | 1277746.5129 | 1380524.5917 | 8177 | 1553000 | 350317.032 | 2983519.3307
LV Sub HH Metered | 6983.8063 | 26762.746 | 32262.2048 | 96 | 46000 | 5734.025 | 66008.7571
HV HH Metered | 782922.2844 | 2998429.0699 | 4132521.5714 | 2929 | 2680000 | 740677.502 | 7913872.9256
NHH UMS category A | 52421.2244 | 0 | 0 | 1418 | 0 | 0 | 52421.2244
NHH UMS category B | 23374.4091 | 0 | 0 | 1167 | 0 | 0 | 23374.4091
NHH UMS category C | 381.6382 | 0 | 0 | 159 | 0 | 0 | 381.6382
NHH UMS category D | 9513.7048 | 0 | 0 | 257 | 0 | 0 | 9513.7048
LV UMS (Pseudo HH Metered) | 13660.3453 | 31428.326 | 218801.6595 | 18 | 0 | 0 | 263890.3308
LV Generation NHH or Aggregate HH | 1355.4925 | 0 | 0 | 115 | 0 | 0 | 1355.4925
LV Sub Generation NHH | 0 | 0 | 0 | 0 | 0 | 0 | 0
LV Generation Intermittent | 26187.0171 | 0 | 0 | 187 | 0 | 1118.03 | 26187.0171
LV Generation Non-Intermittent | 509.3711 | 2346.6281 | 2788.6198 | 70 | 0 | 640.065 | 5644.6191
LV Sub Generation Intermittent | 95.5954 | 0 | 0 | 4 | 0 | 39.585 | 95.5954
LV Sub Generation Non-Intermittent | 149.734 | 514.99 | 1004.095 | 1 | 0 | 0.146 | 1668.819
HV Generation Intermittent | 71660.6733 | 0 | 0 | 40 | 0 | 1748.776 | 71660.6733
HV Generation Non-Intermittent | 57153.7108 | 188029.3159 | 362228.2037 | 160 | 0 | 2492.372 | 607411.2304
4003. Normalised to
Normalised to
Domestic Unrestricted | MPAN
Domestic Two Rate | MPAN
Domestic Off Peak (related MPAN) | MPAN
Small Non Domestic Unrestricted | MPAN
Small Non Domestic Two Rate | MPAN
Small Non Domestic Off Peak (related MPAN) | MPAN
LV Medium Non-Domestic | MPAN
LV Sub Medium Non-Domestic | MPAN
HV Medium Non-Domestic | MPAN
LV Network Domestic | MPAN
LV Network Non-Domestic Non-CT | MPAN
LV HH Metered | kVA
LV Sub HH Metered | kVA
HV HH Metered | kVA
NHH UMS category A | MWh
NHH UMS category B | MWh
NHH UMS category C | MWh
NHH UMS category D | MWh
LV UMS (Pseudo HH Metered) | MWh
LV Generation NHH or Aggregate HH | MWh
LV Sub Generation NHH | MWh
LV Generation Intermittent | MWh
LV Generation Non-Intermittent | MWh
LV Sub Generation Intermittent | MWh
LV Sub Generation Non-Intermittent | MWh
HV Generation Intermittent | MWh
HV Generation Non-Intermittent | MWh
4004. Normalised volumes for comparisons
Data sources:
x1 = 4002. Rate 1 units (MWh) by tariff (in Volume forecasts for the charging year) (in All-the-way volumes)
x2 = 4003. Normalised to
x3 = 4002. Import capacity (kVA) by tariff (in Volume forecasts for the charging year) (in All-the-way volumes)
x4 = 4002. MPANs by tariff (in Volume forecasts for the charging year) (in All-the-way volumes)
x5 = 4002. All units (MWh) (in Revenue summary) (in All-the-way volumes)
x6 = 4002. Rate 2 units (MWh) by tariff (in Volume forecasts for the charging year) (in All-the-way volumes)
x7 = 4002. Rate 3 units (MWh) by tariff (in Volume forecasts for the charging year) (in All-the-way volumes)
x8 = 4002. Reactive power units (MVArh) by tariff (in Volume forecasts for the charging year) (in All-the-way volumes)
x9 = 1010. Days in the charging year (in Financial and general assumptions)
x10 = 3607. Fixed charge p/MPAN/day (in Tariffs)
x11 = Normalised MPANs (in Normalised volumes for comparisons)
x12 = 3607. Capacity charge p/kVA/day (in Tariffs)
x13 = Normalised Import capacity (kVA) (in Normalised volumes for comparisons)
x14 = 3607. Unit rate 1 p/kWh (in Tariffs)
x15 = Normalised Rate 1 units (MWh) (in Normalised volumes for comparisons)
x16 = 3607. Unit rate 2 p/kWh (in Tariffs)
x17 = Normalised Rate 2 units (MWh) (in Normalised volumes for comparisons)
x18 = 3607. Unit rate 3 p/kWh (in Tariffs)
x19 = Normalised Rate 3 units (MWh) (in Normalised volumes for comparisons)
x20 = 3607. Reactive power charge p/kVArh (in Tariffs)
x21 = Normalised Reactive power units (MVArh) (in Normalised volumes for comparisons)
Kind: | Calculation | Calculation | Calculation | Calculation | Calculation | Calculation | Calculation
Formula: | =x1/IF(x2="kVA",IF(x3,x3,1),IF(x2="MPAN",IF(x4,x4,1),IF(x5,x5,1))) | =x6/IF(x2="kVA",IF(x3,x3,1),IF(x2="MPAN",IF(x4,x4,1),IF(x5,x5,1))) | =x7/IF(x2="kVA",IF(x3,x3,1),IF(x2="MPAN",IF(x4,x4,1),IF(x5,x5,1))) | =x4/IF(x2="kVA",IF(x3,x3,1),IF(x2="MPAN",IF(x4,x4,1),IF(x5,x5,1))) | =x3/IF(x2="kVA",IF(x3,x3,1),IF(x2="MPAN",IF(x4,x4,1),IF(x5,x5,1))) | =x8/IF(x2="kVA",IF(x3,x3,1),IF(x2="MPAN",IF(x4,x4,1),IF(x5,x5,1))) | =0.01*x9*(x10*x11+x12*x13)+10*(x14*x15+x16*x17+x18*x19+x20*x21)
| Normalised Rate 1 units (MWh) | Normalised Rate 2 units (MWh) | Normalised Rate 3 units (MWh) | Normalised MPANs | Normalised Import capacity (kVA) | Normalised Reactive power units (MVArh) | Normalised revenues (£)
Domestic Unrestricted
Domestic Unrestricted | 3.4531 | 0 | 0 | 1 | 0 | 0 | 83.2074
LDNO LV: Domestic Unrestricted | 3.4531 | 0 | 0 | 1 | 0 | 0 | 59.0165
LDNO HV: Domestic Unrestricted | 3.4531 | 0 | 0 | 1 | 0 | 0 | 43.3071
Domestic Two Rate
Domestic Two Rate | 3.1363 | 1.473 | 0 | 1 | 0 | 0 | 86.616
LDNO LV: Domestic Two Rate | 3.1363 | 1.473 | 0 | 1 | 0 | 0 | 61.4421
LDNO HV: Domestic Two Rate | 3.1363 | 1.473 | 0 | 1 | 0 | 0 | 45.0765
Domestic Off Peak (related MPAN)
Domestic Off Peak (related MPAN) | 4.0624 | 0 | 0 | 1 | 0 | 0 | 22.3435
LDNO LV: Domestic Off Peak (related MPAN) | 4.0624 | 0 | 0 | 1 | 0 | 0 | 15.8435
LDNO HV: Domestic Off Peak (related MPAN) | 4.0624 | 0 | 0 | 1 | 0 | 0 | 11.6186
Small Non Domestic Unrestricted
Small Non Domestic Unrestricted | 11.8555 | 0 | 0 | 1 | 0 | 0 | 209.7468
LDNO LV: Small Non Domestic Unrestricted | 11.8555 | 0 | 0 | 1 | 0 | 0 | 148.7923
LDNO HV: Small Non Domestic Unrestricted | 11.8555 | 0 | 0 | 1 | 0 | 0 | 109.1107
Small Non Domestic Two Rate
Small Non Domestic Two Rate | 19.1661 | 6.1414 | 0 | 1 | 0 | 0 | 380.6022
LDNO LV: Small Non Domestic Two Rate | 19.1661 | 6.1414 | 0 | 1 | 0 | 0 | 269.9918
LDNO HV: Small Non Domestic Two Rate | 19.1661 | 6.1414 | 0 | 1 | 0 | 0 | 198.1258
Small Non Domestic Off Peak (related MPAN)
Small Non Domestic Off Peak (related MPAN) | 7.6622 | 0 | 0 | 1 | 0 | 0 | 20.6881
LDNO LV: Small Non Domestic Off Peak (related MPAN) | 7.6622 | 0 | 0 | 1 | 0 | 0 | 14.7115
LDNO HV: Small Non Domestic Off Peak (related MPAN) | 7.6622 | 0 | 0 | 1 | 0 | 0 | 10.8038
LV Medium Non-Domestic
LV Medium Non-Domestic | 86.0778 | 21.9577 | 0 | 1 | 0 | 0 | 1697.3947
LDNO LV: LV Medium Non-Domestic | 86.0778 | 21.9577 | 0 | 1 | 0 | 0 | 1204.3197
LDNO HV: LV Medium Non-Domestic | 86.0778 | 21.9577 | 0 | 1 | 0 | 0 | 882.9529
LV Sub Medium Non-Domestic
LV Sub Medium Non-Domestic | 0 | 0 | 0 | 0 | 0 | 0 | 0
HV Medium Non-Domestic
HV Medium Non-Domestic | 129.0832 | 35.6111 | 0 | 1 | 0 | 0 | 2283.0688
LV Network Domestic
LV Network Domestic | 0 | 0 | 0 | 0 | 0 | 0 | 0
LDNO LV: LV Network Domestic | 0 | 0 | 0 | 0 | 0 | 0 | 0
LDNO HV: LV Network Domestic | 0 | 0 | 0 | 0 | 0 | 0 | 0
LV Network Non-Domestic Non-CT
LV Network Non-Domestic Non-CT | 0 | 0 | 0 | 0 | 0 | 0 | 0
LDNO LV: LV Network Non-Domestic Non-CT | 0 | 0 | 0 | 0 | 0 | 0 | 0
LDNO HV: LV Network Non-Domestic Non-CT | 0 | 0 | 0 | 0 | 0 | 0 | 0
LV HH Metered
LV HH Metered | 0.20943 | 0.82276 | 0.88894 | 0.0052653 | 1 | 0.22557 | 33.8993
LDNO LV: LV HH Metered | 0.20943 | 0.82276 | 0.88894 | 0.0052653 | 1 | 0.22557 | 24.042
LDNO HV: LV HH Metered | 0.20943 | 0.82276 | 0.88894 | 0.0052653 | 1 | 0.22557 | 17.6383
LV Sub HH Metered
LV Sub HH Metered | 0.15182 | 0.5818 | 0.70135 | 0.002087 | 1 | 0.12465 | 26.9648
LDNO HV: LV Sub HH Metered | 0.15182 | 0.5818 | 0.70135 | 0.002087 | 1 | 0.12465 | 20.0686
HV HH Metered
HV HH Metered | 0.29214 | 1.1188 | 1.542 | 0.0010929 | 1 | 0.27637 | 35.5646
LDNO HV: HV HH Metered | 0.29214 | 1.1188 | 1.542 | 0.0010929 | 1 | 0.27637 | 29.8795
NHH UMS category A
NHH UMS category A | 1 | 0 | 0 | 0.02705 | 0 | 0 | 17.7
LDNO LV: NHH UMS category A | 1 | 0 | 0 | 0.02705 | 0 | 0 | 12.56
LDNO HV: NHH UMS category A | 1 | 0 | 0 | 0.02705 | 0 | 0 | 9.21
NHH UMS category B
NHH UMS category B | 1 | 0 | 0 | 0.049926 | 0 | 0 | 23.29
LDNO LV: NHH UMS category B | 1 | 0 | 0 | 0.049926 | 0 | 0 | 16.52
LDNO HV: NHH UMS category B | 1 | 0 | 0 | 0.049926 | 0 | 0 | 12.12
NHH UMS category C
NHH UMS category C | 1 | 0 | 0 | 0.41662 | 0 | 0 | 37.29
LDNO LV: NHH UMS category C | 1 | 0 | 0 | 0.41662 | 0 | 0 | 26.45
LDNO HV: NHH UMS category C | 1 | 0 | 0 | 0.41662 | 0 | 0 | 19.4
NHH UMS category D
NHH UMS category D | 1 | 0 | 0 | 0.027014 | 0 | 0 | 12.87
LDNO LV: NHH UMS category D | 1 | 0 | 0 | 0.027014 | 0 | 0 | 9.13
LDNO HV: NHH UMS category D | 1 | 0 | 0 | 0.027014 | 0 | 0 | 6.7
LV UMS (Pseudo HH Metered)
LV UMS (Pseudo HH Metered) | 0.051765 | 0.1191 | 0.82914 | 6.821e-05 | 0 | 0 | 24.0953
LDNO LV: LV UMS (Pseudo HH Metered) | 0.051765 | 0.1191 | 0.82914 | 6.821e-05 | 0 | 0 | 17.0907
LDNO HV: LV UMS (Pseudo HH Metered) | 0.051765 | 0.1191 | 0.82914 | 6.821e-05 | 0 | 0 | 12.5356
LV Generation NHH or Aggregate HH
LV Generation NHH or Aggregate HH | 1 | 0 | 0 | 0.08484 | 0 | 0 | -7.09
LDNO LV: LV Generation NHH or Aggregate HH | 1 | 0 | 0 | 0.08484 | 0 | 0 | -7.09
LDNO HV: LV Generation NHH or Aggregate HH | 1 | 0 | 0 | 0.08484 | 0 | 0 | -7.09
LV Sub Generation NHH
LV Sub Generation NHH | 0 | 0 | 0 | 0 | 0 | 0 | 0
LDNO HV: LV Sub Generation NHH | 0 | 0 | 0 | 0 | 0 | 0 | 0
LV Generation Intermittent
LV Generation Intermittent | 1 | 0 | 0 | 0.0071409 | 0 | 0.042694 | -6.9845
LDNO LV: LV Generation Intermittent | 1 | 0 | 0 | 0.0071409 | 0 | 0.042694 | -6.9845
LDNO HV: LV Generation Intermittent | 1 | 0 | 0 | 0.0071409 | 0 | 0.042694 | -6.9845
LV Generation Non-Intermittent
LV Generation Non-Intermittent | 0.09024 | 0.41573 | 0.49403 | 0.012401 | 0 | 0.11339 | -7.2866
LDNO LV: LV Generation Non-Intermittent | 0.09024 | 0.41573 | 0.49403 | 0.012401 | 0 | 0.11339 | -7.2866
LDNO HV: LV Generation Non-Intermittent | 0.09024 | 0.41573 | 0.49403 | 0.012401 | 0 | 0.11339 | -7.2866
LV Sub Generation Intermittent
LV Sub Generation Intermittent | 1 | 0 | 0 | 0.041843 | 0 | 0.41409 | -5.2324
LDNO HV: LV Sub Generation Intermittent | 1 | 0 | 0 | 0.041843 | 0 | 0.41409 | -5.2324
LV Sub Generation Non-Intermittent
LV Sub Generation Non-Intermittent | 0.089725 | 0.3086 | 0.60168 | 0.00059923 | 0 | 8.7487e-05 | -6.1556
LDNO HV: LV Sub Generation Non-Intermittent | 0.089725 | 0.3086 | 0.60168 | 0.00059923 | 0 | 8.7487e-05 | -6.1556
HV Generation Intermittent
HV Generation Intermittent | 1 | 0 | 0 | 0.00055819 | 0 | 0.024404 | -4.2277
LDNO HV: HV Generation Intermittent | 1 | 0 | 0 | 0.00055819 | 0 | 0.024404 | -4.2868
HV Generation Non-Intermittent
HV Generation Non-Intermittent | 0.094094 | 0.30956 | 0.59635 | 0.00026341 | 0 | 0.0041033 | -4.4741
LDNO HV: HV Generation Non-Intermittent | 0.094094 | 0.30956 | 0.59635 | 0.00026341 | 0 | 0.0041033 | -4.502
4005. LDNO LV charges (normalised £)
Data sources:
x1 = 4004. Normalised revenues (£) (in Normalised volumes for comparisons)
Copy cells = x1
LDNO LV charges (normalised £)
LDNO LV: Domestic Unrestricted | 59.0165
LDNO LV: Domestic Two Rate | 61.4421
LDNO LV: Domestic Off Peak (related MPAN) | 15.8435
LDNO LV: Small Non Domestic Unrestricted | 148.7923
LDNO LV: Small Non Domestic Two Rate | 269.9918
LDNO LV: Small Non Domestic Off Peak (related MPAN) | 14.7115
LDNO LV: LV Medium Non-Domestic | 1204.3197
LDNO LV: LV Network Domestic | 0
LDNO LV: LV Network Non-Domestic Non-CT | 0
LDNO LV: LV HH Metered | 24.042
N/A
N/A
LDNO LV: NHH UMS category A | 12.56
LDNO LV: NHH UMS category B | 16.52
LDNO LV: NHH UMS category C | 26.45
LDNO LV: NHH UMS category D | 9.13
LDNO LV: LV UMS (Pseudo HH Metered) | 17.0907
LDNO LV: LV Generation NHH or Aggregate HH | -7.09
N/A
LDNO LV: LV Generation Intermittent | -6.9845
LDNO LV: LV Generation Non-Intermittent | -7.2866
N/A
N/A
N/A
N/A
4006. LDNO HV charges (normalised £)
Data sources:
x1 = 4004. Normalised revenues (£) (in Normalised volumes for comparisons)
Copy cells = x1
LDNO HV charges (normalised £)
LDNO HV: Domestic Unrestricted | 43.3071
LDNO HV: Domestic Two Rate | 45.0765
LDNO HV: Domestic Off Peak (related MPAN) | 11.6186
LDNO HV: Small Non Domestic Unrestricted | 109.1107
LDNO HV: Small Non Domestic Two Rate | 198.1258
LDNO HV: Small Non Domestic Off Peak (related MPAN) | 10.8038
LDNO HV: LV Medium Non-Domestic | 882.9529
LDNO HV: LV Network Domestic | 0
LDNO HV: LV Network Non-Domestic Non-CT | 0
LDNO HV: LV HH Metered | 17.6383
LDNO HV: LV Sub HH Metered | 20.0686
LDNO HV: HV HH Metered | 29.8795
LDNO HV: NHH UMS category A | 9.21
LDNO HV: NHH UMS category B | 12.12
LDNO HV: NHH UMS category C | 19.4
LDNO HV: NHH UMS category D | 6.7
LDNO HV: LV UMS (Pseudo HH Metered) | 12.5356
LDNO HV: LV Generation NHH or Aggregate HH | -7.09
LDNO HV: LV Sub Generation NHH | 0
LDNO HV: LV Generation Intermittent | -6.9845
LDNO HV: LV Generation Non-Intermittent | -7.2866
LDNO HV: LV Sub Generation Intermittent | -5.2324
LDNO HV: LV Sub Generation Non-Intermittent | -6.1556
LDNO HV: HV Generation Intermittent | -4.2868
LDNO HV: HV Generation Non-Intermittent | -4.502

## CTables
Tariff comparisons for WPD East Midlands in April 15 (DCP179)
This sheet is for information only. It can be deleted without affecting any calculations elsewhere in the model.
4101. Comparison with current all-the-way demand tariffs
Data sources:
x1 = 4001. Revenues under current tariffs (£)
x2 = 3802. Net revenues (£) (in Revenue summary)
x3 = 3802. All units (MWh) (in Revenue summary)
x4 = 1053. MPANs by tariff (in Volume forecasts for the charging year)
Kind: | Calculation | Calculation | Copy cells
Formula: | =IF(x1,x2/x1-1,"") | =(x2-x1)/IF(x3,x3,1)/10 | = x4
| Change | Absolute change (average p/kWh) | MPANs
Domestic Unrestricted | -6.131% | -0.15738 | 1502720
Domestic Two Rate | -7.28% | -0.14755 | 902930
Domestic Off Peak (related MPAN) | 11.34% | 0.056 | 36798
Small Non Domestic Unrestricted | -7.462% | -0.14266 | 94423
Small Non Domestic Two Rate | -5.204% | -0.082566 | 81818
Small Non Domestic Off Peak (related MPAN) | 2.662% | 0.007 | 710
LV Medium Non-Domestic | -4.676% | -0.077072 | 8226
LV Sub Medium Non-Domestic |  | 0 | 0
HV Medium Non-Domestic | -8.546% | -0.12954 | 155
LV Network Domestic |  | 0 | 0
LV Network Non-Domestic Non-CT |  | 0 | 0
LV HH Metered | -2.619% | -0.047458 | 8177
LV Sub HH Metered | -1.516% | -0.028926 | 96
HV HH Metered | -2.468% | -0.030475 | 2929
NHH UMS category A | -5.196% | -0.097 | 1418
NHH UMS category B | -6.503% | -0.162 | 1167
NHH UMS category C | -9.38% | -0.386 | 159
NHH UMS category D | -8.203% | -0.115 | 257
LV UMS (Pseudo HH Metered) | -5.732% | -0.14651 | 18
4102. LDNO margins in use of system charges
Data sources:
x1 = 4003. Normalised to
x2 = 4004. Normalised revenues (£) (in Normalised volumes for comparisons)
x3 = 4005. LDNO LV charges (normalised £)
x4 = All-the-way charges (normalised £) (in LDNO margins in use of system charges)
x5 = 4006. LDNO HV charges (normalised £)
Kind: | Copy cells | Copy cells | Calculation | Calculation
Formula: | = x1 | = x2 | =IF(x3,x4-x3,"") | =IF(x5,x4-x5,"")
| Normalised to | All-the-way charges (normalised £) | LDNO LV margin (normalised £) | LDNO HV margin (normalised £)
Domestic Unrestricted | MPAN | 83.2074 | 24.1909 | 39.9003
Domestic Two Rate | MPAN | 86.616 | 25.174 | 41.5395
Domestic Off Peak (related MPAN) | MPAN | 22.3435 | 6.4999 | 10.7249
Small Non Domestic Unrestricted | MPAN | 209.7468 | 60.9545 | 100.6361
Small Non Domestic Two Rate | MPAN | 380.6022 | 110.6104 | 182.4764
Small Non Domestic Off Peak (related MPAN) | MPAN | 20.6881 | 5.9765 | 9.8843
LV Medium Non-Domestic | MPAN | 1697.3947 | 493.075 | 814.4418
LV Network Domestic | MPAN | 0
LV Network Non-Domestic Non-CT | MPAN | 0
LV HH Metered | kVA | 33.8993 | 9.8573 | 16.261
LV Sub HH Metered | kVA | 26.9648 |  | 6.8961
HV HH Metered | kVA | 35.5646 |  | 5.6851
NHH UMS category A | MWh | 17.7 | 5.14 | 8.49
NHH UMS category B | MWh | 23.29 | 6.77 | 11.17
NHH UMS category C | MWh | 37.29 | 10.84 | 17.89
NHH UMS category D | MWh | 12.87 | 3.74 | 6.17
LV UMS (Pseudo HH Metered) | MWh | 24.0953 | 7.0046 | 11.5597
LV Generation NHH or Aggregate HH | MWh | -7.09 | 0 | 0
LV Sub Generation NHH | MWh | 0
LV Generation Intermittent | MWh | -6.9845 | 0 | 0
LV Generation Non-Intermittent | MWh | -7.2866 | 0 | 0
LV Sub Generation Intermittent | MWh | -5.2324 |  | 0
LV Sub Generation Non-Intermittent | MWh | -6.1556 |  | 0
HV Generation Intermittent | MWh | -4.2277 |  | 0.059103
HV Generation Non-Intermittent | MWh | -4.4741 |  | 0.027891