## Index
Overview for WPD South Wales in April 15 (DCP179)
This document, model or dataset has been prepared by Reckon LLP on the instructions of the DCUSA Panel or |  | Colour coding
one of its working groups. Only the DCUSA Panel and its working groups have authority to approve this |  | Input data
material as meeting their requirements. Reckon LLP makes no representation about the suitability of this |  | Constant value
material for the purposes of complying with any licence conditions or furthering any relevant objective. |  | Formula: calculation
Formula: copy
UNLESS STATED OTHERWISE, THIS WORKBOOK IS ONLY A PROTOTYPE FOR TESTING |  | Void cell in input data table
PURPOSES AND ALL THE DATA IN THIS MODEL ARE FOR ILLUSTRATION ONLY. |  | Void cell in other table
Unlocked cell for notes
This workbook is structured as a series of named and numbered tables. There is a list of tables below, with
hyperlinks. Above each calculation table, there is a description of the calculations made, and a hyperlinked
list of the tables or parts of tables from which data are used in the calculation. Hyperlinks point to the
relevant table column heading of the relevant table. Scrolling up or down is usually required after clicking
a hyperlink in order to bring the relevant data and/or headings into view. Some versions of Microsoft Excel
can display a "Back" button, which can be useful when using hyperlinks to navigate around the workbook.
Copyright 2009-2011 Energy Networks Association Limited and others. Copyright 2011-2014 Franck Latrémolière, Reckon LLP and others.
The code used to generate this spreadsheet includes open-source software published at https://github.com/f20/power-models.
Use and distribution of the source code is subject to the conditions stated therein.
Any redistribution of this software must retain the following disclaimer:
THIS SOFTWARE IS PROVIDED BY AUTHORS AND CONTRIBUTORS "AS IS" AND ANY EXPRESS OR IMPLIED WARRANTIES, INCLUDING, BUT NOT LIMITED TO, THE IMPLIED
WARRANTIES OF MERCHANTABILITY AND FITNESS FOR A PARTICULAR PURPOSE ARE DISCLAIMED. IN NO EVENT SHALL AUTHORS OR CONTRIBUTORS BE LIABLE FOR ANY DIRECT,
INDIRECT, INCIDENTAL, SPECIAL, EXEMPLARY, OR CONSEQUENTIAL DAMAGES (INCLUDING, BUT NOT LIMITED TO, PROCUREMENT OF SUBSTITUTE GOODS OR SERVICES; LOSS
OF USE, DATA, OR PROFITS; OR BUSINESS INTERRUPTION) HOWEVER CAUSED AND ON ANY THEORY OF LIABILITY, WHETHER IN CONTRACT, STRICT LIABILITY, OR TORT
(INCLUDING NEGLIGENCE OR OTHERWISE) ARISING IN ANY WAY OUT OF THE USE OF THIS SOFTWARE, EVEN IF ADVISED OF THE POSSIBILITY OF SUCH DAMAGE.
List of data tables
Worksheet | Data table | Type of table
Input | 1000. Company, charging year, data version | Input data
Input | 1001. CDCM target revenue | Composite
Input | 1010. Financial and general assumptions | Composite
Input | 1017. Diversity allowance between top and bottom of network level | Input data
Input | 1018. Proportion of relevant load going through 132kV/HV direct transformation | Input data
Input | 1019. Network model GSP peak demand (MW) | Input data
Input | 1020. Gross asset cost by network level (£) | Input data
Input | 1022. LV service model asset cost (£) | Input data
Input | 1023. HV service model asset cost (£) | Input data
Input | 1025. Matrix of applicability of LV service models to tariffs with fixed charges | Input data
Input | 1026. Matrix of applicability of LV service models to unmetered tariffs | Input data
Input | 1028. Matrix of applicability of HV service models to tariffs with fixed charges | Input data
Input | 1032. Loss adjustment factors to transmission | Input data
Input | 1037. Embedded network (LDNO) discounts | Input data
Input | 1041. Load profile data for demand users | Input data
Input | 1053. Volume forecasts for the charging year | Input data
Input | 1055. Transmission exit charges (£/year) | Input data
Input | 1059. Other expenditure | Input data
Input | 1060. Customer contributions under current connection charging policy | Input data
Input | 1061. Average split of rate 1 units by distribution time band | Input data
Input | 1062. Average split of rate 2 units by distribution time band | Input data
Input | 1064. Average split of rate 1 units by special distribution time band | Input data
Input | 1066. Typical annual hours by special distribution time band | Input data
Input | 1068. Typical annual hours by distribution time band | Input data
Input | 1069. Peaking probabilities by network level | Input data
Input | 1092. Average kVAr by kVA, by network level | Input data
Input | 1201. Current tariff information | Input data
LAFs | 2001. Loss adjustment factors to transmission | Composite
LAFs | 2002. Mapping of DRM network levels to core network levels | Fixed data
LAFs | 2003. Loss adjustment factor to transmission for each DRM network level | Sum-product calculation
LAFs | 2004. Loss adjustment factor to transmission for each network level | Combine tables
LAFs | 2005. Network use factors | Fixed data
LAFs | 2006. Proportion going through 132kV/EHV | Calculation
LAFs | 2007. Proportion going through EHV | Calculation
LAFs | 2008. Proportion going through EHV/HV | Calculation
LAFs | 2009. Rerouteing matrix for all network levels | Combine tables
LAFs | 2010. Network use factors: interim step in calculations before adjustments | Sum-product calculation
LAFs | 2011. Network use factors for all tariffs | Combine tables
LAFs | 2012. Loss adjustment factors between end user meter reading and each network level, scaled by network use | Calculation
DRM | 2101. Annuity rate | Calculation
DRM | 2102. Loss adjustment factor to transmission for each core level | Combine tables
DRM | 2103. Loss adjustment factors | Composite
DRM | 2104. Diversity calculations | Special calculation
DRM | 2105. Network model total maximum demand at substation (MW) | Calculation
DRM | 2106. Network model contribution to system maximum load measured at network level exit (MW) | Calculation
DRM | 2107. Rerouteing matrix for DRM network levels | Combine tables
DRM | 2108. GSP simultaneous maximum load assumed through each network level (MW) | Sum-product calculation
DRM | 2109. Network model annuity by simultaneous maximum load for each network level (£/kW/year) | Calculation
SM | 2201. Asset £/customer from LV service models | Sum-product calculation
SM | 2202. Asset £/(MWh/year) from LV service models | Sum-product calculation
SM | 2203. Service model asset p/kWh charge for unmetered tariffs | Calculation
SM | 2204. Asset £/customer from HV service models | Sum-product calculation
SM | 2205. Service model assets by tariff (£) | Combine tables
SM | 2206. Replacement annuities for service models | Composite
Loads | 2301. Demand coefficient (load at time of system maximum load divided by average load) | Calculation
Loads | 2302. Load coefficient | Combine tables
Loads | 2303. Discount map | Fixed data
Loads | 2304. LDNO discounts and volumes adjusted for discount | Composite
Loads | 2305. Equivalent volume for each end user | Cell summation
Multi | 2401. Adjust annual hours by distribution time band to match days in year | Composite
Multi | 2402. Normalisation of split of rate 1 units by time band | Composite
Multi | 2403. Split of rate 1 units between distribution time bands | Combine tables
Multi | 2404. Normalisation of split of rate 2 units by time band | Composite
Multi | 2405. Split of rate 2 units between distribution time bands | Combine tables
Multi | 2406. Split of rate 3 units between distribution time bands (default) | Fixed data
Multi | 2407. All units (MWh) | Calculation
Multi | 2408. Calculation of implied load coefficients for one-rate users | Calculation
Multi | 2409. Calculation of implied load coefficients for two-rate users | Calculation
Multi | 2410. Calculation of implied load coefficients for three-rate users | Calculation
Multi | 2411. Calculation of adjusted time band load coefficients | Composite
Multi | 2412. Normalisation of peaking probabilities | Composite
Multi | 2413. Peaking probabilities by network level (reshaped) | Reshape table
Multi | 2414. Pseudo load coefficient by time band and network level | Calculation
Multi | 2415. Aggregated half hourly pseudo timeband load coefficients | Copy cells
Multi | 2416. Off-peak non half hourly units (MWh) | Copy cells
Multi | 2417. Off-peak non half hourly timeband use | Copy cells
Multi | 2418. Multi rate non half hourly units (MWh) | Copy cells
Multi | 2419. Single rate non half hourly timeband use | Copy cells
Multi | 2420. Single rate non half hourly units (MWh) | Copy cells
Multi | 2421. Multi rate non half hourly timeband use | Copy cells
Multi | 2422. Average non half hourly timeband use | Calculation
Multi | 2423. Aggregated half hourly tariff pseudo load coefficient using average non half hourly unit mix | Sum-product calculation
Multi | 2424. Off-peak non half hourly pseudo timeband load coefficients | Copy cells
Multi | 2425. Off-peak non half hourly tariff pseudo load coefficient | Sum-product calculation
Multi | 2426. Single rate non half hourly tariff load coefficient | Copy cells
Multi | 2427. Multi rate non half hourly pseudo timeband load coefficients | Copy cells
Multi | 2428. Multi rate non half hourly tariff pseudo load coefficient | Sum-product calculation
Multi | 2429. Average non half hourly tariff pseudo load coefficient | Calculation
Multi | 2430. Relative correction factor for aggregated half hourly tariff | Calculation
Multi | 2431. Aggregated half hourly units (MWh) | Copy cells
Multi | 2432. Aggregated half hourly timeband use | Copy cells
Multi | 2433. Aggregated half hourly tariff pseudo load coefficient | Sum-product calculation
Multi | 2434. Correction factor for non half hourly tariffs | Calculation
Multi | 2435. Single rate non half hourly corrected pseudo timeband load coefficient | Calculation
Multi | 2436. Multi rate non half hourly corrected pseudo timeband load coefficient | Calculation
Multi | 2437. Off-peak non half hourly corrected pseudo timeband load coefficient | Calculation
Multi | 2438. Aggregated half hourly corrected pseudo timeband load coefficient | Calculation
Multi | 2439. Pseudo load coefficient by time band and network level (equalised) | Combine tables
Multi | 2440. Unit rate 1 pseudo load coefficient by network level | Sum-product calculation
Multi | 2441. Unit rate 2 pseudo load coefficient by network level | Sum-product calculation
Multi | 2442. Unit rate 3 pseudo load coefficient by network level | Sum-product calculation
Multi | 2443. Adjust annual hours by special distribution time band to match days in year | Composite
Multi | 2444. Normalisation of split of rate 1 units by special time band | Composite
Multi | 2445. Split of rate 1 units between special distribution time bands | Combine tables
Multi | 2446. Split of rate 2 units between special distribution time bands (default) | Fixed data
Multi | 2447. Split of rate 3 units between special distribution time bands (default) | Fixed data
Multi | 2448. Calculation of implied special load coefficients for one-rate users | Calculation
Multi | 2449. Calculation of implied special load coefficients for three-rate users | Calculation
Multi | 2450. Estimated contributions to peak demand | Composite
Multi | 2451. Load coefficient correction factor for the group | Calculation
Multi | 2452. Calculation of special peaking probabilities | Composite
Multi | 2453. Special peaking probabilities by network level | Combine tables
Multi | 2454. Special peaking probabilities by network level (reshaped) | Reshape table
Multi | 2455. Pseudo load coefficient by time band and network level | Calculation
Multi | 2456. Unit rate 1 pseudo load coefficient by network level (special) | Sum-product calculation
Multi | 2457. Unit rate 2 pseudo load coefficient by network level (special) | Sum-product calculation
Multi | 2458. Unit rate 3 pseudo load coefficient by network level (special) | Sum-product calculation
Multi | 2459. Unit rate 1 pseudo load coefficient by network level (combined) | Combine tables
Multi | 2460. Unit rate 2 pseudo load coefficient by network level (combined) | Combine tables
Multi | 2461. Unit rate 3 pseudo load coefficient by network level (combined) | Combine tables
SMD | 2501. Contributions of users on one-rate multi tariffs to system simultaneous maximum load by network level (kW) | Calculation
SMD | 2502. Contributions of users on two-rate multi tariffs to system simultaneous maximum load by network level (kW) | Calculation
SMD | 2503. Contributions of users on three-rate multi tariffs to system simultaneous maximum load by network level (kW) | Calculation
SMD | 2504. Estimated contributions of users on each tariff to system simultaneous maximum load by network level (kW) | Calculation
SMD | 2505. Contributions of users on each tariff to system simultaneous maximum load by network level (kW) | Combine tables
SMD | 2506. Forecast system simultaneous maximum load (kW) from forecast units | Cell summation
AMD | 2601. Pre-processing of data for standing charge factors | Composite
AMD | 2602. Standing charges factors adapted to use 132kV/HV | Combine tables
AMD | 2603. Capacity-based contributions to chargeable aggregate maximum load by network level (kW) | Calculation
AMD | 2604. Unit-based contributions to chargeable aggregate maximum load (kW) | Calculation
AMD | 2605. Contributions to aggregate maximum load by network level (kW) | Combine tables
AMD | 2606. Forecast chargeable aggregate maximum load (kW) | Cell summation
AMD | 2607. Forecast simultaneous load subject to standing charge factors (kW) | Calculation
AMD | 2608. Forecast simultaneous load replaced by standing charge (kW) | Cell summation
AMD | 2609. Calculated LV diversity allowance | Calculation
AMD | 2610. Network level mapping for diversity allowances | Fixed data
AMD | 2611. Diversity allowances including 132kV/HV | Sum-product calculation
AMD | 2612. Diversity allowances (including calculated LV value) | Combine tables
AMD | 2613. Forecast simultaneous maximum load (kW) adjusted for standing charges | Calculation
Otex | 2701. Operating expenditure coded by network level (£/year) | Combine tables
Otex | 2702. Network model assets (£) scaled by load forecast | Calculation
Otex | 2703. Annual consumption by tariff for unmetered users (MWh) | Copy cells
Otex | 2704. Total unmetered units | Cell summation
Otex | 2705. Service model asset data | Composite
Otex | 2706. Data for allocation of operating expenditure | Composite
Otex | 2707. Amount of expenditure to be allocated according to asset values (£/year) | Calculation
Otex | 2708. Total operating expenditure by network level (£/year) | Calculation
Otex | 2709. Operating expenditure percentage by network level | Calculation
Otex | 2710. Unit operating expenditure based on simultaneous maximum load (£/kW/year) | Calculation
Otex | 2711. Operating expenditure for customer assets p/MPAN/day | Composite
Otex | 2712. Operating expenditure for unmetered customer assets (p/kWh) | Calculation
Contrib | 2801. Network level of supply (for customer contributions) by tariff | Fixed data
Contrib | 2802. Contribution proportion of asset annuities, by customer type and network level of assets | Calculation
Contrib | 2803. Proportion of assets annuities deemed to be covered by customer contributions | Sum-product calculation
Contrib | 2804. Proportion of annual charge covered by contributions (for all charging levels) | Combine tables
Yard | 2901. Unit cost at each level, £/kW/year (relative to system simultaneous maximum load) | Combine tables
Yard | 2902. Pay-as-you-go yardstick unit costs by charging level (p/kWh) | Calculation
Yard | 2903. Contributions to pay-as-you-go unit rate 1 (p/kWh) | Calculation
Yard | 2904. Contributions to pay-as-you-go unit rate 2 (p/kWh) | Calculation
Yard | 2905. Contributions to pay-as-you-go unit rate 3 (p/kWh) | Calculation
Standing | 3001. Costs based on aggregate maximum load (£/kW/year) | Calculation
Standing | 3002. Capacity elements p/kVA/day | Calculation
Standing | 3003. Yardstick components p/kWh (taking account of standing charges) | Calculation
Standing | 3004. Contributions to unit rate 1 p/kWh by network level (taking account of standing charges) | Calculation
Standing | 3005. Contributions to unit rate 2 p/kWh by network level (taking account of standing charges) | Calculation
Standing | 3006. Contributions to unit rate 3 p/kWh by network level (taking account of standing charges) | Calculation
AggCap | 3101. Mapping of tariffs to tariff groups | Fixed data
AggCap | 3102. Capacity use for tariffs charged for capacity on an exit point basis | Composite
AggCap | 3103. Aggregate number of users charged for capacity on an exit point basis | Sum-product calculation
AggCap | 3104. Aggregate capacity (kW) | Sum-product calculation
AggCap | 3105. Average maximum kVA by exit point | Calculation
AggCap | 3106. Deemed average maximum kVA for each tariff | Sum-product calculation
AggCap | 3107. Capacity-driven fixed charge elements from standing charges factors p/MPAN/day | Calculation
Reactive | 3201. Standard components p/kWh for reactive power (absolute value) | Calculation
Reactive | 3202. Standard reactive p/kVArh | Calculation
Reactive | 3203. Network use factors for generator reactive unit charges | Fixed data
Reactive | 3204. Absolute value of load coefficient (kW peak / average kW) | Calculation
Reactive | 3205. Pay-as-you-go components p/kWh for reactive power (absolute value) | Calculation
Reactive | 3206. Pay-as-you-go reactive p/kVArh | Calculation
Aggreg | 3301. Unit rate 1 p/kWh (elements) | Combine tables
Aggreg | 3302. Unit rate 2 p/kWh (elements) | Combine tables
Aggreg | 3303. Unit rate 3 p/kWh (elements) | Combine tables
Aggreg | 3304. Fixed charge p/MPAN/day (elements) | Combine tables
Aggreg | 3305. Capacity charge p/kVA/day (elements) | Copy cells
Aggreg | 3306. Reactive power charge p/kVArh (elements) | Combine tables
Aggreg | 3307. Summary of charges before revenue matching | Cell summation
Revenue | 3401. Net revenues by tariff before matching (£) | Calculation
Revenue | 3402. Target CDCM revenue | Composite
Revenue | 3403. Revenue surplus or shortfall | Composite
Scaler | 3501. Factor to scale to £1/kW at transmission exit level | Calculation
Scaler | 3502. Applicability factor for £1/kW scaler | Combine tables
Scaler | 3503. Scalable elements of tariff components | Sum-product calculation
Scaler | 3504. Scaler value at which the minimum is breached | Calculation
Scaler | 3505. Marginal revenue effect of scaler | Calculation
Scaler | 3506. Constraint-free solution | Calculation
Scaler | 3507. Starting point | Calculation
Scaler | 3508. Solve for General scaler rate | Composite
Scaler | 3509. General scaler rate | Calculation
Scaler | 3510. Scaler | Calculation
Adjust | 3601. Tariffs before rounding | Calculation
Adjust | 3602. Decimal places | Fixed data
Adjust | 3603. Tariff rounding | Calculation
Adjust | 3604. All the way tariffs | Calculation
Adjust | 3605. Net revenues by tariff from rounding | Calculation
Adjust | 3606. Revenue forecast summary | Composite
Adjust | 3607. Tariffs | Calculation
Tariffs | 3701. Tariffs | Composite
Summary | 3801. Headline parameters | Composite
Summary | 3802. Revenue summary | Composite
Summary | 3803. Revenue summary by tariff component | Cell summation
M-Rev | 3901. Revenue matrix by tariff | Composite
M-Rev | 3902. Revenues by charging element and network level | Cell summation
CData | 4001. Revenues under current tariffs (£) | Calculation
CData | 4002. All-the-way volumes | Copy cells
CData | 4003. Normalised to | Fixed data
CData | 4004. Normalised volumes for comparisons | Calculation
CData | 4005. LDNO LV charges (normalised £) | Copy cells
CData | 4006. LDNO HV charges (normalised £) | Copy cells
CTables | 4101. Comparison with current all-the-way demand tariffs | Composite
CTables | 4102. LDNO margins in use of system charges | Composite
M-ATW | Tariff matrices | Notes
Technical notes, configuration and code identification
---
PerlModule: CDCM
agghhequalisation: 1
alwaysUseRAG: 1
colour: orange
drm: top500gsp
extraLevels: 1
fixedCap: 1-4
matrices: big
noReplacement: blanket
pcd: 1
portfolio: 1
protect: 1
revisionText: r6565
scaler: levelledpickexitnogenminzero
standing: sub132
summary: consultation
targetRevenue: dcp132
tariffs: commongensubdcp130dcp163pc12hhpc34hh
template: '%-dcp179apr-ctables+'
timeOfDay: timeOfDay179
validation: lenientnomsg
'~codeValidation':
Ancillary/Validation.pm: 3654bbaa7b87feb68586bd73ec7cf260a709c477
CDCM/AML.pm: e2d3c030073e365b1437feef81a5b49e32683cbc
CDCM/Aggregation.pm: 764647a2bdac82f6e88855774ae67cf18f39644d
CDCM/Contributions.pm: 2f31246642588d289e13d0aea0f8c2cf61eb4d3b
CDCM/Loads.pm: 83f0ec5251a230358df1a9ffdee0b4ab943853a9
CDCM/Master.pm: 66d81d8472b047c86f557cd45fcb40187bb7ffe8
CDCM/Matching.pm: d81128fb35c766acb5a3e9e89aaa4b595f9fe402
CDCM/NetworkSizer.pm: 2a6f2bfa1963c81211a527f5e03e88a5dc03044a
CDCM/Operating.pm: 44208c4912d7cd552726cce14284999a3a0b5a30
CDCM/Reactive.pm: 123211c1681680ec6c0f32291329f042a5d38160
CDCM/Revenue.pm: 5ac88d48b3f27e3bcfe429b76e902aad6c9a8ded
CDCM/Routeing.pm: f2fec7754f4045b643bca636f1a32fde75b5c8a5
CDCM/SML.pm: 9a59ad5be0f50b659561a33cd43b28b764d8f07d
CDCM/ServiceModels.pm: 6aef717f9faaa1f39c59408c64cd9d3fb65533fe
CDCM/Setup.pm: b54690e66166bcd6c403e199d9db536713bae46b
CDCM/Sheets.pm: bf14f7586c4c11858cf3b648a1fade12561afa9f
CDCM/Standing.pm: ccfec510581933673aa436c83d44b7e5b406643e
CDCM/Summary.pm: d850ec342829e8c9d0095f2b62faad07956452db
CDCM/Table1001.pm: b36a1bf054b92e4bc5cd3e5a31a5e016927f4ac5
CDCM/TariffList.pm: c0ebac2b8114b5670cf91fd07b143e248ce20510
CDCM/Tariffs.pm: 8050f59a1a368909e901eb609906d38b8c96674c
CDCM/TimeOfDay179.pm: fadad26dcc3cc6dc0f11c7a6285f6324ce4e2197
CDCM/Yardsticks.pm: 8bc0af24d08486e555ee227cb16e2fcd926e673f
SpreadsheetModel/Arithmetic.pm: 670ae75296cec7af2e634ed927328908a52d5f67
SpreadsheetModel/Columnset.pm: 5c34600e89d3f723b31b3087d38117999ff690c3
SpreadsheetModel/Custom.pm: ba775a3f973deebb6f66fb33b97e32847a1700ad
SpreadsheetModel/Dataset.pm: 3d4fb887276e2951db041c3c37e60857b5626c48
SpreadsheetModel/GroupBy.pm: 289df4c58bbfea7cee8fbc376fa82bb2c266eeff
SpreadsheetModel/Label.pm: 053d8801da63a168d467ae3cf12c6c32325befe3
SpreadsheetModel/Labelset.pm: ee0eb50104977e351e1be4e410bf1f49668fd61d
SpreadsheetModel/Logger.pm: 52b3c6966e77692799835df66ff45e57c239e564
SpreadsheetModel/Notes.pm: ff8403ff84922e96921b10fbad37b998dc10ed8c
SpreadsheetModel/Object.pm: 0e1d7536f3a22d6a9c868f56f33110b25681f34c
SpreadsheetModel/Reshape.pm: db327684ed6c50c3084959ea625b473eb287e3c8
SpreadsheetModel/SegmentRoot.pm: ecdfe570dcb673e31228edd1da3569cc1140a6a7
SpreadsheetModel/Shortcuts.pm: 81b68efc70dd2263c3478f3ce3269cf6ebb3ee8b
SpreadsheetModel/Stack.pm: 124115bcc7dec07a0e5364ad9141a4ae1e3a036a
SpreadsheetModel/SumProduct.pm: 25580363232a65f6bf14f9c3c5941af65abcfea7
SpreadsheetModel/WorkbookCreate.pm: f102b5aacedb6303a2646fe56c783e8ec1ab9b12
SpreadsheetModel/WorkbookFormats.pm: 719330a80e943d14a8248d5bdb8e25f1b718b887
SpreadsheetModel/WorkbookXLSX.pm: 993aed4d3b85aea1488bfb58de2974b81e89d8a2
'~datasetName': Blank1001
'~datasetSource':
file: CDCM/Current/Blank1001.yml
validation: fe3068be7cd6db232031351ddfe2bf4adf1572eb
Generated on Fri 25 Apr 2014 12:02:18 by dcmf.co.uk

## Input
Input data for WPD South Wales in April 15 (DCP179)
This sheet contains all the input data (except LLFCs which can be entered directly into the Tariff sheet).
1000. Company, charging year, data version
| Company | Year | Version
Company, charging year, data version | WPD South Wales | April 15 | DCP179
1001. CDCM target revenue
| Further description | Term | CRC | Value | Revenue elements and subtotals (£/year)
Base Demand Revenue Before Inflation | A1 | PUt | CRC3 | 198700000 | 198700000
RPI Indexation Factor | A2 | PIADt | CRC3 | 1.082 | 16293400
Merger Adjustment | A3 | MGt | CRC3 | 0 | 0
Base Demand Revenue | A = A1*A2 – A3 | BRt | CRC3 |  | 214993400
Pass-Through Business Rates | B1 | RBt | CRC4 |  | 0
Pass-Through Licence Fees | B2 | LFt | CRC4 |  | 0
Pass-Through Transmission Exit | B3 | TBt | CRC4 |  | 0
Pass-Through Price Control Reopener | B4 | UNCt | CRC4 |  | 0
Pass-Through Others | B5 | MPTt, HBt, IEDt | CRC4 |  | 0
Allowed Pass-Through Items | B=B1+B2+B3+B4+B5 | PTt | CRC3 |  | 0
Losses Incentive #1 | C1 | UILt | CRC7 | 0 | 0
Losses Incentive #2 | C1 | PCOLt | CRC7 | 0 | 0
Losses Incentive #3 | C1 | -COLt | CRC7 | 0 | 0
Losses Incentive #4 | C1 | PPLt | CRC7 | -6515817 | -6515817
Quality of Service Incentive Adjustment | C2 | IQt | CRC8 | 6361331.8192 | 6361331.8192
Transmission Connection Point Charges Incentive Adjustment | C3 | ITt | CRC9 | 0 | 0
Innovation Funding Incentive Adjustment | C4 | IFIt | CRC10 | 688500 | 688500
Incentive Revenue for Distributed Generation | C5 | IGt | CRC11 | 0 | 0
Connection Guaranteed Standards Systems & Processes penalty | C6 | CGSRAt, CGSSPt & AUMt | CRC12 | 0 | 0
Low Carbon Network Fund #1 | C7 | LCN1t | CRC13 | 0 | 0
Low Carbon Network Fund #2 | C7 | LCN2t | CRC13 | 828815.2204 | 828815.2204
Low Carbon Network Fund #3 | C7 | LCN3t | CRC13 | 0 | 0
Incentive Revenue and Other Adjustments | C=C1+C2+C3+C4+C5+C6+C7 |  |  |  | 1362830.0396
Correction Factor | D | -Kt | CRC3 |  | 0
Tax Trigger Mechanism Adjustment | E | CTRAt | CRC3 |  | 0
Total Allowed Revenue | F=A+B+C+D+E | ARt |  |  | 216356230.0396
Other 1. Excluded services - Top-up, standby, and enhanced system security | G1 (see note 1) | ES4 | CRC15 |  | 0
Other 2. Excluded services - Revenue protection services | G2 (see note 1) | ES5 | CRC15 |  | 0
Other 3. Excluded services - Miscellaneous | G3 (see note 1) | ES7 | CRC15 |  | 0
Other 4. - please provide description if used | G4 |  |  |  | 0
Other 5. - please provide description if used | G5 |  |  |  | 0
Total Other Revenue to be Recovered by Use of System Charges | G=G1+G2+G3+G4+G5 |  |  |  | 0
Total Revenue for Use of System Charges | H = F + G |  |  |  | 216356230.0396
1. Revenue raised outside CDCM - EDCM and Certain Interconnector Revenue | I1 |  |  | 11776209.3716 | -11776209.3716
2. Voluntary under-recovery | I2 |  |  |  | 0
3. Revenue raised outside CDCM - please provide description if used | I3 |  |  |  | 0
4. Revenue raised outside CDCM - please provide description if used | I4 |  |  |  | 0
Total Revenue to be raised outside the CDCM | I=I1+I2+I3+I4 |  |  |  | -11776209.3716
Latest Forecast of CDCM Revenue | J = H – I |  |  |  | 204580020.668
Note 1: Revenues associated with excluded services should only be included insofar as they are charged as Use of System Charges.
1010. Financial and general assumptions
Sources: financial assumptions; calendar; network model.
These financial assumptions determine the annuity rate applied to convert the asset values of the network model into an annual charge.
| Rate of return | Annualisation period (years) | Annuity proportion for customer-contributed assets | Power factor | Days in the charging year
Financial and general assumptions | 5.6% | 40 | 0 | 0.95 | 366
1017. Diversity allowance between top and bottom of network level
Source: operational data analysis and/or network model.
The diversity figure against GSP is the diversity between GSP Group (the whole system) and individual GSPs.
The diversity figure against 132kV is the diversity between GSPs (the top of the 132kV network) and 132kV/EHV bulk supply points (the bottom of the 132kV network).
The diversity figure against EHV is the diversity between 132kV/EHV bulk supply points (the top of the EHV network) and EHV/HV primary substations (the bottom of the EHV network).
The diversity figure against HV is the diversity between EHV/HV primary substations (the top of the HV network) and HV/LV substations (the bottom of the HV network).
Diversity allowance between top and bottom of network level
GSPs | 6.383%
132kV | 5.3%
132kV/EHV
EHV | 9.9%
EHV/HV
HV | 37%
HV/LV
LV circuits
1018. Proportion of relevant load going through 132kV/HV direct transformation
132kV/HV
EHV/HV | 30%
1019. Network model GSP peak demand (MW)
Network model GSP peak demand (MW)
Network model GSP peak demand (MW) | 500
1020. Gross asset cost by network level (£)
Gross assets £
132kV | 126742800.7668
132kV/EHV | 11727619.4849
EHV | 40825605.1881
EHV/HV | 28230963.5749
132kV/HV | 9082872.9075
HV | 159925863.4585
HV/LV | 56418406.457
LV circuits | 120998312.9301
1022. LV service model asset cost (£)
| LV service model 1 | LV service model 2 | LV service model 3 | LV service model 4 | LV service model 5 | LV service model 6 | LV service model 7 | LV service model 8
LV service model asset cost (£) | 4818.3125 | 588.8476 | 688.355 | 508.3187 | 1179.955 | 892.5079 | 0 | 468.8148
1023. HV service model asset cost (£)
| HV service model 1 | HV service model 2 | HV service model 3 | HV service model 4 | HV service model 5
HV service model asset cost (£) | 8971.2506 | 4334.24
1025. Matrix of applicability of LV service models to tariffs with fixed charges
| LV service model 1 | LV service model 2 | LV service model 3 | LV service model 4 | LV service model 5 | LV service model 6 | LV service model 7 | LV service model 8
Domestic Unrestricted | 5% | 0% | 0% | 0% | 0% | 0% | 0% | 0%
Domestic Two Rate | 5% | 0% | 0% | 0% | 0% | 0% | 0% | 0%
Small Non Domestic Unrestricted | 0% | 100% | 0% | 0% | 0% | 0% | 0% | 0%
Small Non Domestic Two Rate | 0% | 100% | 0% | 0% | 0% | 0% | 0% | 0%
LV Medium Non-Domestic | 0% | 0% | 100% | 0% | 0% | 0% | 0% | 0%
LV Sub Medium Non-Domestic | 0% | 0% | 0% | 100% | 0% | 0% | 0% | 0%
LV Network Domestic | 5%
LV Network Non-Domestic Non-CT |  | 100%
LV HH Metered | 0% | 0% | 0% | 0% | 100% | 0% | 0% | 0%
LV Sub HH Metered | 0% | 0% | 0% | 0% | 0% | 100% | 0% | 0%
LV Generation NHH or Aggregate HH | 0% | 0% | 0% | 0% | 0% | 0% | 100% | 0%
LV Sub Generation NHH | 0% | 0% | 0% | 0% | 0% | 0% | 100% | 0%
LV Generation Intermittent | 0% | 0% | 0% | 0% | 0% | 0% | 100% | 0%
LV Generation Non-Intermittent | 0% | 0% | 0% | 0% | 0% | 0% | 0% | 0%
LV Sub Generation Intermittent | 0% | 0% | 0% | 0% | 0% | 0% | 0% | 0%
LV Sub Generation Non-Intermittent | 0% | 0% | 0% | 0% | 0% | 0% | 0% | 0%
1026. Matrix of applicability of LV service models to unmetered tariffs
Source: service models
Proportion of service model involved in connecting load of 1 MWh/year
| LV service model 1 | LV service model 2 | LV service model 3 | LV service model 4 | LV service model 5 | LV service model 6 | LV service model 7 | LV service model 8
All LV unmetered tariffs | [7 empty] | 0.4876
1028. Matrix of applicability of HV service models to tariffs with fixed charges
| HV service model 1 | HV service model 2 | HV service model 3 | HV service model 4 | HV service model 5
HV Medium Non-Domestic | 100% | 0% | 0% | 0% | 0%
HV HH Metered | 100% | 0% | 0% | 0% | 0%
HV Generation Intermittent |  | 100%
HV Generation Non-Intermittent |  | 100%
1032. Loss adjustment factors to transmission
Source: losses model or loss adjustment factors at time of system peak.
| 132kV | 132kV/EHV | EHV | EHV/HV | HV | HV/LV | LV circuits
Loss adjustment factor | 1.0097 | 1.0142 | 1.027 | 1.0349 | 1.0439 | 1.064 | 1.085
1037. Embedded network (LDNO) discounts
Source: separate price control disaggregation model.
| No discount | LDNO LV: LV user | LDNO HV: LV user | LDNO HV: LV sub user | LDNO HV: HV user
LDNO discount |  | 31.96% | 63.85% | 45.35% | 34.44%
1041. Load profile data for demand users
Source: load data analysis.
| Coincidence factor | Load factor
Domestic Unrestricted | 0.8576 | 0.44004
Domestic Two Rate | 0.28863 | 0.24998
Domestic Off Peak (related MPAN) |  | 0.25722
Small Non Domestic Unrestricted | 0.63063 | 0.41142
Small Non Domestic Two Rate | 0.7255 | 0.55069
Small Non Domestic Off Peak (related MPAN) |  | 0.28056
LV Medium Non-Domestic | 0.77194 | 0.54203
LV Sub Medium Non-Domestic | 0.77194 | 0.54203
HV Medium Non-Domestic | 0.51474 | 0.37298
LV Network Domestic | 0.82538 | 0.42911
LV Network Non-Domestic Non-CT | 0.64713 | 0.43506
LV HH Metered | 0.76514 | 0.58781
LV Sub HH Metered | 0.76514 | 0.58781
HV HH Metered | 0.85096 | 0.73763
NHH UMS category A | 1 | 1
NHH UMS category B | 0.99388 | 0.4731
NHH UMS category C | 0.7505 | 0.24527
NHH UMS category D | 0 | 0.51417
LV UMS (Pseudo HH Metered) | 0.97898 | 0.4743
1053. Volume forecasts for the charging year
Source: forecast.
Please include MPAN counts for tariffs with no fixed charge (e.g. off-peak tariffs),
but exclude MPANs on tariffs with a fixed charge that are not subject to a fixed charge due to a site grouping arrangement.
| Rate 1 units (MWh) | Rate 2 units (MWh) | Rate 3 units (MWh) | MPANs | Import capacity (kVA) | Reactive power units (MVArh)
> Domestic Unrestricted
Domestic Unrestricted | 3242264.6558 |  |  | 964740
LDNO LV: Domestic Unrestricted | 2870.335 |  |  | 893
LDNO HV: Domestic Unrestricted | 11376.8271 |  |  | 3843
> Domestic Two Rate
Domestic Two Rate | 174847.8894 | 180701.5563 |  | 58083 |  |  | 3.0103
LDNO LV: Domestic Two Rate | 262.9872 | 6585.6695 |  | 21
LDNO HV: Domestic Two Rate | 256.3006 | 349.8743 |  | 80
> Domestic Off Peak (related MPAN)
Domestic Off Peak (related MPAN) | 3613.1441 |  |  | 1012 |  |  | 3.5703
LDNO LV: Domestic Off Peak (related MPAN)
LDNO HV: Domestic Off Peak (related MPAN)
> Small Non Domestic Unrestricted
Small Non Domestic Unrestricted | 823197.9586 |  |  | 63787
LDNO LV: Small Non Domestic Unrestricted | 56.7436 |  |  | 4
LDNO HV: Small Non Domestic Unrestricted | 2717.0897 |  |  | 110
> Small Non Domestic Two Rate
Small Non Domestic Two Rate | 206801.4093 | 92825.5376 |  | 13441 |  |  | 15.3859
LDNO LV: Small Non Domestic Two Rate
LDNO HV: Small Non Domestic Two Rate | 845.4213 | 110.3045 |  | 9
> Small Non Domestic Off Peak (related MPAN)
Small Non Domestic Off Peak (related MPAN) | 2262.2094 |  |  | 290 |  |  | 7.8007
LDNO LV: Small Non Domestic Off Peak (related MPAN)
LDNO HV: Small Non Domestic Off Peak (related MPAN)
> LV Medium Non-Domestic
LV Medium Non-Domestic | 379857.6711 | 99896.6398 |  | 4728
LDNO LV: LV Medium Non-Domestic
LDNO HV: LV Medium Non-Domestic | 1094.4452 | 144.8538 |  | 10
> LV Sub Medium Non-Domestic
LV Sub Medium Non-Domestic | 517.0405 | 136.8978 |  | 4
> HV Medium Non-Domestic
HV Medium Non-Domestic | 753.6075 | 161.5955 |  | 13
> LV Network Domestic
LV Network Domestic
LDNO LV: LV Network Domestic
LDNO HV: LV Network Domestic
> LV Network Non-Domestic Non-CT
LV Network Non-Domestic Non-CT
LDNO LV: LV Network Non-Domestic Non-CT
LDNO HV: LV Network Non-Domestic Non-CT
> LV HH Metered
LV HH Metered | 105280.6077 | 666906.9124 | 493272.9047 | 3111 | 578357 | 121162
LDNO LV: LV HH Metered
LDNO HV: LV HH Metered | 1624.4972 | 8871.8152 | 6399.4295 | 20 | 6985 | 558
> LV Sub HH Metered
LV Sub HH Metered | 1334.7867 | 7582.7475 | 5677.7124 | 18 | 6238 | 1758
LDNO HV: LV Sub HH Metered | 439.0533 | 2397.7879 | 1729.5756 | 5 | 1067 | 113
> HV HH Metered
HV HH Metered | 168212.6081 | 1015521.4628 | 952719.5658 | 595 | 696791 | 160841
LDNO HV: HV HH Metered | 687.3892 | 3897.1282 | 3071.0998 | 5 | 4903 | 358
> NHH UMS category A
NHH UMS category A | 7597.2957 |  |  | 514
LDNO LV: NHH UMS category A | 38.5738
LDNO HV: NHH UMS category A | 180.4253
> NHH UMS category B
NHH UMS category B | 5952.5745 |  |  | 749
LDNO LV: NHH UMS category B | 5.4179
LDNO HV: NHH UMS category B | 258.827
> NHH UMS category C
NHH UMS category C | 378.2704 |  |  | 84
LDNO LV: NHH UMS category C | 0
LDNO HV: NHH UMS category C | 0
> NHH UMS category D
NHH UMS category D | 0 |  |  | 1
LDNO LV: NHH UMS category D | 0
LDNO HV: NHH UMS category D | 0
> LV UMS (Pseudo HH Metered)
LV UMS (Pseudo HH Metered) | 6228.096 | 35918.7459 | 102458.5463 | 26
LDNO LV: LV UMS (Pseudo HH Metered)
LDNO HV: LV UMS (Pseudo HH Metered)
> LV Generation NHH or Aggregate HH
LV Generation NHH or Aggregate HH | 602.2975 |  |  | 130
LDNO LV: LV Generation NHH or Aggregate HH
LDNO HV: LV Generation NHH or Aggregate HH
> LV Sub Generation NHH
LV Sub Generation NHH
LDNO HV: LV Sub Generation NHH
> LV Generation Intermittent
LV Generation Intermittent | 9529.9505 |  |  | 146 |  | 338
LDNO LV: LV Generation Intermittent
LDNO HV: LV Generation Intermittent
> LV Generation Non-Intermittent
LV Generation Non-Intermittent | 130.2286 | 867.1493 | 897.9 | 11 |  | 31
LDNO LV: LV Generation Non-Intermittent
LDNO HV: LV Generation Non-Intermittent
> LV Sub Generation Intermittent
LV Sub Generation Intermittent | 37.671 |  |  | 1
LDNO HV: LV Sub Generation Intermittent
> LV Sub Generation Non-Intermittent
LV Sub Generation Non-Intermittent | 0 | 0 | 0
LDNO HV: LV Sub Generation Non-Intermittent
> HV Generation Intermittent
HV Generation Intermittent | 44577.6893 |  |  | 27 |  | 859
LDNO HV: HV Generation Intermittent
> HV Generation Non-Intermittent
HV Generation Non-Intermittent | 9070.7236 | 44174.5584 | 48120.1562 | 27 |  | 742
LDNO HV: HV Generation Non-Intermittent
1055. Transmission exit charges (£/year)
Source: forecast.
Transmission exit
Transmission exit charges (£/year) | 9891224.7699
1059. Other expenditure
| Direct cost (£/year) | Indirect cost (£/year) | Indirect cost proportion | Network rates (£/year)
Other expenditure | 18291728.4358 | 59900136.5666 | 60% | 16186291
1060. Customer contributions under current connection charging policy
Source: analysis of expenditure data and/or survey of capital expenditure schemes.
Customer contribution percentages by network level of supply and by asset network level.
These proportions should reflect the current connection charging method, not necessarily the method that was in place when the connection was built.
| Assets 132kV | Assets 132kV/EHV | Assets EHV | Assets EHV/HV | Assets 132kV/HV | Assets HV | Assets HV/LV | Assets LV circuits
LV network | 0% |  |  | 75% | 75% | 75% | 95% | 95%
LV substation | 0% | 0% |  | 75% | 75% | 75% | 95%
HV network | 0% | 36% | 36% | 91% | 91% | 91%
HV substation | 0% | 36% | 36% | 91%
1061. Average split of rate 1 units by distribution time band
| Red | Amber | Green
Domestic Unrestricted | 11.3% | 50.22% | 38.48%
Domestic Two Rate | 13.33% | 57.76% | 28.91%
Domestic Off Peak (related MPAN) | 2.838e-05% | 16.93% | 83.07%
Small Non Domestic Unrestricted | 7.12% | 58.45% | 34.43%
Small Non Domestic Two Rate | 9.784% | 65.52% | 24.7%
Small Non Domestic Off Peak (related MPAN) | 0.00897% | 17.77% | 82.22%
LV Medium Non-Domestic | 10.12% | 66.09% | 23.79%
LV Sub Medium Non-Domestic | 9.917% | 66.65% | 23.44%
HV Medium Non-Domestic | 9.9% | 69.46% | 20.64%
1062. Average split of rate 2 units by distribution time band
| Red | Amber | Green
Domestic Two Rate | 0% | 3.483% | 96.52%
Small Non Domestic Two Rate | 1.656e-06% | 5.87% | 94.13%
LV Medium Non-Domestic | 0% | 0.513% | 99.49%
LV Sub Medium Non-Domestic | 0% | 0.3214% | 99.68%
HV Medium Non-Domestic | 0% | 0.4226% | 99.58%
1064. Average split of rate 1 units by special distribution time band
| Black | Yellow | Green
NHH UMS category A | 2.207% | 48.09% | 49.71%
NHH UMS category B | 4.33% | 19.35% | 76.32%
NHH UMS category C | 7.534% | 32.69% | 59.77%
NHH UMS category D | 0.3359% | 73.85% | 25.81%
1066. Typical annual hours by special distribution time band
Source: definition of distribution time bands.
The figures in this table will be automatically adjusted to match the number of days in the charging period.
| Black | Yellow | Green
Annual hours | 190 | 4233 | 4361
1068. Typical annual hours by distribution time band
Source: definition of distribution time bands.
The figures in this table will be automatically adjusted to match the number of days in the charging period.
| Red | Amber | Green
Annual hours | 655 | 3768 | 4361
1069. Peaking probabilities by network level
Source: analysis of network operation data.
Red, amber and green peaking probabilities
| Red | Amber | Green | Black peaking probabilities
GSPs | 62.88% | 36.48% | 0.6384% | 39.57%
132kV | 62.17% | 30.28% | 7.548% | 56.6%
132kV/EHV | 62.17% | 30.28% | 7.548% | 56.6%
EHV | 57.24% | 37.2% | 5.566% | 52.69%
EHV/HV | 57.24% | 37.2% | 5.566% | 52.69%
132kV/HV | 62.17% | 30.28% | 7.548% | 56.6%
HV | 57.24% | 37.2% | 5.566% | 52.69%
HV/LV | 57.24% | 37.2% | 5.566% | 52.69%
LV circuits | 57.24% | 37.2% | 5.566% | 52.69%
1092. Average kVAr by kVA, by network level
Source: analysis of operational data.
This is the average of MVAr/MVA or SQRT(1-PF^2) across relevant network elements.
| GSPs | 132kV | 132kV/EHV | EHV | EHV/HV | 132kV/HV | HV | HV/LV | LV circuits
Average kVAr by kVA, by network level | 0.2749 | 0.2749 | 0.2749 | 0.2749 | 0.2749 | 0.2749 | 0.2749 | 0.2749 | 0.2749
1201. Current tariff information
| Current revenues if known (£) | Current Unit rate 1 p/kWh | Current Unit rate 2 p/kWh | Current Unit rate 3 p/kWh | Current Fixed charge p/MPAN/day | Current Capacity charge p/kVA/day | Current Reactive power charge p/kVArh
Domestic Unrestricted |  | 3.47 |  |  | 4.09
Domestic Two Rate |  | 3.799 | 0.208 |  | 4.09
Domestic Off Peak (related MPAN) |  | 0.315
Small Non Domestic Unrestricted |  | 2.783 |  |  | 7.1
Small Non Domestic Two Rate |  | 3.58 | 0.266 |  | 7.1
Small Non Domestic Off Peak (related MPAN) |  | 0.327
LV Medium Non-Domestic |  | 3.444 | 0.155 |  | 48.16
LV Sub Medium Non-Domestic |  | 3.144 | 0.139 |  | 27.56
HV Medium Non-Domestic |  | 2.462 | 0.097 |  | 161.7
LV Network Domestic
LV Network Non-Domestic Non-CT
LV HH Metered |  | 16.371 | 1.574 | 0.112 | 10.21 | 2.78 | 0.568
LV Sub HH Metered |  | 13.091 | 1.256 | 0.083 | 7.5 | 3.26 | 0.503
HV HH Metered |  | 12.33 | 1.184 | 0.071 | 76.4 | 3.3 | 0.402
NHH UMS category A |  | 2.641
NHH UMS category B |  | 3.027
NHH UMS category C |  | 4.862
NHH UMS category D |  | 2.338
LV UMS (Pseudo HH Metered) |  | 43.903 | 2.632 | 0.817

## LAFs
Loss adjustment factors and network use matrices for WPD South Wales in April 15 (DCP179)
This sheet calculates matrices of loss adjustment factors and of network use factors.
These matrices map out the extent to which each type of user uses each level of the network, and are used throughout the workbook.
2001. Loss adjustment factors to transmission
Data sources:
x1 = Network level for each tariff (to get loss factors applicable to capacity) (in Loss adjustment factors to transmission)
x2 = 1032. Loss adjustment factors to transmission
Kind: | Fixed data | [6 empty] | Sum-product calculation
Formula: | [7 empty] | =SUMPRODUCT(x1, x2)
Network level for each tariff (to get loss factors applicable to capacity)
| 132kV | 132kV/EHV | EHV | EHV/HV | HV | HV/LV | LV circuits | Loss adjustment factor
Domestic Unrestricted | 0 | 0 | 0 | 0 | 0 | 0 | 1 | 1.085
Domestic Two Rate | 0 | 0 | 0 | 0 | 0 | 0 | 1 | 1.085
Domestic Off Peak (related MPAN) | 0 | 0 | 0 | 0 | 0 | 0 | 1 | 1.085
Small Non Domestic Unrestricted | 0 | 0 | 0 | 0 | 0 | 0 | 1 | 1.085
Small Non Domestic Two Rate | 0 | 0 | 0 | 0 | 0 | 0 | 1 | 1.085
Small Non Domestic Off Peak (related MPAN) | 0 | 0 | 0 | 0 | 0 | 0 | 1 | 1.085
LV Medium Non-Domestic | 0 | 0 | 0 | 0 | 0 | 0 | 1 | 1.085
LV Sub Medium Non-Domestic | 0 | 0 | 0 | 0 | 0 | 1 | 0 | 1.064
HV Medium Non-Domestic | 0 | 0 | 0 | 0 | 1 | 0 | 0 | 1.0439
LV Network Domestic | 0 | 0 | 0 | 0 | 0 | 0 | 1 | 1.085
LV Network Non-Domestic Non-CT | 0 | 0 | 0 | 0 | 0 | 0 | 1 | 1.085
LV HH Metered | 0 | 0 | 0 | 0 | 0 | 0 | 1 | 1.085
LV Sub HH Metered | 0 | 0 | 0 | 0 | 0 | 1 | 0 | 1.064
HV HH Metered | 0 | 0 | 0 | 0 | 1 | 0 | 0 | 1.0439
NHH UMS category A | 0 | 0 | 0 | 0 | 0 | 0 | 1 | 1.085
NHH UMS category B | 0 | 0 | 0 | 0 | 0 | 0 | 1 | 1.085
NHH UMS category C | 0 | 0 | 0 | 0 | 0 | 0 | 1 | 1.085
NHH UMS category D | 0 | 0 | 0 | 0 | 0 | 0 | 1 | 1.085
LV UMS (Pseudo HH Metered) | 0 | 0 | 0 | 0 | 0 | 0 | 1 | 1.085
LV Generation NHH or Aggregate HH | 0 | 0 | 0 | 0 | 0 | 0 | 1 | 1.085
LV Sub Generation NHH | 0 | 0 | 0 | 0 | 0 | 1 | 0 | 1.064
LV Generation Intermittent | 0 | 0 | 0 | 0 | 0 | 0 | 1 | 1.085
LV Generation Non-Intermittent | 0 | 0 | 0 | 0 | 0 | 0 | 1 | 1.085
LV Sub Generation Intermittent | 0 | 0 | 0 | 0 | 0 | 1 | 0 | 1.064
LV Sub Generation Non-Intermittent | 0 | 0 | 0 | 0 | 0 | 1 | 0 | 1.064
HV Generation Intermittent | 0 | 0 | 0 | 0 | 1 | 0 | 0 | 1.0439
HV Generation Non-Intermittent | 0 | 0 | 0 | 0 | 1 | 0 | 0 | 1.0439
2002. Mapping of DRM network levels to core network levels
| 132kV | 132kV/EHV | EHV | EHV/HV | HV | HV/LV | LV circuits
132kV | 1 | 0 | 0 | 0 | 0 | 0 | 0
132kV/EHV | 0 | 1 | 0 | 0 | 0 | 0 | 0
EHV | 0 | 0 | 1 | 0 | 0 | 0 | 0
EHV/HV | 0 | 0 | 0 | 1 | 0 | 0 | 0
132kV/HV | 0 | 0 | 0 | 1 | 0 | 0 | 0
HV | 0 | 0 | 0 | 0 | 1 | 0 | 0
HV/LV | 0 | 0 | 0 | 0 | 0 | 1 | 0
LV circuits | 0 | 0 | 0 | 0 | 0 | 0 | 1
2003. Loss adjustment factor to transmission for each DRM network level
Data sources:
x1 = 2002. Mapping of DRM network levels to core network levels
x2 = 1032. Loss adjustment factors to transmission
Sum-product calculation =SUMPRODUCT(x1, x2)
Loss adjustment factor to transmission for each DRM network level
132kV | 1.0097
132kV/EHV | 1.0142
EHV | 1.027
EHV/HV | 1.0349
132kV/HV | 1.0349
HV | 1.0439
HV/LV | 1.064
LV circuits | 1.085
2004. Loss adjustment factor to transmission for each network level
Data sources:
x1 = 2003. Loss adjustment factor to transmission for each DRM network level
x2 = 1 for GSP level
Combine tables = x1 or x2
| GSPs | 132kV | 132kV/EHV | EHV | EHV/HV | 132kV/HV | HV | HV/LV | LV circuits
Loss adjustment factor to transmission for each network level | 1 | 1.0097 | 1.0142 | 1.027 | 1.0349 | 1.0349 | 1.0439 | 1.064 | 1.085
2005. Network use factors
These network use factors indicate to what extent each network level is used by each tariff.
This table reflects the policy that generators receive credits only in respect of network levels above the voltage of connection. Generators do not receive credits at the voltage of connection.
The factors in this table are before any adjustment for a 132kV/HV network level or for generation-dominated areas.
| GSPs | 132kV | 132kV/EHV | EHV | EHV/HV | HV | HV/LV | LV circuits
Domestic Unrestricted | 1 | 1 | 1 | 1 | 1 | 1 | 1 | 1
Domestic Two Rate | 1 | 1 | 1 | 1 | 1 | 1 | 1 | 1
Domestic Off Peak (related MPAN) | 1 | 1 | 1 | 1 | 1 | 1 | 1 | 1
Small Non Domestic Unrestricted | 1 | 1 | 1 | 1 | 1 | 1 | 1 | 1
Small Non Domestic Two Rate | 1 | 1 | 1 | 1 | 1 | 1 | 1 | 1
Small Non Domestic Off Peak (related MPAN) | 1 | 1 | 1 | 1 | 1 | 1 | 1 | 1
LV Medium Non-Domestic | 1 | 1 | 1 | 1 | 1 | 1 | 1 | 1
LV Sub Medium Non-Domestic | 1 | 1 | 1 | 1 | 1 | 1 | 1 | 0
HV Medium Non-Domestic | 1 | 1 | 1 | 1 | 1 | 1 | 0 | 0
LV Network Domestic | 1 | 1 | 1 | 1 | 1 | 1 | 1 | 1
LV Network Non-Domestic Non-CT | 1 | 1 | 1 | 1 | 1 | 1 | 1 | 1
LV HH Metered | 1 | 1 | 1 | 1 | 1 | 1 | 1 | 1
LV Sub HH Metered | 1 | 1 | 1 | 1 | 1 | 1 | 1 | 0
HV HH Metered | 1 | 1 | 1 | 1 | 1 | 1 | 0 | 0
NHH UMS category A | 1 | 1 | 1 | 1 | 1 | 1 | 1 | 1
NHH UMS category B | 1 | 1 | 1 | 1 | 1 | 1 | 1 | 1
NHH UMS category C | 1 | 1 | 1 | 1 | 1 | 1 | 1 | 1
NHH UMS category D | 1 | 1 | 1 | 1 | 1 | 1 | 1 | 1
LV UMS (Pseudo HH Metered) | 1 | 1 | 1 | 1 | 1 | 1 | 1 | 1
LV Generation NHH or Aggregate HH | 1 | 1 | 1 | 1 | 1 | 1 | 1 | 0
LV Sub Generation NHH | 1 | 1 | 1 | 1 | 1 | 1 | 0 | 0
LV Generation Intermittent | 1 | 1 | 1 | 1 | 1 | 1 | 1 | 0
LV Generation Non-Intermittent | 1 | 1 | 1 | 1 | 1 | 1 | 1 | 0
LV Sub Generation Intermittent | 1 | 1 | 1 | 1 | 1 | 1 | 0 | 0
LV Sub Generation Non-Intermittent | 1 | 1 | 1 | 1 | 1 | 1 | 0 | 0
HV Generation Intermittent | 1 | 1 | 1 | 1 | 1 | 0 | 0 | 0
HV Generation Non-Intermittent | 1 | 1 | 1 | 1 | 1 | 0 | 0 | 0
2006. Proportion going through 132kV/EHV
Data sources:
x1 = 1018. Proportion of relevant load going through 132kV/HV direct transformation
Calculation =1-x1
132kV/EHV
132kV/EHV | 70%
2007. Proportion going through EHV
Data sources:
x1 = 1018. Proportion of relevant load going through 132kV/HV direct transformation
Calculation =1-x1
EHV
EHV | 70%
2008. Proportion going through EHV/HV
Data sources:
x1 = 1018. Proportion of relevant load going through 132kV/HV direct transformation
Calculation =1-x1
EHV/HV
EHV/HV | 70%
2009. Rerouteing matrix for all network levels
Data sources:
x1 = 1018. Proportion of relevant load going through 132kV/HV direct transformation
x2 = 2006. Proportion going through 132kV/EHV
x3 = 2007. Proportion going through EHV
x4 = 2008. Proportion going through EHV/HV
x5 = Rerouteing matrix: default elements
x6 = Map GSP to GSP
Combine tables = x1 or x2 or x3 or x4 or x5 or x6
| GSPs | 132kV | 132kV/EHV | EHV | EHV/HV | HV | HV/LV | LV circuits
GSPs | 1
132kV |  | 100% | 0% | 0% | 0% | 0% | 0% | 0%
132kV/EHV |  | 0% | 70% | 0% | 0% | 0% | 0% | 0%
EHV |  | 0% | 0% | 70% | 0% | 0% | 0% | 0%
EHV/HV |  | 0% | 0% | 0% | 70% | 0% | 0% | 0%
132kV/HV |  | 0% | 0% | 0% | 30% | 0% | 0% | 0%
HV |  | 0% | 0% | 0% | 0% | 100% | 0% | 0%
HV/LV |  | 0% | 0% | 0% | 0% | 0% | 100% | 0%
LV circuits |  | 0% | 0% | 0% | 0% | 0% | 0% | 100%
2010. Network use factors: interim step in calculations before adjustments
Data sources:
x1 = 2005. Network use factors
x2 = 2009. Rerouteing matrix for all network levels
Sum-product calculation =SUMPRODUCT(x1, x2)
| GSPs | 132kV | 132kV/EHV | EHV | EHV/HV | 132kV/HV | HV | HV/LV | LV circuits
Domestic Unrestricted | 1 | 1 | 0.7 | 0.7 | 0.7 | 0.3 | 1 | 1 | 1
Domestic Two Rate | 1 | 1 | 0.7 | 0.7 | 0.7 | 0.3 | 1 | 1 | 1
Domestic Off Peak (related MPAN) | 1 | 1 | 0.7 | 0.7 | 0.7 | 0.3 | 1 | 1 | 1
Small Non Domestic Unrestricted | 1 | 1 | 0.7 | 0.7 | 0.7 | 0.3 | 1 | 1 | 1
Small Non Domestic Two Rate | 1 | 1 | 0.7 | 0.7 | 0.7 | 0.3 | 1 | 1 | 1
Small Non Domestic Off Peak (related MPAN) | 1 | 1 | 0.7 | 0.7 | 0.7 | 0.3 | 1 | 1 | 1
LV Medium Non-Domestic | 1 | 1 | 0.7 | 0.7 | 0.7 | 0.3 | 1 | 1 | 1
LV Sub Medium Non-Domestic | 1 | 1 | 0.7 | 0.7 | 0.7 | 0.3 | 1 | 1 | 0
HV Medium Non-Domestic | 1 | 1 | 0.7 | 0.7 | 0.7 | 0.3 | 1 | 0 | 0
LV Network Domestic | 1 | 1 | 0.7 | 0.7 | 0.7 | 0.3 | 1 | 1 | 1
LV Network Non-Domestic Non-CT | 1 | 1 | 0.7 | 0.7 | 0.7 | 0.3 | 1 | 1 | 1
LV HH Metered | 1 | 1 | 0.7 | 0.7 | 0.7 | 0.3 | 1 | 1 | 1
LV Sub HH Metered | 1 | 1 | 0.7 | 0.7 | 0.7 | 0.3 | 1 | 1 | 0
HV HH Metered | 1 | 1 | 0.7 | 0.7 | 0.7 | 0.3 | 1 | 0 | 0
NHH UMS category A | 1 | 1 | 0.7 | 0.7 | 0.7 | 0.3 | 1 | 1 | 1
NHH UMS category B | 1 | 1 | 0.7 | 0.7 | 0.7 | 0.3 | 1 | 1 | 1
NHH UMS category C | 1 | 1 | 0.7 | 0.7 | 0.7 | 0.3 | 1 | 1 | 1
NHH UMS category D | 1 | 1 | 0.7 | 0.7 | 0.7 | 0.3 | 1 | 1 | 1
LV UMS (Pseudo HH Metered) | 1 | 1 | 0.7 | 0.7 | 0.7 | 0.3 | 1 | 1 | 1
LV Generation NHH or Aggregate HH | 1 | 1 | 0.7 | 0.7 | 0.7 | 0.3 | 1 | 1 | 0
LV Sub Generation NHH | 1 | 1 | 0.7 | 0.7 | 0.7 | 0.3 | 1 | 0 | 0
LV Generation Intermittent | 1 | 1 | 0.7 | 0.7 | 0.7 | 0.3 | 1 | 1 | 0
LV Generation Non-Intermittent | 1 | 1 | 0.7 | 0.7 | 0.7 | 0.3 | 1 | 1 | 0
LV Sub Generation Intermittent | 1 | 1 | 0.7 | 0.7 | 0.7 | 0.3 | 1 | 0 | 0
LV Sub Generation Non-Intermittent | 1 | 1 | 0.7 | 0.7 | 0.7 | 0.3 | 1 | 0 | 0
HV Generation Intermittent | 1 | 1 | 0.7 | 0.7 | 0.7 | 0.3 | 0 | 0 | 0
HV Generation Non-Intermittent | 1 | 1 | 0.7 | 0.7 | 0.7 | 0.3 | 0 | 0 | 0
2011. Network use factors for all tariffs
Data sources:
x1 = Network use factors including 132kV/HV for generation dominated tariffs
x2 = Network use factors including 132kV/HV for HV Sub tariffs
x3 = 2010. Network use factors: interim step in calculations before adjustments
Combine tables = x1 or x2 or x3
| GSPs | 132kV | 132kV/EHV | EHV | EHV/HV | 132kV/HV | HV | HV/LV | LV circuits
Domestic Unrestricted | 1 | 1 | 0.7 | 0.7 | 0.7 | 0.3 | 1 | 1 | 1
Domestic Two Rate | 1 | 1 | 0.7 | 0.7 | 0.7 | 0.3 | 1 | 1 | 1
Domestic Off Peak (related MPAN) | 1 | 1 | 0.7 | 0.7 | 0.7 | 0.3 | 1 | 1 | 1
Small Non Domestic Unrestricted | 1 | 1 | 0.7 | 0.7 | 0.7 | 0.3 | 1 | 1 | 1
Small Non Domestic Two Rate | 1 | 1 | 0.7 | 0.7 | 0.7 | 0.3 | 1 | 1 | 1
Small Non Domestic Off Peak (related MPAN) | 1 | 1 | 0.7 | 0.7 | 0.7 | 0.3 | 1 | 1 | 1
LV Medium Non-Domestic | 1 | 1 | 0.7 | 0.7 | 0.7 | 0.3 | 1 | 1 | 1
LV Sub Medium Non-Domestic | 1 | 1 | 0.7 | 0.7 | 0.7 | 0.3 | 1 | 1 | 0
HV Medium Non-Domestic | 1 | 1 | 0.7 | 0.7 | 0.7 | 0.3 | 1 | 0 | 0
LV Network Domestic | 1 | 1 | 0.7 | 0.7 | 0.7 | 0.3 | 1 | 1 | 1
LV Network Non-Domestic Non-CT | 1 | 1 | 0.7 | 0.7 | 0.7 | 0.3 | 1 | 1 | 1
LV HH Metered | 1 | 1 | 0.7 | 0.7 | 0.7 | 0.3 | 1 | 1 | 1
LV Sub HH Metered | 1 | 1 | 0.7 | 0.7 | 0.7 | 0.3 | 1 | 1 | 0
HV HH Metered | 1 | 1 | 0.7 | 0.7 | 0.7 | 0.3 | 1 | 0 | 0
NHH UMS category A | 1 | 1 | 0.7 | 0.7 | 0.7 | 0.3 | 1 | 1 | 1
NHH UMS category B | 1 | 1 | 0.7 | 0.7 | 0.7 | 0.3 | 1 | 1 | 1
NHH UMS category C | 1 | 1 | 0.7 | 0.7 | 0.7 | 0.3 | 1 | 1 | 1
NHH UMS category D | 1 | 1 | 0.7 | 0.7 | 0.7 | 0.3 | 1 | 1 | 1
LV UMS (Pseudo HH Metered) | 1 | 1 | 0.7 | 0.7 | 0.7 | 0.3 | 1 | 1 | 1
LV Generation NHH or Aggregate HH | 1 | 1 | 0.7 | 0.7 | 0.7 | 0.3 | 1 | 1 | 0
LV Sub Generation NHH | 1 | 1 | 0.7 | 0.7 | 0.7 | 0.3 | 1 | 0 | 0
LV Generation Intermittent | 1 | 1 | 0.7 | 0.7 | 0.7 | 0.3 | 1 | 1 | 0
LV Generation Non-Intermittent | 1 | 1 | 0.7 | 0.7 | 0.7 | 0.3 | 1 | 1 | 0
LV Sub Generation Intermittent | 1 | 1 | 0.7 | 0.7 | 0.7 | 0.3 | 1 | 0 | 0
LV Sub Generation Non-Intermittent | 1 | 1 | 0.7 | 0.7 | 0.7 | 0.3 | 1 | 0 | 0
HV Generation Intermittent | 1 | 1 | 0.7 | 0.7 | 0.7 | 0.3 | 0 | 0 | 0
HV Generation Non-Intermittent | 1 | 1 | 0.7 | 0.7 | 0.7 | 0.3 | 0 | 0 | 0
2012. Loss adjustment factors between end user meter reading and each network level, scaled by network use
Data sources:
x1 = 2004. Loss adjustment factor to transmission for each network level
x2 = 2011. Network use factors for all tariffs
x3 = 2001. Loss adjustment factor to transmission (in Loss adjustment factors to transmission)
Calculation =IF(x1="",x2,x2*x3/x1)
| GSPs | 132kV | 132kV/EHV | EHV | EHV/HV | 132kV/HV | HV | HV/LV | LV circuits
Domestic Unrestricted | 1.085 | 1.0746 | 0.74887 | 0.73953 | 0.73389 | 0.31452 | 1.0394 | 1.0197 | 1
Domestic Two Rate | 1.085 | 1.0746 | 0.74887 | 0.73953 | 0.73389 | 0.31452 | 1.0394 | 1.0197 | 1
Domestic Off Peak (related MPAN) | 1.085 | 1.0746 | 0.74887 | 0.73953 | 0.73389 | 0.31452 | 1.0394 | 1.0197 | 1
Small Non Domestic Unrestricted | 1.085 | 1.0746 | 0.74887 | 0.73953 | 0.73389 | 0.31452 | 1.0394 | 1.0197 | 1
Small Non Domestic Two Rate | 1.085 | 1.0746 | 0.74887 | 0.73953 | 0.73389 | 0.31452 | 1.0394 | 1.0197 | 1
Small Non Domestic Off Peak (related MPAN) | 1.085 | 1.0746 | 0.74887 | 0.73953 | 0.73389 | 0.31452 | 1.0394 | 1.0197 | 1
LV Medium Non-Domestic | 1.085 | 1.0746 | 0.74887 | 0.73953 | 0.73389 | 0.31452 | 1.0394 | 1.0197 | 1
LV Sub Medium Non-Domestic | 1.064 | 1.0538 | 0.73437 | 0.72522 | 0.71968 | 0.30844 | 1.0193 | 1 | 0
HV Medium Non-Domestic | 1.0439 | 1.0339 | 0.7205 | 0.71152 | 0.70609 | 0.30261 | 1 | 0 | 0
LV Network Domestic | 1.085 | 1.0746 | 0.74887 | 0.73953 | 0.73389 | 0.31452 | 1.0394 | 1.0197 | 1
LV Network Non-Domestic Non-CT | 1.085 | 1.0746 | 0.74887 | 0.73953 | 0.73389 | 0.31452 | 1.0394 | 1.0197 | 1
LV HH Metered | 1.085 | 1.0746 | 0.74887 | 0.73953 | 0.73389 | 0.31452 | 1.0394 | 1.0197 | 1
LV Sub HH Metered | 1.064 | 1.0538 | 0.73437 | 0.72522 | 0.71968 | 0.30844 | 1.0193 | 1 | 0
HV HH Metered | 1.0439 | 1.0339 | 0.7205 | 0.71152 | 0.70609 | 0.30261 | 1 | 0 | 0
NHH UMS category A | 1.085 | 1.0746 | 0.74887 | 0.73953 | 0.73389 | 0.31452 | 1.0394 | 1.0197 | 1
NHH UMS category B | 1.085 | 1.0746 | 0.74887 | 0.73953 | 0.73389 | 0.31452 | 1.0394 | 1.0197 | 1
NHH UMS category C | 1.085 | 1.0746 | 0.74887 | 0.73953 | 0.73389 | 0.31452 | 1.0394 | 1.0197 | 1
NHH UMS category D | 1.085 | 1.0746 | 0.74887 | 0.73953 | 0.73389 | 0.31452 | 1.0394 | 1.0197 | 1
LV UMS (Pseudo HH Metered) | 1.085 | 1.0746 | 0.74887 | 0.73953 | 0.73389 | 0.31452 | 1.0394 | 1.0197 | 1
LV Generation NHH or Aggregate HH | 1.085 | 1.0746 | 0.74887 | 0.73953 | 0.73389 | 0.31452 | 1.0394 | 1.0197 | 0
LV Sub Generation NHH | 1.064 | 1.0538 | 0.73437 | 0.72522 | 0.71968 | 0.30844 | 1.0193 | 0 | 0
LV Generation Intermittent | 1.085 | 1.0746 | 0.74887 | 0.73953 | 0.73389 | 0.31452 | 1.0394 | 1.0197 | 0
LV Generation Non-Intermittent | 1.085 | 1.0746 | 0.74887 | 0.73953 | 0.73389 | 0.31452 | 1.0394 | 1.0197 | 0
LV Sub Generation Intermittent | 1.064 | 1.0538 | 0.73437 | 0.72522 | 0.71968 | 0.30844 | 1.0193 | 0 | 0
LV Sub Generation Non-Intermittent | 1.064 | 1.0538 | 0.73437 | 0.72522 | 0.71968 | 0.30844 | 1.0193 | 0 | 0
HV Generation Intermittent | 1.0439 | 1.0339 | 0.7205 | 0.71152 | 0.70609 | 0.30261 | 0 | 0 | 0
HV Generation Non-Intermittent | 1.0439 | 1.0339 | 0.7205 | 0.71152 | 0.70609 | 0.30261 | 0 | 0 | 0

## DRM
Network model for WPD South Wales in April 15 (DCP179)
This sheet collects data from a network model and calculates aggregated annuitised unit costs from these data.
2101. Annuity rate
Data sources:
x1 = 1010. Rate of return (in Financial and general assumptions)
x2 = 1010. Annualisation period (years) (in Financial and general assumptions)
x3 = 1010. Days in the charging year (in Financial and general assumptions)
Calculation =PMT(x1,x2,-1)*IF(OR(x3>366,x3<365),x3/365.25,1)
Annuity rate
Annuity rate | 6.314%
2102. Loss adjustment factor to transmission for each core level
Data sources:
x1 = 1032. Loss adjustment factors to transmission
x2 = 1 for GSP level
Combine tables = x1 or x2
| GSPs | 132kV | 132kV/EHV | EHV | EHV/HV | HV | HV/LV | LV circuits
Loss adjustment factor to transmission for each core level | 1 | 1.0097 | 1.0142 | 1.027 | 1.0349 | 1.0439 | 1.064 | 1.085
2103. Loss adjustment factors
Data sources:
x1 = 2102. Loss adjustment factor to transmission for each core level
x2 = Loss adjustment factor to transmission for network level exit (in Loss adjustment factors)
Kind: | Copy cells | Special copy
Formula: | =x1 | = x2
| Loss adjustment factor to transmission for network level exit | Loss adjustment factor to transmission for network level entry
GSPs | 1
132kV | 1.0097 | 1
132kV/EHV | 1.0142 | 1.0097
EHV | 1.027 | 1.0142
EHV/HV | 1.0349 | 1.027
HV | 1.0439 | 1.0349
HV/LV | 1.064 | 1.0439
LV circuits | 1.085 | 1.064
2104. Diversity calculations
Data sources:
x1 = 1017. Diversity allowance between top and bottom of network level
x2 = Coincidence to system peak at level exit (in Diversity calculations)
Kind: | Special calculation | Special calculation | Special calculation
Formula: | =previous/(1+x1) | =previous/(1+x1) | =1/x2-1
| Coincidence to GSP peak at level exit | Coincidence to system peak at level exit | Diversity allowance between level exit and GSP Group
GSPs |  | 94% | 6.383%
132kV | 94.97% | 89.27% | 12.02%
132kV/EHV | 94.97% | 89.27% | 12.02%
EHV | 86.41% | 81.23% | 23.11%
EHV/HV | 86.41% | 81.23% | 23.11%
HV | 63.07% | 59.29% | 68.66%
HV/LV | 63.07% | 59.29% | 68.66%
LV circuits | 63.07% | 59.29%
2105. Network model total maximum demand at substation (MW)
Data sources:
x1 = 1019. Network model GSP peak demand (MW)
x2 = 2104. Coincidence to GSP peak at level exit (in Diversity calculations)
Calculation =x1/x2
Network model total maximum demand at substation (MW)
132kV | 526.5
132kV/EHV | 526.5
EHV | 578.6235
EHV/HV | 578.6235
HV | 792.7142
HV/LV | 792.7142
LV circuits | 792.7142
2106. Network model contribution to system maximum load measured at network level exit (MW)
Data sources:
x1 = 2105. Network model total maximum demand at substation (MW)
x2 = 2104. Coincidence to system peak at level exit (in Diversity calculations)
x3 = 2103. Loss adjustment factor to transmission for network level exit (in Loss adjustment factors)
Calculation =x1*x2/x3
Network model contribution to system maximum load measured at network level exit (MW)
132kV | 465.4848
132kV/EHV | 463.4194
EHV | 457.6436
EHV/HV | 454.1502
HV | 450.2347
HV/LV | 441.7293
LV circuits | 433.1797
2107. Rerouteing matrix for DRM network levels
Data sources:
x1 = 1018. Proportion of relevant load going through 132kV/HV direct transformation
x2 = 2006. Proportion going through 132kV/EHV
x3 = 2007. Proportion going through EHV
x4 = 2008. Proportion going through EHV/HV
x5 = Rerouteing matrix: default elements
Combine tables = x1 or x2 or x3 or x4 or x5
| 132kV | 132kV/EHV | EHV | EHV/HV | 132kV/HV | HV | HV/LV | LV circuits
132kV | 100% | 0% | 0% | 0% | 0% | 0% | 0% | 0%
132kV/EHV | 0% | 70% | 0% | 0% | 0% | 0% | 0% | 0%
EHV | 0% | 0% | 70% | 0% | 0% | 0% | 0% | 0%
EHV/HV | 0% | 0% | 0% | 70% | 30% | 0% | 0% | 0%
HV | 0% | 0% | 0% | 0% | 0% | 100% | 0% | 0%
HV/LV | 0% | 0% | 0% | 0% | 0% | 0% | 100% | 0%
LV circuits | 0% | 0% | 0% | 0% | 0% | 0% | 0% | 100%
2108. GSP simultaneous maximum load assumed through each network level (MW)
Data sources:
x1 = 2106. Network model contribution to system maximum load measured at network level exit (MW)
x2 = 2107. Rerouteing matrix for DRM network levels
Sum-product calculation =SUMPRODUCT(x1, x2)
GSP simultaneous maximum load assumed through each network level (MW)
132kV | 465.4848
132kV/EHV | 324.3936
EHV | 320.3505
EHV/HV | 317.9051
132kV/HV | 136.245
HV | 450.2347
HV/LV | 441.7293
LV circuits | 433.1797
2109. Network model annuity by simultaneous maximum load for each network level (£/kW/year)
Data sources:
x1 = 2108. GSP simultaneous maximum load assumed through each network level (MW)
x2 = 1020. Gross asset cost by network level (£)
x3 = 2101. Annuity rate
Calculation =IF(x1,0.001*x2*x3/x1,0)
Model £/kW SML
Assets 132kV | 17.1921
Assets 132kV/EHV | 2.2827
Assets EHV | 8.0467
Assets EHV/HV | 5.6071
Assets 132kV/HV | 4.2093
Assets HV | 22.428
Assets HV/LV | 8.0645
Assets LV circuits | 17.6369

## SM
Service models for WPD South Wales in April 15 (DCP179)
This sheet collects and processes data from the service models.
2201. Asset £/customer from LV service models
Data sources:
x1 = 1025. Matrix of applicability of LV service models to tariffs with fixed charges
x2 = 1022. LV service model asset cost (£)
Sum-product calculation =SUMPRODUCT(x1, x2)
Assets LV customer
Domestic Unrestricted | 240.9156
Domestic Two Rate | 240.9156
Small Non Domestic Unrestricted | 588.8476
Small Non Domestic Two Rate | 588.8476
LV Medium Non-Domestic | 688.355
LV Sub Medium Non-Domestic | 508.3187
LV Network Domestic | 240.9156
LV Network Non-Domestic Non-CT | 588.8476
LV HH Metered | 1179.955
LV Sub HH Metered | 892.5079
LV Generation NHH or Aggregate HH | 0
LV Sub Generation NHH | 0
LV Generation Intermittent | 0
LV Generation Non-Intermittent | 0
LV Sub Generation Intermittent | 0
LV Sub Generation Non-Intermittent | 0
2202. Asset £/(MWh/year) from LV service models
Data sources:
x1 = 1026. Matrix of applicability of LV service models to unmetered tariffs
x2 = 1022. LV service model asset cost (£)
Sum-product calculation =SUMPRODUCT(x1, x2)
Assets LV customer
Asset £/(MWh/year) from LV service models | 228.5941
2203. Service model asset p/kWh charge for unmetered tariffs
Data sources:
x1 = 1010. Annuity proportion for customer-contributed assets (in Financial and general assumptions)
x2 = 2202. Asset £/(MWh/year) from LV service models
x3 = 2101. Annuity rate
Calculation =0.1*x1*x2*x3
Assets LV customer
Service model asset p/kWh charge for unmetered tariffs | 0
2204. Asset £/customer from HV service models
Data sources:
x1 = 1028. Matrix of applicability of HV service models to tariffs with fixed charges
x2 = 1023. HV service model asset cost (£)
Sum-product calculation =SUMPRODUCT(x1, x2)
Assets HV customer
HV Medium Non-Domestic | 8971.2506
HV HH Metered | 8971.2506
HV Generation Intermittent | 4334.24
HV Generation Non-Intermittent | 4334.24
2205. Service model assets by tariff (£)
Data sources:
x1 = 2201. Asset £/customer from LV service models
x2 = 2204. Asset £/customer from HV service models
Combine tables = x1 or x2
| Assets LV customer | Assets HV customer
Domestic Unrestricted | 240.9156
Domestic Two Rate | 240.9156
Domestic Off Peak (related MPAN)
Small Non Domestic Unrestricted | 588.8476
Small Non Domestic Two Rate | 588.8476
Small Non Domestic Off Peak (related MPAN)
LV Medium Non-Domestic | 688.355
LV Sub Medium Non-Domestic | 508.3187
HV Medium Non-Domestic |  | 8971.2506
LV Network Domestic | 240.9156
LV Network Non-Domestic Non-CT | 588.8476
LV HH Metered | 1179.955
LV Sub HH Metered | 892.5079
HV HH Metered |  | 8971.2506
NHH UMS category A
NHH UMS category B
NHH UMS category C
NHH UMS category D
LV UMS (Pseudo HH Metered)
LV Generation NHH or Aggregate HH | 0
LV Sub Generation NHH | 0
LV Generation Intermittent | 0
LV Generation Non-Intermittent | 0
LV Sub Generation Intermittent | 0
LV Sub Generation Non-Intermittent | 0
HV Generation Intermittent |  | 4334.24
HV Generation Non-Intermittent |  | 4334.24
2206. Replacement annuities for service models
Data sources:
x1 = 1010. Days in the charging year (in Financial and general assumptions)
x2 = 2205. Service model assets by tariff (£)
x3 = 2101. Annuity rate
x4 = 1010. Annuity proportion for customer-contributed assets (in Financial and general assumptions)
x5 = Service model p/MPAN/day charge (in Replacement annuities for service models)
Kind: | Calculation |  | Cell summation
Formula: | =100/x1*x2*x3*x4 |  | =SUM(x5)
Service model p/MPAN/day charge
| Assets LV customer | Assets HV customer | Service model p/MPAN/day
Domestic Unrestricted | 0 | 0 | 0
Domestic Two Rate | 0 | 0 | 0
Domestic Off Peak (related MPAN) | 0 | 0 | 0
Small Non Domestic Unrestricted | 0 | 0 | 0
Small Non Domestic Two Rate | 0 | 0 | 0
Small Non Domestic Off Peak (related MPAN) | 0 | 0 | 0
LV Medium Non-Domestic | 0 | 0 | 0
LV Sub Medium Non-Domestic | 0 | 0 | 0
HV Medium Non-Domestic | 0 | 0 | 0
LV Network Domestic | 0 | 0 | 0
LV Network Non-Domestic Non-CT | 0 | 0 | 0
LV HH Metered | 0 | 0 | 0
LV Sub HH Metered | 0 | 0 | 0
HV HH Metered | 0 | 0 | 0
NHH UMS category A | 0 | 0 | 0
NHH UMS category B | 0 | 0 | 0
NHH UMS category C | 0 | 0 | 0
NHH UMS category D | 0 | 0 | 0
LV UMS (Pseudo HH Metered) | 0 | 0 | 0
LV Generation NHH or Aggregate HH | 0 | 0 | 0
LV Sub Generation NHH | 0 | 0 | 0
LV Generation Intermittent | 0 | 0 | 0
LV Generation Non-Intermittent | 0 | 0 | 0
LV Sub Generation Intermittent | 0 | 0 | 0
LV Sub Generation Non-Intermittent | 0 | 0 | 0
HV Generation Intermittent | 0 | 0 | 0
HV Generation Non-Intermittent | 0 | 0 | 0

## Loads
Load characteristics for WPD South Wales in April 15 (DCP179)
This sheet compiles information about the assumed characteristics of network users.
A load factor represents the average load of a user or user group, relative to the maximum load level of that user or
user group. Load factors are numbers between 0 and 1.
A coincidence factor represents the expectation value of the load of a user or user group at the time of system maximum load,
relative to the maximum load level of that user or user group. Coincidence factors are numbers between 0 and 1.
A load coefficient is the expectation value of the load of a user or user group at the time of system maximum load, relative to the average load level of that user or user group.
For demand users, the load coefficient is a demand coefficient and can be calculated as the ratio of the coincidence factor to the load factor.
2301. Demand coefficient (load at time of system maximum load divided by average load)
Data sources:
x1 = 1041. Coincidence factor to system maximum load for each type of demand user (in Load profile data for demand users)
x2 = 1041. Load factor for each type of demand user (in Load profile data for demand users)
Calculation =x1/x2
Demand coefficient
Domestic Unrestricted | 1.9489
Domestic Two Rate | 1.1546
Domestic Off Peak (related MPAN) | 0
Small Non Domestic Unrestricted | 1.5328
Small Non Domestic Two Rate | 1.3174
Small Non Domestic Off Peak (related MPAN) | 0
LV Medium Non-Domestic | 1.4242
LV Sub Medium Non-Domestic | 1.4242
HV Medium Non-Domestic | 1.3801
LV Network Domestic | 1.9235
LV Network Non-Domestic Non-CT | 1.4875
LV HH Metered | 1.3017
LV Sub HH Metered | 1.3017
HV HH Metered | 1.1536
NHH UMS category A | 1
NHH UMS category B | 2.1008
NHH UMS category C | 3.0599
NHH UMS category D | 0
LV UMS (Pseudo HH Metered) | 2.0641
2302. Load coefficient
Data sources:
x1 = 2301. Demand coefficient (load at time of system maximum load divided by average load)
x2 = Negative of generation coefficient; set to -1
Combine tables = x1 or x2
Load coefficient
Domestic Unrestricted | 1.9489
Domestic Two Rate | 1.1546
Domestic Off Peak (related MPAN) | 0
Small Non Domestic Unrestricted | 1.5328
Small Non Domestic Two Rate | 1.3174
Small Non Domestic Off Peak (related MPAN) | 0
LV Medium Non-Domestic | 1.4242
LV Sub Medium Non-Domestic | 1.4242
HV Medium Non-Domestic | 1.3801
LV Network Domestic | 1.9235
LV Network Non-Domestic Non-CT | 1.4875
LV HH Metered | 1.3017
LV Sub HH Metered | 1.3017
HV HH Metered | 1.1536
NHH UMS category A | 1
NHH UMS category B | 2.1008
NHH UMS category C | 3.0599
NHH UMS category D | 0
LV UMS (Pseudo HH Metered) | 2.0641
LV Generation NHH or Aggregate HH | -1
LV Sub Generation NHH | -1
LV Generation Intermittent | -1
LV Generation Non-Intermittent | -1
LV Sub Generation Intermittent | -1
LV Sub Generation Non-Intermittent | -1
HV Generation Intermittent | -1
HV Generation Non-Intermittent | -1
2303. Discount map
| No discount | LDNO LV: LV user | LDNO HV: LV user | LDNO HV: LV sub user | LDNO HV: HV user
> Domestic Unrestricted
Domestic Unrestricted | 1 | 0 | 0 | 0 | 0
LDNO LV: Domestic Unrestricted | 0 | 1 | 0 | 0 | 0
LDNO HV: Domestic Unrestricted | 0 | 0 | 1 | 0 | 0
> Domestic Two Rate
Domestic Two Rate | 1 | 0 | 0 | 0 | 0
LDNO LV: Domestic Two Rate | 0 | 1 | 0 | 0 | 0
LDNO HV: Domestic Two Rate | 0 | 0 | 1 | 0 | 0
> Domestic Off Peak (related MPAN)
Domestic Off Peak (related MPAN) | 1 | 0 | 0 | 0 | 0
LDNO LV: Domestic Off Peak (related MPAN) | 0 | 1 | 0 | 0 | 0
LDNO HV: Domestic Off Peak (related MPAN) | 0 | 0 | 1 | 0 | 0
> Small Non Domestic Unrestricted
Small Non Domestic Unrestricted | 1 | 0 | 0 | 0 | 0
LDNO LV: Small Non Domestic Unrestricted | 0 | 1 | 0 | 0 | 0
LDNO HV: Small Non Domestic Unrestricted | 0 | 0 | 1 | 0 | 0
> Small Non Domestic Two Rate
Small Non Domestic Two Rate | 1 | 0 | 0 | 0 | 0
LDNO LV: Small Non Domestic Two Rate | 0 | 1 | 0 | 0 | 0
LDNO HV: Small Non Domestic Two Rate | 0 | 0 | 1 | 0 | 0
> Small Non Domestic Off Peak (related MPAN)
Small Non Domestic Off Peak (related MPAN) | 1 | 0 | 0 | 0 | 0
LDNO LV: Small Non Domestic Off Peak (related MPAN) | 0 | 1 | 0 | 0 | 0
LDNO HV: Small Non Domestic Off Peak (related MPAN) | 0 | 0 | 1 | 0 | 0
> LV Medium Non-Domestic
LV Medium Non-Domestic | 1 | 0 | 0 | 0 | 0
LDNO LV: LV Medium Non-Domestic | 0 | 1 | 0 | 0 | 0
LDNO HV: LV Medium Non-Domestic | 0 | 0 | 1 | 0 | 0
> LV Sub Medium Non-Domestic
LV Sub Medium Non-Domestic | 1 | 0 | 0 | 0 | 0
> HV Medium Non-Domestic
HV Medium Non-Domestic | 1 | 0 | 0 | 0 | 0
> LV Network Domestic
LV Network Domestic | 1 | 0 | 0 | 0 | 0
LDNO LV: LV Network Domestic | 0 | 1 | 0 | 0 | 0
LDNO HV: LV Network Domestic | 0 | 0 | 1 | 0 | 0
> LV Network Non-Domestic Non-CT
LV Network Non-Domestic Non-CT | 1 | 0 | 0 | 0 | 0
LDNO LV: LV Network Non-Domestic Non-CT | 0 | 1 | 0 | 0 | 0
LDNO HV: LV Network Non-Domestic Non-CT | 0 | 0 | 1 | 0 | 0
> LV HH Metered
LV HH Metered | 1 | 0 | 0 | 0 | 0
LDNO LV: LV HH Metered | 0 | 1 | 0 | 0 | 0
LDNO HV: LV HH Metered | 0 | 0 | 1 | 0 | 0
> LV Sub HH Metered
LV Sub HH Metered | 1 | 0 | 0 | 0 | 0
LDNO HV: LV Sub HH Metered | 0 | 0 | 0 | 1 | 0
> HV HH Metered
HV HH Metered | 1 | 0 | 0 | 0 | 0
LDNO HV: HV HH Metered | 0 | 0 | 0 | 0 | 1
> NHH UMS category A
NHH UMS category A | 1 | 0 | 0 | 0 | 0
LDNO LV: NHH UMS category A | 0 | 1 | 0 | 0 | 0
LDNO HV: NHH UMS category A | 0 | 0 | 1 | 0 | 0
> NHH UMS category B
NHH UMS category B | 1 | 0 | 0 | 0 | 0
LDNO LV: NHH UMS category B | 0 | 1 | 0 | 0 | 0
LDNO HV: NHH UMS category B | 0 | 0 | 1 | 0 | 0
> NHH UMS category C
NHH UMS category C | 1 | 0 | 0 | 0 | 0
LDNO LV: NHH UMS category C | 0 | 1 | 0 | 0 | 0
LDNO HV: NHH UMS category C | 0 | 0 | 1 | 0 | 0
> NHH UMS category D
NHH UMS category D | 1 | 0 | 0 | 0 | 0
LDNO LV: NHH UMS category D | 0 | 1 | 0 | 0 | 0
LDNO HV: NHH UMS category D | 0 | 0 | 1 | 0 | 0
> LV UMS (Pseudo HH Metered)
LV UMS (Pseudo HH Metered) | 1 | 0 | 0 | 0 | 0
LDNO LV: LV UMS (Pseudo HH Metered) | 0 | 1 | 0 | 0 | 0
LDNO HV: LV UMS (Pseudo HH Metered) | 0 | 0 | 1 | 0 | 0
> LV Generation NHH or Aggregate HH
LV Generation NHH or Aggregate HH | 1 | 0 | 0 | 0 | 0
LDNO LV: LV Generation NHH or Aggregate HH | 1 | 0 | 0 | 0 | 0
LDNO HV: LV Generation NHH or Aggregate HH | 1 | 0 | 0 | 0 | 0
> LV Sub Generation NHH
LV Sub Generation NHH | 1 | 0 | 0 | 0 | 0
LDNO HV: LV Sub Generation NHH | 1 | 0 | 0 | 0 | 0
> LV Generation Intermittent
LV Generation Intermittent | 1 | 0 | 0 | 0 | 0
LDNO LV: LV Generation Intermittent | 1 | 0 | 0 | 0 | 0
LDNO HV: LV Generation Intermittent | 1 | 0 | 0 | 0 | 0
> LV Generation Non-Intermittent
LV Generation Non-Intermittent | 1 | 0 | 0 | 0 | 0
LDNO LV: LV Generation Non-Intermittent | 1 | 0 | 0 | 0 | 0
LDNO HV: LV Generation Non-Intermittent | 1 | 0 | 0 | 0 | 0
> LV Sub Generation Intermittent
LV Sub Generation Intermittent | 1 | 0 | 0 | 0 | 0
LDNO HV: LV Sub Generation Intermittent | 1 | 0 | 0 | 0 | 0
> LV Sub Generation Non-Intermittent
LV Sub Generation Non-Intermittent | 1 | 0 | 0 | 0 | 0
LDNO HV: LV Sub Generation Non-Intermittent | 1 | 0 | 0 | 0 | 0
> HV Generation Intermittent
HV Generation Intermittent | 1 | 0 | 0 | 0 | 0
LDNO HV: HV Generation Intermittent | 1 | 0 | 0 | 0 | 0
> HV Generation Non-Intermittent
HV Generation Non-Intermittent | 1 | 0 | 0 | 0 | 0
LDNO HV: HV Generation Non-Intermittent | 1 | 0 | 0 | 0 | 0
2304. LDNO discounts and volumes adjusted for discount
Data sources:
x1 = 2303. Discount map
x2 = 1037. Embedded network (LDNO) discounts
x3 = 100 per cent discount for generators on LDNO networks
x4 = Discount for each tariff (except for fixed charges) (in LDNO discounts and volumes adjusted for discount)
x5 = 1053. Rate 1 units (MWh) by tariff (in Volume forecasts for the charging year)
x6 = 1053. Rate 2 units (MWh) by tariff (in Volume forecasts for the charging year)
x7 = 1053. Rate 3 units (MWh) by tariff (in Volume forecasts for the charging year)
x8 = 1053. MPANs by tariff (in Volume forecasts for the charging year)
x9 = Discount for each tariff for fixed charges only (in LDNO discounts and volumes adjusted for discount)
x10 = 1053. Import capacity (kVA) by tariff (in Volume forecasts for the charging year)
x11 = 1053. Reactive power units (MVArh) by tariff (in Volume forecasts for the charging year)
Kind: | Sum-product calculation | Combine tables | Calculation | Calculation | Calculation | Calculation | Calculation | Calculation
Formula: | =SUMPRODUCT(x1, x2) | = x3 or x4 | =x5*(1-x4) | =x6*(1-x4) | =x7*(1-x4) | =x8*(1-x9) | =x10*(1-x4) | =x11*(1-x4)
| Discount for each tariff (except for fixed charges) | Discount for each tariff for fixed charges only | Rate 1 units (MWh) | Rate 2 units (MWh) | Rate 3 units (MWh) | MPANs | Import capacity (kVA) | Reactive power units (MVArh)
> Domestic Unrestricted
Domestic Unrestricted | 0% | 0% | 3242264.6558 | 0 | 0 | 964740 | 0 | 0
LDNO LV: Domestic Unrestricted | 31.96% | 31.96% | 1952.8675 | 0 | 0 | 607.5635 | 0 | 0
LDNO HV: Domestic Unrestricted | 63.85% | 63.85% | 4113.0967 | 0 | 0 | 1389.3707 | 0 | 0
> Domestic Two Rate
Domestic Two Rate | 0% | 0% | 174847.8894 | 180701.5563 | 0 | 58083 | 0 | 0
LDNO LV: Domestic Two Rate | 31.96% | 31.96% | 178.9266 | 4480.6408 | 0 | 14.2876 | 0 | 0
LDNO HV: Domestic Two Rate | 63.85% | 63.85% | 92.6611 | 126.4911 | 0 | 28.9226 | 0 | 0
> Domestic Off Peak (related MPAN)
Domestic Off Peak (related MPAN) | 0% | 0% | 3613.1441 | 0 | 0 | 1012 | 0 | 0
LDNO LV: Domestic Off Peak (related MPAN) | 31.96% | 31.96% | 0 | 0 | 0 | 0 | 0 | 0
LDNO HV: Domestic Off Peak (related MPAN) | 63.85% | 63.85% | 0 | 0 | 0 | 0 | 0 | 0
> Small Non Domestic Unrestricted
Small Non Domestic Unrestricted | 0% | 0% | 823197.9586 | 0 | 0 | 63787 | 0 | 0
LDNO LV: Small Non Domestic Unrestricted | 31.96% | 31.96% | 38.6062 | 0 | 0 | 2.7214 | 0 | 0
LDNO HV: Small Non Domestic Unrestricted | 63.85% | 63.85% | 982.3172 | 0 | 0 | 39.7686 | 0 | 0
> Small Non Domestic Two Rate
Small Non Domestic Two Rate | 0% | 0% | 206801.4093 | 92825.5376 | 0 | 13441 | 0 | 0
LDNO LV: Small Non Domestic Two Rate | 31.96% | 31.96% | 0 | 0 | 0 | 0 | 0 | 0
LDNO HV: Small Non Domestic Two Rate | 63.85% | 63.85% | 305.6476 | 39.8787 | 0 | 3.2538 | 0 | 0
> Small Non Domestic Off Peak (related MPAN)
Small Non Domestic Off Peak (related MPAN) | 0% | 0% | 2262.2094 | 0 | 0 | 290 | 0 | 0
LDNO LV: Small Non Domestic Off Peak (related MPAN) | 31.96% | 31.96% | 0 | 0 | 0 | 0 | 0 | 0
LDNO HV: Small Non Domestic Off Peak (related MPAN) | 63.85% | 63.85% | 0 | 0 | 0 | 0 | 0 | 0
> LV Medium Non-Domestic
LV Medium Non-Domestic | 0% | 0% | 379857.6711 | 99896.6398 | 0 | 4728 | 0 | 0
LDNO LV: LV Medium Non-Domestic | 31.96% | 31.96% | 0 | 0 | 0 | 0 | 0 | 0
LDNO HV: LV Medium Non-Domestic | 63.85% | 63.85% | 395.6779 | 52.3694 | 0 | 3.6153 | 0 | 0
> LV Sub Medium Non-Domestic
LV Sub Medium Non-Domestic | 0% | 0% | 517.0405 | 136.8978 | 0 | 4 | 0 | 0
> HV Medium Non-Domestic
HV Medium Non-Domestic | 0% | 0% | 753.6075 | 161.5955 | 0 | 13 | 0 | 0
> LV Network Domestic
LV Network Domestic | 0% | 0% | 0 | 0 | 0 | 0 | 0 | 0
LDNO LV: LV Network Domestic | 31.96% | 31.96% | 0 | 0 | 0 | 0 | 0 | 0
LDNO HV: LV Network Domestic | 63.85% | 63.85% | 0 | 0 | 0 | 0 | 0 | 0
> LV Network Non-Domestic Non-CT
LV Network Non-Domestic Non-CT | 0% | 0% | 0 | 0 | 0 | 0 | 0 | 0
LDNO LV: LV Network Non-Domestic Non-CT | 31.96% | 31.96% | 0 | 0 | 0 | 0 | 0 | 0
LDNO HV: LV Network Non-Domestic Non-CT | 63.85% | 63.85% | 0 | 0 | 0 | 0 | 0 | 0
> LV HH Metered
LV HH Metered | 0% | 0% | 105280.6077 | 666906.9124 | 493272.9047 | 3111 | 578357 | 121162
LDNO LV: LV HH Metered | 31.96% | 31.96% | 0 | 0 | 0 | 0 | 0 | 0
LDNO HV: LV HH Metered | 63.85% | 63.85% | 587.3091 | 3207.4526 | 2313.604 | 7.2307 | 2525.3069 | 201.7353
> LV Sub HH Metered
LV Sub HH Metered | 0% | 0% | 1334.7867 | 7582.7475 | 5677.7124 | 18 | 6238 | 1758
LDNO HV: LV Sub HH Metered | 45.35% | 45.35% | 239.9463 | 1310.4113 | 945.2276 | 2.7325 | 583.1245 | 61.7555
> HV HH Metered
HV HH Metered | 0% | 0% | 168212.6081 | 1015521.4628 | 952719.5658 | 595 | 696791 | 160841
LDNO HV: HV HH Metered | 34.44% | 34.44% | 450.6221 | 2554.7856 | 2013.2777 | 3.2778 | 3214.1908 | 234.689
> NHH UMS category A
NHH UMS category A | 0% | 0% | 7597.2957 | 0 | 0 | 514 | 0 | 0
LDNO LV: NHH UMS category A | 31.96% | 31.96% | 26.2442 | 0 | 0 | 0 | 0 | 0
LDNO HV: NHH UMS category A | 63.85% | 63.85% | 65.2297 | 0 | 0 | 0 | 0 | 0
> NHH UMS category B
NHH UMS category B | 0% | 0% | 5952.5745 | 0 | 0 | 749 | 0 | 0
LDNO LV: NHH UMS category B | 31.96% | 31.96% | 3.6862 | 0 | 0 | 0 | 0 | 0
LDNO HV: NHH UMS category B | 63.85% | 63.85% | 93.5745 | 0 | 0 | 0 | 0 | 0
> NHH UMS category C
NHH UMS category C | 0% | 0% | 378.2704 | 0 | 0 | 84 | 0 | 0
LDNO LV: NHH UMS category C | 31.96% | 31.96% | 0 | 0 | 0 | 0 | 0 | 0
LDNO HV: NHH UMS category C | 63.85% | 63.85% | 0 | 0 | 0 | 0 | 0 | 0
> NHH UMS category D
NHH UMS category D | 0% | 0% | 0 | 0 | 0 | 1 | 0 | 0
LDNO LV: NHH UMS category D | 31.96% | 31.96% | 0 | 0 | 0 | 0 | 0 | 0
LDNO HV: NHH UMS category D | 63.85% | 63.85% | 0 | 0 | 0 | 0 | 0 | 0
> LV UMS (Pseudo HH Metered)
LV UMS (Pseudo HH Metered) | 0% | 0% | 6228.096 | 35918.7459 | 102458.5463 | 26 | 0 | 0
LDNO LV: LV UMS (Pseudo HH Metered) | 31.96% | 31.96% | 0 | 0 | 0 | 0 | 0 | 0
LDNO HV: LV UMS (Pseudo HH Metered) | 63.85% | 63.85% | 0 | 0 | 0 | 0 | 0 | 0
> LV Generation NHH or Aggregate HH
LV Generation NHH or Aggregate HH | 0% | 0% | 602.2975 | 0 | 0 | 130 | 0 | 0
LDNO LV: LV Generation NHH or Aggregate HH | 0% | 100% | 0 | 0 | 0 | 0 | 0 | 0
LDNO HV: LV Generation NHH or Aggregate HH | 0% | 100% | 0 | 0 | 0 | 0 | 0 | 0
> LV Sub Generation NHH
LV Sub Generation NHH | 0% | 0% | 0 | 0 | 0 | 0 | 0 | 0
LDNO HV: LV Sub Generation NHH | 0% | 100% | 0 | 0 | 0 | 0 | 0 | 0
> LV Generation Intermittent
LV Generation Intermittent | 0% | 0% | 9529.9505 | 0 | 0 | 146 | 0 | 338
LDNO LV: LV Generation Intermittent | 0% | 100% | 0 | 0 | 0 | 0 | 0 | 0
LDNO HV: LV Generation Intermittent | 0% | 100% | 0 | 0 | 0 | 0 | 0 | 0
> LV Generation Non-Intermittent
LV Generation Non-Intermittent | 0% | 0% | 130.2286 | 867.1493 | 897.9 | 11 | 0 | 31
LDNO LV: LV Generation Non-Intermittent | 0% | 100% | 0 | 0 | 0 | 0 | 0 | 0
LDNO HV: LV Generation Non-Intermittent | 0% | 100% | 0 | 0 | 0 | 0 | 0 | 0
> LV Sub Generation Intermittent
LV Sub Generation Intermittent | 0% | 0% | 37.671 | 0 | 0 | 1 | 0 | 0
LDNO HV: LV Sub Generation Intermittent | 0% | 100% | 0 | 0 | 0 | 0 | 0 | 0
> LV Sub Generation Non-Intermittent
LV Sub Generation Non-Intermittent | 0% | 0% | 0 | 0 | 0 | 0 | 0 | 0
LDNO HV: LV Sub Generation Non-Intermittent | 0% | 100% | 0 | 0 | 0 | 0 | 0 | 0
> HV Generation Intermittent
HV Generation Intermittent | 0% | 0% | 44577.6893 | 0 | 0 | 27 | 0 | 859
LDNO HV: HV Generation Intermittent | 0% | 100% | 0 | 0 | 0 | 0 | 0 | 0
> HV Generation Non-Intermittent
HV Generation Non-Intermittent | 0% | 0% | 9070.7236 | 44174.5584 | 48120.1562 | 27 | 0 | 742
LDNO HV: HV Generation Non-Intermittent | 0% | 100% | 0 | 0 | 0 | 0 | 0 | 0
2305. Equivalent volume for each end user
Data sources:
x1 = 2304. Rate 1 units (MWh) (in LDNO discounts and volumes adjusted for discount)
x2 = 2304. Rate 2 units (MWh) (in LDNO discounts and volumes adjusted for discount)
x3 = 2304. Rate 3 units (MWh) (in LDNO discounts and volumes adjusted for discount)
x4 = 2304. MPANs (in LDNO discounts and volumes adjusted for discount)
x5 = 2304. Import capacity (kVA) (in LDNO discounts and volumes adjusted for discount)
x6 = 2304. Reactive power units (MVArh) (in LDNO discounts and volumes adjusted for discount)
Kind: | Cell summation | Cell summation | Cell summation | Cell summation | Cell summation | Cell summation
Formula: | =SUM(x1) | =SUM(x2) | =SUM(x3) | =SUM(x4) | =SUM(x5) | =SUM(x6)
| Rate 1 units (MWh) | Rate 2 units (MWh) | Rate 3 units (MWh) | MPANs | Import capacity (kVA) | Reactive power units (MVArh)
Domestic Unrestricted | 3248330.6199 | 0 | 0 | 966736.9342 | 0 | 0
Domestic Two Rate | 175119.4771 | 185308.6882 | 0 | 58126.2102 | 0 | 0
Domestic Off Peak (related MPAN) | 3613.1441 | 0 | 0 | 1012 | 0 | 0
Small Non Domestic Unrestricted | 824218.882 | 0 | 0 | 63829.4901 | 0 | 0
Small Non Domestic Two Rate | 207107.0569 | 92865.4163 | 0 | 13444.2538 | 0 | 0
Small Non Domestic Off Peak (related MPAN) | 2262.2094 | 0 | 0 | 290 | 0 | 0
LV Medium Non-Domestic | 380253.349 | 99949.0092 | 0 | 4731.6153 | 0 | 0
LV Sub Medium Non-Domestic | 517.0405 | 136.8978 | 0 | 4 | 0 | 0
HV Medium Non-Domestic | 753.6075 | 161.5955 | 0 | 13 | 0 | 0
LV Network Domestic | 0 | 0 | 0 | 0 | 0 | 0
LV Network Non-Domestic Non-CT | 0 | 0 | 0 | 0 | 0 | 0
LV HH Metered | 105867.9168 | 670114.365 | 495586.5087 | 3118.2307 | 580882.3069 | 121363.7353
LV Sub HH Metered | 1574.733 | 8893.1588 | 6622.9401 | 20.7325 | 6821.1245 | 1819.7555
HV HH Metered | 168663.2302 | 1018076.2484 | 954732.8435 | 598.2778 | 700005.1908 | 161075.689
NHH UMS category A | 7688.7696 | 0 | 0 | 514 | 0 | 0
NHH UMS category B | 6049.8351 | 0 | 0 | 749 | 0 | 0
NHH UMS category C | 378.2704 | 0 | 0 | 84 | 0 | 0
NHH UMS category D | 0 | 0 | 0 | 1 | 0 | 0
LV UMS (Pseudo HH Metered) | 6228.096 | 35918.7459 | 102458.5463 | 26 | 0 | 0
LV Generation NHH or Aggregate HH | 602.2975 | 0 | 0 | 130 | 0 | 0
LV Sub Generation NHH | 0 | 0 | 0 | 0 | 0 | 0
LV Generation Intermittent | 9529.9505 | 0 | 0 | 146 | 0 | 338
LV Generation Non-Intermittent | 130.2286 | 867.1493 | 897.9 | 11 | 0 | 31
LV Sub Generation Intermittent | 37.671 | 0 | 0 | 1 | 0 | 0
LV Sub Generation Non-Intermittent | 0 | 0 | 0 | 0 | 0 | 0
HV Generation Intermittent | 44577.6893 | 0 | 0 | 27 | 0 | 859
HV Generation Non-Intermittent | 9070.7236 | 44174.5584 | 48120.1562 | 27 | 0 | 742

## Multi
Load characteristics for multiple unit rates for WPD South Wales in April 15 (DCP179)
2401. Adjust annual hours by distribution time band to match days in year
Data sources:
x1 = 1068. Typical annual hours by distribution time band
x2 = 1010. Days in the charging year (in Financial and general assumptions)
x3 = Total hours in the year according to time band hours input data (in Adjust annual hours by distribution time band to match days in year)
Kind: | Cell summation | Calculation
Formula: | =SUM(x1) | =x1*24*x2/x3
Annual hours by distribution time band (reconciled to days in year)
| Hours aggregate | Red | Amber | Green
Adjust annual hours by distribution time band to match days in year | 8784 | 655 | 3768 | 4361
2402. Normalisation of split of rate 1 units by time band
Data sources:
x1 = 1061. Average split of rate 1 units by distribution time band
x2 = Total split (in Normalisation of split of rate 1 units by time band)
x3 = 2401. Annual hours by distribution time band (reconciled to days in year) (in Adjust annual hours by distribution time band to match days in year)
x4 = 1010. Days in the charging year (in Financial and general assumptions)
Kind: | Cell summation | Calculation
Formula: | =SUM(x1) | =IF(x2,x1/x2,x3/x4/24)
Normalised split of rate 1 units by distribution time band
| Total split | Red | Amber | Green
Domestic Unrestricted | 100% | 11.3% | 50.22% | 38.48%
Domestic Two Rate | 100% | 13.33% | 57.76% | 28.91%
Domestic Off Peak (related MPAN) | 100% | 2.838e-05% | 16.93% | 83.07%
Small Non Domestic Unrestricted | 100% | 7.12% | 58.45% | 34.43%
Small Non Domestic Two Rate | 100% | 9.784% | 65.52% | 24.7%
Small Non Domestic Off Peak (related MPAN) | 100% | 0.00897% | 17.77% | 82.22%
LV Medium Non-Domestic | 100% | 10.12% | 66.09% | 23.79%
LV Sub Medium Non-Domestic | 100% | 9.917% | 66.65% | 23.44%
HV Medium Non-Domestic | 100% | 9.9% | 69.46% | 20.64%
2403. Split of rate 1 units between distribution time bands
Data sources:
x1 = 2402. Normalised split of rate 1 units by distribution time band (in Normalisation of split of rate 1 units by time band)
x2 = Split of rate 1 units between distribution time bands (default)
Combine tables = x1 or x2
| Red | Amber | Green
Domestic Unrestricted | 11.3% | 50.22% | 38.48%
Domestic Two Rate | 13.33% | 57.76% | 28.91%
Domestic Off Peak (related MPAN) | 2.838e-05% | 16.93% | 83.07%
Small Non Domestic Unrestricted | 7.12% | 58.45% | 34.43%
Small Non Domestic Two Rate | 9.784% | 65.52% | 24.7%
Small Non Domestic Off Peak (related MPAN) | 0.00897% | 17.77% | 82.22%
LV Medium Non-Domestic | 10.12% | 66.09% | 23.79%
LV Sub Medium Non-Domestic | 9.917% | 66.65% | 23.44%
HV Medium Non-Domestic | 9.9% | 69.46% | 20.64%
LV Network Domestic | 100% | 0% | 0%
LV Network Non-Domestic Non-CT | 100% | 0% | 0%
LV HH Metered | 100% | 0% | 0%
LV Sub HH Metered | 100% | 0% | 0%
HV HH Metered | 100% | 0% | 0%
LV Generation Non-Intermittent | 100% | 0% | 0%
LV Sub Generation Non-Intermittent | 100% | 0% | 0%
HV Generation Non-Intermittent | 100% | 0% | 0%
2404. Normalisation of split of rate 2 units by time band
Data sources:
x1 = 1062. Average split of rate 2 units by distribution time band
x2 = Total split (in Normalisation of split of rate 2 units by time band)
x3 = 2401. Annual hours by distribution time band (reconciled to days in year) (in Adjust annual hours by distribution time band to match days in year)
x4 = 1010. Days in the charging year (in Financial and general assumptions)
Kind: | Cell summation | Calculation
Formula: | =SUM(x1) | =IF(x2,x1/x2,x3/x4/24)
Normalised split of rate 2 units by distribution time band
| Total split | Red | Amber | Green
Domestic Two Rate | 100% | 0% | 3.483% | 96.52%
Small Non Domestic Two Rate | 100% | 1.656e-06% | 5.87% | 94.13%
LV Medium Non-Domestic | 100% | 0% | 0.513% | 99.49%
LV Sub Medium Non-Domestic | 100% | 0% | 0.3214% | 99.68%
HV Medium Non-Domestic | 100% | 0% | 0.4226% | 99.58%
2405. Split of rate 2 units between distribution time bands
Data sources:
x1 = 2404. Normalised split of rate 2 units by distribution time band (in Normalisation of split of rate 2 units by time band)
x2 = Split of rate 2 units between distribution time bands (default)
Combine tables = x1 or x2
| Red | Amber | Green
Domestic Two Rate | 0% | 3.483% | 96.52%
Small Non Domestic Two Rate | 1.656e-06% | 5.87% | 94.13%
LV Medium Non-Domestic | 0% | 0.513% | 99.49%
LV Sub Medium Non-Domestic | 0% | 0.3214% | 99.68%
HV Medium Non-Domestic | 0% | 0.4226% | 99.58%
LV Network Domestic | 0% | 100% | 0%
LV Network Non-Domestic Non-CT | 0% | 100% | 0%
LV HH Metered | 0% | 100% | 0%
LV Sub HH Metered | 0% | 100% | 0%
HV HH Metered | 0% | 100% | 0%
LV Generation Non-Intermittent | 0% | 100% | 0%
LV Sub Generation Non-Intermittent | 0% | 100% | 0%
HV Generation Non-Intermittent | 0% | 100% | 0%
2406. Split of rate 3 units between distribution time bands (default)
| Red | Amber | Green
LV Network Domestic | 0% | 0% | 100%
LV Network Non-Domestic Non-CT | 0% | 0% | 100%
LV HH Metered | 0% | 0% | 100%
LV Sub HH Metered | 0% | 0% | 100%
HV HH Metered | 0% | 0% | 100%
LV Generation Non-Intermittent | 0% | 0% | 100%
LV Sub Generation Non-Intermittent | 0% | 0% | 100%
HV Generation Non-Intermittent | 0% | 0% | 100%
2407. All units (MWh)
Data sources:
x1 = 2305. Rate 1 units (MWh) (in Equivalent volume for each end user)
x2 = 2305. Rate 2 units (MWh) (in Equivalent volume for each end user)
x3 = 2305. Rate 3 units (MWh) (in Equivalent volume for each end user)
Calculation =x1+x2+x3
All units (MWh)
Domestic Unrestricted | 3248330.6199
Domestic Two Rate | 360428.1653
Domestic Off Peak (related MPAN) | 3613.1441
Small Non Domestic Unrestricted | 824218.882
Small Non Domestic Two Rate | 299972.4732
Small Non Domestic Off Peak (related MPAN) | 2262.2094
LV Medium Non-Domestic | 480202.3582
LV Sub Medium Non-Domestic | 653.9383
HV Medium Non-Domestic | 915.2031
LV Network Domestic | 0
LV Network Non-Domestic Non-CT | 0
LV HH Metered | 1271568.7905
LV Sub HH Metered | 17090.8319
HV HH Metered | 2141472.3221
NHH UMS category A | 7688.7696
NHH UMS category B | 6049.8351
NHH UMS category C | 378.2704
NHH UMS category D | 0
LV UMS (Pseudo HH Metered) | 144605.3882
LV Generation NHH or Aggregate HH | 602.2975
LV Sub Generation NHH | 0
LV Generation Intermittent | 9529.9505
LV Generation Non-Intermittent | 1895.2779
LV Sub Generation Intermittent | 37.671
LV Sub Generation Non-Intermittent | 0
HV Generation Intermittent | 44577.6893
HV Generation Non-Intermittent | 101365.4382
2408. Calculation of implied load coefficients for one-rate users
Data sources:
x1 = 2407. All units (MWh)
x2 = 2305. Rate 1 units (MWh) (in Equivalent volume for each end user)
x3 = 2403. Split of rate 1 units between distribution time bands
x4 = 2401. Annual hours by distribution time band (reconciled to days in year) (in Adjust annual hours by distribution time band to match days in year)
x5 = Use of distribution time bands by units in demand forecast for one-rate tariffs (in Calculation of implied load coefficients for one-rate users)
x6 = 1010. Days in the charging year (in Financial and general assumptions)
Kind: | Calculation |  |  | Calculation
Formula: | =IF(x1>0,(x2*x3)/x1,0) |  |  | =IF(x4>0,x5*x6*24/x4,0)
Use of distribution time bands by units in demand forecast for one-rate tariffs
| Red | Amber | Green | Peak band load coefficient for one-rate tariffs
Domestic Unrestricted | 11.3% | 50.22% | 38.48% | 1.5152
Small Non Domestic Unrestricted | 7.12% | 58.45% | 34.43% | 0.95489
2409. Calculation of implied load coefficients for two-rate users
Data sources:
x1 = 2407. All units (MWh)
x2 = 2305. Rate 1 units (MWh) (in Equivalent volume for each end user)
x3 = 2403. Split of rate 1 units between distribution time bands
x4 = 2305. Rate 2 units (MWh) (in Equivalent volume for each end user)
x5 = 2405. Split of rate 2 units between distribution time bands
x6 = 2401. Annual hours by distribution time band (reconciled to days in year) (in Adjust annual hours by distribution time band to match days in year)
x7 = Use of distribution time bands by units in demand forecast for two-rate tariffs (in Calculation of implied load coefficients for two-rate users)
x8 = 1010. Days in the charging year (in Financial and general assumptions)
Kind: | Calculation |  |  | Calculation
Formula: | =IF(x1>0,(x2*x3+x4*x5)/x1,0) |  |  | =IF(x6>0,x7*x8*24/x6,0)
Use of distribution time bands by units in demand forecast for two-rate tariffs
| Red | Amber | Green | Peak band load coefficient for two-rate tariffs
Domestic Two Rate | 6.475% | 29.85% | 63.67% | 0.86837
Small Non Domestic Two Rate | 6.755% | 47.05% | 46.19% | 0.90589
LV Medium Non-Domestic | 8.012% | 52.44% | 39.55% | 1.0745
LV Sub Medium Non-Domestic | 7.841% | 52.76% | 39.4% | 1.0516
HV Medium Non-Domestic | 8.152% | 57.27% | 34.57% | 1.0933
2410. Calculation of implied load coefficients for three-rate users
Data sources:
x1 = 2407. All units (MWh)
x2 = 2305. Rate 1 units (MWh) (in Equivalent volume for each end user)
x3 = 2403. Split of rate 1 units between distribution time bands
x4 = 2305. Rate 2 units (MWh) (in Equivalent volume for each end user)
x5 = 2405. Split of rate 2 units between distribution time bands
x6 = 2305. Rate 3 units (MWh) (in Equivalent volume for each end user)
x7 = 2406. Split of rate 3 units between distribution time bands (default)
x8 = 2401. Annual hours by distribution time band (reconciled to days in year) (in Adjust annual hours by distribution time band to match days in year)
x9 = Use of distribution time bands by units in demand forecast for three-rate tariffs (in Calculation of implied load coefficients for three-rate users)
x10 = 1010. Days in the charging year (in Financial and general assumptions)
Kind: | Calculation |  |  | Calculation
Formula: | =IF(x1>0,(x2*x3+x4*x5+x6*x7)/x1,0) |  |  | =IF(x8>0,x9*x10*24/x8,0)
Use of distribution time bands by units in demand forecast for three-rate tariffs
| Red | Amber | Green | Peak band load coefficient for three-rate tariffs
LV Network Domestic | 0% | 0% | 0% | 0
LV Network Non-Domestic Non-CT | 0% | 0% | 0% | 0
LV HH Metered | 8.326% | 52.7% | 38.97% | 1.1165
LV Sub HH Metered | 9.214% | 52.03% | 38.75% | 1.2356
HV HH Metered | 7.876% | 47.54% | 44.58% | 1.0562
2411. Calculation of adjusted time band load coefficients
Data sources:
x1 = 2408. Peak band load coefficient for one-rate tariffs (in Calculation of implied load coefficients for one-rate users)
x2 = 2409. Peak band load coefficient for two-rate tariffs (in Calculation of implied load coefficients for two-rate users)
x3 = 2410. Peak band load coefficient for three-rate tariffs (in Calculation of implied load coefficients for three-rate users)
x4 = Peak band load coefficient (in Calculation of adjusted time band load coefficients)
x5 = 2302. Load coefficient
Kind: | Combine tables | Calculation
Formula: | = x1 or x2 or x3 | =IF(x4<>0,x5/x4,IF(x5<0,-1,1))
| Peak band load coefficient | Load coefficient correction factor (kW at peak in band / band average kW)
Domestic Unrestricted | 1.5152 | 1.2863
Domestic Two Rate | 0.86837 | 1.3296
Domestic Off Peak (related MPAN) |  | 1
Small Non Domestic Unrestricted | 0.95489 | 1.6052
Small Non Domestic Two Rate | 0.90589 | 1.4543
Small Non Domestic Off Peak (related MPAN) |  | 1
LV Medium Non-Domestic | 1.0745 | 1.3254
LV Sub Medium Non-Domestic | 1.0516 | 1.3543
HV Medium Non-Domestic | 1.0933 | 1.2624
LV Network Domestic | 0 | 1
LV Network Non-Domestic Non-CT | 0 | 1
LV HH Metered | 1.1165 | 1.1658
LV Sub HH Metered | 1.2356 | 1.0534
HV HH Metered | 1.0562 | 1.0922
LV Generation Non-Intermittent |  | -1
LV Sub Generation Non-Intermittent |  | -1
HV Generation Non-Intermittent |  | -1
2412. Normalisation of peaking probabilities
Data sources:
x1 = 1069. Red, amber and green peaking probabilities (in Peaking probabilities by network level)
x2 = Total probability (should be 100%) (in Normalisation of peaking probabilities)
x3 = 1068. Typical annual hours by distribution time band
x4 = 2401. Total hours in the year according to time band hours input data (in Adjust annual hours by distribution time band to match days in year)
Kind: | Cell summation | Calculation
Formula: | =SUM(x1) | =IF(x2,x1/x2,x3/x4)
Normalised peaking probabilities
| Total probability (should be 100%) | Red | Amber | Green
GSPs | 100% | 62.88% | 36.48% | 0.6384%
132kV | 100% | 62.17% | 30.28% | 7.548%
132kV/EHV | 100% | 62.17% | 30.28% | 7.548%
EHV | 100% | 57.24% | 37.2% | 5.566%
EHV/HV | 100% | 57.24% | 37.2% | 5.566%
132kV/HV | 100% | 62.17% | 30.28% | 7.548%
HV | 100% | 57.24% | 37.2% | 5.566%
HV/LV | 100% | 57.24% | 37.2% | 5.566%
LV circuits | 100% | 57.24% | 37.2% | 5.566%
2413. Peaking probabilities by network level (reshaped)
Data sources:
x1 = 2412. Normalised peaking probabilities (in Normalisation of peaking probabilities)
Reshape table = x1
| GSPs | Red | Amber | Green | 132kV | Red | Amber | Green | 132kV/EHV | Red | Amber | Green | EHV | Red | Amber | Green | EHV/HV | Red | Amber | Green | 132kV/HV | Red | Amber | Green | HV | Red | Amber | Green | HV/LV | Red | Amber | Green | LV circuits | Red | Amber | Green
Probability of peak within timeband |  | 62.88% | 36.48% | 0.6384% |  | 62.17% | 30.28% | 7.548% |  | 62.17% | 30.28% | 7.548% |  | 57.24% | 37.2% | 5.566% |  | 57.24% | 37.2% | 5.566% |  | 62.17% | 30.28% | 7.548% |  | 57.24% | 37.2% | 5.566% |  | 57.24% | 37.2% | 5.566% |  | 57.24% | 37.2% | 5.566%
2414. Pseudo load coefficient by time band and network level
Data sources:
x1 = 2401. Annual hours by distribution time band (reconciled to days in year) (in Adjust annual hours by distribution time band to match days in year)
x2 = 2411. Load coefficient correction factor (kW at peak in band / band average kW) (in Calculation of adjusted time band load coefficients)
x3 = 2413. Peaking probabilities by network level (reshaped)
x4 = 1010. Days in the charging year (in Financial and general assumptions)
Calculation =IF(x1>0,x2*x3*24*x4/x1,0)
| GSPs | Red | Amber | Green | 132kV | Red | Amber | Green | 132kV/EHV | Red | Amber | Green | EHV | Red | Amber | Green | EHV/HV | Red | Amber | Green | 132kV/HV | Red | Amber | Green | HV | Red | Amber | Green | HV/LV | Red | Amber | Green | LV circuits | Red | Amber | Green
Domestic Unrestricted |  | 10.8464 | 1.0939 | 0.016541 |  | 10.725 | 0.90789 | 0.19554 |  | 10.725 | 0.90789 | 0.19554 |  | 9.8729 | 1.1154 | 0.14421 |  | 9.8729 | 1.1154 | 0.14421 |  | 10.725 | 0.90789 | 0.19554 |  | 9.8729 | 1.1154 | 0.14421 |  | 9.8729 | 1.1154 | 0.14421 |  | 9.8729 | 1.1154 | 0.14421
Domestic Two Rate |  | 11.2122 | 1.1308 | 0.017098 |  | 11.0866 | 0.9385 | 0.20214 |  | 11.0866 | 0.9385 | 0.20214 |  | 10.2059 | 1.153 | 0.14908 |  | 10.2059 | 1.153 | 0.14908 |  | 11.0866 | 0.9385 | 0.20214 |  | 10.2059 | 1.153 | 0.14908 |  | 10.2059 | 1.153 | 0.14908 |  | 10.2059 | 1.153 | 0.14908
Domestic Off Peak (related MPAN) |  | 8.4325 | 0.85048 | 0.012859 |  | 8.3381 | 0.70583 | 0.15202 |  | 8.3381 | 0.70583 | 0.15202 |  | 7.6757 | 0.86716 | 0.11212 |  | 7.6757 | 0.86716 | 0.11212 |  | 8.3381 | 0.70583 | 0.15202 |  | 7.6757 | 0.86716 | 0.11212 |  | 7.6757 | 0.86716 | 0.11212 |  | 7.6757 | 0.86716 | 0.11212
Small Non Domestic Unrestricted |  | 13.5361 | 1.3652 | 0.020642 |  | 13.3845 | 1.133 | 0.24403 |  | 13.3845 | 1.133 | 0.24403 |  | 12.3212 | 1.392 | 0.17998 |  | 12.3212 | 1.392 | 0.17998 |  | 13.3845 | 1.133 | 0.24403 |  | 12.3212 | 1.392 | 0.17998 |  | 12.3212 | 1.392 | 0.17998 |  | 12.3212 | 1.392 | 0.17998
Small Non Domestic Two Rate |  | 12.2634 | 1.2369 | 0.018701 |  | 12.1261 | 1.0265 | 0.22109 |  | 12.1261 | 1.0265 | 0.22109 |  | 11.1628 | 1.2611 | 0.16306 |  | 11.1628 | 1.2611 | 0.16306 |  | 12.1261 | 1.0265 | 0.22109 |  | 11.1628 | 1.2611 | 0.16306 |  | 11.1628 | 1.2611 | 0.16306 |  | 11.1628 | 1.2611 | 0.16306
Small Non Domestic Off Peak (related MPAN) |  | 8.4325 | 0.85048 | 0.012859 |  | 8.3381 | 0.70583 | 0.15202 |  | 8.3381 | 0.70583 | 0.15202 |  | 7.6757 | 0.86716 | 0.11212 |  | 7.6757 | 0.86716 | 0.11212 |  | 8.3381 | 0.70583 | 0.15202 |  | 7.6757 | 0.86716 | 0.11212 |  | 7.6757 | 0.86716 | 0.11212 |  | 7.6757 | 0.86716 | 0.11212
LV Medium Non-Domestic |  | 11.1767 | 1.1273 | 0.017044 |  | 11.0516 | 0.93554 | 0.2015 |  | 11.0516 | 0.93554 | 0.2015 |  | 10.1736 | 1.1494 | 0.14861 |  | 10.1736 | 1.1494 | 0.14861 |  | 11.0516 | 0.93554 | 0.2015 |  | 10.1736 | 1.1494 | 0.14861 |  | 10.1736 | 1.1494 | 0.14861 |  | 10.1736 | 1.1494 | 0.14861
LV Sub Medium Non-Domestic |  | 11.4205 | 1.1518 | 0.017416 |  | 11.2926 | 0.95594 | 0.20589 |  | 11.2926 | 0.95594 | 0.20589 |  | 10.3955 | 1.1744 | 0.15185 |  | 10.3955 | 1.1744 | 0.15185 |  | 11.2926 | 0.95594 | 0.20589 |  | 10.3955 | 1.1744 | 0.15185 |  | 10.3955 | 1.1744 | 0.15185 |  | 10.3955 | 1.1744 | 0.15185
HV Medium Non-Domestic |  | 10.6448 | 1.0736 | 0.016233 |  | 10.5256 | 0.89101 | 0.19191 |  | 10.5256 | 0.89101 | 0.19191 |  | 9.6894 | 1.0947 | 0.14153 |  | 9.6894 | 1.0947 | 0.14153 |  | 10.5256 | 0.89101 | 0.19191 |  | 9.6894 | 1.0947 | 0.14153 |  | 9.6894 | 1.0947 | 0.14153 |  | 9.6894 | 1.0947 | 0.14153
LV Network Domestic |  | 8.4325 | 0.85048 | 0.012859 |  | 8.3381 | 0.70583 | 0.15202 |  | 8.3381 | 0.70583 | 0.15202 |  | 7.6757 | 0.86716 | 0.11212 |  | 7.6757 | 0.86716 | 0.11212 |  | 8.3381 | 0.70583 | 0.15202 |  | 7.6757 | 0.86716 | 0.11212 |  | 7.6757 | 0.86716 | 0.11212 |  | 7.6757 | 0.86716 | 0.11212
LV Network Non-Domestic Non-CT |  | 8.4325 | 0.85048 | 0.012859 |  | 8.3381 | 0.70583 | 0.15202 |  | 8.3381 | 0.70583 | 0.15202 |  | 7.6757 | 0.86716 | 0.11212 |  | 7.6757 | 0.86716 | 0.11212 |  | 8.3381 | 0.70583 | 0.15202 |  | 7.6757 | 0.86716 | 0.11212 |  | 7.6757 | 0.86716 | 0.11212 |  | 7.6757 | 0.86716 | 0.11212
LV HH Metered |  | 9.8307 | 0.9915 | 0.014992 |  | 9.7206 | 0.82286 | 0.17723 |  | 9.7206 | 0.82286 | 0.17723 |  | 8.9484 | 1.0109 | 0.13071 |  | 8.9484 | 1.0109 | 0.13071 |  | 9.7206 | 0.82286 | 0.17723 |  | 8.9484 | 1.0109 | 0.13071 |  | 8.9484 | 1.0109 | 0.13071 |  | 8.9484 | 1.0109 | 0.13071
LV Sub HH Metered |  | 8.8831 | 0.89593 | 0.013547 |  | 8.7836 | 0.74355 | 0.16015 |  | 8.7836 | 0.74355 | 0.16015 |  | 8.0858 | 0.9135 | 0.11811 |  | 8.0858 | 0.9135 | 0.11811 |  | 8.7836 | 0.74355 | 0.16015 |  | 8.0858 | 0.9135 | 0.11811 |  | 8.0858 | 0.9135 | 0.11811 |  | 8.0858 | 0.9135 | 0.11811
HV HH Metered |  | 9.2102 | 0.92892 | 0.014045 |  | 9.1071 | 0.77093 | 0.16604 |  | 9.1071 | 0.77093 | 0.16604 |  | 8.3836 | 0.94714 | 0.12246 |  | 8.3836 | 0.94714 | 0.12246 |  | 9.1071 | 0.77093 | 0.16604 |  | 8.3836 | 0.94714 | 0.12246 |  | 8.3836 | 0.94714 | 0.12246 |  | 8.3836 | 0.94714 | 0.12246
LV Generation Non-Intermittent |  | -8.4325 | -0.85048 | -0.012859 |  | -8.3381 | -0.70583 | -0.15202 |  | -8.3381 | -0.70583 | -0.15202 |  | -7.6757 | -0.86716 | -0.11212 |  | -7.6757 | -0.86716 | -0.11212 |  | -8.3381 | -0.70583 | -0.15202 |  | -7.6757 | -0.86716 | -0.11212 |  | -7.6757 | -0.86716 | -0.11212 |  | -7.6757 | -0.86716 | -0.11212
LV Sub Generation Non-Intermittent |  | -8.4325 | -0.85048 | -0.012859 |  | -8.3381 | -0.70583 | -0.15202 |  | -8.3381 | -0.70583 | -0.15202 |  | -7.6757 | -0.86716 | -0.11212 |  | -7.6757 | -0.86716 | -0.11212 |  | -8.3381 | -0.70583 | -0.15202 |  | -7.6757 | -0.86716 | -0.11212 |  | -7.6757 | -0.86716 | -0.11212 |  | -7.6757 | -0.86716 | -0.11212
HV Generation Non-Intermittent |  | -8.4325 | -0.85048 | -0.012859 |  | -8.3381 | -0.70583 | -0.15202 |  | -8.3381 | -0.70583 | -0.15202 |  | -7.6757 | -0.86716 | -0.11212 |  | -7.6757 | -0.86716 | -0.11212 |  | -8.3381 | -0.70583 | -0.15202 |  | -7.6757 | -0.86716 | -0.11212 |  | -7.6757 | -0.86716 | -0.11212 |  | -7.6757 | -0.86716 | -0.11212
2415. Aggregated half hourly pseudo timeband load coefficients
Data sources:
x1 = 2414. Pseudo load coefficient by time band and network level
Copy cells = x1
| GSPs | Red | Amber | Green | 132kV | Red | Amber | Green | 132kV/EHV | Red | Amber | Green | EHV | Red | Amber | Green | EHV/HV | Red | Amber | Green | 132kV/HV | Red | Amber | Green | HV | Red | Amber | Green | HV/LV | Red | Amber | Green | LV circuits | Red | Amber | Green
LV Network Domestic |  | 8.4325 | 0.85048 | 0.012859 |  | 8.3381 | 0.70583 | 0.15202 |  | 8.3381 | 0.70583 | 0.15202 |  | 7.6757 | 0.86716 | 0.11212 |  | 7.6757 | 0.86716 | 0.11212 |  | 8.3381 | 0.70583 | 0.15202 |  | 7.6757 | 0.86716 | 0.11212 |  | 7.6757 | 0.86716 | 0.11212 |  | 7.6757 | 0.86716 | 0.11212
LV Network Non-Domestic Non-CT |  | 8.4325 | 0.85048 | 0.012859 |  | 8.3381 | 0.70583 | 0.15202 |  | 8.3381 | 0.70583 | 0.15202 |  | 7.6757 | 0.86716 | 0.11212 |  | 7.6757 | 0.86716 | 0.11212 |  | 8.3381 | 0.70583 | 0.15202 |  | 7.6757 | 0.86716 | 0.11212 |  | 7.6757 | 0.86716 | 0.11212 |  | 7.6757 | 0.86716 | 0.11212
2416. Off-peak non half hourly units (MWh)
Data sources:
x1 = 2407. All units (MWh)
Copy cells = x1
Off-peak non half hourly units (MWh)
Domestic Off Peak (related MPAN) | 3613.1441
Small Non Domestic Off Peak (related MPAN) | 2262.2094
2417. Off-peak non half hourly timeband use
Data sources:
x1 = 2403. Split of rate 1 units between distribution time bands
Copy cells = x1
| Red | Amber | Green
Domestic Off Peak (related MPAN) | 2.838e-05% | 16.93% | 83.07%
Small Non Domestic Off Peak (related MPAN) | 0.00897% | 17.77% | 82.22%
2418. Multi rate non half hourly units (MWh)
Data sources:
x1 = 2407. All units (MWh)
Copy cells = x1
Multi rate non half hourly units (MWh)
Domestic Two Rate | 360428.1653
Small Non Domestic Two Rate | 299972.4732
2419. Single rate non half hourly timeband use
Data sources:
x1 = 2403. Split of rate 1 units between distribution time bands
Copy cells = x1
| Red | Amber | Green
Domestic Unrestricted | 11.3% | 50.22% | 38.48%
Small Non Domestic Unrestricted | 7.12% | 58.45% | 34.43%
2420. Single rate non half hourly units (MWh)
Data sources:
x1 = 2407. All units (MWh)
Copy cells = x1
Single rate non half hourly units (MWh)
Domestic Unrestricted | 3248330.6199
Small Non Domestic Unrestricted | 824218.882
2421. Multi rate non half hourly timeband use
Data sources:
x1 = 2409. Use of distribution time bands by units in demand forecast for two-rate tariffs (in Calculation of implied load coefficients for two-rate users)
Copy cells = x1
| Red | Amber | Green
Domestic Two Rate | 6.475% | 29.85% | 63.67%
Small Non Domestic Two Rate | 6.755% | 47.05% | 46.19%
2422. Average non half hourly timeband use
Data sources:
x1 = 2420. Single rate non half hourly units (MWh)
x2 = 2419. Single rate non half hourly timeband use
x3 = 2418. Multi rate non half hourly units (MWh)
x4 = 2421. Multi rate non half hourly timeband use
x5 = 2416. Off-peak non half hourly units (MWh)
x6 = 2417. Off-peak non half hourly timeband use
Calculation =(x1*x2+x3*x4+x5*x6)/(x1+x3+x5)
| Red | Amber | Green
LV Network Domestic | 10.81% | 48.16% | 41.04%
LV Network Non-Domestic Non-CT | 7.009% | 55.34% | 37.66%
2423. Aggregated half hourly tariff pseudo load coefficient using average non half hourly unit mix
Data sources:
x1 = 2415. Aggregated half hourly pseudo timeband load coefficients
x2 = 2422. Average non half hourly timeband use
Sum-product calculation =SUMPRODUCT(x1, x2)
| GSPs | 132kV | 132kV/EHV | EHV | EHV/HV | 132kV/HV | HV | HV/LV | LV circuits
LV Network Domestic | 1.3261 | 1.3033 | 1.3033 | 1.293 | 1.293 | 1.3033 | 1.293 | 1.293 | 1.293
LV Network Non-Domestic Non-CT | 1.0665 | 1.0322 | 1.0322 | 1.06 | 1.06 | 1.0322 | 1.06 | 1.06 | 1.06
2424. Off-peak non half hourly pseudo timeband load coefficients
Data sources:
x1 = 2414. Pseudo load coefficient by time band and network level
Copy cells = x1
| GSPs | Red | Amber | Green | 132kV | Red | Amber | Green | 132kV/EHV | Red | Amber | Green | EHV | Red | Amber | Green | EHV/HV | Red | Amber | Green | 132kV/HV | Red | Amber | Green | HV | Red | Amber | Green | HV/LV | Red | Amber | Green | LV circuits | Red | Amber | Green
Domestic Off Peak (related MPAN) |  | 8.4325 | 0.85048 | 0.012859 |  | 8.3381 | 0.70583 | 0.15202 |  | 8.3381 | 0.70583 | 0.15202 |  | 7.6757 | 0.86716 | 0.11212 |  | 7.6757 | 0.86716 | 0.11212 |  | 8.3381 | 0.70583 | 0.15202 |  | 7.6757 | 0.86716 | 0.11212 |  | 7.6757 | 0.86716 | 0.11212 |  | 7.6757 | 0.86716 | 0.11212
Small Non Domestic Off Peak (related MPAN) |  | 8.4325 | 0.85048 | 0.012859 |  | 8.3381 | 0.70583 | 0.15202 |  | 8.3381 | 0.70583 | 0.15202 |  | 7.6757 | 0.86716 | 0.11212 |  | 7.6757 | 0.86716 | 0.11212 |  | 8.3381 | 0.70583 | 0.15202 |  | 7.6757 | 0.86716 | 0.11212 |  | 7.6757 | 0.86716 | 0.11212 |  | 7.6757 | 0.86716 | 0.11212
2425. Off-peak non half hourly tariff pseudo load coefficient
Data sources:
x1 = 2424. Off-peak non half hourly pseudo timeband load coefficients
x2 = 2417. Off-peak non half hourly timeband use
Sum-product calculation =SUMPRODUCT(x1, x2)
| GSPs | 132kV | 132kV/EHV | EHV | EHV/HV | 132kV/HV | HV | HV/LV | LV circuits
Domestic Off Peak (related MPAN) | 0.15464 | 0.24577 | 0.24577 | 0.23992 | 0.23992 | 0.24577 | 0.23992 | 0.23992 | 0.23992
Small Non Domestic Off Peak (related MPAN) | 0.16247 | 0.25118 | 0.25118 | 0.24698 | 0.24698 | 0.25118 | 0.24698 | 0.24698 | 0.24698
2426. Single rate non half hourly tariff load coefficient
Data sources:
x1 = 2302. Load coefficient
Copy cells = x1
Single rate non half hourly tariff load coefficient
Domestic Unrestricted | 1.9489
Small Non Domestic Unrestricted | 1.5328
2427. Multi rate non half hourly pseudo timeband load coefficients
Data sources:
x1 = 2414. Pseudo load coefficient by time band and network level
Copy cells = x1
| GSPs | Red | Amber | Green | 132kV | Red | Amber | Green | 132kV/EHV | Red | Amber | Green | EHV | Red | Amber | Green | EHV/HV | Red | Amber | Green | 132kV/HV | Red | Amber | Green | HV | Red | Amber | Green | HV/LV | Red | Amber | Green | LV circuits | Red | Amber | Green
Domestic Two Rate |  | 11.2122 | 1.1308 | 0.017098 |  | 11.0866 | 0.9385 | 0.20214 |  | 11.0866 | 0.9385 | 0.20214 |  | 10.2059 | 1.153 | 0.14908 |  | 10.2059 | 1.153 | 0.14908 |  | 11.0866 | 0.9385 | 0.20214 |  | 10.2059 | 1.153 | 0.14908 |  | 10.2059 | 1.153 | 0.14908 |  | 10.2059 | 1.153 | 0.14908
Small Non Domestic Two Rate |  | 12.2634 | 1.2369 | 0.018701 |  | 12.1261 | 1.0265 | 0.22109 |  | 12.1261 | 1.0265 | 0.22109 |  | 11.1628 | 1.2611 | 0.16306 |  | 11.1628 | 1.2611 | 0.16306 |  | 12.1261 | 1.0265 | 0.22109 |  | 11.1628 | 1.2611 | 0.16306 |  | 11.1628 | 1.2611 | 0.16306 |  | 11.1628 | 1.2611 | 0.16306
2428. Multi rate non half hourly tariff pseudo load coefficient
Data sources:
x1 = 2427. Multi rate non half hourly pseudo timeband load coefficients
x2 = 2421. Multi rate non half hourly timeband use
Sum-product calculation =SUMPRODUCT(x1, x2)
| GSPs | 132kV | 132kV/EHV | EHV | EHV/HV | 132kV/HV | HV | HV/LV | LV circuits
Domestic Two Rate | 1.0745 | 1.1268 | 1.1268 | 1.1 | 1.1 | 1.1268 | 1.1 | 1.1 | 1.1
Small Non Domestic Two Rate | 1.419 | 1.4042 | 1.4042 | 1.4228 | 1.4228 | 1.4042 | 1.4228 | 1.4228 | 1.4228
2429. Average non half hourly tariff pseudo load coefficient
Data sources:
x1 = 2420. Single rate non half hourly units (MWh)
x2 = 2426. Single rate non half hourly tariff load coefficient
x3 = 2418. Multi rate non half hourly units (MWh)
x4 = 2428. Multi rate non half hourly tariff pseudo load coefficient
x5 = 2416. Off-peak non half hourly units (MWh)
x6 = 2425. Off-peak non half hourly tariff pseudo load coefficient
Calculation =(x1*x2+x3*x4+x5*x6)/(x1+x3+x5)
| GSPs | 132kV | 132kV/EHV | EHV | EHV/HV | 132kV/HV | HV | HV/LV | LV circuits
Domestic equalisation group | 1.8599 | 1.8652 | 1.8652 | 1.8625 | 1.8625 | 1.8652 | 1.8625 | 1.8625 | 1.8625
Non-domestic equalisation group | 1.4998 | 1.496 | 1.496 | 1.5009 | 1.5009 | 1.496 | 1.5009 | 1.5009 | 1.5009
2430. Relative correction factor for aggregated half hourly tariff
Data sources:
x1 = 2429. Average non half hourly tariff pseudo load coefficient
x2 = 2423. Aggregated half hourly tariff pseudo load coefficient using average non half hourly unit mix
Calculation =x1/x2
| GSPs | 132kV | 132kV/EHV | EHV | EHV/HV | 132kV/HV | HV | HV/LV | LV circuits
Domestic equalisation group | 1.4026 | 1.4311 | 1.4311 | 1.4404 | 1.4404 | 1.4311 | 1.4404 | 1.4404 | 1.4404
Non-domestic equalisation group | 1.4063 | 1.4493 | 1.4493 | 1.4159 | 1.4159 | 1.4493 | 1.4159 | 1.4159 | 1.4159
2431. Aggregated half hourly units (MWh)
Data sources:
x1 = 2407. All units (MWh)
Copy cells = x1
Aggregated half hourly units (MWh)
LV Network Domestic | 0
LV Network Non-Domestic Non-CT | 0
2432. Aggregated half hourly timeband use
Data sources:
x1 = 2410. Use of distribution time bands by units in demand forecast for three-rate tariffs (in Calculation of implied load coefficients for three-rate users)
Copy cells = x1
| Red | Amber | Green
LV Network Domestic | 0% | 0% | 0%
LV Network Non-Domestic Non-CT | 0% | 0% | 0%
2433. Aggregated half hourly tariff pseudo load coefficient
Data sources:
x1 = 2415. Aggregated half hourly pseudo timeband load coefficients
x2 = 2432. Aggregated half hourly timeband use
Sum-product calculation =SUMPRODUCT(x1, x2)
| GSPs | 132kV | 132kV/EHV | EHV | EHV/HV | 132kV/HV | HV | HV/LV | LV circuits
LV Network Domestic | 0 | 0 | 0 | 0 | 0 | 0 | 0 | 0 | 0
LV Network Non-Domestic Non-CT | 0 | 0 | 0 | 0 | 0 | 0 | 0 | 0 | 0
2434. Correction factor for non half hourly tariffs
Data sources:
x1 = 2420. Single rate non half hourly units (MWh)
x2 = 2426. Single rate non half hourly tariff load coefficient
x3 = 2418. Multi rate non half hourly units (MWh)
x4 = 2428. Multi rate non half hourly tariff pseudo load coefficient
x5 = 2416. Off-peak non half hourly units (MWh)
x6 = 2425. Off-peak non half hourly tariff pseudo load coefficient
x7 = 2431. Aggregated half hourly units (MWh)
x8 = 2433. Aggregated half hourly tariff pseudo load coefficient
x9 = 2430. Relative correction factor for aggregated half hourly tariff
Calculation =(x1*x2+x3*x4+x5*x6+x7*x8)/(x1*x2+x3*x4+x5*x6+x7*x8*x9)
| GSPs | 132kV | 132kV/EHV | EHV | EHV/HV | 132kV/HV | HV | HV/LV | LV circuits
Domestic equalisation group | 1 | 1 | 1 | 1 | 1 | 1 | 1 | 1 | 1
Non-domestic equalisation group | 1 | 1 | 1 | 1 | 1 | 1 | 1 | 1 | 1
2435. Single rate non half hourly corrected pseudo timeband load coefficient
Data sources:
x1 = 2426. Single rate non half hourly tariff load coefficient
x2 = 2434. Correction factor for non half hourly tariffs
Calculation =x1*x2
| GSPs | Red | Amber | Green | 132kV | Red | Amber | Green | 132kV/EHV | Red | Amber | Green | EHV | Red | Amber | Green | EHV/HV | Red | Amber | Green | 132kV/HV | Red | Amber | Green | HV | Red | Amber | Green | HV/LV | Red | Amber | Green | LV circuits | Red | Amber | Green
Domestic Unrestricted |  | 1.9489 | 1.9489 | 1.9489 |  | 1.9489 | 1.9489 | 1.9489 |  | 1.9489 | 1.9489 | 1.9489 |  | 1.9489 | 1.9489 | 1.9489 |  | 1.9489 | 1.9489 | 1.9489 |  | 1.9489 | 1.9489 | 1.9489 |  | 1.9489 | 1.9489 | 1.9489 |  | 1.9489 | 1.9489 | 1.9489 |  | 1.9489 | 1.9489 | 1.9489
Small Non Domestic Unrestricted |  | 1.5328 | 1.5328 | 1.5328 |  | 1.5328 | 1.5328 | 1.5328 |  | 1.5328 | 1.5328 | 1.5328 |  | 1.5328 | 1.5328 | 1.5328 |  | 1.5328 | 1.5328 | 1.5328 |  | 1.5328 | 1.5328 | 1.5328 |  | 1.5328 | 1.5328 | 1.5328 |  | 1.5328 | 1.5328 | 1.5328 |  | 1.5328 | 1.5328 | 1.5328
2436. Multi rate non half hourly corrected pseudo timeband load coefficient
Data sources:
x1 = 2427. Multi rate non half hourly pseudo timeband load coefficients
x2 = 2434. Correction factor for non half hourly tariffs
Calculation =x1*x2
| GSPs | Red | Amber | Green | 132kV | Red | Amber | Green | 132kV/EHV | Red | Amber | Green | EHV | Red | Amber | Green | EHV/HV | Red | Amber | Green | 132kV/HV | Red | Amber | Green | HV | Red | Amber | Green | HV/LV | Red | Amber | Green | LV circuits | Red | Amber | Green
Domestic Two Rate |  | 11.2122 | 1.1308 | 0.017098 |  | 11.0866 | 0.9385 | 0.20214 |  | 11.0866 | 0.9385 | 0.20214 |  | 10.2059 | 1.153 | 0.14908 |  | 10.2059 | 1.153 | 0.14908 |  | 11.0866 | 0.9385 | 0.20214 |  | 10.2059 | 1.153 | 0.14908 |  | 10.2059 | 1.153 | 0.14908 |  | 10.2059 | 1.153 | 0.14908
Small Non Domestic Two Rate |  | 12.2634 | 1.2369 | 0.018701 |  | 12.1261 | 1.0265 | 0.22109 |  | 12.1261 | 1.0265 | 0.22109 |  | 11.1628 | 1.2611 | 0.16306 |  | 11.1628 | 1.2611 | 0.16306 |  | 12.1261 | 1.0265 | 0.22109 |  | 11.1628 | 1.2611 | 0.16306 |  | 11.1628 | 1.2611 | 0.16306 |  | 11.1628 | 1.2611 | 0.16306
2437. Off-peak non half hourly corrected pseudo timeband load coefficient
Data sources:
x1 = 2424. Off-peak non half hourly pseudo timeband load coefficients
x2 = 2434. Correction factor for non half hourly tariffs
Calculation =x1*x2
| GSPs | Red | Amber | Green | 132kV | Red | Amber | Green | 132kV/EHV | Red | Amber | Green | EHV | Red | Amber | Green | EHV/HV | Red | Amber | Green | 132kV/HV | Red | Amber | Green | HV | Red | Amber | Green | HV/LV | Red | Amber | Green | LV circuits | Red | Amber | Green
Domestic Off Peak (related MPAN) |  | 8.4325 | 0.85048 | 0.012859 |  | 8.3381 | 0.70583 | 0.15202 |  | 8.3381 | 0.70583 | 0.15202 |  | 7.6757 | 0.86716 | 0.11212 |  | 7.6757 | 0.86716 | 0.11212 |  | 8.3381 | 0.70583 | 0.15202 |  | 7.6757 | 0.86716 | 0.11212 |  | 7.6757 | 0.86716 | 0.11212 |  | 7.6757 | 0.86716 | 0.11212
Small Non Domestic Off Peak (related MPAN) |  | 8.4325 | 0.85048 | 0.012859 |  | 8.3381 | 0.70583 | 0.15202 |  | 8.3381 | 0.70583 | 0.15202 |  | 7.6757 | 0.86716 | 0.11212 |  | 7.6757 | 0.86716 | 0.11212 |  | 8.3381 | 0.70583 | 0.15202 |  | 7.6757 | 0.86716 | 0.11212 |  | 7.6757 | 0.86716 | 0.11212 |  | 7.6757 | 0.86716 | 0.11212
2438. Aggregated half hourly corrected pseudo timeband load coefficient
Data sources:
x1 = 2415. Aggregated half hourly pseudo timeband load coefficients
x2 = 2434. Correction factor for non half hourly tariffs
x3 = 2430. Relative correction factor for aggregated half hourly tariff
Calculation =x1*x2*x3
| GSPs | Red | Amber | Green | 132kV | Red | Amber | Green | 132kV/EHV | Red | Amber | Green | EHV | Red | Amber | Green | EHV/HV | Red | Amber | Green | 132kV/HV | Red | Amber | Green | HV | Red | Amber | Green | HV/LV | Red | Amber | Green | LV circuits | Red | Amber | Green
LV Network Domestic |  | 11.8272 | 1.1929 | 0.018036 |  | 11.9329 | 1.0101 | 0.21757 |  | 11.9329 | 1.0101 | 0.21757 |  | 11.0562 | 1.2491 | 0.1615 |  | 11.0562 | 1.2491 | 0.1615 |  | 11.9329 | 1.0101 | 0.21757 |  | 11.0562 | 1.2491 | 0.1615 |  | 11.0562 | 1.2491 | 0.1615 |  | 11.0562 | 1.2491 | 0.1615
LV Network Non-Domestic Non-CT |  | 11.8585 | 1.196 | 0.018084 |  | 12.0845 | 1.023 | 0.22033 |  | 12.0845 | 1.023 | 0.22033 |  | 10.8682 | 1.2278 | 0.15875 |  | 10.8682 | 1.2278 | 0.15875 |  | 12.0845 | 1.023 | 0.22033 |  | 10.8682 | 1.2278 | 0.15875 |  | 10.8682 | 1.2278 | 0.15875 |  | 10.8682 | 1.2278 | 0.15875
2439. Pseudo load coefficient by time band and network level (equalised)
Data sources:
x1 = 2435. Single rate non half hourly corrected pseudo timeband load coefficient
x2 = 2436. Multi rate non half hourly corrected pseudo timeband load coefficient
x3 = 2437. Off-peak non half hourly corrected pseudo timeband load coefficient
x4 = 2438. Aggregated half hourly corrected pseudo timeband load coefficient
x5 = 2414. Pseudo load coefficient by time band and network level
Combine tables = x1 or x2 or x3 or x4 or x5
| GSPs | Red | Amber | Green | 132kV | Red | Amber | Green | 132kV/EHV | Red | Amber | Green | EHV | Red | Amber | Green | EHV/HV | Red | Amber | Green | 132kV/HV | Red | Amber | Green | HV | Red | Amber | Green | HV/LV | Red | Amber | Green | LV circuits | Red | Amber | Green
Domestic Unrestricted |  | 1.9489 | 1.9489 | 1.9489 |  | 1.9489 | 1.9489 | 1.9489 |  | 1.9489 | 1.9489 | 1.9489 |  | 1.9489 | 1.9489 | 1.9489 |  | 1.9489 | 1.9489 | 1.9489 |  | 1.9489 | 1.9489 | 1.9489 |  | 1.9489 | 1.9489 | 1.9489 |  | 1.9489 | 1.9489 | 1.9489 |  | 1.9489 | 1.9489 | 1.9489
Domestic Two Rate |  | 11.2122 | 1.1308 | 0.017098 |  | 11.0866 | 0.9385 | 0.20214 |  | 11.0866 | 0.9385 | 0.20214 |  | 10.2059 | 1.153 | 0.14908 |  | 10.2059 | 1.153 | 0.14908 |  | 11.0866 | 0.9385 | 0.20214 |  | 10.2059 | 1.153 | 0.14908 |  | 10.2059 | 1.153 | 0.14908 |  | 10.2059 | 1.153 | 0.14908
Domestic Off Peak (related MPAN) |  | 8.4325 | 0.85048 | 0.012859 |  | 8.3381 | 0.70583 | 0.15202 |  | 8.3381 | 0.70583 | 0.15202 |  | 7.6757 | 0.86716 | 0.11212 |  | 7.6757 | 0.86716 | 0.11212 |  | 8.3381 | 0.70583 | 0.15202 |  | 7.6757 | 0.86716 | 0.11212 |  | 7.6757 | 0.86716 | 0.11212 |  | 7.6757 | 0.86716 | 0.11212
Small Non Domestic Unrestricted |  | 1.5328 | 1.5328 | 1.5328 |  | 1.5328 | 1.5328 | 1.5328 |  | 1.5328 | 1.5328 | 1.5328 |  | 1.5328 | 1.5328 | 1.5328 |  | 1.5328 | 1.5328 | 1.5328 |  | 1.5328 | 1.5328 | 1.5328 |  | 1.5328 | 1.5328 | 1.5328 |  | 1.5328 | 1.5328 | 1.5328 |  | 1.5328 | 1.5328 | 1.5328
Small Non Domestic Two Rate |  | 12.2634 | 1.2369 | 0.018701 |  | 12.1261 | 1.0265 | 0.22109 |  | 12.1261 | 1.0265 | 0.22109 |  | 11.1628 | 1.2611 | 0.16306 |  | 11.1628 | 1.2611 | 0.16306 |  | 12.1261 | 1.0265 | 0.22109 |  | 11.1628 | 1.2611 | 0.16306 |  | 11.1628 | 1.2611 | 0.16306 |  | 11.1628 | 1.2611 | 0.16306
Small Non Domestic Off Peak (related MPAN) |  | 8.4325 | 0.85048 | 0.012859 |  | 8.3381 | 0.70583 | 0.15202 |  | 8.3381 | 0.70583 | 0.15202 |  | 7.6757 | 0.86716 | 0.11212 |  | 7.6757 | 0.86716 | 0.11212 |  | 8.3381 | 0.70583 | 0.15202 |  | 7.6757 | 0.86716 | 0.11212 |  | 7.6757 | 0.86716 | 0.11212 |  | 7.6757 | 0.86716 | 0.11212
LV Medium Non-Domestic |  | 11.1767 | 1.1273 | 0.017044 |  | 11.0516 | 0.93554 | 0.2015 |  | 11.0516 | 0.93554 | 0.2015 |  | 10.1736 | 1.1494 | 0.14861 |  | 10.1736 | 1.1494 | 0.14861 |  | 11.0516 | 0.93554 | 0.2015 |  | 10.1736 | 1.1494 | 0.14861 |  | 10.1736 | 1.1494 | 0.14861 |  | 10.1736 | 1.1494 | 0.14861
LV Sub Medium Non-Domestic |  | 11.4205 | 1.1518 | 0.017416 |  | 11.2926 | 0.95594 | 0.20589 |  | 11.2926 | 0.95594 | 0.20589 |  | 10.3955 | 1.1744 | 0.15185 |  | 10.3955 | 1.1744 | 0.15185 |  | 11.2926 | 0.95594 | 0.20589 |  | 10.3955 | 1.1744 | 0.15185 |  | 10.3955 | 1.1744 | 0.15185 |  | 10.3955 | 1.1744 | 0.15185
HV Medium Non-Domestic |  | 10.6448 | 1.0736 | 0.016233 |  | 10.5256 | 0.89101 | 0.19191 |  | 10.5256 | 0.89101 | 0.19191 |  | 9.6894 | 1.0947 | 0.14153 |  | 9.6894 | 1.0947 | 0.14153 |  | 10.5256 | 0.89101 | 0.19191 |  | 9.6894 | 1.0947 | 0.14153 |  | 9.6894 | 1.0947 | 0.14153 |  | 9.6894 | 1.0947 | 0.14153
LV Network Domestic |  | 11.8272 | 1.1929 | 0.018036 |  | 11.9329 | 1.0101 | 0.21757 |  | 11.9329 | 1.0101 | 0.21757 |  | 11.0562 | 1.2491 | 0.1615 |  | 11.0562 | 1.2491 | 0.1615 |  | 11.9329 | 1.0101 | 0.21757 |  | 11.0562 | 1.2491 | 0.1615 |  | 11.0562 | 1.2491 | 0.1615 |  | 11.0562 | 1.2491 | 0.1615
LV Network Non-Domestic Non-CT |  | 11.8585 | 1.196 | 0.018084 |  | 12.0845 | 1.023 | 0.22033 |  | 12.0845 | 1.023 | 0.22033 |  | 10.8682 | 1.2278 | 0.15875 |  | 10.8682 | 1.2278 | 0.15875 |  | 12.0845 | 1.023 | 0.22033 |  | 10.8682 | 1.2278 | 0.15875 |  | 10.8682 | 1.2278 | 0.15875 |  | 10.8682 | 1.2278 | 0.15875
LV HH Metered |  | 9.8307 | 0.9915 | 0.014992 |  | 9.7206 | 0.82286 | 0.17723 |  | 9.7206 | 0.82286 | 0.17723 |  | 8.9484 | 1.0109 | 0.13071 |  | 8.9484 | 1.0109 | 0.13071 |  | 9.7206 | 0.82286 | 0.17723 |  | 8.9484 | 1.0109 | 0.13071 |  | 8.9484 | 1.0109 | 0.13071 |  | 8.9484 | 1.0109 | 0.13071
LV Sub HH Metered |  | 8.8831 | 0.89593 | 0.013547 |  | 8.7836 | 0.74355 | 0.16015 |  | 8.7836 | 0.74355 | 0.16015 |  | 8.0858 | 0.9135 | 0.11811 |  | 8.0858 | 0.9135 | 0.11811 |  | 8.7836 | 0.74355 | 0.16015 |  | 8.0858 | 0.9135 | 0.11811 |  | 8.0858 | 0.9135 | 0.11811 |  | 8.0858 | 0.9135 | 0.11811
HV HH Metered |  | 9.2102 | 0.92892 | 0.014045 |  | 9.1071 | 0.77093 | 0.16604 |  | 9.1071 | 0.77093 | 0.16604 |  | 8.3836 | 0.94714 | 0.12246 |  | 8.3836 | 0.94714 | 0.12246 |  | 9.1071 | 0.77093 | 0.16604 |  | 8.3836 | 0.94714 | 0.12246 |  | 8.3836 | 0.94714 | 0.12246 |  | 8.3836 | 0.94714 | 0.12246
LV Generation Non-Intermittent |  | -8.4325 | -0.85048 | -0.012859 |  | -8.3381 | -0.70583 | -0.15202 |  | -8.3381 | -0.70583 | -0.15202 |  | -7.6757 | -0.86716 | -0.11212 |  | -7.6757 | -0.86716 | -0.11212 |  | -8.3381 | -0.70583 | -0.15202 |  | -7.6757 | -0.86716 | -0.11212 |  | -7.6757 | -0.86716 | -0.11212 |  | -7.6757 | -0.86716 | -0.11212
LV Sub Generation Non-Intermittent |  | -8.4325 | -0.85048 | -0.012859 |  | -8.3381 | -0.70583 | -0.15202 |  | -8.3381 | -0.70583 | -0.15202 |  | -7.6757 | -0.86716 | -0.11212 |  | -7.6757 | -0.86716 | -0.11212 |  | -8.3381 | -0.70583 | -0.15202 |  | -7.6757 | -0.86716 | -0.11212 |  | -7.6757 | -0.86716 | -0.11212 |  | -7.6757 | -0.86716 | -0.11212
HV Generation Non-Intermittent |  | -8.4325 | -0.85048 | -0.012859 |  | -8.3381 | -0.70583 | -0.15202 |  | -8.3381 | -0.70583 | -0.15202 |  | -7.6757 | -0.86716 | -0.11212 |  | -7.6757 | -0.86716 | -0.11212 |  | -8.3381 | -0.70583 | -0.15202 |  | -7.6757 | -0.86716 | -0.11212 |  | -7.6757 | -0.86716 | -0.11212 |  | -7.6757 | -0.86716 | -0.11212
2440. Unit rate 1 pseudo load coefficient by network level
Data sources:
x1 = 2439. Pseudo load coefficient by time band and network level (equalised)
x2 = 2403. Split of rate 1 units between distribution time bands
Sum-product calculation =SUMPRODUCT(x1, x2)
| GSPs | 132kV | 132kV/EHV | EHV | EHV/HV | 132kV/HV | HV | HV/LV | LV circuits
Domestic Unrestricted | 1.9489 | 1.9489 | 1.9489 | 1.9489 | 1.9489 | 1.9489 | 1.9489 | 1.9489 | 1.9489
Domestic Two Rate | 2.1524 | 2.0781 | 2.0781 | 2.0692 | 2.0692 | 2.0781 | 2.0692 | 2.0692 | 2.0692
Domestic Off Peak (related MPAN) | 0.15464 | 0.24577 | 0.24577 | 0.23992 | 0.23992 | 0.24577 | 0.23992 | 0.23992 | 0.23992
Small Non Domestic Unrestricted | 1.5328 | 1.5328 | 1.5328 | 1.5328 | 1.5328 | 1.5328 | 1.5328 | 1.5328 | 1.5328
Small Non Domestic Two Rate | 2.0148 | 1.9136 | 1.9136 | 1.9587 | 1.9587 | 1.9136 | 1.9587 | 1.9587 | 1.9587
Small Non Domestic Off Peak (related MPAN) | 0.16247 | 0.25118 | 0.25118 | 0.24698 | 0.24698 | 0.25118 | 0.24698 | 0.24698 | 0.24698
LV Medium Non-Domestic | 1.88 | 1.7845 | 1.7845 | 1.8244 | 1.8244 | 1.7845 | 1.8244 | 1.8244 | 1.8244
LV Sub Medium Non-Domestic | 1.9044 | 1.8053 | 1.8053 | 1.8493 | 1.8493 | 1.8053 | 1.8493 | 1.8493 | 1.8493
HV Medium Non-Domestic | 1.803 | 1.7006 | 1.7006 | 1.7489 | 1.7489 | 1.7006 | 1.7489 | 1.7489 | 1.7489
LV Network Domestic | 11.8272 | 11.9329 | 11.9329 | 11.0562 | 11.0562 | 11.9329 | 11.0562 | 11.0562 | 11.0562
LV Network Non-Domestic Non-CT | 11.8585 | 12.0845 | 12.0845 | 10.8682 | 10.8682 | 12.0845 | 10.8682 | 10.8682 | 10.8682
LV HH Metered | 9.8307 | 9.7206 | 9.7206 | 8.9484 | 8.9484 | 9.7206 | 8.9484 | 8.9484 | 8.9484
LV Sub HH Metered | 8.8831 | 8.7836 | 8.7836 | 8.0858 | 8.0858 | 8.7836 | 8.0858 | 8.0858 | 8.0858
HV HH Metered | 9.2102 | 9.1071 | 9.1071 | 8.3836 | 8.3836 | 9.1071 | 8.3836 | 8.3836 | 8.3836
LV Generation Non-Intermittent | -8.4325 | -8.3381 | -8.3381 | -7.6757 | -7.6757 | -8.3381 | -7.6757 | -7.6757 | -7.6757
LV Sub Generation Non-Intermittent | -8.4325 | -8.3381 | -8.3381 | -7.6757 | -7.6757 | -8.3381 | -7.6757 | -7.6757 | -7.6757
HV Generation Non-Intermittent | -8.4325 | -8.3381 | -8.3381 | -7.6757 | -7.6757 | -8.3381 | -7.6757 | -7.6757 | -7.6757
2441. Unit rate 2 pseudo load coefficient by network level
Data sources:
x1 = 2439. Pseudo load coefficient by time band and network level (equalised)
x2 = 2405. Split of rate 2 units between distribution time bands
Sum-product calculation =SUMPRODUCT(x1, x2)
| GSPs | 132kV | 132kV/EHV | EHV | EHV/HV | 132kV/HV | HV | HV/LV | LV circuits
Domestic Two Rate | 0.05589 | 0.22778 | 0.22778 | 0.18405 | 0.18405 | 0.22778 | 0.18405 | 0.18405 | 0.18405
Small Non Domestic Two Rate | 0.090202 | 0.26836 | 0.26836 | 0.22751 | 0.22751 | 0.26836 | 0.22751 | 0.22751 | 0.22751
LV Medium Non-Domestic | 0.02274 | 0.20526 | 0.20526 | 0.15374 | 0.15374 | 0.20526 | 0.15374 | 0.15374 | 0.15374
LV Sub Medium Non-Domestic | 0.021062 | 0.2083 | 0.2083 | 0.15513 | 0.15513 | 0.2083 | 0.15513 | 0.15513 | 0.15513
HV Medium Non-Domestic | 0.020701 | 0.19486 | 0.19486 | 0.14556 | 0.14556 | 0.19486 | 0.14556 | 0.14556 | 0.14556
LV Network Domestic | 1.1929 | 1.0101 | 1.0101 | 1.2491 | 1.2491 | 1.0101 | 1.2491 | 1.2491 | 1.2491
LV Network Non-Domestic Non-CT | 1.196 | 1.023 | 1.023 | 1.2278 | 1.2278 | 1.023 | 1.2278 | 1.2278 | 1.2278
LV HH Metered | 0.9915 | 0.82286 | 0.82286 | 1.0109 | 1.0109 | 0.82286 | 1.0109 | 1.0109 | 1.0109
LV Sub HH Metered | 0.89593 | 0.74355 | 0.74355 | 0.9135 | 0.9135 | 0.74355 | 0.9135 | 0.9135 | 0.9135
HV HH Metered | 0.92892 | 0.77093 | 0.77093 | 0.94714 | 0.94714 | 0.77093 | 0.94714 | 0.94714 | 0.94714
LV Generation Non-Intermittent | -0.85048 | -0.70583 | -0.70583 | -0.86716 | -0.86716 | -0.70583 | -0.86716 | -0.86716 | -0.86716
LV Sub Generation Non-Intermittent | -0.85048 | -0.70583 | -0.70583 | -0.86716 | -0.86716 | -0.70583 | -0.86716 | -0.86716 | -0.86716
HV Generation Non-Intermittent | -0.85048 | -0.70583 | -0.70583 | -0.86716 | -0.86716 | -0.70583 | -0.86716 | -0.86716 | -0.86716
2442. Unit rate 3 pseudo load coefficient by network level
Data sources:
x1 = 2439. Pseudo load coefficient by time band and network level (equalised)
x2 = 2406. Split of rate 3 units between distribution time bands (default)
Sum-product calculation =SUMPRODUCT(x1, x2)
| GSPs | 132kV | 132kV/EHV | EHV | EHV/HV | 132kV/HV | HV | HV/LV | LV circuits
LV Network Domestic | 0.018036 | 0.21757 | 0.21757 | 0.1615 | 0.1615 | 0.21757 | 0.1615 | 0.1615 | 0.1615
LV Network Non-Domestic Non-CT | 0.018084 | 0.22033 | 0.22033 | 0.15875 | 0.15875 | 0.22033 | 0.15875 | 0.15875 | 0.15875
LV HH Metered | 0.014992 | 0.17723 | 0.17723 | 0.13071 | 0.13071 | 0.17723 | 0.13071 | 0.13071 | 0.13071
LV Sub HH Metered | 0.013547 | 0.16015 | 0.16015 | 0.11811 | 0.11811 | 0.16015 | 0.11811 | 0.11811 | 0.11811
HV HH Metered | 0.014045 | 0.16604 | 0.16604 | 0.12246 | 0.12246 | 0.16604 | 0.12246 | 0.12246 | 0.12246
LV Generation Non-Intermittent | -0.012859 | -0.15202 | -0.15202 | -0.11212 | -0.11212 | -0.15202 | -0.11212 | -0.11212 | -0.11212
LV Sub Generation Non-Intermittent | -0.012859 | -0.15202 | -0.15202 | -0.11212 | -0.11212 | -0.15202 | -0.11212 | -0.11212 | -0.11212
HV Generation Non-Intermittent | -0.012859 | -0.15202 | -0.15202 | -0.11212 | -0.11212 | -0.15202 | -0.11212 | -0.11212 | -0.11212
2443. Adjust annual hours by special distribution time band to match days in year
Data sources:
x1 = 1066. Typical annual hours by special distribution time band
x2 = 1010. Days in the charging year (in Financial and general assumptions)
x3 = Total hours in the year according to special time band hours input data (in Adjust annual hours by special distribution time band to match days in year)
Kind: | Cell summation | Calculation
Formula: | =SUM(x1) | =x1*24*x2/x3
Annual hours by special distribution time band (reconciled to days in year)
| Hours aggregate | Black | Yellow | Green
Adjust annual hours by special distribution time band to match days in year | 8784 | 190 | 4233 | 4361
2444. Normalisation of split of rate 1 units by special time band
Data sources:
x1 = 1064. Average split of rate 1 units by special distribution time band
x2 = Total split (in Normalisation of split of rate 1 units by special time band)
x3 = 2443. Annual hours by special distribution time band (reconciled to days in year) (in Adjust annual hours by special distribution time band to match days in year)
x4 = 1010. Days in the charging year (in Financial and general assumptions)
Kind: | Cell summation | Calculation
Formula: | =SUM(x1) | =IF(x2,x1/x2,x3/x4/24)
Normalised split of rate 1 units by special distribution time band
| Total split | Black | Yellow | Green
NHH UMS category A | 100% | 2.207% | 48.09% | 49.71%
NHH UMS category B | 100% | 4.33% | 19.35% | 76.32%
NHH UMS category C | 100% | 7.534% | 32.69% | 59.77%
NHH UMS category D | 100% | 0.3359% | 73.85% | 25.81%
2445. Split of rate 1 units between special distribution time bands
Data sources:
x1 = 2444. Normalised split of rate 1 units by special distribution time band (in Normalisation of split of rate 1 units by special time band)
x2 = Split of rate 1 units between special distribution time bands (default)
Combine tables = x1 or x2
| Black | Yellow | Green
NHH UMS category A | 2.207% | 48.09% | 49.71%
NHH UMS category B | 4.33% | 19.35% | 76.32%
NHH UMS category C | 7.534% | 32.69% | 59.77%
NHH UMS category D | 0.3359% | 73.85% | 25.81%
LV UMS (Pseudo HH Metered) | 100% | 0% | 0%
2446. Split of rate 2 units between special distribution time bands (default)
| Black | Yellow | Green
LV UMS (Pseudo HH Metered) | 0% | 100% | 0%
2447. Split of rate 3 units between special distribution time bands (default)
| Black | Yellow | Green
LV UMS (Pseudo HH Metered) | 0% | 0% | 100%
2448. Calculation of implied special load coefficients for one-rate users
Data sources:
x1 = 2407. All units (MWh)
x2 = 2305. Rate 1 units (MWh) (in Equivalent volume for each end user)
x3 = 2445. Split of rate 1 units between special distribution time bands
x4 = 2443. Annual hours by special distribution time band (reconciled to days in year) (in Adjust annual hours by special distribution time band to match days in year)
x5 = Use of special distribution time bands by units in demand forecast for one-rate tariffs (in Calculation of implied special load coefficients for one-rate users)
x6 = 1010. Days in the charging year (in Financial and general assumptions)
Kind: | Calculation |  |  | Calculation
Formula: | =IF(x1>0,(x2*x3)/x1,0) |  |  | =IF(x4>0,x5*x6*24/x4,0)
Use of special distribution time bands by units in demand forecast for one-rate tariffs
| Black | Yellow | Green | Peak band special load coefficient for one-rate tariffs
NHH UMS category A | 2.207% | 48.09% | 49.71% | 1.0203
NHH UMS category B | 4.33% | 19.35% | 76.32% | 2.0017
NHH UMS category C | 7.534% | 32.69% | 59.77% | 3.4831
NHH UMS category D | 0% | 0% | 0% | 0
2449. Calculation of implied special load coefficients for three-rate users
Data sources:
x1 = 2407. All units (MWh)
x2 = 2305. Rate 1 units (MWh) (in Equivalent volume for each end user)
x3 = 2445. Split of rate 1 units between special distribution time bands
x4 = 2305. Rate 2 units (MWh) (in Equivalent volume for each end user)
x5 = 2446. Split of rate 2 units between special distribution time bands (default)
x6 = 2305. Rate 3 units (MWh) (in Equivalent volume for each end user)
x7 = 2447. Split of rate 3 units between special distribution time bands (default)
x8 = 2443. Annual hours by special distribution time band (reconciled to days in year) (in Adjust annual hours by special distribution time band to match days in year)
x9 = Use of special distribution time bands by units in demand forecast for three-rate tariffs (in Calculation of implied special load coefficients for three-rate users)
x10 = 1010. Days in the charging year (in Financial and general assumptions)
Kind: | Calculation |  |  | Calculation
Formula: | =IF(x1>0,(x2*x3+x4*x5+x6*x7)/x1,0) |  |  | =IF(x8>0,x9*x10*24/x8,0)
Use of special distribution time bands by units in demand forecast for three-rate tariffs
| Black | Yellow | Green | Peak band special load coefficient for three-rate tariffs
LV UMS (Pseudo HH Metered) | 4.307% | 24.84% | 70.85% | 1.9912
2450. Estimated contributions to peak demand
Data sources:
x1 = 2448. Peak band special load coefficient for one-rate tariffs (in Calculation of implied special load coefficients for one-rate users)
x2 = 2449. Peak band special load coefficient for three-rate tariffs (in Calculation of implied special load coefficients for three-rate users)
x3 = Peak band special load coefficient (in Estimated contributions to peak demand)
x4 = 2407. All units (MWh)
x5 = 1010. Days in the charging year (in Financial and general assumptions)
x6 = 2302. Load coefficient
Kind: | Combine tables | Calculation | Calculation
Formula: | = x1 or x2 | =x3*x4/24/x5*1000 | =x6*x4/24/x5*1000
| Peak band special load coefficient | Contribution to peak band kW | Contribution to system-peak-time kW
NHH UMS category A | 1.0203 | 893.1119 | 875.3153
NHH UMS category B | 2.0017 | 1378.6142 | 1446.8855
NHH UMS category C | 3.4831 | 149.9966 | 131.7698
NHH UMS category D | 0 | 0 | 0
LV UMS (Pseudo HH Metered) | 1.9912 | 32779.4526 | 33979.5756
2451. Load coefficient correction factor for the group
Data sources:
x1 = 2450. Contribution to peak band kW (in Estimated contributions to peak demand)
x2 = 2450. Contribution to system-peak-time kW (in Estimated contributions to peak demand)
Calculation =IF(SUM(x1),SUM(x2)/SUM(x1),0)
Load coefficient correction factor for the group
Load coefficient correction factor for the group | 1.035
2452. Calculation of special peaking probabilities
Data sources:
x1 = 2412. Normalised peaking probabilities (in Normalisation of peaking probabilities)
x2 = Amber peaking probabilities (in Calculation of special peaking probabilities)
x3 = 1010. Days in the charging year (in Financial and general assumptions)
x4 = 2401. Annual hours by distribution time band (reconciled to days in year) (in Adjust annual hours by distribution time band to match days in year)
x5 = 1069. Black peaking probabilities (in Peaking probabilities by network level)
x6 = Red peaking probabilities (in Calculation of special peaking probabilities)
x7 = Amber peaking rates (in Calculation of special peaking probabilities)
x8 = 2443. Annual hours by special distribution time band (reconciled to days in year) (in Adjust annual hours by special distribution time band to match days in year)
x9 = Yellow peaking probabilities (in Calculation of special peaking probabilities)
x10 = Green peaking probabilities (in Calculation of special peaking probabilities)
Kind: | Copy cells | Copy cells | Copy cells | Calculation | Calculation | Calculation
Formula: | =x1 | =x1 | =x1 | =x2*24*x3/x4 | =IF(x5,x2+x6-x5,x7*x8/x3/24) | =1-x9-x10
| Red peaking probabilities | Amber peaking probabilities | Green peaking probabilities | Amber peaking rates | Yellow peaking probabilities | Black peaking probabilities
GSPs | 62.88% | 36.48% | 0.6384% | 0.85048 | 59.79% | 39.57%
132kV | 62.17% | 30.28% | 7.548% | 0.70583 | 35.85% | 56.6%
132kV/EHV | 62.17% | 30.28% | 7.548% | 0.70583 | 35.85% | 56.6%
EHV | 57.24% | 37.2% | 5.566% | 0.86716 | 41.75% | 52.69%
EHV/HV | 57.24% | 37.2% | 5.566% | 0.86716 | 41.75% | 52.69%
132kV/HV | 62.17% | 30.28% | 7.548% | 0.70583 | 35.85% | 56.6%
HV | 57.24% | 37.2% | 5.566% | 0.86716 | 41.75% | 52.69%
HV/LV | 57.24% | 37.2% | 5.566% | 0.86716 | 41.75% | 52.69%
LV circuits | 57.24% | 37.2% | 5.566% | 0.86716 | 41.75% | 52.69%
2453. Special peaking probabilities by network level
Data sources:
x1 = 2452. Green peaking probabilities (in Calculation of special peaking probabilities)
x2 = 2452. Yellow peaking probabilities (in Calculation of special peaking probabilities)
x3 = 2452. Black peaking probabilities (in Calculation of special peaking probabilities)
Combine tables = x1 or x2 or x3
| Black | Yellow | Green
GSPs | 39.57% | 59.79% | 0.6384%
132kV | 56.6% | 35.85% | 7.548%
132kV/EHV | 56.6% | 35.85% | 7.548%
EHV | 52.69% | 41.75% | 5.566%
EHV/HV | 52.69% | 41.75% | 5.566%
132kV/HV | 56.6% | 35.85% | 7.548%
HV | 52.69% | 41.75% | 5.566%
HV/LV | 52.69% | 41.75% | 5.566%
LV circuits | 52.69% | 41.75% | 5.566%
2454. Special peaking probabilities by network level (reshaped)
Data sources:
x1 = 2453. Special peaking probabilities by network level
Reshape table = x1
| GSPs | Black | Yellow | Green | 132kV | Black | Yellow | Green | 132kV/EHV | Black | Yellow | Green | EHV | Black | Yellow | Green | EHV/HV | Black | Yellow | Green | 132kV/HV | Black | Yellow | Green | HV | Black | Yellow | Green | HV/LV | Black | Yellow | Green | LV circuits | Black | Yellow | Green
Probability of peak within timeband |  | 39.57% | 59.79% | 0.6384% |  | 56.6% | 35.85% | 7.548% |  | 56.6% | 35.85% | 7.548% |  | 52.69% | 41.75% | 5.566% |  | 52.69% | 41.75% | 5.566% |  | 56.6% | 35.85% | 7.548% |  | 52.69% | 41.75% | 5.566% |  | 52.69% | 41.75% | 5.566% |  | 52.69% | 41.75% | 5.566%
2455. Pseudo load coefficient by time band and network level
Data sources:
x1 = 2443. Annual hours by special distribution time band (reconciled to days in year) (in Adjust annual hours by special distribution time band to match days in year)
x2 = 2451. Load coefficient correction factor for the group
x3 = 2454. Special peaking probabilities by network level (reshaped)
x4 = 1010. Days in the charging year (in Financial and general assumptions)
Calculation =IF(x1>0,x2*x3*24*x4/x1,0)
| GSPs | Black | Yellow | Green | 132kV | Black | Yellow | Green | 132kV/EHV | Black | Yellow | Green | EHV | Black | Yellow | Green | EHV/HV | Black | Yellow | Green | 132kV/HV | Black | Yellow | Green | HV | Black | Yellow | Green | HV/LV | Black | Yellow | Green | LV circuits | Black | Yellow | Green
Pseudo load coefficient by time band and network level |  | 18.9344 | 1.2842 | 0.01331 |  | 27.0853 | 0.76993 | 0.15735 |  | 27.0853 | 0.76993 | 0.15735 |  | 25.2101 | 0.89665 | 0.11604 |  | 25.2101 | 0.89665 | 0.11604 |  | 27.0853 | 0.76993 | 0.15735 |  | 25.2101 | 0.89665 | 0.11604 |  | 25.2101 | 0.89665 | 0.11604 |  | 25.2101 | 0.89665 | 0.11604
2456. Unit rate 1 pseudo load coefficient by network level (special)
Data sources:
x1 = 2455. Pseudo load coefficient by time band and network level
x2 = 2445. Split of rate 1 units between special distribution time bands
Sum-product calculation =SUMPRODUCT(x1, x2)
| GSPs | 132kV | 132kV/EHV | EHV | EHV/HV | 132kV/HV | HV | HV/LV | LV circuits
NHH UMS category A | 1.042 | 1.0462 | 1.0462 | 1.0452 | 1.0452 | 1.0462 | 1.0452 | 1.0452 | 1.0452
NHH UMS category B | 1.0785 | 1.4418 | 1.4418 | 1.3536 | 1.3536 | 1.4418 | 1.3536 | 1.3536 | 1.3536
NHH UMS category C | 1.8544 | 2.3864 | 2.3864 | 2.2619 | 2.2619 | 2.3864 | 2.2619 | 2.2619 | 2.2619
NHH UMS category D | 1.0154 | 0.7002 | 0.7002 | 0.77682 | 0.77682 | 0.7002 | 0.77682 | 0.77682 | 0.77682
LV UMS (Pseudo HH Metered) | 18.9344 | 27.0853 | 27.0853 | 25.2101 | 25.2101 | 27.0853 | 25.2101 | 25.2101 | 25.2101
2457. Unit rate 2 pseudo load coefficient by network level (special)
Data sources:
x1 = 2455. Pseudo load coefficient by time band and network level
x2 = 2446. Split of rate 2 units between special distribution time bands (default)
Sum-product calculation =SUMPRODUCT(x1, x2)
| GSPs | 132kV | 132kV/EHV | EHV | EHV/HV | 132kV/HV | HV | HV/LV | LV circuits
LV UMS (Pseudo HH Metered) | 1.2842 | 0.76993 | 0.76993 | 0.89665 | 0.89665 | 0.76993 | 0.89665 | 0.89665 | 0.89665
2458. Unit rate 3 pseudo load coefficient by network level (special)
Data sources:
x1 = 2455. Pseudo load coefficient by time band and network level
x2 = 2447. Split of rate 3 units between special distribution time bands (default)
Sum-product calculation =SUMPRODUCT(x1, x2)
| GSPs | 132kV | 132kV/EHV | EHV | EHV/HV | 132kV/HV | HV | HV/LV | LV circuits
LV UMS (Pseudo HH Metered) | 0.01331 | 0.15735 | 0.15735 | 0.11604 | 0.11604 | 0.15735 | 0.11604 | 0.11604 | 0.11604
2459. Unit rate 1 pseudo load coefficient by network level (combined)
Data sources:
x1 = 2440. Unit rate 1 pseudo load coefficient by network level
x2 = 2456. Unit rate 1 pseudo load coefficient by network level (special)
Combine tables = x1 or x2
| GSPs | 132kV | 132kV/EHV | EHV | EHV/HV | 132kV/HV | HV | HV/LV | LV circuits
Domestic Unrestricted | 1.9489 | 1.9489 | 1.9489 | 1.9489 | 1.9489 | 1.9489 | 1.9489 | 1.9489 | 1.9489
Domestic Two Rate | 2.1524 | 2.0781 | 2.0781 | 2.0692 | 2.0692 | 2.0781 | 2.0692 | 2.0692 | 2.0692
Domestic Off Peak (related MPAN) | 0.15464 | 0.24577 | 0.24577 | 0.23992 | 0.23992 | 0.24577 | 0.23992 | 0.23992 | 0.23992
Small Non Domestic Unrestricted | 1.5328 | 1.5328 | 1.5328 | 1.5328 | 1.5328 | 1.5328 | 1.5328 | 1.5328 | 1.5328
Small Non Domestic Two Rate | 2.0148 | 1.9136 | 1.9136 | 1.9587 | 1.9587 | 1.9136 | 1.9587 | 1.9587 | 1.9587
Small Non Domestic Off Peak (related MPAN) | 0.16247 | 0.25118 | 0.25118 | 0.24698 | 0.24698 | 0.25118 | 0.24698 | 0.24698 | 0.24698
LV Medium Non-Domestic | 1.88 | 1.7845 | 1.7845 | 1.8244 | 1.8244 | 1.7845 | 1.8244 | 1.8244 | 1.8244
LV Sub Medium Non-Domestic | 1.9044 | 1.8053 | 1.8053 | 1.8493 | 1.8493 | 1.8053 | 1.8493 | 1.8493 | 1.8493
HV Medium Non-Domestic | 1.803 | 1.7006 | 1.7006 | 1.7489 | 1.7489 | 1.7006 | 1.7489 | 1.7489 | 1.7489
LV Network Domestic | 11.8272 | 11.9329 | 11.9329 | 11.0562 | 11.0562 | 11.9329 | 11.0562 | 11.0562 | 11.0562
LV Network Non-Domestic Non-CT | 11.8585 | 12.0845 | 12.0845 | 10.8682 | 10.8682 | 12.0845 | 10.8682 | 10.8682 | 10.8682
LV HH Metered | 9.8307 | 9.7206 | 9.7206 | 8.9484 | 8.9484 | 9.7206 | 8.9484 | 8.9484 | 8.9484
LV Sub HH Metered | 8.8831 | 8.7836 | 8.7836 | 8.0858 | 8.0858 | 8.7836 | 8.0858 | 8.0858 | 8.0858
HV HH Metered | 9.2102 | 9.1071 | 9.1071 | 8.3836 | 8.3836 | 9.1071 | 8.3836 | 8.3836 | 8.3836
NHH UMS category A | 1.042 | 1.0462 | 1.0462 | 1.0452 | 1.0452 | 1.0462 | 1.0452 | 1.0452 | 1.0452
NHH UMS category B | 1.0785 | 1.4418 | 1.4418 | 1.3536 | 1.3536 | 1.4418 | 1.3536 | 1.3536 | 1.3536
NHH UMS category C | 1.8544 | 2.3864 | 2.3864 | 2.2619 | 2.2619 | 2.3864 | 2.2619 | 2.2619 | 2.2619
NHH UMS category D | 1.0154 | 0.7002 | 0.7002 | 0.77682 | 0.77682 | 0.7002 | 0.77682 | 0.77682 | 0.77682
LV UMS (Pseudo HH Metered) | 18.9344 | 27.0853 | 27.0853 | 25.2101 | 25.2101 | 27.0853 | 25.2101 | 25.2101 | 25.2101
LV Generation Non-Intermittent | -8.4325 | -8.3381 | -8.3381 | -7.6757 | -7.6757 | -8.3381 | -7.6757 | -7.6757 | -7.6757
LV Sub Generation Non-Intermittent | -8.4325 | -8.3381 | -8.3381 | -7.6757 | -7.6757 | -8.3381 | -7.6757 | -7.6757 | -7.6757
HV Generation Non-Intermittent | -8.4325 | -8.3381 | -8.3381 | -7.6757 | -7.6757 | -8.3381 | -7.6757 | -7.6757 | -7.6757
2460. Unit rate 2 pseudo load coefficient by network level (combined)
Data sources:
x1 = 2441. Unit rate 2 pseudo load coefficient by network level
x2 = 2457. Unit rate 2 pseudo load coefficient by network level (special)
Combine tables = x1 or x2
| GSPs | 132kV | 132kV/EHV | EHV | EHV/HV | 132kV/HV | HV | HV/LV | LV circuits
Domestic Two Rate | 0.05589 | 0.22778 | 0.22778 | 0.18405 | 0.18405 | 0.22778 | 0.18405 | 0.18405 | 0.18405
Small Non Domestic Two Rate | 0.090202 | 0.26836 | 0.26836 | 0.22751 | 0.22751 | 0.26836 | 0.22751 | 0.22751 | 0.22751
LV Medium Non-Domestic | 0.02274 | 0.20526 | 0.20526 | 0.15374 | 0.15374 | 0.20526 | 0.15374 | 0.15374 | 0.15374
LV Sub Medium Non-Domestic | 0.021062 | 0.2083 | 0.2083 | 0.15513 | 0.15513 | 0.2083 | 0.15513 | 0.15513 | 0.15513
HV Medium Non-Domestic | 0.020701 | 0.19486 | 0.19486 | 0.14556 | 0.14556 | 0.19486 | 0.14556 | 0.14556 | 0.14556
LV Network Domestic | 1.1929 | 1.0101 | 1.0101 | 1.2491 | 1.2491 | 1.0101 | 1.2491 | 1.2491 | 1.2491
LV Network Non-Domestic Non-CT | 1.196 | 1.023 | 1.023 | 1.2278 | 1.2278 | 1.023 | 1.2278 | 1.2278 | 1.2278
LV HH Metered | 0.9915 | 0.82286 | 0.82286 | 1.0109 | 1.0109 | 0.82286 | 1.0109 | 1.0109 | 1.0109
LV Sub HH Metered | 0.89593 | 0.74355 | 0.74355 | 0.9135 | 0.9135 | 0.74355 | 0.9135 | 0.9135 | 0.9135
HV HH Metered | 0.92892 | 0.77093 | 0.77093 | 0.94714 | 0.94714 | 0.77093 | 0.94714 | 0.94714 | 0.94714
LV UMS (Pseudo HH Metered) | 1.2842 | 0.76993 | 0.76993 | 0.89665 | 0.89665 | 0.76993 | 0.89665 | 0.89665 | 0.89665
LV Generation Non-Intermittent | -0.85048 | -0.70583 | -0.70583 | -0.86716 | -0.86716 | -0.70583 | -0.86716 | -0.86716 | -0.86716
LV Sub Generation Non-Intermittent | -0.85048 | -0.70583 | -0.70583 | -0.86716 | -0.86716 | -0.70583 | -0.86716 | -0.86716 | -0.86716
HV Generation Non-Intermittent | -0.85048 | -0.70583 | -0.70583 | -0.86716 | -0.86716 | -0.70583 | -0.86716 | -0.86716 | -0.86716
2461. Unit rate 3 pseudo load coefficient by network level (combined)
Data sources:
x1 = 2442. Unit rate 3 pseudo load coefficient by network level
x2 = 2458. Unit rate 3 pseudo load coefficient by network level (special)
Combine tables = x1 or x2
| GSPs | 132kV | 132kV/EHV | EHV | EHV/HV | 132kV/HV | HV | HV/LV | LV circuits
LV Network Domestic | 0.018036 | 0.21757 | 0.21757 | 0.1615 | 0.1615 | 0.21757 | 0.1615 | 0.1615 | 0.1615
LV Network Non-Domestic Non-CT | 0.018084 | 0.22033 | 0.22033 | 0.15875 | 0.15875 | 0.22033 | 0.15875 | 0.15875 | 0.15875
LV HH Metered | 0.014992 | 0.17723 | 0.17723 | 0.13071 | 0.13071 | 0.17723 | 0.13071 | 0.13071 | 0.13071
LV Sub HH Metered | 0.013547 | 0.16015 | 0.16015 | 0.11811 | 0.11811 | 0.16015 | 0.11811 | 0.11811 | 0.11811
HV HH Metered | 0.014045 | 0.16604 | 0.16604 | 0.12246 | 0.12246 | 0.16604 | 0.12246 | 0.12246 | 0.12246
LV UMS (Pseudo HH Metered) | 0.01331 | 0.15735 | 0.15735 | 0.11604 | 0.11604 | 0.15735 | 0.11604 | 0.11604 | 0.11604
LV Generation Non-Intermittent | -0.012859 | -0.15202 | -0.15202 | -0.11212 | -0.11212 | -0.15202 | -0.11212 | -0.11212 | -0.11212
LV Sub Generation Non-Intermittent | -0.012859 | -0.15202 | -0.15202 | -0.11212 | -0.11212 | -0.15202 | -0.11212 | -0.11212 | -0.11212
HV Generation Non-Intermittent | -0.012859 | -0.15202 | -0.15202 | -0.11212 | -0.11212 | -0.15202 | -0.11212 | -0.11212 | -0.11212

## SMD
Forecast simultaneous maximum load for WPD South Wales in April 15 (DCP179)
2501. Contributions of users on one-rate multi tariffs to system simultaneous maximum load by network level (kW)
Data sources:
x1 = 2305. Rate 1 units (MWh) (in Equivalent volume for each end user)
x2 = 2459. Unit rate 1 pseudo load coefficient by network level (combined)
x3 = 2012. Loss adjustment factors between end user meter reading and each network level, scaled by network use
x4 = 1010. Days in the charging year (in Financial and general assumptions)
Calculation =(x1*x2)*x3/(24*x4)*1000
| GSPs | 132kV | 132kV/EHV | EHV | EHV/HV | 132kV/HV | HV | HV/LV | LV circuits
Domestic Unrestricted | 781973.4415 | 774461.1682 | 539717.4217 | 532990.6612 | 528922.0302 | 226680.8701 | 749088.4582 | 734937.445 | 720712.8493
Domestic Off Peak (related MPAN) | 69.0165 | 108.6311 | 75.7044 | 72.9836 | 72.4265 | 31.7958 | 102.5743 | 100.6366 | 98.6888
Small Non Domestic Unrestricted | 156052.482 | 154553.3148 | 107707.2938 | 106364.8855 | 105552.9398 | 45236.9742 | 149489.8764 | 146665.8665 | 143827.1723
Small Non Domestic Off Peak (related MPAN) | 45.3997 | 69.5121 | 48.4426 | 47.0393 | 46.6802 | 20.3458 | 66.1111 | 64.8622 | 63.6068
NHH UMS category A | 989.6148 | 984.0631 | 685.7878 | 676.6054 | 671.4405 | 288.0303 | 950.9309 | 932.9669 | 914.9095
NHH UMS category B | 805.9185 | 1067.0607 | 743.6283 | 689.4423 | 684.1794 | 312.3233 | 968.9724 | 950.6676 | 932.2676
NHH UMS category C | 86.6428 | 110.4316 | 76.9591 | 72.0337 | 71.4839 | 32.3228 | 101.2394 | 99.3269 | 97.4044
NHH UMS category D | 0 | 0 | 0 | 0 | 0 | 0 | 0 | 0 | 0
2502. Contributions of users on two-rate multi tariffs to system simultaneous maximum load by network level (kW)
Data sources:
x1 = 2305. Rate 1 units (MWh) (in Equivalent volume for each end user)
x2 = 2459. Unit rate 1 pseudo load coefficient by network level (combined)
x3 = 2305. Rate 2 units (MWh) (in Equivalent volume for each end user)
x4 = 2460. Unit rate 2 pseudo load coefficient by network level (combined)
x5 = 2012. Loss adjustment factors between end user meter reading and each network level, scaled by network use
x6 = 1010. Days in the charging year (in Financial and general assumptions)
Calculation =(x1*x2+x3*x4)*x5/(24*x6)*1000
| GSPs | 132kV | 132kV/EHV | EHV | EHV/HV | 132kV/HV | HV | HV/LV | LV circuits
Domestic Two Rate | 47837.0964 | 49681.9446 | 34623.0543 | 33379.1862 | 33124.3832 | 14541.6541 | 46912.5726 | 46026.3483 | 45135.5157
Small Non Domestic Two Rate | 52578.239 | 51530.8865 | 35911.5709 | 35931.7153 | 35657.4274 | 15082.8301 | 50500.009 | 49546.0145 | 48587.0594
LV Medium Non-Domestic | 88580.8329 | 85519.2581 | 59597.8668 | 59699.1682 | 59243.4494 | 25031.0547 | 83903.8301 | 82318.8048 | 80725.5376
LV Sub Medium Non-Domestic | 119.6166 | 115.3972 | 80.4196 | 80.6939 | 80.078 | 33.7762 | 113.4108 | 111.2684 | 0
HV Medium Non-Domestic | 161.8713 | 154.5467 | 107.7027 | 108.6628 | 107.8333 | 45.235 | 152.7194 | 0 | 0
2503. Contributions of users on three-rate multi tariffs to system simultaneous maximum load by network level (kW)
Data sources:
x1 = 2305. Rate 1 units (MWh) (in Equivalent volume for each end user)
x2 = 2459. Unit rate 1 pseudo load coefficient by network level (combined)
x3 = 2305. Rate 2 units (MWh) (in Equivalent volume for each end user)
x4 = 2460. Unit rate 2 pseudo load coefficient by network level (combined)
x5 = 2305. Rate 3 units (MWh) (in Equivalent volume for each end user)
x6 = 2461. Unit rate 3 pseudo load coefficient by network level (combined)
x7 = 2012. Loss adjustment factors between end user meter reading and each network level, scaled by network use
x8 = 1010. Days in the charging year (in Financial and general assumptions)
Calculation =(x1*x2+x3*x4+x5*x6)*x7/(24*x8)*1000
| GSPs | 132kV | 132kV/EHV | EHV | EHV/HV | 132kV/HV | HV | HV/LV | LV circuits
LV Network Domestic | 0 | 0 | 0 | 0 | 0 | 0 | 0 | 0 | 0
LV Network Non-Domestic Non-CT | 0 | 0 | 0 | 0 | 0 | 0 | 0 | 0 | 0
LV HH Metered | 211540.4107 | 204094.2201 | 142232.0586 | 142246.3706 | 141160.5205 | 59737.3468 | 199919.2898 | 196142.619 | 192346.3102
LV Sub HH Metered | 2670.3977 | 2579.859 | 1797.8885 | 1786.5568 | 1772.919 | 755.1117 | 2510.9054 | 2463.4719 | 0
HV HH Metered | 298593.8363 | 291826.5673 | 203372.214 | 202113.8309 | 200570.9773 | 85416.1615 | 284059.645 | 0 | 0
LV UMS (Pseudo HH Metered) | 20432.0915 | 25991.7404 | 18113.4906 | 16931.3866 | 16802.1394 | 7607.6511 | 23796.1136 | 23346.5818 | 22894.7124
LV Generation Non-Intermittent | -228.1659 | -224.4111 | -156.3908 | -155.9405 | -154.7501 | -65.684 | -219.1657 | -215.0254 | 0
LV Sub Generation Non-Intermittent | 0 | 0 | 0 | 0 | 0 | 0 | 0 | 0 | 0
HV Generation Non-Intermittent | -13628.4049 | -13432.7645 | -9361.2144 | -9179.5848 | -9109.5116 | -3931.7023 | 0 | 0 | 0
2504. Estimated contributions of users on each tariff to system simultaneous maximum load by network level (kW)
Data sources:
x1 = 2407. All units (MWh)
x2 = 2302. Load coefficient
x3 = 2012. Loss adjustment factors between end user meter reading and each network level, scaled by network use
x4 = 1010. Days in the charging year (in Financial and general assumptions)
Calculation =x1*x2*x3/(24*x4)*1000
| GSPs | 132kV | 132kV/EHV | EHV | EHV/HV | 132kV/HV | HV | HV/LV | LV circuits
Domestic Unrestricted | 781973.4415 | 774461.1682 | 539717.4217 | 532990.6612 | 528922.0302 | 226680.8701 | 749088.4582 | 734937.445 | 720712.8493
Domestic Two Rate | 51403.5627 | 50909.7383 | 35478.6964 | 35036.5082 | 34769.0539 | 14901.0231 | 49241.8457 | 48311.6191 | 47376.5555
Domestic Off Peak (related MPAN) | 0 | 0 | 0 | 0 | 0 | 0 | 0 | 0 | 0
Small Non Domestic Unrestricted | 156052.482 | 154553.3148 | 107707.2938 | 106364.8855 | 105552.9398 | 45236.9742 | 149489.8764 | 146665.8665 | 143827.1723
Small Non Domestic Two Rate | 48814.3082 | 48345.3583 | 33691.5951 | 33271.6804 | 33017.6981 | 14150.442 | 46761.4793 | 45878.1092 | 44990.1458
Small Non Domestic Off Peak (related MPAN) | 0 | 0 | 0 | 0 | 0 | 0 | 0 | 0 | 0
LV Medium Non-Domestic | 84474.0486 | 83662.5222 | 58303.9184 | 57577.2483 | 57137.7274 | 24487.5974 | 80921.5908 | 79392.9029 | 77856.266
LV Sub Medium Non-Domestic | 112.81 | 111.7263 | 77.8614 | 76.891 | 76.304 | 32.7017 | 108.0659 | 106.0245 | 0
HV Medium Non-Domestic | 150.1018 | 148.6598 | 103.6001 | 102.3089 | 101.5279 | 43.512 | 143.7894 | 0 | 0
LV Network Domestic | 0 | 0 | 0 | 0 | 0 | 0 | 0 | 0 | 0
LV Network Non-Domestic Non-CT | 0 | 0 | 0 | 0 | 0 | 0 | 0 | 0 | 0
LV HH Metered | 204446.1541 | 202482.0779 | 141108.5662 | 139349.8616 | 138286.1222 | 59265.4809 | 195848.4089 | 192148.6411 | 188429.6351
LV Sub HH Metered | 2694.7233 | 2668.8356 | 1859.8958 | 1836.715 | 1822.6943 | 781.1547 | 2581.3998 | 2532.6347 | 0
HV HH Metered | 293596.4851 | 290775.9583 | 202640.0508 | 200114.4494 | 198586.8582 | 85108.6535 | 281249.6265 | 0 | 0
NHH UMS category A | 949.7171 | 940.5933 | 655.494 | 647.3242 | 642.3828 | 275.3069 | 909.7778 | 892.5913 | 875.3153
NHH UMS category B | 1569.8707 | 1554.7893 | 1083.5235 | 1070.019 | 1061.8509 | 455.079 | 1503.8516 | 1475.4424 | 1446.8855
NHH UMS category C | 142.9703 | 141.5968 | 98.678 | 97.4481 | 96.7042 | 41.4447 | 136.9578 | 134.3706 | 131.7698
NHH UMS category D | 0 | 0 | 0 | 0 | 0 | 0 | 0 | 0 | 0
LV UMS (Pseudo HH Metered) | 36867.8395 | 36513.6571 | 25446.1523 | 25129.0046 | 24937.1801 | 10687.3629 | 35317.4054 | 34650.2251 | 33979.5756
LV Generation NHH or Aggregate HH | -74.3958 | -73.6811 | -51.3479 | -50.708 | -50.3209 | -21.5661 | -71.2672 | -69.9209 | 0
LV Sub Generation NHH | 0 | 0 | 0 | 0 | 0 | 0 | 0 | 0 | 0
LV Generation Intermittent | -1177.1398 | -1165.8313 | -812.4609 | -802.3348 | -796.2101 | -341.2329 | -1127.6366 | -1106.3344 | 0
LV Generation Non-Intermittent | -234.1048 | -231.8558 | -161.5789 | -159.5651 | -158.347 | -67.863 | -224.2598 | -220.0233 | 0
LV Sub Generation Intermittent | -4.5631 | -4.5192 | -3.1494 | -3.1102 | -3.0864 | -1.3228 | -4.3712 | 0 | 0
LV Sub Generation Non-Intermittent | 0 | 0 | 0 | 0 | 0 | 0 | 0 | 0 | 0
HV Generation Intermittent | -5297.6605 | -5246.7669 | -3656.4409 | -3610.8689 | -3583.305 | -1535.7021 | 0 | 0 | 0
HV Generation Non-Intermittent | -12046.3776 | -11930.6503 | -8314.3998 | -8210.7734 | -8148.0958 | -3492.041 | 0 | 0 | 0
2505. Contributions of users on each tariff to system simultaneous maximum load by network level (kW)
Data sources:
x1 = 2501. Contributions of users on one-rate multi tariffs to system simultaneous maximum load by network level (kW)
x2 = 2502. Contributions of users on two-rate multi tariffs to system simultaneous maximum load by network level (kW)
x3 = 2503. Contributions of users on three-rate multi tariffs to system simultaneous maximum load by network level (kW)
x4 = 2504. Estimated contributions of users on each tariff to system simultaneous maximum load by network level (kW)
Combine tables = x1 or x2 or x3 or x4
| GSPs | 132kV | 132kV/EHV | EHV | EHV/HV | 132kV/HV | HV | HV/LV | LV circuits
Domestic Unrestricted | 781973.4415 | 774461.1682 | 539717.4217 | 532990.6612 | 528922.0302 | 226680.8701 | 749088.4582 | 734937.445 | 720712.8493
Domestic Two Rate | 47837.0964 | 49681.9446 | 34623.0543 | 33379.1862 | 33124.3832 | 14541.6541 | 46912.5726 | 46026.3483 | 45135.5157
Domestic Off Peak (related MPAN) | 69.0165 | 108.6311 | 75.7044 | 72.9836 | 72.4265 | 31.7958 | 102.5743 | 100.6366 | 98.6888
Small Non Domestic Unrestricted | 156052.482 | 154553.3148 | 107707.2938 | 106364.8855 | 105552.9398 | 45236.9742 | 149489.8764 | 146665.8665 | 143827.1723
Small Non Domestic Two Rate | 52578.239 | 51530.8865 | 35911.5709 | 35931.7153 | 35657.4274 | 15082.8301 | 50500.009 | 49546.0145 | 48587.0594
Small Non Domestic Off Peak (related MPAN) | 45.3997 | 69.5121 | 48.4426 | 47.0393 | 46.6802 | 20.3458 | 66.1111 | 64.8622 | 63.6068
LV Medium Non-Domestic | 88580.8329 | 85519.2581 | 59597.8668 | 59699.1682 | 59243.4494 | 25031.0547 | 83903.8301 | 82318.8048 | 80725.5376
LV Sub Medium Non-Domestic | 119.6166 | 115.3972 | 80.4196 | 80.6939 | 80.078 | 33.7762 | 113.4108 | 111.2684 | 0
HV Medium Non-Domestic | 161.8713 | 154.5467 | 107.7027 | 108.6628 | 107.8333 | 45.235 | 152.7194 | 0 | 0
LV Network Domestic | 0 | 0 | 0 | 0 | 0 | 0 | 0 | 0 | 0
LV Network Non-Domestic Non-CT | 0 | 0 | 0 | 0 | 0 | 0 | 0 | 0 | 0
LV HH Metered | 211540.4107 | 204094.2201 | 142232.0586 | 142246.3706 | 141160.5205 | 59737.3468 | 199919.2898 | 196142.619 | 192346.3102
LV Sub HH Metered | 2670.3977 | 2579.859 | 1797.8885 | 1786.5568 | 1772.919 | 755.1117 | 2510.9054 | 2463.4719 | 0
HV HH Metered | 298593.8363 | 291826.5673 | 203372.214 | 202113.8309 | 200570.9773 | 85416.1615 | 284059.645 | 0 | 0
NHH UMS category A | 989.6148 | 984.0631 | 685.7878 | 676.6054 | 671.4405 | 288.0303 | 950.9309 | 932.9669 | 914.9095
NHH UMS category B | 805.9185 | 1067.0607 | 743.6283 | 689.4423 | 684.1794 | 312.3233 | 968.9724 | 950.6676 | 932.2676
NHH UMS category C | 86.6428 | 110.4316 | 76.9591 | 72.0337 | 71.4839 | 32.3228 | 101.2394 | 99.3269 | 97.4044
NHH UMS category D | 0 | 0 | 0 | 0 | 0 | 0 | 0 | 0 | 0
LV UMS (Pseudo HH Metered) | 20432.0915 | 25991.7404 | 18113.4906 | 16931.3866 | 16802.1394 | 7607.6511 | 23796.1136 | 23346.5818 | 22894.7124
LV Generation NHH or Aggregate HH | -74.3958 | -73.6811 | -51.3479 | -50.708 | -50.3209 | -21.5661 | -71.2672 | -69.9209 | 0
LV Sub Generation NHH | 0 | 0 | 0 | 0 | 0 | 0 | 0 | 0 | 0
LV Generation Intermittent | -1177.1398 | -1165.8313 | -812.4609 | -802.3348 | -796.2101 | -341.2329 | -1127.6366 | -1106.3344 | 0
LV Generation Non-Intermittent | -228.1659 | -224.4111 | -156.3908 | -155.9405 | -154.7501 | -65.684 | -219.1657 | -215.0254 | 0
LV Sub Generation Intermittent | -4.5631 | -4.5192 | -3.1494 | -3.1102 | -3.0864 | -1.3228 | -4.3712 | 0 | 0
LV Sub Generation Non-Intermittent | 0 | 0 | 0 | 0 | 0 | 0 | 0 | 0 | 0
HV Generation Intermittent | -5297.6605 | -5246.7669 | -3656.4409 | -3610.8689 | -3583.305 | -1535.7021 | 0 | 0 | 0
HV Generation Non-Intermittent | -13628.4049 | -13432.7645 | -9361.2144 | -9179.5848 | -9109.5116 | -3931.7023 | 0 | 0 | 0
2506. Forecast system simultaneous maximum load (kW) from forecast units
Data sources:
x1 = 2505. Contributions of users on each tariff to system simultaneous maximum load by network level (kW)
Cell summation =SUM(x1)
| GSPs | 132kV | 132kV/EHV | EHV | EHV/HV | 132kV/HV | HV | HV/LV | LV circuits
Forecast system simultaneous maximum load (kW) from forecast units | 1642126.5781 | 1622700.6273 | 1130850.4993 | 1119388.6753 | 1110843.7236 | 474956.2731 | 1591214.2179 | 1282315.5996 | 1256336.034

## AMD
Forecast aggregate maximum load for WPD South Wales in April 15 (DCP179)
2601. Pre-processing of data for standing charge factors
Data sources:
x1 = Standing charges factors (in Pre-processing of data for standing charge factors)
x2 = 1018. Proportion of relevant load going through 132kV/HV direct transformation
x3 = Standing charges factors for 132kV/HV (in Pre-processing of data for standing charge factors)
Kind: | Fixed data | [7 empty] | Fixed data | Calculation
Formula: | [9 empty] | =x1+0.2*x2*x3
Standing charges factors
| GSPs | 132kV | 132kV/EHV | EHV | EHV/HV | HV | HV/LV | LV circuits | Standing charges factors for 132kV/HV | Adjusted standing charges factors for 132kV
Domestic Unrestricted | 0 | 0 | 0 | 0 | 0 | 0 | 0 | 1 | 0 | 0
Domestic Two Rate | 0 | 0 | 0 | 0 | 0 | 0 | 0 | 1 | 0 | 0
Domestic Off Peak (related MPAN) | 0 | 0 | 0 | 0 | 0 | 0 | 0 | 1 | 0 | 0
Small Non Domestic Unrestricted | 0 | 0 | 0 | 0 | 0 | 0 | 0 | 1 | 0 | 0
Small Non Domestic Two Rate | 0 | 0 | 0 | 0 | 0 | 0 | 0 | 1 | 0 | 0
Small Non Domestic Off Peak (related MPAN) | 0 | 0 | 0 | 0 | 0 | 0 | 0 | 1 | 0 | 0
LV Medium Non-Domestic | 0 | 0 | 0 | 0 | 0 | 0 | 0 | 1 | 0 | 0
LV Sub Medium Non-Domestic | 0 | 0 | 0 | 0 | 0 | 0 | 1 | 0 | 0 | 0
HV Medium Non-Domestic | 0 | 0 | 0 | 0.2 | 1 | 1 | 0 | 0 | 1 | 0.06
LV Network Domestic | 0 | 0 | 0 | 0 | 0 | 0 | 0 | 1 | 0 | 0
LV Network Non-Domestic Non-CT | 0 | 0 | 0 | 0 | 0 | 0 | 0 | 1 | 0 | 0
LV HH Metered | 0 | 0 | 0 | 0 | 0 | 0.2 | 1 | 1 | 0 | 0
LV Sub HH Metered | 0 | 0 | 0 | 0 | 0 | 1 | 1 | 0 | 0 | 0
HV HH Metered | 0 | 0 | 0 | 0.2 | 1 | 1 | 0 | 0 | 1 | 0.06
NHH UMS category A | 0 | 0 | 0 | 0 | 0 | 0 | 0 | 0 | 0 | 0
NHH UMS category B | 0 | 0 | 0 | 0 | 0 | 0 | 0 | 0 | 0 | 0
NHH UMS category C | 0 | 0 | 0 | 0 | 0 | 0 | 0 | 0 | 0 | 0
NHH UMS category D | 0 | 0 | 0 | 0 | 0 | 0 | 0 | 0 | 0 | 0
LV UMS (Pseudo HH Metered) | 0 | 0 | 0 | 0 | 0 | 0 | 0 | 0 | 0 | 0
2602. Standing charges factors adapted to use 132kV/HV
Data sources:
x1 = 2601. Standing charges factors for 132kV/HV (in Pre-processing of data for standing charge factors)
x2 = 2601. Adjusted standing charges factors for 132kV (in Pre-processing of data for standing charge factors)
x3 = 2601. Standing charges factors (in Pre-processing of data for standing charge factors)
Combine tables = x1 or x2 or x3
| GSPs | 132kV | 132kV/EHV | EHV | EHV/HV | 132kV/HV | HV | HV/LV | LV circuits
Domestic Unrestricted | 0 | 0 | 0 | 0 | 0 | 0 | 0 | 0 | 1
Domestic Two Rate | 0 | 0 | 0 | 0 | 0 | 0 | 0 | 0 | 1
Domestic Off Peak (related MPAN) | 0 | 0 | 0 | 0 | 0 | 0 | 0 | 0 | 1
Small Non Domestic Unrestricted | 0 | 0 | 0 | 0 | 0 | 0 | 0 | 0 | 1
Small Non Domestic Two Rate | 0 | 0 | 0 | 0 | 0 | 0 | 0 | 0 | 1
Small Non Domestic Off Peak (related MPAN) | 0 | 0 | 0 | 0 | 0 | 0 | 0 | 0 | 1
LV Medium Non-Domestic | 0 | 0 | 0 | 0 | 0 | 0 | 0 | 0 | 1
LV Sub Medium Non-Domestic | 0 | 0 | 0 | 0 | 0 | 0 | 0 | 1 | 0
HV Medium Non-Domestic | 0 | 0.06 | 0 | 0.2 | 1 | 1 | 1 | 0 | 0
LV Network Domestic | 0 | 0 | 0 | 0 | 0 | 0 | 0 | 0 | 1
LV Network Non-Domestic Non-CT | 0 | 0 | 0 | 0 | 0 | 0 | 0 | 0 | 1
LV HH Metered | 0 | 0 | 0 | 0 | 0 | 0 | 0.2 | 1 | 1
LV Sub HH Metered | 0 | 0 | 0 | 0 | 0 | 0 | 1 | 1 | 0
HV HH Metered | 0 | 0.06 | 0 | 0.2 | 1 | 1 | 1 | 0 | 0
NHH UMS category A | 0 | 0 | 0 | 0 | 0 | 0 | 0 | 0 | 0
NHH UMS category B | 0 | 0 | 0 | 0 | 0 | 0 | 0 | 0 | 0
NHH UMS category C | 0 | 0 | 0 | 0 | 0 | 0 | 0 | 0 | 0
NHH UMS category D | 0 | 0 | 0 | 0 | 0 | 0 | 0 | 0 | 0
LV UMS (Pseudo HH Metered) | 0 | 0 | 0 | 0 | 0 | 0 | 0 | 0 | 0
2603. Capacity-based contributions to chargeable aggregate maximum load by network level (kW)
Data sources:
x1 = 2305. Import capacity (kVA) (in Equivalent volume for each end user)
x2 = 1010. Power factor for all flows in the network model (in Financial and general assumptions)
x3 = 2602. Standing charges factors adapted to use 132kV/HV
x4 = 2012. Loss adjustment factors between end user meter reading and each network level, scaled by network use
Calculation =x1*x2*x3*x4
| GSPs | 132kV | 132kV/EHV | EHV | EHV/HV | 132kV/HV | HV | HV/LV | LV circuits
LV HH Metered | 0 | 0 | 0 | 0 | 0 | 0 | 114712.9874 | 562729.7348 | 551838.1916
LV Sub HH Metered | 0 | 0 | 0 | 0 | 0 | 0 | 6604.8402 | 6480.0683 | 0
HV HH Metered | 0 | 41251.7766 | 0 | 94632.7271 | 469551.6991 | 201236.4425 | 665004.9313 | 0 | 0
2604. Unit-based contributions to chargeable aggregate maximum load (kW)
Data sources:
x1 = 2407. All units (MWh)
x2 = 1041. Load factor for each type of demand user (in Load profile data for demand users)
x3 = 2602. Standing charges factors adapted to use 132kV/HV
x4 = 2012. Loss adjustment factors between end user meter reading and each network level, scaled by network use
x5 = 1010. Days in the charging year (in Financial and general assumptions)
Calculation =x1/x2*x3*x4/(24*x5)*1000
| GSPs | 132kV | 132kV/EHV | EHV | EHV/HV | 132kV/HV | HV | HV/LV | LV circuits
Domestic Unrestricted | 0 | 0 | 0 | 0 | 0 | 0 | 0 | 0 | 840388.1956
Domestic Two Rate | 0 | 0 | 0 | 0 | 0 | 0 | 0 | 0 | 164143.197
Small Non Domestic Unrestricted | 0 | 0 | 0 | 0 | 0 | 0 | 0 | 0 | 228068.6713
Small Non Domestic Two Rate | 0 | 0 | 0 | 0 | 0 | 0 | 0 | 0 | 62012.8619
LV Medium Non-Domestic | 0 | 0 | 0 | 0 | 0 | 0 | 0 | 0 | 100858.2643
LV Sub Medium Non-Domestic | 0 | 0 | 0 | 0 | 0 | 0 | 0 | 137.3485 | 0
HV Medium Non-Domestic | 0 | 17.3285 | 0 | 39.7521 | 197.2431 | 84.5327 | 279.3465 | 0 | 0
LV Network Domestic | 0 | 0 | 0 | 0 | 0 | 0 | 0 | 0 | 0
LV Network Non-Domestic Non-CT | 0 | 0 | 0 | 0 | 0 | 0 | 0 | 0 | 0
2605. Contributions to aggregate maximum load by network level (kW)
Data sources:
x1 = 2603. Capacity-based contributions to chargeable aggregate maximum load by network level (kW)
x2 = 2604. Unit-based contributions to chargeable aggregate maximum load (kW)
Combine tables = x1 or x2
| GSPs | 132kV | 132kV/EHV | EHV | EHV/HV | 132kV/HV | HV | HV/LV | LV circuits
Domestic Unrestricted | 0 | 0 | 0 | 0 | 0 | 0 | 0 | 0 | 840388.1956
Domestic Two Rate | 0 | 0 | 0 | 0 | 0 | 0 | 0 | 0 | 164143.197
Small Non Domestic Unrestricted | 0 | 0 | 0 | 0 | 0 | 0 | 0 | 0 | 228068.6713
Small Non Domestic Two Rate | 0 | 0 | 0 | 0 | 0 | 0 | 0 | 0 | 62012.8619
LV Medium Non-Domestic | 0 | 0 | 0 | 0 | 0 | 0 | 0 | 0 | 100858.2643
LV Sub Medium Non-Domestic | 0 | 0 | 0 | 0 | 0 | 0 | 0 | 137.3485 | 0
HV Medium Non-Domestic | 0 | 17.3285 | 0 | 39.7521 | 197.2431 | 84.5327 | 279.3465 | 0 | 0
LV Network Domestic | 0 | 0 | 0 | 0 | 0 | 0 | 0 | 0 | 0
LV Network Non-Domestic Non-CT | 0 | 0 | 0 | 0 | 0 | 0 | 0 | 0 | 0
LV HH Metered | 0 | 0 | 0 | 0 | 0 | 0 | 114712.9874 | 562729.7348 | 551838.1916
LV Sub HH Metered | 0 | 0 | 0 | 0 | 0 | 0 | 6604.8402 | 6480.0683 | 0
HV HH Metered | 0 | 41251.7766 | 0 | 94632.7271 | 469551.6991 | 201236.4425 | 665004.9313 | 0 | 0
NHH UMS category A
NHH UMS category B
NHH UMS category C
NHH UMS category D
LV UMS (Pseudo HH Metered)
2606. Forecast chargeable aggregate maximum load (kW)
Data sources:
x1 = 2605. Contributions to aggregate maximum load by network level (kW)
Cell summation =SUM(x1)
| GSPs | 132kV | 132kV/EHV | EHV | EHV/HV | 132kV/HV | HV | HV/LV | LV circuits
Forecast chargeable aggregate maximum load (kW) | 0 | 41269.1051 | 0 | 94672.4791 | 469748.9422 | 201320.9752 | 786602.1053 | 569347.1516 | 1947309.3816
2607. Forecast simultaneous load subject to standing charge factors (kW)
Data sources:
x1 = 2505. Contributions of users on each tariff to system simultaneous maximum load by network level (kW)
x2 = 2602. Standing charges factors adapted to use 132kV/HV
Calculation =x1*x2
| GSPs | 132kV | 132kV/EHV | EHV | EHV/HV | 132kV/HV | HV | HV/LV | LV circuits
Domestic Unrestricted | 0 | 0 | 0 | 0 | 0 | 0 | 0 | 0 | 720712.8493
Domestic Two Rate | 0 | 0 | 0 | 0 | 0 | 0 | 0 | 0 | 45135.5157
Domestic Off Peak (related MPAN) | 0 | 0 | 0 | 0 | 0 | 0 | 0 | 0 | 98.6888
Small Non Domestic Unrestricted | 0 | 0 | 0 | 0 | 0 | 0 | 0 | 0 | 143827.1723
Small Non Domestic Two Rate | 0 | 0 | 0 | 0 | 0 | 0 | 0 | 0 | 48587.0594
Small Non Domestic Off Peak (related MPAN) | 0 | 0 | 0 | 0 | 0 | 0 | 0 | 0 | 63.6068
LV Medium Non-Domestic | 0 | 0 | 0 | 0 | 0 | 0 | 0 | 0 | 80725.5376
LV Sub Medium Non-Domestic | 0 | 0 | 0 | 0 | 0 | 0 | 0 | 111.2684 | 0
HV Medium Non-Domestic | 0 | 9.2728 | 0 | 21.7326 | 107.8333 | 45.235 | 152.7194 | 0 | 0
LV Network Domestic | 0 | 0 | 0 | 0 | 0 | 0 | 0 | 0 | 0
LV Network Non-Domestic Non-CT | 0 | 0 | 0 | 0 | 0 | 0 | 0 | 0 | 0
LV HH Metered | 0 | 0 | 0 | 0 | 0 | 0 | 39983.858 | 196142.619 | 192346.3102
LV Sub HH Metered | 0 | 0 | 0 | 0 | 0 | 0 | 2510.9054 | 2463.4719 | 0
HV HH Metered | 0 | 17509.594 | 0 | 40422.7662 | 200570.9773 | 85416.1615 | 284059.645 | 0 | 0
NHH UMS category A | 0 | 0 | 0 | 0 | 0 | 0 | 0 | 0 | 0
NHH UMS category B | 0 | 0 | 0 | 0 | 0 | 0 | 0 | 0 | 0
NHH UMS category C | 0 | 0 | 0 | 0 | 0 | 0 | 0 | 0 | 0
NHH UMS category D | 0 | 0 | 0 | 0 | 0 | 0 | 0 | 0 | 0
LV UMS (Pseudo HH Metered) | 0 | 0 | 0 | 0 | 0 | 0 | 0 | 0 | 0
2608. Forecast simultaneous load replaced by standing charge (kW)
Data sources:
x1 = 2607. Forecast simultaneous load subject to standing charge factors (kW)
Cell summation =SUM(x1)
| GSPs | 132kV | 132kV/EHV | EHV | EHV/HV | 132kV/HV | HV | HV/LV | LV circuits
Forecast simultaneous load replaced by standing charge (kW) | 0 | 17518.8668 | 0 | 40444.4987 | 200678.8105 | 85461.3965 | 326707.1277 | 198717.3593 | 1231496.7402
2609. Calculated LV diversity allowance
Data sources:
x1 = 2606. Forecast chargeable aggregate maximum load (kW)
x2 = 2608. Forecast simultaneous load replaced by standing charge (kW)
Calculation =x1/x2-1
LV circuits
Calculated LV diversity allowance | 58.13%
2610. Network level mapping for diversity allowances
| GSPs | 132kV | 132kV/EHV | EHV | EHV/HV | 132kV/HV | HV | HV/LV | LV circuits
GSPs | 100% | 0% | 0% | 0% | 0% | 0% | 0% | 0% | 0%
132kV | 0% | 100% | 0% | 0% | 0% | 0% | 0% | 0% | 0%
132kV/EHV | 0% | 0% | 100% | 0% | 0% | 100% | 0% | 0% | 0%
EHV | 0% | 0% | 0% | 100% | 0% | 0% | 0% | 0% | 0%
EHV/HV | 0% | 0% | 0% | 0% | 100% | 0% | 0% | 0% | 0%
HV | 0% | 0% | 0% | 0% | 0% | 0% | 100% | 0% | 0%
HV/LV | 0% | 0% | 0% | 0% | 0% | 0% | 0% | 100% | 0%
LV circuits | 0% | 0% | 0% | 0% | 0% | 0% | 0% | 0% | 100%
2611. Diversity allowances including 132kV/HV
Data sources:
x1 = 2104. Diversity allowance between level exit and GSP Group (in Diversity calculations)
x2 = 2610. Network level mapping for diversity allowances
Sum-product calculation =SUMPRODUCT(x1, x2)
Diversity allowances including 132kV/HV
GSPs | 6.383%
132kV | 12.02%
132kV/EHV | 12.02%
EHV | 23.11%
EHV/HV | 23.11%
132kV/HV | 12.02%
HV | 68.66%
HV/LV | 68.66%
LV circuits | 0%
2612. Diversity allowances (including calculated LV value)
Data sources:
x1 = 2609. Calculated LV diversity allowance
x2 = 2611. Diversity allowances including 132kV/HV
Combine tables = x1 or x2
| GSPs | 132kV | 132kV/EHV | EHV | EHV/HV | 132kV/HV | HV | HV/LV | LV circuits
Diversity allowances (including calculated LV value) | 6.383% | 12.02% | 12.02% | 23.11% | 23.11% | 12.02% | 68.66% | 68.66% | 58.13%
2613. Forecast simultaneous maximum load (kW) adjusted for standing charges
Data sources:
x1 = 2506. Forecast system simultaneous maximum load (kW) from forecast units
x2 = 2608. Forecast simultaneous load replaced by standing charge (kW)
x3 = 2606. Forecast chargeable aggregate maximum load (kW)
x4 = 2612. Diversity allowances (including calculated LV value)
Calculation =x1-x2+x3/(1+x4)
| GSPs | 132kV | 132kV/EHV | EHV | EHV/HV | 132kV/HV | HV | HV/LV | LV circuits
Forecast simultaneous maximum load (kW) adjusted for standing charges | 1642126.5781 | 1642022.1772 | 1130850.4993 | 1155844.0349 | 1291729.0957 | 569211.6066 | 1730883.2341 | 1421163.9896 | 1256336.034

## Otex
Other expenditure for WPD South Wales in April 15 (DCP179)
2701. Operating expenditure coded by network level (£/year)
Data sources:
x1 = 1055. Transmission exit charges (£/year)
x2 = Zero for levels other than transmission exit
Combine tables = x1 or x2
| Transmission exit | Operating 132kV | Operating 132kV/EHV | Operating EHV | Operating EHV/HV | Operating 132kV/HV | Operating HV | Operating HV/LV | Operating LV circuits | Operating LV customer | Operating HV customer
Operating expenditure coded by network level (£/year) | 9891224.7699 | 0 | 0 | 0 | 0 | 0 | 0 | 0 | 0 | 0 | 0
2702. Network model assets (£) scaled by load forecast
Data sources:
x1 = 2108. GSP simultaneous maximum load assumed through each network level (MW)
x2 = 2613. Forecast simultaneous maximum load (kW) adjusted for standing charges
x3 = 1020. Gross asset cost by network level (£)
Calculation =IF(x1,x2*x3/x1/1000,0)
| Assets 132kV | Assets 132kV/EHV | Assets EHV | Assets EHV/HV | Assets 132kV/HV | Assets HV | Assets HV/LV | Assets LV circuits
Network model assets (£) scaled by load forecast | 447091915.3458 | 40883001.1179 | 147301243.4592 | 114709564.9532 | 37946896.1459 | 614819332.4932 | 181513436.7976 | 350927184.1319
2703. Annual consumption by tariff for unmetered users (MWh)
Data sources:
x1 = 2407. All units (MWh)
Copy cells = x1
Annual consumption by tariff for unmetered users (MWh)
NHH UMS category A | 7688.7696
NHH UMS category B | 6049.8351
NHH UMS category C | 378.2704
NHH UMS category D | 0
LV UMS (Pseudo HH Metered) | 144605.3882
2704. Total unmetered units
Data sources:
x1 = 2703. Annual consumption by tariff for unmetered users (MWh)
Cell summation =SUM(x1)
Total unmetered units
Total unmetered units | 158722.2633
2705. Service model asset data
Data sources:
x1 = 2205. Service model assets by tariff (£)
x2 = 2305. MPANs (in Equivalent volume for each end user)
x3 = 2202. Asset £/(MWh/year) from LV service models
x4 = 2704. Total unmetered units
x5 = Service model assets (£) scaled by annual MWh (in Service model asset data)
x6 = Service model assets (£) scaled by user count (in Service model asset data)
x7 = Service model assets (£) scaled by annual MWh (in Service model asset data)
Kind: | Sum-product calculation |  | Calculation | Copy cells |  | Calculation
Formula: | =SUMPRODUCT(x1, x2) |  | =x3*x4 | = x5 |  | =x6+x7
| Service model assets (£) scaled by user count |  |  | Service model assets (£) scaled by annual MWh |  | Service model assets (£)
| Assets LV customer | Assets HV customer | Service model assets (£) scaled by annual MWh | Assets LV customer | Assets HV customer | Assets LV customer | Assets HV customer
Service model asset data | 299364942.7735 | 5717975.0839 | 36282972.36 | 36282972.36 |  | 335647915.1335 | 5717975.0839
2706. Data for allocation of operating expenditure
Data sources:
x1 = 2702. Network model assets (£) scaled by load forecast
x2 = 2705. Service model assets (£) (in Service model asset data)
x3 = Model assets (£) scaled by demand forecast (in Data for allocation of operating expenditure)
Kind: | Combine tables | [10 empty] | Cell summation
Formula: | = x1 or x2 | [10 empty] | =SUM(x3)
Model assets (£) scaled by demand forecast
| GSPs | Assets 132kV | Assets 132kV/EHV | Assets EHV | Assets EHV/HV | Assets 132kV/HV | Assets HV | Assets HV/LV | Assets LV circuits | Assets LV customer | Assets HV customer | Denominator for allocation of operating expenditure
Data for allocation of operating expenditure |  | 447091915.3458 | 40883001.1179 | 147301243.4592 | 114709564.9532 | 37946896.1459 | 614819332.4932 | 181513436.7976 | 350927184.1319 | 335647915.1335 | 5717975.0839 | 2276558464.6622
2707. Amount of expenditure to be allocated according to asset values (£/year)
Data sources:
x1 = 1059. Direct cost (£/year) (in Other expenditure)
x2 = 1059. Network rates (£/year) (in Other expenditure)
x3 = 1059. Indirect cost (£/year) (in Other expenditure)
x4 = 1059. Indirect cost proportion (in Other expenditure)
Calculation =x1+x2+x3*x4
Amount of expenditure to be allocated according to asset values (£/year)
Other expenditure | 70418101.3758
2708. Total operating expenditure by network level (£/year)
Data sources:
x1 = 2701. Operating expenditure coded by network level (£/year)
x2 = 2707. Amount of expenditure to be allocated according to asset values (£/year)
x3 = 2706. Denominator for allocation of operating expenditure (in Data for allocation of operating expenditure)
x4 = 2706. Model assets (£) scaled by demand forecast (in Data for allocation of operating expenditure)
Calculation =x1+x2/x3*x4
| Transmission exit | Operating 132kV | Operating 132kV/EHV | Operating EHV | Operating EHV/HV | Operating 132kV/HV | Operating HV | Operating HV/LV | Operating LV circuits | Operating LV customer | Operating HV customer
Total operating expenditure by network level (£/year) | 9891224.7699 | 13829367.5773 | 1264585.7165 | 4556295.8543 | 3548175.8536 | 1173766.6399 | 19017482.2019 | 5614541.3315 | 10854817.2214 | 10382201.5913 | 176867.3879
2709. Operating expenditure percentage by network level
Data sources:
x1 = 2706. Model assets (£) scaled by demand forecast (in Data for allocation of operating expenditure)
x2 = 2708. Total operating expenditure by network level (£/year)
Calculation =IF(x1="","",IF(x1>0,x2/x1,0))
| Transmission exit | Operating 132kV | Operating 132kV/EHV | Operating EHV | Operating EHV/HV | Operating 132kV/HV | Operating HV | Operating HV/LV | Operating LV circuits | Operating LV customer | Operating HV customer
Operating expenditure percentage by network level |  | 3.093% | 3.093% | 3.093% | 3.093% | 3.093% | 3.093% | 3.093% | 3.093% | 3.093% | 3.093%
2710. Unit operating expenditure based on simultaneous maximum load (£/kW/year)
Data sources:
x1 = 2613. Forecast simultaneous maximum load (kW) adjusted for standing charges
x2 = 2708. Total operating expenditure by network level (£/year)
Calculation =IF(x1>0,x2/x1,0)
| Transmission exit | Operating 132kV | Operating 132kV/EHV | Operating EHV | Operating EHV/HV | Operating 132kV/HV | Operating HV | Operating HV/LV | Operating LV circuits
Unit operating expenditure based on simultaneous maximum load (£/kW/year) | 6.0234 | 8.4222 | 1.1183 | 3.942 | 2.7468 | 2.0621 | 10.9872 | 3.9507 | 8.6401
2711. Operating expenditure for customer assets p/MPAN/day
Data sources:
x1 = 1010. Days in the charging year (in Financial and general assumptions)
x2 = 2709. Operating expenditure percentage by network level
x3 = 2205. Service model assets by tariff (£)
x4 = Operating expenditure p/MPAN/day by level (in Operating expenditure for customer assets p/MPAN/day)
Kind: | Calculation |  | Cell summation
Formula: | =100/x1*x2*x3 |  | =SUM(x4)
Operating expenditure p/MPAN/day by level
| Operating LV customer | Operating HV customer | Operating expenditure for customer assets p/MPAN/day total
Domestic Unrestricted | 2.0361 | 0 | 2.0361
Domestic Two Rate | 2.0361 | 0 | 2.0361
Domestic Off Peak (related MPAN) | 0 | 0 | 0
Small Non Domestic Unrestricted | 4.9765 | 0 | 4.9765
Small Non Domestic Two Rate | 4.9765 | 0 | 4.9765
Small Non Domestic Off Peak (related MPAN) | 0 | 0 | 0
LV Medium Non-Domestic | 5.8175 | 0 | 5.8175
LV Sub Medium Non-Domestic | 4.296 | 0 | 4.296
HV Medium Non-Domestic | 0 | 75.8189 | 75.8189
LV Network Domestic | 2.0361 | 0 | 2.0361
LV Network Non-Domestic Non-CT | 4.9765 | 0 | 4.9765
LV HH Metered | 9.9722 | 0 | 9.9722
LV Sub HH Metered | 7.5429 | 0 | 7.5429
HV HH Metered | 0 | 75.8189 | 75.8189
NHH UMS category A | 0 | 0 | 0
NHH UMS category B | 0 | 0 | 0
NHH UMS category C | 0 | 0 | 0
NHH UMS category D | 0 | 0 | 0
LV UMS (Pseudo HH Metered) | 0 | 0 | 0
LV Generation NHH or Aggregate HH | 0 | 0 | 0
LV Sub Generation NHH | 0 | 0 | 0
LV Generation Intermittent | 0 | 0 | 0
LV Generation Non-Intermittent | 0 | 0 | 0
LV Sub Generation Intermittent | 0 | 0 | 0
LV Sub Generation Non-Intermittent | 0 | 0 | 0
HV Generation Intermittent | 0 | 36.63 | 36.63
HV Generation Non-Intermittent | 0 | 36.63 | 36.63
2712. Operating expenditure for unmetered customer assets (p/kWh)
Data sources:
x1 = 2709. Operating expenditure percentage by network level
x2 = 2202. Asset £/(MWh/year) from LV service models
Calculation =0.1*x1*x2
Operating LV customer
NHH UMS category A | 0.70708
NHH UMS category B | 0.70708
NHH UMS category C | 0.70708
NHH UMS category D | 0.70708
LV UMS (Pseudo HH Metered) | 0.70708

## Contrib
Customer contributions for WPD South Wales in April 15 (DCP179)
This sheet calculates factors used to take account of the costs deemed to be covered by connection charges.
2801. Network level of supply (for customer contributions) by tariff
| LV network | LV substation | HV network | HV substation
Domestic Unrestricted | 100% | 0% | 0% | 0%
Domestic Two Rate | 100% | 0% | 0% | 0%
Domestic Off Peak (related MPAN) | 100% | 0% | 0% | 0%
Small Non Domestic Unrestricted | 100% | 0% | 0% | 0%
Small Non Domestic Two Rate | 100% | 0% | 0% | 0%
Small Non Domestic Off Peak (related MPAN) | 100% | 0% | 0% | 0%
LV Medium Non-Domestic | 100% | 0% | 0% | 0%
LV Sub Medium Non-Domestic | 0% | 100% | 0% | 0%
HV Medium Non-Domestic | 0% | 0% | 100% | 0%
LV Network Domestic | 100% | 0% | 0% | 0%
LV Network Non-Domestic Non-CT | 100% | 0% | 0% | 0%
LV HH Metered | 100% | 0% | 0% | 0%
LV Sub HH Metered | 0% | 100% | 0% | 0%
HV HH Metered | 0% | 0% | 100% | 0%
NHH UMS category A | 100% | 0% | 0% | 0%
NHH UMS category B | 100% | 0% | 0% | 0%
NHH UMS category C | 100% | 0% | 0% | 0%
NHH UMS category D | 100% | 0% | 0% | 0%
LV UMS (Pseudo HH Metered) | 100% | 0% | 0% | 0%
LV Generation NHH or Aggregate HH | 100% | 0% | 0% | 0%
LV Sub Generation NHH | 0% | 100% | 0% | 0%
LV Generation Intermittent | 100% | 0% | 0% | 0%
LV Generation Non-Intermittent | 100% | 0% | 0% | 0%
LV Sub Generation Intermittent | 0% | 100% | 0% | 0%
LV Sub Generation Non-Intermittent | 0% | 100% | 0% | 0%
HV Generation Intermittent | 0% | 0% | 100% | 0%
HV Generation Non-Intermittent | 0% | 0% | 100% | 0%
2802. Contribution proportion of asset annuities, by customer type and network level of assets
Data sources:
x1 = 1060. Customer contributions under current connection charging policy
x2 = 1010. Annuity proportion for customer-contributed assets (in Financial and general assumptions)
Calculation =x1*(1-x2)
| LV network | LV substation | HV network | HV substation
Assets 132kV | 0% | 0% | 0% | 0%
Assets 132kV/EHV | 0% | 0% | 36% | 36%
Assets EHV | 0% | 0% | 36% | 36%
Assets EHV/HV | 75% | 75% | 91% | 91%
Assets 132kV/HV | 75% | 75% | 91% | 0%
Assets HV | 75% | 75% | 91% | 0%
Assets HV/LV | 95% | 95% | 0% | 0%
Assets LV circuits | 95% | 0% | 0% | 0%
2803. Proportion of assets annuities deemed to be covered by customer contributions
Data sources:
x1 = 2801. Network level of supply (for customer contributions) by tariff
x2 = 2802. Contribution proportion of asset annuities, by customer type and network level of assets
Sum-product calculation =SUMPRODUCT(x1, x2)
| Assets 132kV | Assets 132kV/EHV | Assets EHV | Assets EHV/HV | Assets 132kV/HV | Assets HV | Assets HV/LV | Assets LV circuits
Domestic Unrestricted | 0% | 0% | 0% | 75% | 75% | 75% | 95% | 95%
Domestic Two Rate | 0% | 0% | 0% | 75% | 75% | 75% | 95% | 95%
Domestic Off Peak (related MPAN) | 0% | 0% | 0% | 75% | 75% | 75% | 95% | 95%
Small Non Domestic Unrestricted | 0% | 0% | 0% | 75% | 75% | 75% | 95% | 95%
Small Non Domestic Two Rate | 0% | 0% | 0% | 75% | 75% | 75% | 95% | 95%
Small Non Domestic Off Peak (related MPAN) | 0% | 0% | 0% | 75% | 75% | 75% | 95% | 95%
LV Medium Non-Domestic | 0% | 0% | 0% | 75% | 75% | 75% | 95% | 95%
LV Sub Medium Non-Domestic | 0% | 0% | 0% | 75% | 75% | 75% | 95% | 0%
HV Medium Non-Domestic | 0% | 36% | 36% | 91% | 91% | 91% | 0% | 0%
LV Network Domestic | 0% | 0% | 0% | 75% | 75% | 75% | 95% | 95%
LV Network Non-Domestic Non-CT | 0% | 0% | 0% | 75% | 75% | 75% | 95% | 95%
LV HH Metered | 0% | 0% | 0% | 75% | 75% | 75% | 95% | 95%
LV Sub HH Metered | 0% | 0% | 0% | 75% | 75% | 75% | 95% | 0%
HV HH Metered | 0% | 36% | 36% | 91% | 91% | 91% | 0% | 0%
NHH UMS category A | 0% | 0% | 0% | 75% | 75% | 75% | 95% | 95%
NHH UMS category B | 0% | 0% | 0% | 75% | 75% | 75% | 95% | 95%
NHH UMS category C | 0% | 0% | 0% | 75% | 75% | 75% | 95% | 95%
NHH UMS category D | 0% | 0% | 0% | 75% | 75% | 75% | 95% | 95%
LV UMS (Pseudo HH Metered) | 0% | 0% | 0% | 75% | 75% | 75% | 95% | 95%
LV Generation NHH or Aggregate HH | 0% | 0% | 0% | 75% | 75% | 75% | 95% | 95%
LV Sub Generation NHH | 0% | 0% | 0% | 75% | 75% | 75% | 95% | 0%
LV Generation Intermittent | 0% | 0% | 0% | 75% | 75% | 75% | 95% | 95%
LV Generation Non-Intermittent | 0% | 0% | 0% | 75% | 75% | 75% | 95% | 95%
LV Sub Generation Intermittent | 0% | 0% | 0% | 75% | 75% | 75% | 95% | 0%
LV Sub Generation Non-Intermittent | 0% | 0% | 0% | 75% | 75% | 75% | 95% | 0%
HV Generation Intermittent | 0% | 36% | 36% | 91% | 91% | 91% | 0% | 0%
HV Generation Non-Intermittent | 0% | 36% | 36% | 91% | 91% | 91% | 0% | 0%
2804. Proportion of annual charge covered by contributions (for all charging levels)
Data sources:
x1 = Zero for operating expenditure
x2 = Zero for GSPs level
x3 = 2803. Proportion of assets annuities deemed to be covered by customer contributions
Combine tables = x1 or x2 or x3
| GSPs | Assets 132kV | Assets 132kV/EHV | Assets EHV | Assets EHV/HV | Assets 132kV/HV | Assets HV | Assets HV/LV | Assets LV circuits | Transmission exit | Operating 132kV | Operating 132kV/EHV | Operating EHV | Operating EHV/HV | Operating 132kV/HV | Operating HV | Operating HV/LV | Operating LV circuits
Domestic Unrestricted | 0% | 0% | 0% | 0% | 75% | 75% | 75% | 95% | 95% | 0% | 0% | 0% | 0% | 0% | 0% | 0% | 0% | 0%
Domestic Two Rate | 0% | 0% | 0% | 0% | 75% | 75% | 75% | 95% | 95% | 0% | 0% | 0% | 0% | 0% | 0% | 0% | 0% | 0%
Domestic Off Peak (related MPAN) | 0% | 0% | 0% | 0% | 75% | 75% | 75% | 95% | 95% | 0% | 0% | 0% | 0% | 0% | 0% | 0% | 0% | 0%
Small Non Domestic Unrestricted | 0% | 0% | 0% | 0% | 75% | 75% | 75% | 95% | 95% | 0% | 0% | 0% | 0% | 0% | 0% | 0% | 0% | 0%
Small Non Domestic Two Rate | 0% | 0% | 0% | 0% | 75% | 75% | 75% | 95% | 95% | 0% | 0% | 0% | 0% | 0% | 0% | 0% | 0% | 0%
Small Non Domestic Off Peak (related MPAN) | 0% | 0% | 0% | 0% | 75% | 75% | 75% | 95% | 95% | 0% | 0% | 0% | 0% | 0% | 0% | 0% | 0% | 0%
LV Medium Non-Domestic | 0% | 0% | 0% | 0% | 75% | 75% | 75% | 95% | 95% | 0% | 0% | 0% | 0% | 0% | 0% | 0% | 0% | 0%
LV Sub Medium Non-Domestic | 0% | 0% | 0% | 0% | 75% | 75% | 75% | 95% | 0% | 0% | 0% | 0% | 0% | 0% | 0% | 0% | 0% | 0%
HV Medium Non-Domestic | 0% | 0% | 36% | 36% | 91% | 91% | 91% | 0% | 0% | 0% | 0% | 0% | 0% | 0% | 0% | 0% | 0% | 0%
LV Network Domestic | 0% | 0% | 0% | 0% | 75% | 75% | 75% | 95% | 95% | 0% | 0% | 0% | 0% | 0% | 0% | 0% | 0% | 0%
LV Network Non-Domestic Non-CT | 0% | 0% | 0% | 0% | 75% | 75% | 75% | 95% | 95% | 0% | 0% | 0% | 0% | 0% | 0% | 0% | 0% | 0%
LV HH Metered | 0% | 0% | 0% | 0% | 75% | 75% | 75% | 95% | 95% | 0% | 0% | 0% | 0% | 0% | 0% | 0% | 0% | 0%
LV Sub HH Metered | 0% | 0% | 0% | 0% | 75% | 75% | 75% | 95% | 0% | 0% | 0% | 0% | 0% | 0% | 0% | 0% | 0% | 0%
HV HH Metered | 0% | 0% | 36% | 36% | 91% | 91% | 91% | 0% | 0% | 0% | 0% | 0% | 0% | 0% | 0% | 0% | 0% | 0%
NHH UMS category A | 0% | 0% | 0% | 0% | 75% | 75% | 75% | 95% | 95% | 0% | 0% | 0% | 0% | 0% | 0% | 0% | 0% | 0%
NHH UMS category B | 0% | 0% | 0% | 0% | 75% | 75% | 75% | 95% | 95% | 0% | 0% | 0% | 0% | 0% | 0% | 0% | 0% | 0%
NHH UMS category C | 0% | 0% | 0% | 0% | 75% | 75% | 75% | 95% | 95% | 0% | 0% | 0% | 0% | 0% | 0% | 0% | 0% | 0%
NHH UMS category D | 0% | 0% | 0% | 0% | 75% | 75% | 75% | 95% | 95% | 0% | 0% | 0% | 0% | 0% | 0% | 0% | 0% | 0%
LV UMS (Pseudo HH Metered) | 0% | 0% | 0% | 0% | 75% | 75% | 75% | 95% | 95% | 0% | 0% | 0% | 0% | 0% | 0% | 0% | 0% | 0%
LV Generation NHH or Aggregate HH | 0% | 0% | 0% | 0% | 75% | 75% | 75% | 95% | 95% | 0% | 0% | 0% | 0% | 0% | 0% | 0% | 0% | 0%
LV Sub Generation NHH | 0% | 0% | 0% | 0% | 75% | 75% | 75% | 95% | 0% | 0% | 0% | 0% | 0% | 0% | 0% | 0% | 0% | 0%
LV Generation Intermittent | 0% | 0% | 0% | 0% | 75% | 75% | 75% | 95% | 95% | 0% | 0% | 0% | 0% | 0% | 0% | 0% | 0% | 0%
LV Generation Non-Intermittent | 0% | 0% | 0% | 0% | 75% | 75% | 75% | 95% | 95% | 0% | 0% | 0% | 0% | 0% | 0% | 0% | 0% | 0%
LV Sub Generation Intermittent | 0% | 0% | 0% | 0% | 75% | 75% | 75% | 95% | 0% | 0% | 0% | 0% | 0% | 0% | 0% | 0% | 0% | 0%
LV Sub Generation Non-Intermittent | 0% | 0% | 0% | 0% | 75% | 75% | 75% | 95% | 0% | 0% | 0% | 0% | 0% | 0% | 0% | 0% | 0% | 0%
HV Generation Intermittent | 0% | 0% | 36% | 36% | 91% | 91% | 91% | 0% | 0% | 0% | 0% | 0% | 0% | 0% | 0% | 0% | 0% | 0%
HV Generation Non-Intermittent | 0% | 0% | 36% | 36% | 91% | 91% | 91% | 0% | 0% | 0% | 0% | 0% | 0% | 0% | 0% | 0% | 0% | 0%

## Yard
Yardsticks for WPD South Wales in April 15 (DCP179)
This sheet calculates average p/kWh and p/kW/day charges that would apply if no costs were recovered through capacity or fixed charges.
2901. Unit cost at each level, £/kW/year (relative to system simultaneous maximum load)
Data sources:
x1 = 2109. Network model annuity by simultaneous maximum load for each network level (£/kW/year)
x2 = 2710. Unit operating expenditure based on simultaneous maximum load (£/kW/year)
Combine tables = x1 or x2
| GSPs | Assets 132kV | Assets 132kV/EHV | Assets EHV | Assets EHV/HV | Assets 132kV/HV | Assets HV | Assets HV/LV | Assets LV circuits | Transmission exit | Operating 132kV | Operating 132kV/EHV | Operating EHV | Operating EHV/HV | Operating 132kV/HV | Operating HV | Operating HV/LV | Operating LV circuits
Unit cost at each level, £/kW/year (relative to system simultaneous maximum load) |  | 17.1921 | 2.2827 | 8.0467 | 5.6071 | 4.2093 | 22.428 | 8.0645 | 17.6369 | 6.0234 | 8.4222 | 1.1183 | 3.942 | 2.7468 | 2.0621 | 10.9872 | 3.9507 | 8.6401
2902. Pay-as-you-go yardstick unit costs by charging level (p/kWh)
Data sources:
x1 = 2901. Unit cost at each level, £/kW/year (relative to system simultaneous maximum load)
x2 = 2302. Load coefficient
x3 = 2012. Loss adjustment factors between end user meter reading and each network level, scaled by network use
x4 = 2804. Proportion of annual charge covered by contributions (for all charging levels)
x5 = 1010. Days in the charging year (in Financial and general assumptions)
Calculation =x1*x2*x3*(1-x4)/(24*x5)*100
| GSPs | Assets 132kV | Assets 132kV/EHV | Assets EHV | Assets EHV/HV | Assets 132kV/HV | Assets HV | Assets HV/LV | Assets LV circuits | Transmission exit | Operating 132kV | Operating 132kV/EHV | Operating EHV | Operating EHV/HV | Operating 132kV/HV | Operating HV | Operating HV/LV | Operating LV circuits
Domestic Unrestricted | 0 | 0.40989 | 0.037928 | 0.13203 | 0.022825 | 0.0073436 | 0.1293 | 0.009123 | 0.019566 | 0.145 | 0.2008 | 0.01858 | 0.06468 | 0.044727 | 0.01439 | 0.25337 | 0.089384 | 0.1917
Domestic Two Rate | 0 | 0.24283 | 0.02247 | 0.07822 | 0.013522 | 0.0043506 | 0.076603 | 0.0054048 | 0.011591 | 0.085905 | 0.11896 | 0.011008 | 0.038319 | 0.026498 | 0.0085252 | 0.15011 | 0.052955 | 0.11357
Domestic Off Peak (related MPAN) | 0 | 0 | 0 | 0 | 0 | 0 | 0 | 0 | 0 | 0 | 0 | 0 | 0 | 0 | 0 | 0 | 0 | 0
Small Non Domestic Unrestricted | 0 | 0.32238 | 0.02983 | 0.10384 | 0.017952 | 0.0057757 | 0.1017 | 0.0071752 | 0.015388 | 0.11404 | 0.15793 | 0.014613 | 0.050871 | 0.035177 | 0.011318 | 0.19928 | 0.0703 | 0.15077
Small Non Domestic Two Rate | 0 | 0.27708 | 0.025638 | 0.089251 | 0.015429 | 0.0049641 | 0.087405 | 0.0061669 | 0.013226 | 0.098019 | 0.13574 | 0.01256 | 0.043723 | 0.030234 | 0.0097274 | 0.17127 | 0.060422 | 0.12958
Small Non Domestic Off Peak (related MPAN) | 0 | 0 | 0 | 0 | 0 | 0 | 0 | 0 | 0 | 0 | 0 | 0 | 0 | 0 | 0 | 0 | 0 | 0
LV Medium Non-Domestic | 0 | 0.29953 | 0.027715 | 0.096482 | 0.016679 | 0.0053663 | 0.094487 | 0.0066666 | 0.014298 | 0.10596 | 0.14673 | 0.013577 | 0.047265 | 0.032684 | 0.010515 | 0.18515 | 0.065317 | 0.14008
LV Sub Medium Non-Domestic | 0 | 0.29373 | 0.027179 | 0.094614 | 0.016356 | 0.0052624 | 0.092658 | 0.0065375 | 0 | 0.10391 | 0.14389 | 0.013315 | 0.04635 | 0.032051 | 0.010312 | 0.18157 | 0.064053 | 0
HV Medium Non-Domestic | 0 | 0.27926 | 0.016538 | 0.05757 | 0.0055982 | 0.0018011 | 0.031713 | 0 | 0 | 0.09879 | 0.1368 | 0.012659 | 0.044067 | 0.030472 | 0.0098039 | 0.17262 | 0 | 0
LV Network Domestic | 0 | 0.40454 | 0.037433 | 0.13031 | 0.022527 | 0.0072478 | 0.12761 | 0.0090039 | 0.01931 | 0.14311 | 0.19818 | 0.018338 | 0.063836 | 0.044143 | 0.014202 | 0.25007 | 0.088218 | 0.1892
LV Network Non-Domestic Non-CT | 0 | 0.31284 | 0.028947 | 0.10077 | 0.01742 | 0.0056048 | 0.098685 | 0.0069628 | 0.014933 | 0.11067 | 0.15325 | 0.014181 | 0.049365 | 0.034136 | 0.010983 | 0.19338 | 0.06822 | 0.14631
LV HH Metered | 0 | 0.27376 | 0.025332 | 0.088183 | 0.015245 | 0.0049047 | 0.08636 | 0.0060932 | 0.013068 | 0.096846 | 0.13411 | 0.01241 | 0.0432 | 0.029873 | 0.009611 | 0.16923 | 0.059699 | 0.12803
LV Sub HH Metered | 0 | 0.26846 | 0.024841 | 0.086476 | 0.01495 | 0.0048098 | 0.084688 | 0.0059752 | 0 | 0.094972 | 0.13152 | 0.012169 | 0.042363 | 0.029294 | 0.009425 | 0.16595 | 0.058544 | 0
HV HH Metered | 0 | 0.23344 | 0.013824 | 0.048124 | 0.0046797 | 0.0015056 | 0.02651 | 0 | 0 | 0.082581 | 0.11436 | 0.010582 | 0.036837 | 0.025473 | 0.0081954 | 0.1443 | 0 | 0
NHH UMS category A | 0 | 0.21032 | 0.019461 | 0.067746 | 0.011712 | 0.003768 | 0.066345 | 0.004681 | 0.010039 | 0.074401 | 0.10303 | 0.0095336 | 0.033188 | 0.022949 | 0.0073836 | 0.13001 | 0.045863 | 0.098361
NHH UMS category B | 0 | 0.44183 | 0.040883 | 0.14232 | 0.024604 | 0.0079158 | 0.13938 | 0.0098339 | 0.02109 | 0.1563 | 0.21645 | 0.020028 | 0.069721 | 0.048212 | 0.015511 | 0.27312 | 0.096349 | 0.20664
NHH UMS category C | 0 | 0.64355 | 0.059548 | 0.2073 | 0.035836 | 0.01153 | 0.20301 | 0.014323 | 0.030719 | 0.22766 | 0.31526 | 0.029172 | 0.10155 | 0.070223 | 0.022593 | 0.3978 | 0.14034 | 0.30097
NHH UMS category D | 0 | 0 | 0 | 0 | 0 | 0 | 0 | 0 | 0 | 0 | 0 | 0 | 0 | 0 | 0 | 0 | 0 | 0
LV UMS (Pseudo HH Metered) | 0 | 0.43411 | 0.040169 | 0.13983 | 0.024174 | 0.0077775 | 0.13694 | 0.009662 | 0.020722 | 0.15357 | 0.21266 | 0.019678 | 0.068502 | 0.047369 | 0.01524 | 0.26834 | 0.094665 | 0.20303
LV Generation NHH or Aggregate HH | 0 | -0.21032 | -0.019461 | -0.067746 | -0.011712 | -0.003768 | -0.066345 | -0.004681 | 0 | -0.074401 | -0.10303 | -0.0095336 | -0.033188 | -0.022949 | -0.0073836 | -0.13001 | -0.045863 | 0
LV Sub Generation NHH | 0 | -0.20625 | -0.019084 | -0.066435 | -0.011485 | -0.0036951 | -0.065061 | 0 | 0 | -0.072961 | -0.10104 | -0.009349 | -0.032545 | -0.022505 | -0.0072407 | -0.12749 | 0 | 0
LV Generation Intermittent | 0 | -0.21032 | -0.019461 | -0.067746 | -0.011712 | -0.003768 | -0.066345 | -0.004681 | 0 | -0.074401 | -0.10303 | -0.0095336 | -0.033188 | -0.022949 | -0.0073836 | -0.13001 | -0.045863 | 0
LV Generation Non-Intermittent | 0 | -0.21032 | -0.019461 | -0.067746 | -0.011712 | -0.003768 | -0.066345 | -0.004681 | 0 | -0.074401 | -0.10303 | -0.0095336 | -0.033188 | -0.022949 | -0.0073836 | -0.13001 | -0.045863 | 0
LV Sub Generation Intermittent | 0 | -0.20625 | -0.019084 | -0.066435 | -0.011485 | -0.0036951 | -0.065061 | 0 | 0 | -0.072961 | -0.10104 | -0.009349 | -0.032545 | -0.022505 | -0.0072407 | -0.12749 | 0 | 0
LV Sub Generation Non-Intermittent | 0 | -0.20625 | -0.019084 | -0.066435 | -0.011485 | -0.0036951 | -0.065061 | 0 | 0 | -0.072961 | -0.10104 | -0.009349 | -0.032545 | -0.022505 | -0.0072407 | -0.12749 | 0 | 0
HV Generation Intermittent | 0 | -0.20235 | -0.011983 | -0.041715 | -0.0040565 | -0.0013051 | 0 | 0 | 0 | -0.071583 | -0.099128 | -0.0091724 | -0.031931 | -0.02208 | -0.0071039 | 0 | 0 | 0
HV Generation Non-Intermittent | 0 | -0.20235 | -0.011983 | -0.041715 | -0.0040565 | -0.0013051 | 0 | 0 | 0 | -0.071583 | -0.099128 | -0.0091724 | -0.031931 | -0.02208 | -0.0071039 | 0 | 0 | 0
2903. Contributions to pay-as-you-go unit rate 1 (p/kWh)
Data sources:
x1 = 2459. Unit rate 1 pseudo load coefficient by network level (combined)
x2 = 2901. Unit cost at each level, £/kW/year (relative to system simultaneous maximum load)
x3 = 2012. Loss adjustment factors between end user meter reading and each network level, scaled by network use
x4 = 2804. Proportion of annual charge covered by contributions (for all charging levels)
x5 = 1010. Days in the charging year (in Financial and general assumptions)
Calculation =x1*x2*x3*(1-x4)*100/(24*x5)
| GSPs | Assets 132kV | Assets 132kV/EHV | Assets EHV | Assets EHV/HV | Assets 132kV/HV | Assets HV | Assets HV/LV | Assets LV circuits | Transmission exit | Operating 132kV | Operating 132kV/EHV | Operating EHV | Operating EHV/HV | Operating 132kV/HV | Operating HV | Operating HV/LV | Operating LV circuits
Domestic Unrestricted | 0 | 0.40989 | 0.037928 | 0.13203 | 0.022825 | 0.0073436 | 0.1293 | 0.009123 | 0.019566 | 0.145 | 0.2008 | 0.01858 | 0.06468 | 0.044727 | 0.01439 | 0.25337 | 0.089384 | 0.1917
Domestic Two Rate | 0 | 0.43705 | 0.040441 | 0.14018 | 0.024234 | 0.0078302 | 0.13728 | 0.0096862 | 0.020774 | 0.16014 | 0.2141 | 0.019811 | 0.068674 | 0.047488 | 0.015344 | 0.26901 | 0.094903 | 0.20353
Domestic Off Peak (related MPAN) | 0 | 0.051689 | 0.0047828 | 0.016254 | 0.0028099 | 0.00092606 | 0.015918 | 0.0011231 | 0.0024087 | 0.011506 | 0.025322 | 0.002343 | 0.0079626 | 0.0055061 | 0.0018146 | 0.031192 | 0.011004 | 0.023599
Small Non Domestic Unrestricted | 0 | 0.32238 | 0.02983 | 0.10384 | 0.017952 | 0.0057757 | 0.1017 | 0.0071752 | 0.015388 | 0.11404 | 0.15793 | 0.014613 | 0.050871 | 0.035177 | 0.011318 | 0.19928 | 0.0703 | 0.15077
Small Non Domestic Two Rate | 0 | 0.40245 | 0.037239 | 0.13269 | 0.02294 | 0.0072103 | 0.12995 | 0.0091687 | 0.019664 | 0.14991 | 0.19716 | 0.018243 | 0.065005 | 0.044951 | 0.014129 | 0.25464 | 0.089833 | 0.19266
Small Non Domestic Off Peak (related MPAN) | 0 | 0.052827 | 0.0048881 | 0.016732 | 0.0028925 | 0.00094645 | 0.016386 | 0.0011561 | 0.0024795 | 0.012088 | 0.025879 | 0.0023946 | 0.0081967 | 0.0056681 | 0.0018546 | 0.032109 | 0.011327 | 0.024293
LV Medium Non-Domestic | 0 | 0.3753 | 0.034727 | 0.12359 | 0.021366 | 0.0067239 | 0.12104 | 0.00854 | 0.018315 | 0.13987 | 0.18386 | 0.017012 | 0.060547 | 0.041868 | 0.013176 | 0.23718 | 0.083672 | 0.17945
LV Sub Medium Non-Domestic | 0 | 0.37233 | 0.034452 | 0.12286 | 0.021239 | 0.0066707 | 0.12031 | 0.0084889 | 0 | 0.13894 | 0.1824 | 0.016878 | 0.060185 | 0.041618 | 0.013071 | 0.23576 | 0.083172 | 0
HV Medium Non-Domestic | 0 | 0.34411 | 0.020378 | 0.072954 | 0.0070943 | 0.0022194 | 0.040188 | 0 | 0 | 0.12906 | 0.16858 | 0.015598 | 0.055843 | 0.038615 | 0.012081 | 0.21875 | 0 | 0
LV Network Domestic | 0 | 2.5097 | 0.23222 | 0.74901 | 0.12949 | 0.044963 | 0.73352 | 0.051754 | 0.111 | 0.87996 | 1.2295 | 0.11376 | 0.36693 | 0.25373 | 0.088108 | 1.4374 | 0.50707 | 1.0875
LV Network Non-Domestic Non-CT | 0 | 2.5416 | 0.23517 | 0.73627 | 0.12728 | 0.045535 | 0.72105 | 0.050874 | 0.10911 | 0.88229 | 1.2451 | 0.11521 | 0.36069 | 0.24942 | 0.089227 | 1.4129 | 0.49845 | 1.069
LV HH Metered | 0 | 2.0444 | 0.18917 | 0.60622 | 0.1048 | 0.036627 | 0.59368 | 0.041888 | 0.089835 | 0.73142 | 1.0015 | 0.092672 | 0.29698 | 0.20536 | 0.071773 | 1.1633 | 0.4104 | 0.88017
LV Sub HH Metered | 0 | 1.8116 | 0.16763 | 0.53718 | 0.092865 | 0.032456 | 0.52607 | 0.037117 | 0 | 0.64812 | 0.88747 | 0.082118 | 0.26316 | 0.18197 | 0.063599 | 1.0309 | 0.36367 | 0
HV HH Metered | 0 | 1.8428 | 0.10913 | 0.34972 | 0.034008 | 0.011886 | 0.19265 | 0 | 0 | 0.6593 | 0.90277 | 0.083534 | 0.26769 | 0.18511 | 0.064696 | 1.0486 | 0 | 0
NHH UMS category A | 0 | 0.22004 | 0.02036 | 0.07081 | 0.012241 | 0.0039422 | 0.069346 | 0.0048928 | 0.010493 | 0.077527 | 0.10779 | 0.0099742 | 0.034689 | 0.023987 | 0.0077248 | 0.13589 | 0.047938 | 0.10281
NHH UMS category B | 0 | 0.30323 | 0.028058 | 0.091701 | 0.015853 | 0.0054327 | 0.089805 | 0.0063362 | 0.013589 | 0.08024 | 0.14855 | 0.013745 | 0.044923 | 0.031064 | 0.010646 | 0.17598 | 0.062081 | 0.13314
NHH UMS category C | 0 | 0.5019 | 0.046441 | 0.15323 | 0.02649 | 0.0089921 | 0.15006 | 0.010588 | 0.022707 | 0.13797 | 0.24587 | 0.022751 | 0.075067 | 0.051909 | 0.01762 | 0.29406 | 0.10374 | 0.22248
NHH UMS category D | 0 | 0.14726 | 0.013626 | 0.052626 | 0.0090978 | 0.0026384 | 0.051538 | 0.0036363 | 0.0077987 | 0.075548 | 0.072142 | 0.0066754 | 0.025781 | 0.017828 | 0.00517 | 0.10099 | 0.035628 | 0.076409
LV UMS (Pseudo HH Metered) | 0 | 5.6965 | 0.5271 | 1.7079 | 0.29525 | 0.10206 | 1.6726 | 0.11801 | 0.25309 | 1.4087 | 2.7906 | 0.25822 | 0.83666 | 0.57855 | 0.19999 | 3.2775 | 1.1562 | 2.4797
LV Generation Non-Intermittent | 0 | -1.7536 | -0.16227 | -0.52 | -0.089895 | -0.031418 | -0.50925 | -0.03593 | 0 | -0.62739 | -0.85908 | -0.079492 | -0.25474 | -0.17615 | -0.061565 | -0.99789 | -0.35203 | 0
LV Sub Generation Non-Intermittent | 0 | -1.7197 | -0.15913 | -0.50993 | -0.088155 | -0.03081 | -0.49939 | 0 | 0 | -0.61525 | -0.84245 | -0.077953 | -0.24981 | -0.17274 | -0.060374 | -0.97857 | 0 | 0
HV Generation Non-Intermittent | 0 | -1.6872 | -0.099916 | -0.32019 | -0.031136 | -0.010882 | 0 | 0 | 0 | -0.60363 | -0.82654 | -0.07648 | -0.24509 | -0.16948 | -0.059233 | 0 | 0 | 0
2904. Contributions to pay-as-you-go unit rate 2 (p/kWh)
Data sources:
x1 = 2460. Unit rate 2 pseudo load coefficient by network level (combined)
x2 = 2901. Unit cost at each level, £/kW/year (relative to system simultaneous maximum load)
x3 = 2012. Loss adjustment factors between end user meter reading and each network level, scaled by network use
x4 = 2804. Proportion of annual charge covered by contributions (for all charging levels)
x5 = 1010. Days in the charging year (in Financial and general assumptions)
Calculation =x1*x2*x3*(1-x4)*100/(24*x5)
| GSPs | Assets 132kV | Assets 132kV/EHV | Assets EHV | Assets EHV/HV | Assets 132kV/HV | Assets HV | Assets HV/LV | Assets LV circuits | Transmission exit | Operating 132kV | Operating 132kV/EHV | Operating EHV | Operating EHV/HV | Operating 132kV/HV | Operating HV | Operating HV/LV | Operating LV circuits
Domestic Two Rate | 0 | 0.047907 | 0.0044329 | 0.012468 | 0.0021555 | 0.0008583 | 0.012211 | 0.00086152 | 0.0018477 | 0.0041583 | 0.023469 | 0.0021716 | 0.0061081 | 0.0042237 | 0.0016819 | 0.023927 | 0.008441 | 0.018103
Small Non Domestic Two Rate | 0 | 0.056441 | 0.0052225 | 0.015413 | 0.0026645 | 0.0010112 | 0.015094 | 0.001065 | 0.002284 | 0.0067111 | 0.02765 | 0.0025584 | 0.0075504 | 0.0052211 | 0.0019815 | 0.029577 | 0.010434 | 0.022378
LV Medium Non-Domestic | 0 | 0.04317 | 0.0039946 | 0.010415 | 0.0018006 | 0.00077344 | 0.0102 | 0.00071967 | 0.0015434 | 0.0016919 | 0.021148 | 0.0019569 | 0.0051023 | 0.0035283 | 0.0015156 | 0.019987 | 0.0070511 | 0.015122
LV Sub Medium Non-Domestic | 0 | 0.042962 | 0.0039753 | 0.010306 | 0.0017817 | 0.0007697 | 0.010093 | 0.00071213 | 0 | 0.0015367 | 0.021046 | 0.0019474 | 0.0050489 | 0.0034913 | 0.0015083 | 0.019778 | 0.0069773 | 0
HV Medium Non-Domestic | 0 | 0.03943 | 0.002335 | 0.0060721 | 0.00059047 | 0.00025431 | 0.0033449 | 0 | 0 | 0.0014819 | 0.019316 | 0.0017874 | 0.0046479 | 0.003214 | 0.0013843 | 0.018207 | 0 | 0
LV Network Domestic | 0 | 0.21245 | 0.019658 | 0.084619 | 0.014629 | 0.0038062 | 0.08287 | 0.0058469 | 0.01254 | 0.08875 | 0.10408 | 0.0096302 | 0.041454 | 0.028665 | 0.0074585 | 0.16239 | 0.057287 | 0.12286
LV Network Non-Domestic Non-CT | 0 | 0.21515 | 0.019908 | 0.08318 | 0.01438 | 0.0038546 | 0.081461 | 0.0057475 | 0.012326 | 0.088985 | 0.1054 | 0.0097525 | 0.040749 | 0.028178 | 0.0075532 | 0.15963 | 0.056312 | 0.12077
LV HH Metered | 0 | 0.17306 | 0.016014 | 0.068487 | 0.01184 | 0.0031006 | 0.067071 | 0.0047322 | 0.010149 | 0.073769 | 0.084781 | 0.0078448 | 0.033551 | 0.0232 | 0.0060757 | 0.13143 | 0.046365 | 0.099438
LV Sub HH Metered | 0 | 0.15335 | 0.01419 | 0.060688 | 0.010491 | 0.0027475 | 0.059433 | 0.0041933 | 0 | 0.065368 | 0.075126 | 0.0069515 | 0.02973 | 0.020558 | 0.0053838 | 0.11646 | 0.041085 | 0
HV HH Metered | 0 | 0.156 | 0.0092381 | 0.03951 | 0.003842 | 0.0010061 | 0.021765 | 0 | 0 | 0.066495 | 0.076421 | 0.0070713 | 0.030243 | 0.020913 | 0.0054766 | 0.11847 | 0 | 0
LV UMS (Pseudo HH Metered) | 0 | 0.16193 | 0.014983 | 0.060745 | 0.010501 | 0.0029011 | 0.059489 | 0.0041973 | 0.0090017 | 0.095545 | 0.079327 | 0.0073402 | 0.029758 | 0.020578 | 0.0056849 | 0.11657 | 0.041124 | 0.088196
LV Generation Non-Intermittent | 0 | -0.14845 | -0.013736 | -0.058747 | -0.010156 | -0.0026596 | -0.057532 | -0.0040592 | 0 | -0.063277 | -0.072723 | -0.0067291 | -0.028779 | -0.019901 | -0.0052116 | -0.11274 | -0.039771 | 0
LV Sub Generation Non-Intermittent | 0 | -0.14558 | -0.01347 | -0.05761 | -0.0099593 | -0.0026081 | -0.056418 | 0 | 0 | -0.062052 | -0.071315 | -0.0065989 | -0.028222 | -0.019516 | -0.0051107 | -0.11055 | 0 | 0
HV Generation Non-Intermittent | 0 | -0.14283 | -0.0084581 | -0.036174 | -0.0035176 | -0.00092119 | 0 | 0 | 0 | -0.06088 | -0.069968 | -0.0064742 | -0.027689 | -0.019147 | -0.0050142 | 0 | 0 | 0
2905. Contributions to pay-as-you-go unit rate 3 (p/kWh)
Data sources:
x1 = 2461. Unit rate 3 pseudo load coefficient by network level (combined)
x2 = 2901. Unit cost at each level, £/kW/year (relative to system simultaneous maximum load)
x3 = 2012. Loss adjustment factors between end user meter reading and each network level, scaled by network use
x4 = 2804. Proportion of annual charge covered by contributions (for all charging levels)
x5 = 1010. Days in the charging year (in Financial and general assumptions)
Calculation =x1*x2*x3*(1-x4)*100/(24*x5)
| GSPs | Assets 132kV | Assets 132kV/EHV | Assets EHV | Assets EHV/HV | Assets 132kV/HV | Assets HV | Assets HV/LV | Assets LV circuits | Transmission exit | Operating 132kV | Operating 132kV/EHV | Operating EHV | Operating EHV/HV | Operating 132kV/HV | Operating HV | Operating HV/LV | Operating LV circuits
LV Network Domestic | 0 | 0.045758 | 0.004234 | 0.010941 | 0.0018914 | 0.00081979 | 0.010715 | 0.00075598 | 0.0016213 | 0.0013419 | 0.022416 | 0.0020742 | 0.0053598 | 0.0037063 | 0.0016064 | 0.020996 | 0.0074069 | 0.015885
LV Network Non-Domestic Non-CT | 0 | 0.046339 | 0.0042878 | 0.010755 | 0.0018592 | 0.00083021 | 0.010532 | 0.00074312 | 0.0015937 | 0.0013455 | 0.022701 | 0.0021005 | 0.0052686 | 0.0036433 | 0.0016268 | 0.020639 | 0.0072809 | 0.015615
LV HH Metered | 0 | 0.037274 | 0.003449 | 0.008855 | 0.0015308 | 0.00066781 | 0.0086719 | 0.00061185 | 0.0013122 | 0.0011154 | 0.01826 | 0.0016896 | 0.004338 | 0.0029997 | 0.0013086 | 0.016993 | 0.0059948 | 0.012857
LV Sub HH Metered | 0 | 0.03303 | 0.0030563 | 0.0078466 | 0.0013565 | 0.00059176 | 0.0076844 | 0.00054218 | 0 | 0.00098837 | 0.016181 | 0.0014972 | 0.0038439 | 0.0026581 | 0.0011596 | 0.015058 | 0.0053121 | 0
HV HH Metered | 0 | 0.033599 | 0.0019897 | 0.0051084 | 0.00049675 | 0.00021671 | 0.0028141 | 0 | 0 | 0.0010054 | 0.01646 | 0.001523 | 0.0039102 | 0.0027039 | 0.0011796 | 0.015317 | 0 | 0
LV UMS (Pseudo HH Metered) | 0 | 0.033092 | 0.0030621 | 0.0078616 | 0.0013591 | 0.00059288 | 0.007699 | 0.00054321 | 0.001165 | 0.00099025 | 0.016212 | 0.0015001 | 0.0038513 | 0.0026632 | 0.0011618 | 0.015087 | 0.0053222 | 0.011414
LV Generation Non-Intermittent | 0 | -0.031973 | -0.0029585 | -0.0075956 | -0.0013131 | -0.00057283 | -0.0074386 | -0.00052483 | 0 | -0.00095676 | -0.015663 | -0.0014493 | -0.003721 | -0.0025731 | -0.0011225 | -0.014576 | -0.0051422 | 0
LV Sub Generation Non-Intermittent | 0 | -0.031354 | -0.0029012 | -0.0074486 | -0.0012877 | -0.00056174 | -0.0072946 | 0 | 0 | -0.00093824 | -0.01536 | -0.0014213 | -0.003649 | -0.0025233 | -0.0011008 | -0.014294 | 0 | 0
HV Generation Non-Intermittent | 0 | -0.030762 | -0.0018217 | -0.0046771 | -0.00045481 | -0.00019841 | 0 | 0 | 0 | -0.00092052 | -0.01507 | -0.0013944 | -0.00358 | -0.0024756 | -0.00108 | 0 | 0 | 0

## Standing
Allocation to standing charges for WPD South Wales in April 15 (DCP179)
This sheet reallocates some costs from unit charges to fixed or capacity charges, for demand users only.
3001. Costs based on aggregate maximum load (£/kW/year)
Data sources:
x1 = 2901. Unit cost at each level, £/kW/year (relative to system simultaneous maximum load)
x2 = 2612. Diversity allowances (including calculated LV value)
Calculation =x1/(1+x2)
| GSPs | Assets 132kV | Assets 132kV/EHV | Assets EHV | Assets EHV/HV | Assets 132kV/HV | Assets HV | Assets HV/LV | Assets LV circuits | Transmission exit | Operating 132kV | Operating 132kV/EHV | Operating EHV | Operating EHV/HV | Operating 132kV/HV | Operating HV | Operating HV/LV | Operating LV circuits
Costs based on aggregate maximum load (£/kW/year) | 0 | 15.3472 | 2.0377 | 6.5361 | 4.5545 | 3.7576 | 13.2976 | 4.7814 | 11.1537 | 5.662 | 7.5184 | 0.99826 | 3.2019 | 2.2312 | 1.8408 | 6.5143 | 2.3423 | 5.4641
3002. Capacity elements p/kVA/day
This calculation uses aggregate maximum load and no coincidence factor.
Data sources:
x1 = 2602. Standing charges factors adapted to use 132kV/HV
x2 = 2012. Loss adjustment factors between end user meter reading and each network level, scaled by network use
x3 = 3001. Costs based on aggregate maximum load (£/kW/year)
x4 = 1010. Power factor for all flows in the network model (in Financial and general assumptions)
x5 = 1010. Days in the charging year (in Financial and general assumptions)
x6 = 2804. Proportion of annual charge covered by contributions (for all charging levels)
Calculation =100*x1*x2*x3*x4/x5*(1-x6)
| GSPs | Assets 132kV | Assets 132kV/EHV | Assets EHV | Assets EHV/HV | Assets 132kV/HV | Assets HV | Assets HV/LV | Assets LV circuits | Transmission exit | Operating 132kV | Operating 132kV/EHV | Operating EHV | Operating EHV/HV | Operating 132kV/HV | Operating HV | Operating HV/LV | Operating LV circuits
Domestic Unrestricted | 0 | 0 | 0 | 0 | 0 | 0 | 0 | 0 | 0.14475 | 0 | 0 | 0 | 0 | 0 | 0 | 0 | 0 | 1.4183
Domestic Two Rate | 0 | 0 | 0 | 0 | 0 | 0 | 0 | 0 | 0.14475 | 0 | 0 | 0 | 0 | 0 | 0 | 0 | 0 | 1.4183
Domestic Off Peak (related MPAN) | 0 | 0 | 0 | 0 | 0 | 0 | 0 | 0 | 0.14475 | 0 | 0 | 0 | 0 | 0 | 0 | 0 | 0 | 1.4183
Small Non Domestic Unrestricted | 0 | 0 | 0 | 0 | 0 | 0 | 0 | 0 | 0.14475 | 0 | 0 | 0 | 0 | 0 | 0 | 0 | 0 | 1.4183
Small Non Domestic Two Rate | 0 | 0 | 0 | 0 | 0 | 0 | 0 | 0 | 0.14475 | 0 | 0 | 0 | 0 | 0 | 0 | 0 | 0 | 1.4183
Small Non Domestic Off Peak (related MPAN) | 0 | 0 | 0 | 0 | 0 | 0 | 0 | 0 | 0.14475 | 0 | 0 | 0 | 0 | 0 | 0 | 0 | 0 | 1.4183
LV Medium Non-Domestic | 0 | 0 | 0 | 0 | 0 | 0 | 0 | 0 | 0.14475 | 0 | 0 | 0 | 0 | 0 | 0 | 0 | 0 | 1.4183
LV Sub Medium Non-Domestic | 0 | 0 | 0 | 0 | 0 | 0 | 0 | 0.062054 | 0 | 0 | 0 | 0 | 0 | 0 | 0 | 0 | 0.60799 | 0
HV Medium Non-Domestic | 0 | 0.24711 | 0 | 0.15451 | 0.075125 | 0.026563 | 0.31064 | 0 | 0 | 0 | 0.12106 | 0 | 0.11827 | 0.40892 | 0.14459 | 1.6909 | 0 | 0
LV Network Domestic | 0 | 0 | 0 | 0 | 0 | 0 | 0 | 0 | 0.14475 | 0 | 0 | 0 | 0 | 0 | 0 | 0 | 0 | 1.4183
LV Network Non-Domestic Non-CT | 0 | 0 | 0 | 0 | 0 | 0 | 0 | 0 | 0.14475 | 0 | 0 | 0 | 0 | 0 | 0 | 0 | 0 | 1.4183
LV HH Metered | 0 | 0 | 0 | 0 | 0 | 0 | 0.17937 | 0.063279 | 0.14475 | 0 | 0 | 0 | 0 | 0 | 0 | 0.35149 | 0.61999 | 1.4183
LV Sub HH Metered | 0 | 0 | 0 | 0 | 0 | 0 | 0.8795 | 0.062054 | 0 | 0 | 0 | 0 | 0 | 0 | 0 | 1.7234 | 0.60799 | 0
HV HH Metered | 0 | 0.24711 | 0 | 0.15451 | 0.075125 | 0.026563 | 0.31064 | 0 | 0 | 0 | 0.12106 | 0 | 0.11827 | 0.40892 | 0.14459 | 1.6909 | 0 | 0
NHH UMS category A | 0 | 0 | 0 | 0 | 0 | 0 | 0 | 0 | 0 | 0 | 0 | 0 | 0 | 0 | 0 | 0 | 0 | 0
NHH UMS category B | 0 | 0 | 0 | 0 | 0 | 0 | 0 | 0 | 0 | 0 | 0 | 0 | 0 | 0 | 0 | 0 | 0 | 0
NHH UMS category C | 0 | 0 | 0 | 0 | 0 | 0 | 0 | 0 | 0 | 0 | 0 | 0 | 0 | 0 | 0 | 0 | 0 | 0
NHH UMS category D | 0 | 0 | 0 | 0 | 0 | 0 | 0 | 0 | 0 | 0 | 0 | 0 | 0 | 0 | 0 | 0 | 0 | 0
LV UMS (Pseudo HH Metered) | 0 | 0 | 0 | 0 | 0 | 0 | 0 | 0 | 0 | 0 | 0 | 0 | 0 | 0 | 0 | 0 | 0 | 0
3003. Yardstick components p/kWh (taking account of standing charges)
Data sources:
x1 = 2602. Standing charges factors adapted to use 132kV/HV
x2 = 2902. Pay-as-you-go yardstick unit costs by charging level (p/kWh)
Calculation =(1-x1)*x2
| GSPs | Assets 132kV | Assets 132kV/EHV | Assets EHV | Assets EHV/HV | Assets 132kV/HV | Assets HV | Assets HV/LV | Assets LV circuits | Transmission exit | Operating 132kV | Operating 132kV/EHV | Operating EHV | Operating EHV/HV | Operating 132kV/HV | Operating HV | Operating HV/LV | Operating LV circuits
Domestic Unrestricted | 0 | 0.40989 | 0.037928 | 0.13203 | 0.022825 | 0.0073436 | 0.1293 | 0.009123 | 0 | 0.145 | 0.2008 | 0.01858 | 0.06468 | 0.044727 | 0.01439 | 0.25337 | 0.089384 | 0
Domestic Two Rate | 0 | 0.24283 | 0.02247 | 0.07822 | 0.013522 | 0.0043506 | 0.076603 | 0.0054048 | 0 | 0.085905 | 0.11896 | 0.011008 | 0.038319 | 0.026498 | 0.0085252 | 0.15011 | 0.052955 | 0
Domestic Off Peak (related MPAN) | 0 | 0 | 0 | 0 | 0 | 0 | 0 | 0 | 0 | 0 | 0 | 0 | 0 | 0 | 0 | 0 | 0 | 0
Small Non Domestic Unrestricted | 0 | 0.32238 | 0.02983 | 0.10384 | 0.017952 | 0.0057757 | 0.1017 | 0.0071752 | 0 | 0.11404 | 0.15793 | 0.014613 | 0.050871 | 0.035177 | 0.011318 | 0.19928 | 0.0703 | 0
Small Non Domestic Two Rate | 0 | 0.27708 | 0.025638 | 0.089251 | 0.015429 | 0.0049641 | 0.087405 | 0.0061669 | 0 | 0.098019 | 0.13574 | 0.01256 | 0.043723 | 0.030234 | 0.0097274 | 0.17127 | 0.060422 | 0
Small Non Domestic Off Peak (related MPAN) | 0 | 0 | 0 | 0 | 0 | 0 | 0 | 0 | 0 | 0 | 0 | 0 | 0 | 0 | 0 | 0 | 0 | 0
LV Medium Non-Domestic | 0 | 0.29953 | 0.027715 | 0.096482 | 0.016679 | 0.0053663 | 0.094487 | 0.0066666 | 0 | 0.10596 | 0.14673 | 0.013577 | 0.047265 | 0.032684 | 0.010515 | 0.18515 | 0.065317 | 0
LV Sub Medium Non-Domestic | 0 | 0.29373 | 0.027179 | 0.094614 | 0.016356 | 0.0052624 | 0.092658 | 0 | 0 | 0.10391 | 0.14389 | 0.013315 | 0.04635 | 0.032051 | 0.010312 | 0.18157 | 0 | 0
HV Medium Non-Domestic | 0 | 0.2625 | 0.016538 | 0.046056 | 0 | 0 | 0 | 0 | 0 | 0.09879 | 0.1286 | 0.012659 | 0.035253 | 0 | 0 | 0 | 0 | 0
LV Network Domestic | 0 | 0.40454 | 0.037433 | 0.13031 | 0.022527 | 0.0072478 | 0.12761 | 0.0090039 | 0 | 0.14311 | 0.19818 | 0.018338 | 0.063836 | 0.044143 | 0.014202 | 0.25007 | 0.088218 | 0
LV Network Non-Domestic Non-CT | 0 | 0.31284 | 0.028947 | 0.10077 | 0.01742 | 0.0056048 | 0.098685 | 0.0069628 | 0 | 0.11067 | 0.15325 | 0.014181 | 0.049365 | 0.034136 | 0.010983 | 0.19338 | 0.06822 | 0
LV HH Metered | 0 | 0.27376 | 0.025332 | 0.088183 | 0.015245 | 0.0049047 | 0.069088 | 0 | 0 | 0.096846 | 0.13411 | 0.01241 | 0.0432 | 0.029873 | 0.009611 | 0.13538 | 0 | 0
LV Sub HH Metered | 0 | 0.26846 | 0.024841 | 0.086476 | 0.01495 | 0.0048098 | 0 | 0 | 0 | 0.094972 | 0.13152 | 0.012169 | 0.042363 | 0.029294 | 0.009425 | 0 | 0 | 0
HV HH Metered | 0 | 0.21943 | 0.013824 | 0.038499 | 0 | 0 | 0 | 0 | 0 | 0.082581 | 0.1075 | 0.010582 | 0.029469 | 0 | 0 | 0 | 0 | 0
NHH UMS category A | 0 | 0.21032 | 0.019461 | 0.067746 | 0.011712 | 0.003768 | 0.066345 | 0.004681 | 0.010039 | 0.074401 | 0.10303 | 0.0095336 | 0.033188 | 0.022949 | 0.0073836 | 0.13001 | 0.045863 | 0.098361
NHH UMS category B | 0 | 0.44183 | 0.040883 | 0.14232 | 0.024604 | 0.0079158 | 0.13938 | 0.0098339 | 0.02109 | 0.1563 | 0.21645 | 0.020028 | 0.069721 | 0.048212 | 0.015511 | 0.27312 | 0.096349 | 0.20664
NHH UMS category C | 0 | 0.64355 | 0.059548 | 0.2073 | 0.035836 | 0.01153 | 0.20301 | 0.014323 | 0.030719 | 0.22766 | 0.31526 | 0.029172 | 0.10155 | 0.070223 | 0.022593 | 0.3978 | 0.14034 | 0.30097
NHH UMS category D | 0 | 0 | 0 | 0 | 0 | 0 | 0 | 0 | 0 | 0 | 0 | 0 | 0 | 0 | 0 | 0 | 0 | 0
LV UMS (Pseudo HH Metered) | 0 | 0.43411 | 0.040169 | 0.13983 | 0.024174 | 0.0077775 | 0.13694 | 0.009662 | 0.020722 | 0.15357 | 0.21266 | 0.019678 | 0.068502 | 0.047369 | 0.01524 | 0.26834 | 0.094665 | 0.20303
3004. Contributions to unit rate 1 p/kWh by network level (taking account of standing charges)
Data sources:
x1 = 2602. Standing charges factors adapted to use 132kV/HV
x2 = 2903. Contributions to pay-as-you-go unit rate 1 (p/kWh)
Calculation =(1-x1)*x2
| GSPs | Assets 132kV | Assets 132kV/EHV | Assets EHV | Assets EHV/HV | Assets 132kV/HV | Assets HV | Assets HV/LV | Assets LV circuits | Transmission exit | Operating 132kV | Operating 132kV/EHV | Operating EHV | Operating EHV/HV | Operating 132kV/HV | Operating HV | Operating HV/LV | Operating LV circuits
Domestic Unrestricted | 0 | 0.40989 | 0.037928 | 0.13203 | 0.022825 | 0.0073436 | 0.1293 | 0.009123 | 0 | 0.145 | 0.2008 | 0.01858 | 0.06468 | 0.044727 | 0.01439 | 0.25337 | 0.089384 | 0
Domestic Two Rate | 0 | 0.43705 | 0.040441 | 0.14018 | 0.024234 | 0.0078302 | 0.13728 | 0.0096862 | 0 | 0.16014 | 0.2141 | 0.019811 | 0.068674 | 0.047488 | 0.015344 | 0.26901 | 0.094903 | 0
Domestic Off Peak (related MPAN) | 0 | 0.051689 | 0.0047828 | 0.016254 | 0.0028099 | 0.00092606 | 0.015918 | 0.0011231 | 0 | 0.011506 | 0.025322 | 0.002343 | 0.0079626 | 0.0055061 | 0.0018146 | 0.031192 | 0.011004 | 0
Small Non Domestic Unrestricted | 0 | 0.32238 | 0.02983 | 0.10384 | 0.017952 | 0.0057757 | 0.1017 | 0.0071752 | 0 | 0.11404 | 0.15793 | 0.014613 | 0.050871 | 0.035177 | 0.011318 | 0.19928 | 0.0703 | 0
Small Non Domestic Two Rate | 0 | 0.40245 | 0.037239 | 0.13269 | 0.02294 | 0.0072103 | 0.12995 | 0.0091687 | 0 | 0.14991 | 0.19716 | 0.018243 | 0.065005 | 0.044951 | 0.014129 | 0.25464 | 0.089833 | 0
Small Non Domestic Off Peak (related MPAN) | 0 | 0.052827 | 0.0048881 | 0.016732 | 0.0028925 | 0.00094645 | 0.016386 | 0.0011561 | 0 | 0.012088 | 0.025879 | 0.0023946 | 0.0081967 | 0.0056681 | 0.0018546 | 0.032109 | 0.011327 | 0
LV Medium Non-Domestic | 0 | 0.3753 | 0.034727 | 0.12359 | 0.021366 | 0.0067239 | 0.12104 | 0.00854 | 0 | 0.13987 | 0.18386 | 0.017012 | 0.060547 | 0.041868 | 0.013176 | 0.23718 | 0.083672 | 0
LV Sub Medium Non-Domestic | 0 | 0.37233 | 0.034452 | 0.12286 | 0.021239 | 0.0066707 | 0.12031 | 0 | 0 | 0.13894 | 0.1824 | 0.016878 | 0.060185 | 0.041618 | 0.013071 | 0.23576 | 0 | 0
HV Medium Non-Domestic | 0 | 0.32347 | 0.020378 | 0.058363 | 0 | 0 | 0 | 0 | 0 | 0.12906 | 0.15846 | 0.015598 | 0.044674 | 0 | 0 | 0 | 0 | 0
LV Network Domestic | 0 | 2.5097 | 0.23222 | 0.74901 | 0.12949 | 0.044963 | 0.73352 | 0.051754 | 0 | 0.87996 | 1.2295 | 0.11376 | 0.36693 | 0.25373 | 0.088108 | 1.4374 | 0.50707 | 0
LV Network Non-Domestic Non-CT | 0 | 2.5416 | 0.23517 | 0.73627 | 0.12728 | 0.045535 | 0.72105 | 0.050874 | 0 | 0.88229 | 1.2451 | 0.11521 | 0.36069 | 0.24942 | 0.089227 | 1.4129 | 0.49845 | 0
LV HH Metered | 0 | 2.0444 | 0.18917 | 0.60622 | 0.1048 | 0.036627 | 0.47494 | 0 | 0 | 0.73142 | 1.0015 | 0.092672 | 0.29698 | 0.20536 | 0.071773 | 0.93067 | 0 | 0
LV Sub HH Metered | 0 | 1.8116 | 0.16763 | 0.53718 | 0.092865 | 0.032456 | 0 | 0 | 0 | 0.64812 | 0.88747 | 0.082118 | 0.26316 | 0.18197 | 0.063599 | 0 | 0 | 0
HV HH Metered | 0 | 1.7322 | 0.10913 | 0.27978 | 0 | 0 | 0 | 0 | 0 | 0.6593 | 0.8486 | 0.083534 | 0.21415 | 0 | 0 | 0 | 0 | 0
NHH UMS category A | 0 | 0.22004 | 0.02036 | 0.07081 | 0.012241 | 0.0039422 | 0.069346 | 0.0048928 | 0.010493 | 0.077527 | 0.10779 | 0.0099742 | 0.034689 | 0.023987 | 0.0077248 | 0.13589 | 0.047938 | 0.10281
NHH UMS category B | 0 | 0.30323 | 0.028058 | 0.091701 | 0.015853 | 0.0054327 | 0.089805 | 0.0063362 | 0.013589 | 0.08024 | 0.14855 | 0.013745 | 0.044923 | 0.031064 | 0.010646 | 0.17598 | 0.062081 | 0.13314
NHH UMS category C | 0 | 0.5019 | 0.046441 | 0.15323 | 0.02649 | 0.0089921 | 0.15006 | 0.010588 | 0.022707 | 0.13797 | 0.24587 | 0.022751 | 0.075067 | 0.051909 | 0.01762 | 0.29406 | 0.10374 | 0.22248
NHH UMS category D | 0 | 0.14726 | 0.013626 | 0.052626 | 0.0090978 | 0.0026384 | 0.051538 | 0.0036363 | 0.0077987 | 0.075548 | 0.072142 | 0.0066754 | 0.025781 | 0.017828 | 0.00517 | 0.10099 | 0.035628 | 0.076409
LV UMS (Pseudo HH Metered) | 0 | 5.6965 | 0.5271 | 1.7079 | 0.29525 | 0.10206 | 1.6726 | 0.11801 | 0.25309 | 1.4087 | 2.7906 | 0.25822 | 0.83666 | 0.57855 | 0.19999 | 3.2775 | 1.1562 | 2.4797
3005. Contributions to unit rate 2 p/kWh by network level (taking account of standing charges)
Data sources:
x1 = 2602. Standing charges factors adapted to use 132kV/HV
x2 = 2904. Contributions to pay-as-you-go unit rate 2 (p/kWh)
Calculation =(1-x1)*x2
| GSPs | Assets 132kV | Assets 132kV/EHV | Assets EHV | Assets EHV/HV | Assets 132kV/HV | Assets HV | Assets HV/LV | Assets LV circuits | Transmission exit | Operating 132kV | Operating 132kV/EHV | Operating EHV | Operating EHV/HV | Operating 132kV/HV | Operating HV | Operating HV/LV | Operating LV circuits
Domestic Two Rate | 0 | 0.047907 | 0.0044329 | 0.012468 | 0.0021555 | 0.0008583 | 0.012211 | 0.00086152 | 0 | 0.0041583 | 0.023469 | 0.0021716 | 0.0061081 | 0.0042237 | 0.0016819 | 0.023927 | 0.008441 | 0
Small Non Domestic Two Rate | 0 | 0.056441 | 0.0052225 | 0.015413 | 0.0026645 | 0.0010112 | 0.015094 | 0.001065 | 0 | 0.0067111 | 0.02765 | 0.0025584 | 0.0075504 | 0.0052211 | 0.0019815 | 0.029577 | 0.010434 | 0
LV Medium Non-Domestic | 0 | 0.04317 | 0.0039946 | 0.010415 | 0.0018006 | 0.00077344 | 0.0102 | 0.00071967 | 0 | 0.0016919 | 0.021148 | 0.0019569 | 0.0051023 | 0.0035283 | 0.0015156 | 0.019987 | 0.0070511 | 0
LV Sub Medium Non-Domestic | 0 | 0.042962 | 0.0039753 | 0.010306 | 0.0017817 | 0.0007697 | 0.010093 | 0 | 0 | 0.0015367 | 0.021046 | 0.0019474 | 0.0050489 | 0.0034913 | 0.0015083 | 0.019778 | 0 | 0
HV Medium Non-Domestic | 0 | 0.037064 | 0.002335 | 0.0048577 | 0 | 0 | 0 | 0 | 0 | 0.0014819 | 0.018157 | 0.0017874 | 0.0037183 | 0 | 0 | 0 | 0 | 0
LV Network Domestic | 0 | 0.21245 | 0.019658 | 0.084619 | 0.014629 | 0.0038062 | 0.08287 | 0.0058469 | 0 | 0.08875 | 0.10408 | 0.0096302 | 0.041454 | 0.028665 | 0.0074585 | 0.16239 | 0.057287 | 0
LV Network Non-Domestic Non-CT | 0 | 0.21515 | 0.019908 | 0.08318 | 0.01438 | 0.0038546 | 0.081461 | 0.0057475 | 0 | 0.088985 | 0.1054 | 0.0097525 | 0.040749 | 0.028178 | 0.0075532 | 0.15963 | 0.056312 | 0
LV HH Metered | 0 | 0.17306 | 0.016014 | 0.068487 | 0.01184 | 0.0031006 | 0.053657 | 0 | 0 | 0.073769 | 0.084781 | 0.0078448 | 0.033551 | 0.0232 | 0.0060757 | 0.10514 | 0 | 0
LV Sub HH Metered | 0 | 0.15335 | 0.01419 | 0.060688 | 0.010491 | 0.0027475 | 0 | 0 | 0 | 0.065368 | 0.075126 | 0.0069515 | 0.02973 | 0.020558 | 0.0053838 | 0 | 0 | 0
HV HH Metered | 0 | 0.14664 | 0.0092381 | 0.031608 | 0 | 0 | 0 | 0 | 0 | 0.066495 | 0.071836 | 0.0070713 | 0.024194 | 0 | 0 | 0 | 0 | 0
LV UMS (Pseudo HH Metered) | 0 | 0.16193 | 0.014983 | 0.060745 | 0.010501 | 0.0029011 | 0.059489 | 0.0041973 | 0.0090017 | 0.095545 | 0.079327 | 0.0073402 | 0.029758 | 0.020578 | 0.0056849 | 0.11657 | 0.041124 | 0.088196
3006. Contributions to unit rate 3 p/kWh by network level (taking account of standing charges)
Data sources:
x1 = 2602. Standing charges factors adapted to use 132kV/HV
x2 = 2905. Contributions to pay-as-you-go unit rate 3 (p/kWh)
Calculation =(1-x1)*x2
| GSPs | Assets 132kV | Assets 132kV/EHV | Assets EHV | Assets EHV/HV | Assets 132kV/HV | Assets HV | Assets HV/LV | Assets LV circuits | Transmission exit | Operating 132kV | Operating 132kV/EHV | Operating EHV | Operating EHV/HV | Operating 132kV/HV | Operating HV | Operating HV/LV | Operating LV circuits
LV Network Domestic | 0 | 0.045758 | 0.004234 | 0.010941 | 0.0018914 | 0.00081979 | 0.010715 | 0.00075598 | 0 | 0.0013419 | 0.022416 | 0.0020742 | 0.0053598 | 0.0037063 | 0.0016064 | 0.020996 | 0.0074069 | 0
LV Network Non-Domestic Non-CT | 0 | 0.046339 | 0.0042878 | 0.010755 | 0.0018592 | 0.00083021 | 0.010532 | 0.00074312 | 0 | 0.0013455 | 0.022701 | 0.0021005 | 0.0052686 | 0.0036433 | 0.0016268 | 0.020639 | 0.0072809 | 0
LV HH Metered | 0 | 0.037274 | 0.003449 | 0.008855 | 0.0015308 | 0.00066781 | 0.0069376 | 0 | 0 | 0.0011154 | 0.01826 | 0.0016896 | 0.004338 | 0.0029997 | 0.0013086 | 0.013594 | 0 | 0
LV Sub HH Metered | 0 | 0.03303 | 0.0030563 | 0.0078466 | 0.0013565 | 0.00059176 | 0 | 0 | 0 | 0.00098837 | 0.016181 | 0.0014972 | 0.0038439 | 0.0026581 | 0.0011596 | 0 | 0 | 0
HV HH Metered | 0 | 0.031583 | 0.0019897 | 0.0040867 | 0 | 0 | 0 | 0 | 0 | 0.0010054 | 0.015472 | 0.001523 | 0.0031282 | 0 | 0 | 0 | 0 | 0
LV UMS (Pseudo HH Metered) | 0 | 0.033092 | 0.0030621 | 0.0078616 | 0.0013591 | 0.00059288 | 0.007699 | 0.00054321 | 0.001165 | 0.00099025 | 0.016212 | 0.0015001 | 0.0038513 | 0.0026632 | 0.0011618 | 0.015087 | 0.0053222 | 0.011414

## AggCap
Standing charges as fixed charges for WPD South Wales in April 15 (DCP179)
This sheet allocates standing charges to fixed charges for non half hourly settled demand users.
3101. Mapping of tariffs to tariff groups
| LV domestic and small non-domestic tariffs | LV medium non-domestic tariffs | LV substation aggregated tariffs | HV network aggregated tariffs
Domestic Unrestricted | 1 | 0 | 0 | 0
Domestic Two Rate | 1 | 0 | 0 | 0
Small Non Domestic Unrestricted | 1 | 0 | 0 | 0
Small Non Domestic Two Rate | 1 | 0 | 0 | 0
LV Medium Non-Domestic | 0 | 1 | 0 | 0
LV Sub Medium Non-Domestic | 0 | 0 | 1 | 0
HV Medium Non-Domestic | 0 | 0 | 0 | 1
LV Network Domestic | 1 | 0 | 0 | 0
LV Network Non-Domestic Non-CT | 1 | 0 | 0 | 0
3102. Capacity use for tariffs charged for capacity on an exit point basis
Data sources:
x1 = 2407. All units (MWh)
x2 = 1041. Load factor for each type of demand user (in Load profile data for demand users)
x3 = 1010. Days in the charging year (in Financial and general assumptions)
x4 = 2305. MPANs (in Equivalent volume for each end user)
Kind: | Calculation | Copy cells
Formula: | =x1/x2/(24*x3)*1000 | = x4
| Unit-based contributions to aggregate maximum load (kW) | MPANs
Domestic Unrestricted | 840388.1956 | 966736.9342
Domestic Two Rate | 164143.197 | 58126.2102
Small Non Domestic Unrestricted | 228068.6713 | 63829.4901
Small Non Domestic Two Rate | 62012.8619 | 13444.2538
LV Medium Non-Domestic | 100858.2643 | 4731.6153
LV Sub Medium Non-Domestic | 137.3485 | 4
HV Medium Non-Domestic | 279.3465 | 13
LV Network Domestic | 0 | 0
LV Network Non-Domestic Non-CT | 0 | 0
3103. Aggregate number of users charged for capacity on an exit point basis
Data sources:
x1 = 3101. Mapping of tariffs to tariff groups
x2 = 3102. MPANs (in Equivalent volume for each end user) (in Capacity use for tariffs charged for capacity on an exit point basis)
Sum-product calculation =SUMPRODUCT(x1, x2)
| LV domestic and small non-domestic tariffs | LV medium non-domestic tariffs | LV substation aggregated tariffs | HV network aggregated tariffs
Aggregate number of users charged for capacity on an exit point basis | 1102136.8883 | 4731.6153 | 4 | 13
3104. Aggregate capacity (kW)
Data sources:
x1 = 3101. Mapping of tariffs to tariff groups
x2 = 3102. Unit-based contributions to aggregate maximum load (kW) (in Capacity use for tariffs charged for capacity on an exit point basis)
Sum-product calculation =SUMPRODUCT(x1, x2)
| LV domestic and small non-domestic tariffs | LV medium non-domestic tariffs | LV substation aggregated tariffs | HV network aggregated tariffs
Aggregate capacity (kW) | 1294612.9257 | 100858.2643 | 137.3485 | 279.3465
3105. Average maximum kVA by exit point
Data sources:
x1 = 3103. Aggregate number of users charged for capacity on an exit point basis
x2 = 3104. Aggregate capacity (kW)
x3 = 1010. Power factor for all flows in the network model (in Financial and general assumptions)
Calculation =IF(x1,x2/x1/x3,0)
| LV domestic and small non-domestic tariffs | LV medium non-domestic tariffs | LV substation aggregated tariffs | HV network aggregated tariffs
Average maximum kVA by exit point | 1.2365 | 22.4377 | 36.1443 | 22.6191
3106. Deemed average maximum kVA for each tariff
Data sources:
x1 = 3101. Mapping of tariffs to tariff groups
x2 = 3105. Average maximum kVA by exit point
Sum-product calculation =SUMPRODUCT(x1, x2)
Deemed average maximum kVA for each tariff
Domestic Unrestricted | 1.2365
Domestic Two Rate | 1.2365
Small Non Domestic Unrestricted | 1.2365
Small Non Domestic Two Rate | 1.2365
LV Medium Non-Domestic | 22.4377
LV Sub Medium Non-Domestic | 36.1443
HV Medium Non-Domestic | 22.6191
LV Network Domestic | 1.2365
LV Network Non-Domestic Non-CT | 1.2365
3107. Capacity-driven fixed charge elements from standing charges factors p/MPAN/day
Data sources:
x1 = 3002. Capacity elements p/kVA/day
x2 = 3106. Deemed average maximum kVA for each tariff
Calculation =x1*x2
| GSPs | Assets 132kV | Assets 132kV/EHV | Assets EHV | Assets EHV/HV | Assets 132kV/HV | Assets HV | Assets HV/LV | Assets LV circuits | Transmission exit | Operating 132kV | Operating 132kV/EHV | Operating EHV | Operating EHV/HV | Operating 132kV/HV | Operating HV | Operating HV/LV | Operating LV circuits
Domestic Unrestricted | 0 | 0 | 0 | 0 | 0 | 0 | 0 | 0 | 0.17898 | 0 | 0 | 0 | 0 | 0 | 0 | 0 | 0 | 1.7536
Domestic Two Rate | 0 | 0 | 0 | 0 | 0 | 0 | 0 | 0 | 0.17898 | 0 | 0 | 0 | 0 | 0 | 0 | 0 | 0 | 1.7536
Small Non Domestic Unrestricted | 0 | 0 | 0 | 0 | 0 | 0 | 0 | 0 | 0.17898 | 0 | 0 | 0 | 0 | 0 | 0 | 0 | 0 | 1.7536
Small Non Domestic Two Rate | 0 | 0 | 0 | 0 | 0 | 0 | 0 | 0 | 0.17898 | 0 | 0 | 0 | 0 | 0 | 0 | 0 | 0 | 1.7536
LV Medium Non-Domestic | 0 | 0 | 0 | 0 | 0 | 0 | 0 | 0 | 3.248 | 0 | 0 | 0 | 0 | 0 | 0 | 0 | 0 | 31.8226
LV Sub Medium Non-Domestic | 0 | 0 | 0 | 0 | 0 | 0 | 0 | 2.2429 | 0 | 0 | 0 | 0 | 0 | 0 | 0 | 0 | 21.9753 | 0
HV Medium Non-Domestic | 0 | 5.5894 | 0 | 3.4949 | 1.6993 | 0.60084 | 7.0264 | 0 | 0 | 0 | 2.7382 | 0 | 2.6752 | 9.2494 | 3.2705 | 38.2459 | 0 | 0
LV Network Domestic | 0 | 0 | 0 | 0 | 0 | 0 | 0 | 0 | 0.17898 | 0 | 0 | 0 | 0 | 0 | 0 | 0 | 0 | 1.7536
LV Network Non-Domestic Non-CT | 0 | 0 | 0 | 0 | 0 | 0 | 0 | 0 | 0.17898 | 0 | 0 | 0 | 0 | 0 | 0 | 0 | 0 | 1.7536

## Reactive
Reactive power unit charges for WPD South Wales in April 15 (DCP179)
3201. Standard components p/kWh for reactive power (absolute value)
Data sources:
x1 = 3003. Yardstick components p/kWh (taking account of standing charges)
Calculation =ABS(x1)
| GSPs | Assets 132kV | Assets 132kV/EHV | Assets EHV | Assets EHV/HV | Assets 132kV/HV | Assets HV | Assets HV/LV | Assets LV circuits | Transmission exit | Operating 132kV | Operating 132kV/EHV | Operating EHV | Operating EHV/HV | Operating 132kV/HV | Operating HV | Operating HV/LV | Operating LV circuits
LV HH Metered | 0 | 0.27376 | 0.025332 | 0.088183 | 0.015245 | 0.0049047 | 0.069088 | 0 | 0 | 0.096846 | 0.13411 | 0.01241 | 0.0432 | 0.029873 | 0.009611 | 0.13538 | 0 | 0
LV Sub HH Metered | 0 | 0.26846 | 0.024841 | 0.086476 | 0.01495 | 0.0048098 | 0 | 0 | 0 | 0.094972 | 0.13152 | 0.012169 | 0.042363 | 0.029294 | 0.009425 | 0 | 0 | 0
HV HH Metered | 0 | 0.21943 | 0.013824 | 0.038499 | 0 | 0 | 0 | 0 | 0 | 0.082581 | 0.1075 | 0.010582 | 0.029469 | 0 | 0 | 0 | 0 | 0
3202. Standard reactive p/kVArh
Data sources:
x1 = 3201. Standard components p/kWh for reactive power (absolute value)
x2 = 1092. Average kVAr by kVA, by network level
x3 = 1010. Power factor for all flows in the network model (in Financial and general assumptions)
Calculation =x1*x2*x3
| GSPs | Assets 132kV | Assets 132kV/EHV | Assets EHV | Assets EHV/HV | Assets 132kV/HV | Assets HV | Assets HV/LV | Assets LV circuits | Transmission exit | Operating 132kV | Operating 132kV/EHV | Operating EHV | Operating EHV/HV | Operating 132kV/HV | Operating HV | Operating HV/LV | Operating LV circuits
LV HH Metered | 0 | 0.071494 | 0.0066154 | 0.023029 | 0.0039812 | 0.0012809 | 0.018042 | 0 | 0 | 0.025292 | 0.035024 | 0.0032408 | 0.011282 | 0.0078013 | 0.0025099 | 0.035355 | 0 | 0
LV Sub HH Metered | 0 | 0.07011 | 0.0064874 | 0.022584 | 0.0039041 | 0.0012561 | 0 | 0 | 0 | 0.024802 | 0.034346 | 0.0031781 | 0.011063 | 0.0076503 | 0.0024614 | 0 | 0 | 0
HV HH Metered | 0 | 0.057306 | 0.0036102 | 0.010054 | 0 | 0 | 0 | 0 | 0 | 0.021566 | 0.028073 | 0.0027634 | 0.007696 | 0 | 0 | 0 | 0 | 0
3203. Network use factors for generator reactive unit charges
These factors differ from the network use factors for active power charges/credits in the case of generators,
who do not qualify for active power credits at the voltage of connection but are charged reactive unit charges for costs caused at that voltage.
| GSPs | 132kV | 132kV/EHV | EHV | EHV/HV | 132kV/HV | HV | HV/LV | LV circuits
LV Generation Intermittent | 1 | 1 | 1 | 1 | 1 | 1 | 1 | 1 | 1
LV Generation Non-Intermittent | 1 | 1 | 1 | 1 | 1 | 1 | 1 | 1 | 1
LV Sub Generation Intermittent | 1 | 1 | 1 | 1 | 1 | 1 | 1 | 1 | 0
LV Sub Generation Non-Intermittent | 1 | 1 | 1 | 1 | 1 | 1 | 1 | 1 | 0
HV Generation Intermittent | 1 | 1 | 1 | 1 | 1 | 1 | 1 | 0 | 0
HV Generation Non-Intermittent | 1 | 1 | 1 | 1 | 1 | 1 | 1 | 0 | 0
3204. Absolute value of load coefficient (kW peak / average kW)
Data sources:
x1 = 2302. Load coefficient
Calculation =ABS(x1)
Absolute load coefficient
LV Generation Intermittent | 1
LV Generation Non-Intermittent | 1
LV Sub Generation Intermittent | 1
LV Sub Generation Non-Intermittent | 1
HV Generation Intermittent | 1
HV Generation Non-Intermittent | 1
3205. Pay-as-you-go components p/kWh for reactive power (absolute value)
Data sources:
x1 = 2901. Unit cost at each level, £/kW/year (relative to system simultaneous maximum load)
x2 = 3204. Absolute value of load coefficient (kW peak / average kW)
x3 = 2001. Loss adjustment factor to transmission (in Loss adjustment factors to transmission)
x4 = 2004. Loss adjustment factor to transmission for each network level
x5 = 2804. Proportion of annual charge covered by contributions (for all charging levels)
x6 = 3203. Network use factors for generator reactive unit charges
x7 = 1010. Days in the charging year (in Financial and general assumptions)
Calculation =x1*x2*x3/x4*(1-x5)*x6/(24*x7)*100
| GSPs | Assets 132kV | Assets 132kV/EHV | Assets EHV | Assets EHV/HV | Assets 132kV/HV | Assets HV | Assets HV/LV | Assets LV circuits | Transmission exit | Operating 132kV | Operating 132kV/EHV | Operating EHV | Operating EHV/HV | Operating 132kV/HV | Operating HV | Operating HV/LV | Operating LV circuits
LV Generation Intermittent | 0 | 0.21032 | 0.027801 | 0.09678 | 0.016731 | 0.01256 | 0.066345 | 0.004681 | 0.010039 | 0.074401 | 0.10303 | 0.013619 | 0.047411 | 0.032785 | 0.024612 | 0.13001 | 0.045863 | 0.098361
LV Generation Non-Intermittent | 0 | 0.21032 | 0.027801 | 0.09678 | 0.016731 | 0.01256 | 0.066345 | 0.004681 | 0.010039 | 0.074401 | 0.10303 | 0.013619 | 0.047411 | 0.032785 | 0.024612 | 0.13001 | 0.045863 | 0.098361
LV Sub Generation Intermittent | 0 | 0.20625 | 0.027263 | 0.094907 | 0.016407 | 0.012317 | 0.065061 | 0.0045904 | 0 | 0.072961 | 0.10104 | 0.013356 | 0.046493 | 0.03215 | 0.024136 | 0.12749 | 0.044976 | 0
LV Sub Generation Non-Intermittent | 0 | 0.20625 | 0.027263 | 0.094907 | 0.016407 | 0.012317 | 0.065061 | 0.0045904 | 0 | 0.072961 | 0.10104 | 0.013356 | 0.046493 | 0.03215 | 0.024136 | 0.12749 | 0.044976 | 0
HV Generation Intermittent | 0 | 0.20235 | 0.017119 | 0.059593 | 0.005795 | 0.0043503 | 0.02298 | 0 | 0 | 0.071583 | 0.099128 | 0.013103 | 0.045615 | 0.031543 | 0.02368 | 0.12508 | 0 | 0
HV Generation Non-Intermittent | 0 | 0.20235 | 0.017119 | 0.059593 | 0.005795 | 0.0043503 | 0.02298 | 0 | 0 | 0.071583 | 0.099128 | 0.013103 | 0.045615 | 0.031543 | 0.02368 | 0.12508 | 0 | 0
3206. Pay-as-you-go reactive p/kVArh
Data sources:
x1 = 3205. Pay-as-you-go components p/kWh for reactive power (absolute value)
x2 = 1092. Average kVAr by kVA, by network level
x3 = 1010. Power factor for all flows in the network model (in Financial and general assumptions)
Calculation =x1*x2*x3
| GSPs | Assets 132kV | Assets 132kV/EHV | Assets EHV | Assets EHV/HV | Assets 132kV/HV | Assets HV | Assets HV/LV | Assets LV circuits | Transmission exit | Operating 132kV | Operating 132kV/EHV | Operating EHV | Operating EHV/HV | Operating 132kV/HV | Operating HV | Operating HV/LV | Operating LV circuits
LV Generation Intermittent | 0 | 0.054925 | 0.0072603 | 0.025274 | 0.0043693 | 0.0032801 | 0.017326 | 0.0012225 | 0.0026218 | 0.01943 | 0.026907 | 0.0035567 | 0.012382 | 0.0085619 | 0.0064275 | 0.033951 | 0.011977 | 0.025687
LV Generation Non-Intermittent | 0 | 0.054925 | 0.0072603 | 0.025274 | 0.0043693 | 0.0032801 | 0.017326 | 0.0012225 | 0.0026218 | 0.01943 | 0.026907 | 0.0035567 | 0.012382 | 0.0085619 | 0.0064275 | 0.033951 | 0.011977 | 0.025687
LV Sub Generation Intermittent | 0 | 0.053862 | 0.0071198 | 0.024785 | 0.0042847 | 0.0032166 | 0.016991 | 0.0011988 | 0 | 0.019054 | 0.026386 | 0.0034879 | 0.012142 | 0.0083961 | 0.0063031 | 0.033294 | 0.011746 | 0
LV Sub Generation Non-Intermittent | 0 | 0.053862 | 0.0071198 | 0.024785 | 0.0042847 | 0.0032166 | 0.016991 | 0.0011988 | 0 | 0.019054 | 0.026386 | 0.0034879 | 0.012142 | 0.0083961 | 0.0063031 | 0.033294 | 0.011746 | 0
HV Generation Intermittent | 0 | 0.052844 | 0.0044706 | 0.015563 | 0.0015134 | 0.0011361 | 0.0060012 | 0 | 0 | 0.018694 | 0.025888 | 0.003422 | 0.011913 | 0.0082375 | 0.006184 | 0.032665 | 0 | 0
HV Generation Non-Intermittent | 0 | 0.052844 | 0.0044706 | 0.015563 | 0.0015134 | 0.0011361 | 0.0060012 | 0 | 0 | 0.018694 | 0.025888 | 0.003422 | 0.011913 | 0.0082375 | 0.006184 | 0.032665 | 0 | 0

## Aggreg
Aggregation for WPD South Wales in April 15 (DCP179)
This sheet aggregates elements of tariffs excluding revenue matching and final adjustments and rounding.
3301. Unit rate 1 p/kWh (elements)
Data sources:
x1 = 3004. Unit rate 1 total p/kWh (taking account of standing charges) — for Tariffs with Unit rate 1 p/kWh from Standard 1 kWh
x2 = 2903. Pay-as-you-go unit rate 1 (p/kWh) — for Tariffs with Unit rate 1 p/kWh from PAYG 1 kWh
x3 = 2903. Pay-as-you-go unit rate 1 (p/kWh) — for Tariffs with Unit rate 1 p/kWh from PAYG 1 kWh & customer
x4 = 2902. Pay-as-you-go yardstick unit rate (p/kWh) — for Tariffs with Unit rate 1 p/kWh from PAYG yardstick kWh
x5 = 2203. Service model asset p/kWh charge for unmetered tariffs — for Tariffs with Unit rate 1 p/kWh from PAYG 1 kWh & customer
x6 = 2712. Operating expenditure for unmetered customer assets (p/kWh) — for Tariffs with Unit rate 1 p/kWh from PAYG 1 kWh & customer
Combine tables = x1 or x2 or x3 or x4 or x5 or x6
| GSPs | Assets 132kV | Assets 132kV/EHV | Assets EHV | Assets EHV/HV | Assets 132kV/HV | Assets HV | Assets HV/LV | Assets LV circuits | Assets LV customer | Assets HV customer | Transmission exit | Operating 132kV | Operating 132kV/EHV | Operating EHV | Operating EHV/HV | Operating 132kV/HV | Operating HV | Operating HV/LV | Operating LV circuits | Operating LV customer | Operating HV customer
Domestic Unrestricted | 0 | 0.40989 | 0.037928 | 0.13203 | 0.022825 | 0.0073436 | 0.1293 | 0.009123 | 0 |  |  | 0.145 | 0.2008 | 0.01858 | 0.06468 | 0.044727 | 0.01439 | 0.25337 | 0.089384 | 0
Domestic Two Rate | 0 | 0.43705 | 0.040441 | 0.14018 | 0.024234 | 0.0078302 | 0.13728 | 0.0096862 | 0 |  |  | 0.16014 | 0.2141 | 0.019811 | 0.068674 | 0.047488 | 0.015344 | 0.26901 | 0.094903 | 0
Domestic Off Peak (related MPAN) | 0 | 0.051689 | 0.0047828 | 0.016254 | 0.0028099 | 0.00092606 | 0.015918 | 0.0011231 | 0 |  |  | 0.011506 | 0.025322 | 0.002343 | 0.0079626 | 0.0055061 | 0.0018146 | 0.031192 | 0.011004 | 0
Small Non Domestic Unrestricted | 0 | 0.32238 | 0.02983 | 0.10384 | 0.017952 | 0.0057757 | 0.1017 | 0.0071752 | 0 |  |  | 0.11404 | 0.15793 | 0.014613 | 0.050871 | 0.035177 | 0.011318 | 0.19928 | 0.0703 | 0
Small Non Domestic Two Rate | 0 | 0.40245 | 0.037239 | 0.13269 | 0.02294 | 0.0072103 | 0.12995 | 0.0091687 | 0 |  |  | 0.14991 | 0.19716 | 0.018243 | 0.065005 | 0.044951 | 0.014129 | 0.25464 | 0.089833 | 0
Small Non Domestic Off Peak (related MPAN) | 0 | 0.052827 | 0.0048881 | 0.016732 | 0.0028925 | 0.00094645 | 0.016386 | 0.0011561 | 0 |  |  | 0.012088 | 0.025879 | 0.0023946 | 0.0081967 | 0.0056681 | 0.0018546 | 0.032109 | 0.011327 | 0
LV Medium Non-Domestic | 0 | 0.3753 | 0.034727 | 0.12359 | 0.021366 | 0.0067239 | 0.12104 | 0.00854 | 0 |  |  | 0.13987 | 0.18386 | 0.017012 | 0.060547 | 0.041868 | 0.013176 | 0.23718 | 0.083672 | 0
LV Sub Medium Non-Domestic | 0 | 0.37233 | 0.034452 | 0.12286 | 0.021239 | 0.0066707 | 0.12031 | 0 | 0 |  |  | 0.13894 | 0.1824 | 0.016878 | 0.060185 | 0.041618 | 0.013071 | 0.23576 | 0 | 0
HV Medium Non-Domestic | 0 | 0.32347 | 0.020378 | 0.058363 | 0 | 0 | 0 | 0 | 0 |  |  | 0.12906 | 0.15846 | 0.015598 | 0.044674 | 0 | 0 | 0 | 0 | 0
LV Network Domestic | 0 | 2.5097 | 0.23222 | 0.74901 | 0.12949 | 0.044963 | 0.73352 | 0.051754 | 0 |  |  | 0.87996 | 1.2295 | 0.11376 | 0.36693 | 0.25373 | 0.088108 | 1.4374 | 0.50707 | 0
LV Network Non-Domestic Non-CT | 0 | 2.5416 | 0.23517 | 0.73627 | 0.12728 | 0.045535 | 0.72105 | 0.050874 | 0 |  |  | 0.88229 | 1.2451 | 0.11521 | 0.36069 | 0.24942 | 0.089227 | 1.4129 | 0.49845 | 0
LV HH Metered | 0 | 2.0444 | 0.18917 | 0.60622 | 0.1048 | 0.036627 | 0.47494 | 0 | 0 |  |  | 0.73142 | 1.0015 | 0.092672 | 0.29698 | 0.20536 | 0.071773 | 0.93067 | 0 | 0
LV Sub HH Metered | 0 | 1.8116 | 0.16763 | 0.53718 | 0.092865 | 0.032456 | 0 | 0 | 0 |  |  | 0.64812 | 0.88747 | 0.082118 | 0.26316 | 0.18197 | 0.063599 | 0 | 0 | 0
HV HH Metered | 0 | 1.7322 | 0.10913 | 0.27978 | 0 | 0 | 0 | 0 | 0 |  |  | 0.6593 | 0.8486 | 0.083534 | 0.21415 | 0 | 0 | 0 | 0 | 0
NHH UMS category A | 0 | 0.22004 | 0.02036 | 0.07081 | 0.012241 | 0.0039422 | 0.069346 | 0.0048928 | 0.010493 |  |  | 0.077527 | 0.10779 | 0.0099742 | 0.034689 | 0.023987 | 0.0077248 | 0.13589 | 0.047938 | 0.10281 | 0.70708
NHH UMS category B | 0 | 0.30323 | 0.028058 | 0.091701 | 0.015853 | 0.0054327 | 0.089805 | 0.0063362 | 0.013589 |  |  | 0.08024 | 0.14855 | 0.013745 | 0.044923 | 0.031064 | 0.010646 | 0.17598 | 0.062081 | 0.13314 | 0.70708
NHH UMS category C | 0 | 0.5019 | 0.046441 | 0.15323 | 0.02649 | 0.0089921 | 0.15006 | 0.010588 | 0.022707 |  |  | 0.13797 | 0.24587 | 0.022751 | 0.075067 | 0.051909 | 0.01762 | 0.29406 | 0.10374 | 0.22248 | 0.70708
NHH UMS category D | 0 | 0.14726 | 0.013626 | 0.052626 | 0.0090978 | 0.0026384 | 0.051538 | 0.0036363 | 0.0077987 |  |  | 0.075548 | 0.072142 | 0.0066754 | 0.025781 | 0.017828 | 0.00517 | 0.10099 | 0.035628 | 0.076409 | 0.70708
LV UMS (Pseudo HH Metered) | 0 | 5.6965 | 0.5271 | 1.7079 | 0.29525 | 0.10206 | 1.6726 | 0.11801 | 0.25309 |  |  | 1.4087 | 2.7906 | 0.25822 | 0.83666 | 0.57855 | 0.19999 | 3.2775 | 1.1562 | 2.4797 | 0.70708
LV Generation NHH or Aggregate HH | 0 | -0.21032 | -0.019461 | -0.067746 | -0.011712 | -0.003768 | -0.066345 | -0.004681 | 0 |  |  | -0.074401 | -0.10303 | -0.0095336 | -0.033188 | -0.022949 | -0.0073836 | -0.13001 | -0.045863 | 0
LV Sub Generation NHH | 0 | -0.20625 | -0.019084 | -0.066435 | -0.011485 | -0.0036951 | -0.065061 | 0 | 0 |  |  | -0.072961 | -0.10104 | -0.009349 | -0.032545 | -0.022505 | -0.0072407 | -0.12749 | 0 | 0
LV Generation Intermittent | 0 | -0.21032 | -0.019461 | -0.067746 | -0.011712 | -0.003768 | -0.066345 | -0.004681 | 0 |  |  | -0.074401 | -0.10303 | -0.0095336 | -0.033188 | -0.022949 | -0.0073836 | -0.13001 | -0.045863 | 0
LV Generation Non-Intermittent | 0 | -1.7536 | -0.16227 | -0.52 | -0.089895 | -0.031418 | -0.50925 | -0.03593 | 0 |  |  | -0.62739 | -0.85908 | -0.079492 | -0.25474 | -0.17615 | -0.061565 | -0.99789 | -0.35203 | 0
LV Sub Generation Intermittent | 0 | -0.20625 | -0.019084 | -0.066435 | -0.011485 | -0.0036951 | -0.065061 | 0 | 0 |  |  | -0.072961 | -0.10104 | -0.009349 | -0.032545 | -0.022505 | -0.0072407 | -0.12749 | 0 | 0
LV Sub Generation Non-Intermittent | 0 | -1.7197 | -0.15913 | -0.50993 | -0.088155 | -0.03081 | -0.49939 | 0 | 0 |  |  | -0.61525 | -0.84245 | -0.077953 | -0.24981 | -0.17274 | -0.060374 | -0.97857 | 0 | 0
HV Generation Intermittent | 0 | -0.20235 | -0.011983 | -0.041715 | -0.0040565 | -0.0013051 | 0 | 0 | 0 |  |  | -0.071583 | -0.099128 | -0.0091724 | -0.031931 | -0.02208 | -0.0071039 | 0 | 0 | 0
HV Generation Non-Intermittent | 0 | -1.6872 | -0.099916 | -0.32019 | -0.031136 | -0.010882 | 0 | 0 | 0 |  |  | -0.60363 | -0.82654 | -0.07648 | -0.24509 | -0.16948 | -0.059233 | 0 | 0 | 0
3302. Unit rate 2 p/kWh (elements)
Data sources:
x1 = 3005. Unit rate 2 total p/kWh (taking account of standing charges) — for Tariffs with Unit rate 2 p/kWh from Standard 2 kWh
x2 = 2904. Pay-as-you-go unit rate 2 (p/kWh) — for Tariffs with Unit rate 2 p/kWh from PAYG 2 kWh
x3 = 2904. Pay-as-you-go unit rate 2 (p/kWh) — for Tariffs with Unit rate 2 p/kWh from PAYG 2 kWh & customer
x4 = 2203. Service model asset p/kWh charge for unmetered tariffs — for Tariffs with Unit rate 2 p/kWh from PAYG 2 kWh & customer
x5 = 2712. Operating expenditure for unmetered customer assets (p/kWh) — for Tariffs with Unit rate 2 p/kWh from PAYG 2 kWh & customer
Combine tables = x1 or x2 or x3 or x4 or x5
| GSPs | Assets 132kV | Assets 132kV/EHV | Assets EHV | Assets EHV/HV | Assets 132kV/HV | Assets HV | Assets HV/LV | Assets LV circuits | Assets LV customer | Assets HV customer | Transmission exit | Operating 132kV | Operating 132kV/EHV | Operating EHV | Operating EHV/HV | Operating 132kV/HV | Operating HV | Operating HV/LV | Operating LV circuits | Operating LV customer | Operating HV customer
Domestic Unrestricted
Domestic Two Rate | 0 | 0.047907 | 0.0044329 | 0.012468 | 0.0021555 | 0.0008583 | 0.012211 | 0.00086152 | 0 |  |  | 0.0041583 | 0.023469 | 0.0021716 | 0.0061081 | 0.0042237 | 0.0016819 | 0.023927 | 0.008441 | 0
Domestic Off Peak (related MPAN)
Small Non Domestic Unrestricted
Small Non Domestic Two Rate | 0 | 0.056441 | 0.0052225 | 0.015413 | 0.0026645 | 0.0010112 | 0.015094 | 0.001065 | 0 |  |  | 0.0067111 | 0.02765 | 0.0025584 | 0.0075504 | 0.0052211 | 0.0019815 | 0.029577 | 0.010434 | 0
Small Non Domestic Off Peak (related MPAN)
LV Medium Non-Domestic | 0 | 0.04317 | 0.0039946 | 0.010415 | 0.0018006 | 0.00077344 | 0.0102 | 0.00071967 | 0 |  |  | 0.0016919 | 0.021148 | 0.0019569 | 0.0051023 | 0.0035283 | 0.0015156 | 0.019987 | 0.0070511 | 0
LV Sub Medium Non-Domestic | 0 | 0.042962 | 0.0039753 | 0.010306 | 0.0017817 | 0.0007697 | 0.010093 | 0 | 0 |  |  | 0.0015367 | 0.021046 | 0.0019474 | 0.0050489 | 0.0034913 | 0.0015083 | 0.019778 | 0 | 0
HV Medium Non-Domestic | 0 | 0.037064 | 0.002335 | 0.0048577 | 0 | 0 | 0 | 0 | 0 |  |  | 0.0014819 | 0.018157 | 0.0017874 | 0.0037183 | 0 | 0 | 0 | 0 | 0
LV Network Domestic | 0 | 0.21245 | 0.019658 | 0.084619 | 0.014629 | 0.0038062 | 0.08287 | 0.0058469 | 0 |  |  | 0.08875 | 0.10408 | 0.0096302 | 0.041454 | 0.028665 | 0.0074585 | 0.16239 | 0.057287 | 0
LV Network Non-Domestic Non-CT | 0 | 0.21515 | 0.019908 | 0.08318 | 0.01438 | 0.0038546 | 0.081461 | 0.0057475 | 0 |  |  | 0.088985 | 0.1054 | 0.0097525 | 0.040749 | 0.028178 | 0.0075532 | 0.15963 | 0.056312 | 0
LV HH Metered | 0 | 0.17306 | 0.016014 | 0.068487 | 0.01184 | 0.0031006 | 0.053657 | 0 | 0 |  |  | 0.073769 | 0.084781 | 0.0078448 | 0.033551 | 0.0232 | 0.0060757 | 0.10514 | 0 | 0
LV Sub HH Metered | 0 | 0.15335 | 0.01419 | 0.060688 | 0.010491 | 0.0027475 | 0 | 0 | 0 |  |  | 0.065368 | 0.075126 | 0.0069515 | 0.02973 | 0.020558 | 0.0053838 | 0 | 0 | 0
HV HH Metered | 0 | 0.14664 | 0.0092381 | 0.031608 | 0 | 0 | 0 | 0 | 0 |  |  | 0.066495 | 0.071836 | 0.0070713 | 0.024194 | 0 | 0 | 0 | 0 | 0
NHH UMS category A
NHH UMS category B
NHH UMS category C
NHH UMS category D
LV UMS (Pseudo HH Metered) | 0 | 0.16193 | 0.014983 | 0.060745 | 0.010501 | 0.0029011 | 0.059489 | 0.0041973 | 0.0090017 |  |  | 0.095545 | 0.079327 | 0.0073402 | 0.029758 | 0.020578 | 0.0056849 | 0.11657 | 0.041124 | 0.088196 | 0.70708
LV Generation NHH or Aggregate HH
LV Sub Generation NHH
LV Generation Intermittent
LV Generation Non-Intermittent | 0 | -0.14845 | -0.013736 | -0.058747 | -0.010156 | -0.0026596 | -0.057532 | -0.0040592 | 0 |  |  | -0.063277 | -0.072723 | -0.0067291 | -0.028779 | -0.019901 | -0.0052116 | -0.11274 | -0.039771 | 0
LV Sub Generation Intermittent
LV Sub Generation Non-Intermittent | 0 | -0.14558 | -0.01347 | -0.05761 | -0.0099593 | -0.0026081 | -0.056418 | 0 | 0 |  |  | -0.062052 | -0.071315 | -0.0065989 | -0.028222 | -0.019516 | -0.0051107 | -0.11055 | 0 | 0
HV Generation Intermittent
HV Generation Non-Intermittent | 0 | -0.14283 | -0.0084581 | -0.036174 | -0.0035176 | -0.00092119 | 0 | 0 | 0 |  |  | -0.06088 | -0.069968 | -0.0064742 | -0.027689 | -0.019147 | -0.0050142 | 0 | 0 | 0
3303. Unit rate 3 p/kWh (elements)
Data sources:
x1 = 3006. Unit rate 3 total p/kWh (taking account of standing charges) — for Tariffs with Unit rate 3 p/kWh from Standard 3 kWh
x2 = 2905. Pay-as-you-go unit rate 3 (p/kWh) — for Tariffs with Unit rate 3 p/kWh from PAYG 3 kWh
x3 = 2905. Pay-as-you-go unit rate 3 (p/kWh) — for Tariffs with Unit rate 3 p/kWh from PAYG 3 kWh & customer
x4 = 2203. Service model asset p/kWh charge for unmetered tariffs — for Tariffs with Unit rate 3 p/kWh from PAYG 3 kWh & customer
x5 = 2712. Operating expenditure for unmetered customer assets (p/kWh) — for Tariffs with Unit rate 3 p/kWh from PAYG 3 kWh & customer
Combine tables = x1 or x2 or x3 or x4 or x5
| GSPs | Assets 132kV | Assets 132kV/EHV | Assets EHV | Assets EHV/HV | Assets 132kV/HV | Assets HV | Assets HV/LV | Assets LV circuits | Assets LV customer | Assets HV customer | Transmission exit | Operating 132kV | Operating 132kV/EHV | Operating EHV | Operating EHV/HV | Operating 132kV/HV | Operating HV | Operating HV/LV | Operating LV circuits | Operating LV customer | Operating HV customer
Domestic Unrestricted
Domestic Two Rate
Domestic Off Peak (related MPAN)
Small Non Domestic Unrestricted
Small Non Domestic Two Rate
Small Non Domestic Off Peak (related MPAN)
LV Medium Non-Domestic
LV Sub Medium Non-Domestic
HV Medium Non-Domestic
LV Network Domestic | 0 | 0.045758 | 0.004234 | 0.010941 | 0.0018914 | 0.00081979 | 0.010715 | 0.00075598 | 0 |  |  | 0.0013419 | 0.022416 | 0.0020742 | 0.0053598 | 0.0037063 | 0.0016064 | 0.020996 | 0.0074069 | 0
LV Network Non-Domestic Non-CT | 0 | 0.046339 | 0.0042878 | 0.010755 | 0.0018592 | 0.00083021 | 0.010532 | 0.00074312 | 0 |  |  | 0.0013455 | 0.022701 | 0.0021005 | 0.0052686 | 0.0036433 | 0.0016268 | 0.020639 | 0.0072809 | 0
LV HH Metered | 0 | 0.037274 | 0.003449 | 0.008855 | 0.0015308 | 0.00066781 | 0.0069376 | 0 | 0 |  |  | 0.0011154 | 0.01826 | 0.0016896 | 0.004338 | 0.0029997 | 0.0013086 | 0.013594 | 0 | 0
LV Sub HH Metered | 0 | 0.03303 | 0.0030563 | 0.0078466 | 0.0013565 | 0.00059176 | 0 | 0 | 0 |  |  | 0.00098837 | 0.016181 | 0.0014972 | 0.0038439 | 0.0026581 | 0.0011596 | 0 | 0 | 0
HV HH Metered | 0 | 0.031583 | 0.0019897 | 0.0040867 | 0 | 0 | 0 | 0 | 0 |  |  | 0.0010054 | 0.015472 | 0.001523 | 0.0031282 | 0 | 0 | 0 | 0 | 0
NHH UMS category A
NHH UMS category B
NHH UMS category C
NHH UMS category D
LV UMS (Pseudo HH Metered) | 0 | 0.033092 | 0.0030621 | 0.0078616 | 0.0013591 | 0.00059288 | 0.007699 | 0.00054321 | 0.001165 |  |  | 0.00099025 | 0.016212 | 0.0015001 | 0.0038513 | 0.0026632 | 0.0011618 | 0.015087 | 0.0053222 | 0.011414 | 0.70708
LV Generation NHH or Aggregate HH
LV Sub Generation NHH
LV Generation Intermittent
LV Generation Non-Intermittent | 0 | -0.031973 | -0.0029585 | -0.0075956 | -0.0013131 | -0.00057283 | -0.0074386 | -0.00052483 | 0 |  |  | -0.00095676 | -0.015663 | -0.0014493 | -0.003721 | -0.0025731 | -0.0011225 | -0.014576 | -0.0051422 | 0
LV Sub Generation Intermittent
LV Sub Generation Non-Intermittent | 0 | -0.031354 | -0.0029012 | -0.0074486 | -0.0012877 | -0.00056174 | -0.0072946 | 0 | 0 |  |  | -0.00093824 | -0.01536 | -0.0014213 | -0.003649 | -0.0025233 | -0.0011008 | -0.014294 | 0 | 0
HV Generation Intermittent
HV Generation Non-Intermittent | 0 | -0.030762 | -0.0018217 | -0.0046771 | -0.00045481 | -0.00019841 | 0 | 0 | 0 |  |  | -0.00092052 | -0.01507 | -0.0013944 | -0.00358 | -0.0024756 | -0.00108 | 0 | 0 | 0
3304. Fixed charge p/MPAN/day (elements)
Data sources:
x1 = 3107. Fixed charge from standing charges factors p/MPAN/day — for Tariffs with Fixed charge p/MPAN/day from Fixed from network & customer
x2 = 2206. Service model p/MPAN/day (in Replacement annuities for service models) — for Tariffs with Fixed charge p/MPAN/day from Customer
x3 = 2206. Service model p/MPAN/day (in Replacement annuities for service models) — for Tariffs with Fixed charge p/MPAN/day from Fixed from network & customer
x4 = 2711. Operating expenditure for customer assets p/MPAN/day total (in Operating expenditure for customer assets p/MPAN/day) — for Tariffs with Fixed charge p/MPAN/day from Customer
x5 = 2711. Operating expenditure for customer assets p/MPAN/day total (in Operating expenditure for customer assets p/MPAN/day) — for Tariffs with Fixed charge p/MPAN/day from Fixed from network & customer
Combine tables = x1 or x2 or x3 or x4 or x5
| GSPs | Assets 132kV | Assets 132kV/EHV | Assets EHV | Assets EHV/HV | Assets 132kV/HV | Assets HV | Assets HV/LV | Assets LV circuits | Assets LV customer | Assets HV customer | Transmission exit | Operating 132kV | Operating 132kV/EHV | Operating EHV | Operating EHV/HV | Operating 132kV/HV | Operating HV | Operating HV/LV | Operating LV circuits | Operating LV customer | Operating HV customer
Domestic Unrestricted | 0 | 0 | 0 | 0 | 0 | 0 | 0 | 0 | 0.17898 | 0 | 0 | 0 | 0 | 0 | 0 | 0 | 0 | 0 | 0 | 1.7536 | 2.0361 | 0
Domestic Two Rate | 0 | 0 | 0 | 0 | 0 | 0 | 0 | 0 | 0.17898 | 0 | 0 | 0 | 0 | 0 | 0 | 0 | 0 | 0 | 0 | 1.7536 | 2.0361 | 0
Domestic Off Peak (related MPAN)
Small Non Domestic Unrestricted | 0 | 0 | 0 | 0 | 0 | 0 | 0 | 0 | 0.17898 | 0 | 0 | 0 | 0 | 0 | 0 | 0 | 0 | 0 | 0 | 1.7536 | 4.9765 | 0
Small Non Domestic Two Rate | 0 | 0 | 0 | 0 | 0 | 0 | 0 | 0 | 0.17898 | 0 | 0 | 0 | 0 | 0 | 0 | 0 | 0 | 0 | 0 | 1.7536 | 4.9765 | 0
Small Non Domestic Off Peak (related MPAN)
LV Medium Non-Domestic | 0 | 0 | 0 | 0 | 0 | 0 | 0 | 0 | 3.248 | 0 | 0 | 0 | 0 | 0 | 0 | 0 | 0 | 0 | 0 | 31.8226 | 5.8175 | 0
LV Sub Medium Non-Domestic | 0 | 0 | 0 | 0 | 0 | 0 | 0 | 2.2429 | 0 | 0 | 0 | 0 | 0 | 0 | 0 | 0 | 0 | 0 | 21.9753 | 0 | 4.296 | 0
HV Medium Non-Domestic | 0 | 5.5894 | 0 | 3.4949 | 1.6993 | 0.60084 | 7.0264 | 0 | 0 | 0 | 0 | 0 | 2.7382 | 0 | 2.6752 | 9.2494 | 3.2705 | 38.2459 | 0 | 0 | 0 | 75.8189
LV Network Domestic | 0 | 0 | 0 | 0 | 0 | 0 | 0 | 0 | 0.17898 | 0 | 0 | 0 | 0 | 0 | 0 | 0 | 0 | 0 | 0 | 1.7536 | 2.0361 | 0
LV Network Non-Domestic Non-CT | 0 | 0 | 0 | 0 | 0 | 0 | 0 | 0 | 0.17898 | 0 | 0 | 0 | 0 | 0 | 0 | 0 | 0 | 0 | 0 | 1.7536 | 4.9765 | 0
LV HH Metered | [9 empty] | 0 | 0 | [9 empty] | 9.9722 | 0
LV Sub HH Metered | [9 empty] | 0 | 0 | [9 empty] | 7.5429 | 0
HV HH Metered | [9 empty] | 0 | 0 | [9 empty] | 0 | 75.8189
NHH UMS category A
NHH UMS category B
NHH UMS category C
NHH UMS category D
LV UMS (Pseudo HH Metered)
LV Generation NHH or Aggregate HH | [9 empty] | 0 | 0 | [9 empty] | 0 | 0
LV Sub Generation NHH | [9 empty] | 0 | 0 | [9 empty] | 0 | 0
LV Generation Intermittent | [9 empty] | 0 | 0 | [9 empty] | 0 | 0
LV Generation Non-Intermittent | [9 empty] | 0 | 0 | [9 empty] | 0 | 0
LV Sub Generation Intermittent | [9 empty] | 0 | 0 | [9 empty] | 0 | 0
LV Sub Generation Non-Intermittent | [9 empty] | 0 | 0 | [9 empty] | 0 | 0
HV Generation Intermittent | [9 empty] | 0 | 0 | [9 empty] | 0 | 36.63
HV Generation Non-Intermittent | [9 empty] | 0 | 0 | [9 empty] | 0 | 36.63
3305. Capacity charge p/kVA/day (elements)
Data sources:
x1 = 3002. Capacity charge p/kVA/day — for Tariffs with Capacity charge p/kVA/day from Capacity
Copy cells = x1
| GSPs | Assets 132kV | Assets 132kV/EHV | Assets EHV | Assets EHV/HV | Assets 132kV/HV | Assets HV | Assets HV/LV | Assets LV circuits | Assets LV customer | Assets HV customer | Transmission exit | Operating 132kV | Operating 132kV/EHV | Operating EHV | Operating EHV/HV | Operating 132kV/HV | Operating HV | Operating HV/LV | Operating LV circuits | Operating LV customer | Operating HV customer
Domestic Unrestricted
Domestic Two Rate
Domestic Off Peak (related MPAN)
Small Non Domestic Unrestricted
Small Non Domestic Two Rate
Small Non Domestic Off Peak (related MPAN)
LV Medium Non-Domestic
LV Sub Medium Non-Domestic
HV Medium Non-Domestic
LV Network Domestic
LV Network Non-Domestic Non-CT
LV HH Metered | 0 | 0 | 0 | 0 | 0 | 0 | 0.17937 | 0.063279 | 0.14475 |  |  | 0 | 0 | 0 | 0 | 0 | 0 | 0.35149 | 0.61999 | 1.4183
LV Sub HH Metered | 0 | 0 | 0 | 0 | 0 | 0 | 0.8795 | 0.062054 | 0 |  |  | 0 | 0 | 0 | 0 | 0 | 0 | 1.7234 | 0.60799 | 0
HV HH Metered | 0 | 0.24711 | 0 | 0.15451 | 0.075125 | 0.026563 | 0.31064 | 0 | 0 |  |  | 0 | 0.12106 | 0 | 0.11827 | 0.40892 | 0.14459 | 1.6909 | 0 | 0
NHH UMS category A
NHH UMS category B
NHH UMS category C
NHH UMS category D
LV UMS (Pseudo HH Metered)
LV Generation NHH or Aggregate HH
LV Sub Generation NHH
LV Generation Intermittent
LV Generation Non-Intermittent
LV Sub Generation Intermittent
LV Sub Generation Non-Intermittent
HV Generation Intermittent
HV Generation Non-Intermittent
3306. Reactive power charge p/kVArh (elements)
Data sources:
x1 = 3206. Pay-as-you-go reactive p/kVArh
x2 = 3202. Standard reactive p/kVArh
Combine tables = x1 or x2
| GSPs | Assets 132kV | Assets 132kV/EHV | Assets EHV | Assets EHV/HV | Assets 132kV/HV | Assets HV | Assets HV/LV | Assets LV circuits | Assets LV customer | Assets HV customer | Transmission exit | Operating 132kV | Operating 132kV/EHV | Operating EHV | Operating EHV/HV | Operating 132kV/HV | Operating HV | Operating HV/LV | Operating LV circuits | Operating LV customer | Operating HV customer
Domestic Unrestricted
Domestic Two Rate
Domestic Off Peak (related MPAN)
Small Non Domestic Unrestricted
Small Non Domestic Two Rate
Small Non Domestic Off Peak (related MPAN)
LV Medium Non-Domestic
LV Sub Medium Non-Domestic
HV Medium Non-Domestic
LV Network Domestic
LV Network Non-Domestic Non-CT
LV HH Metered | 0 | 0.071494 | 0.0066154 | 0.023029 | 0.0039812 | 0.0012809 | 0.018042 | 0 | 0 |  |  | 0.025292 | 0.035024 | 0.0032408 | 0.011282 | 0.0078013 | 0.0025099 | 0.035355 | 0 | 0
LV Sub HH Metered | 0 | 0.07011 | 0.0064874 | 0.022584 | 0.0039041 | 0.0012561 | 0 | 0 | 0 |  |  | 0.024802 | 0.034346 | 0.0031781 | 0.011063 | 0.0076503 | 0.0024614 | 0 | 0 | 0
HV HH Metered | 0 | 0.057306 | 0.0036102 | 0.010054 | 0 | 0 | 0 | 0 | 0 |  |  | 0.021566 | 0.028073 | 0.0027634 | 0.007696 | 0 | 0 | 0 | 0 | 0
NHH UMS category A
NHH UMS category B
NHH UMS category C
NHH UMS category D
LV UMS (Pseudo HH Metered)
LV Generation NHH or Aggregate HH
LV Sub Generation NHH
LV Generation Intermittent | 0 | 0.054925 | 0.0072603 | 0.025274 | 0.0043693 | 0.0032801 | 0.017326 | 0.0012225 | 0.0026218 |  |  | 0.01943 | 0.026907 | 0.0035567 | 0.012382 | 0.0085619 | 0.0064275 | 0.033951 | 0.011977 | 0.025687
LV Generation Non-Intermittent | 0 | 0.054925 | 0.0072603 | 0.025274 | 0.0043693 | 0.0032801 | 0.017326 | 0.0012225 | 0.0026218 |  |  | 0.01943 | 0.026907 | 0.0035567 | 0.012382 | 0.0085619 | 0.0064275 | 0.033951 | 0.011977 | 0.025687
LV Sub Generation Intermittent | 0 | 0.053862 | 0.0071198 | 0.024785 | 0.0042847 | 0.0032166 | 0.016991 | 0.0011988 | 0 |  |  | 0.019054 | 0.026386 | 0.0034879 | 0.012142 | 0.0083961 | 0.0063031 | 0.033294 | 0.011746 | 0
LV Sub Generation Non-Intermittent | 0 | 0.053862 | 0.0071198 | 0.024785 | 0.0042847 | 0.0032166 | 0.016991 | 0.0011988 | 0 |  |  | 0.019054 | 0.026386 | 0.0034879 | 0.012142 | 0.0083961 | 0.0063031 | 0.033294 | 0.011746 | 0
HV Generation Intermittent | 0 | 0.052844 | 0.0044706 | 0.015563 | 0.0015134 | 0.0011361 | 0.0060012 | 0 | 0 |  |  | 0.018694 | 0.025888 | 0.003422 | 0.011913 | 0.0082375 | 0.006184 | 0.032665 | 0 | 0
HV Generation Non-Intermittent | 0 | 0.052844 | 0.0044706 | 0.015563 | 0.0015134 | 0.0011361 | 0.0060012 | 0 | 0 |  |  | 0.018694 | 0.025888 | 0.003422 | 0.011913 | 0.0082375 | 0.006184 | 0.032665 | 0 | 0
3307. Summary of charges before revenue matching
Data sources:
x1 = 3301. Unit rate 1 p/kWh (elements)
x2 = 3302. Unit rate 2 p/kWh (elements)
x3 = 3303. Unit rate 3 p/kWh (elements)
x4 = 3304. Fixed charge p/MPAN/day (elements)
x5 = 3305. Capacity charge p/kVA/day (elements)
x6 = 3306. Reactive power charge p/kVArh (elements)
Kind: | Cell summation | Cell summation | Cell summation | Cell summation | Cell summation | Cell summation
Formula: | =SUM(x1) | =SUM(x2) | =SUM(x3) | =SUM(x4) | =SUM(x5) | =SUM(x6)
| Unit rate 1 p/kWh (total) | Unit rate 2 p/kWh (total) | Unit rate 3 p/kWh (total) | Fixed charge p/MPAN/day (total) | Capacity charge p/kVA/day (total) | Reactive power charge p/kVArh
Domestic Unrestricted | 1.5794 | 0 | 0 | 3.9687 | 0 | 0
Domestic Two Rate | 1.6862 | 0.15507 | 0 | 3.9687 | 0 | 0
Domestic Off Peak (related MPAN) | 0.19015 | 0 | 0 | 0 | 0 | 0
Small Non Domestic Unrestricted | 1.2422 | 0 | 0 | 6.9092 | 0 | 0
Small Non Domestic Two Rate | 1.5755 | 0.18859 | 0 | 6.9092 | 0 | 0
Small Non Domestic Off Peak (related MPAN) | 0.19535 | 0 | 0 | 0 | 0 | 0
LV Medium Non-Domestic | 1.4685 | 0.13306 | 0 | 40.8881 | 0 | 0
LV Sub Medium Non-Domestic | 1.3667 | 0.12424 | 0 | 28.5141 | 0 | 0
HV Medium Non-Domestic | 0.75 | 0.069402 | 0 | 150.4088 | 0 | 0
LV Network Domestic | 9.327 | 0.92359 | 0.14002 | 3.9687 | 0 | 0
LV Network Non-Domestic Non-CT | 9.311 | 0.92023 | 0.13995 | 6.9092 | 0 | 0
LV HH Metered | 6.7866 | 0.66052 | 0.10202 | 9.9722 | 2.7771 | 0.24495
LV Sub HH Metered | 4.7682 | 0.44459 | 0.072209 | 7.5429 | 3.273 | 0.18784
HV HH Metered | 3.9267 | 0.35708 | 0.058788 | 75.8189 | 3.2976 | 0.13107
NHH UMS category A | 1.6675 | 0 | 0 | 0 | 0 | 0
NHH UMS category B | 1.9615 | 0 | 0 | 0 | 0 | 0
NHH UMS category C | 2.799 | 0 | 0 | 0 | 0 | 0
NHH UMS category D | 1.4115 | 0 | 0 | 0 | 0 | 0
LV UMS (Pseudo HH Metered) | 24.0657 | 1.515 | 0.82066 | 0 | 0 | 0
LV Generation NHH or Aggregate HH | -0.81039 | 0 | 0 | 0 | 0 | 0
LV Sub Generation NHH | -0.74513 | 0 | 0 | 0 | 0 | 0
LV Generation Intermittent | -0.81039 | 0 | 0 | 0 | 0 | 0.26516
LV Generation Non-Intermittent | -6.5107 | -0.64447 | -0.097581 | 0 | 0 | 0.26516
LV Sub Generation Intermittent | -0.74513 | 0 | 0 | 0 | 0 | 0.23227
LV Sub Generation Non-Intermittent | -6.0043 | -0.58901 | -0.090135 | 0 | 0 | 0.23227
HV Generation Intermittent | -0.50241 | 0 | 0 | 36.63 | 0 | 0.18853
HV Generation Non-Intermittent | -4.1298 | -0.38107 | -0.062434 | 36.63 | 0 | 0.18853

## Revenue
Revenue shortfall or surplus for WPD South Wales in April 15 (DCP179)
3401. Net revenues by tariff before matching (£)
Data sources:
x1 = 1010. Days in the charging year (in Financial and general assumptions)
x2 = 3307. Fixed charge p/MPAN/day (total) (in Summary of charges before revenue matching)
x3 = 2305. MPANs (in Equivalent volume for each end user)
x4 = 3307. Capacity charge p/kVA/day (total) (in Summary of charges before revenue matching)
x5 = 2305. Import capacity (kVA) (in Equivalent volume for each end user)
x6 = 3307. Unit rate 1 p/kWh (total) (in Summary of charges before revenue matching)
x7 = 2305. Rate 1 units (MWh) (in Equivalent volume for each end user)
x8 = 3307. Unit rate 2 p/kWh (total) (in Summary of charges before revenue matching)
x9 = 2305. Rate 2 units (MWh) (in Equivalent volume for each end user)
x10 = 3307. Unit rate 3 p/kWh (total) (in Summary of charges before revenue matching)
x11 = 2305. Rate 3 units (MWh) (in Equivalent volume for each end user)
x12 = 3307. Reactive power charge p/kVArh (in Summary of charges before revenue matching)
x13 = 2305. Reactive power units (MVArh) (in Equivalent volume for each end user)
Calculation =0.01*x1*(x2*x3+x4*x5)+10*(x6*x7+x8*x9+x10*x11+x12*x13)
Net revenues
Domestic Unrestricted | 65345579.9171
Domestic Two Rate | 4084512.2532
Domestic Off Peak (related MPAN) | 6870.4534
Small Non Domestic Unrestricted | 11852318.0613
Small Non Domestic Two Rate | 3778130.9566
Small Non Domestic Off Peak (related MPAN) | 4419.1375
LV Medium Non-Domestic | 6425019.0641
LV Sub Medium Non-Domestic | 7654.0399
HV Medium Non-Domestic | 12920.6928
LV Network Domestic | 0
LV Network Non-Domestic Non-CT | 0
LV HH Metered | 18432028.08
LV Sub HH Metered | 205107.2244
HV HH Metered | 19645353.849
NHH UMS category A | 128213.0455
NHH UMS category B | 118664.7083
NHH UMS category C | 10587.6588
NHH UMS category D | 0
LV UMS (Pseudo HH Metered) | 2883823.6498
LV Generation NHH or Aggregate HH | -4880.9309
LV Sub Generation NHH | 0
LV Generation Intermittent | -76333.0851
LV Generation Non-Intermittent | -14861.292
LV Sub Generation Intermittent | -280.6996
LV Sub Generation Non-Intermittent | 0
HV Generation Intermittent | -218722.5153
HV Generation Non-Intermittent | -567961.3481
3402. Target CDCM revenue
Data sources:
x1 = 1001. Value (in CDCM target revenue)
x2 = Target CDCM revenue (£/year) (in Target CDCM revenue)
x3 = 1001. Revenue elements and subtotals (£/year) (in CDCM target revenue)
Kind: | Special calculation | Calculation
Formula: | = derived from x1 | =x2-x3
| Target CDCM revenue (£/year) | Check (should be zero)
Latest Forecast of CDCM Revenue | 204580020.668 | 0
3403. Revenue surplus or shortfall
Data sources:
x1 = 3401. Net revenues by tariff before matching (£)
x2 = 3402. Target CDCM revenue (£/year) (in Target CDCM revenue)
x3 = Total net revenues before matching (£) (in Revenue surplus or shortfall)
Kind: | Cell summation | Calculation
Formula: | =SUM(x1) | =x2-x3
| Total net revenues before matching (£) | Revenue shortfall (surplus) £
Revenue surplus or shortfall | 132058162.921 | 72521857.747

## Scaler
Revenue matching for WPD South Wales in April 15 (DCP179)
This sheet modifies tariffs so that the total expected net revenues matches the target.
3501. Factor to scale to £1/kW at transmission exit level
Data sources:
x1 = 2901. Unit cost at each level, £/kW/year (relative to system simultaneous maximum load)
Calculation =IF(x1,1/x1,0)
Transmission exit
Factor to scale to £1/kW at transmission exit level | 0.16602
3502. Applicability factor for £1/kW scaler
Data sources:
x1 = 3501. Factor to scale to £1/kW at transmission exit level
x2 = Zero for other levels
Combine tables = x1 or x2
| GSPs | Assets 132kV | Assets 132kV/EHV | Assets EHV | Assets EHV/HV | Assets 132kV/HV | Assets HV | Assets HV/LV | Assets LV circuits | Assets LV customer | Assets HV customer | Transmission exit | Operating 132kV | Operating 132kV/EHV | Operating EHV | Operating EHV/HV | Operating 132kV/HV | Operating HV | Operating HV/LV | Operating LV circuits | Operating LV customer | Operating HV customer
Applicability factor for £1/kW scaler | 0 | 0 | 0 | 0 | 0 | 0 | 0 | 0 | 0 | 0 | 0 | 0.16602 | 0 | 0 | 0 | 0 | 0 | 0 | 0 | 0 | 0 | 0
3503. Scalable elements of tariff components
Data sources:
x1 = 3301. Unit rate 1 p/kWh (elements)
x2 = 3502. Applicability factor for £1/kW scaler
x3 = 3302. Unit rate 2 p/kWh (elements)
x4 = 3303. Unit rate 3 p/kWh (elements)
x5 = 3304. Fixed charge p/MPAN/day (elements)
x6 = 3305. Capacity charge p/kVA/day (elements)
x7 = 3306. Reactive power charge p/kVArh (elements)
Kind: | Sum-product calculation | Sum-product calculation | Sum-product calculation | Sum-product calculation | Sum-product calculation | Sum-product calculation
Formula: | =SUMPRODUCT(x1, x2) | =SUMPRODUCT(x3, x2) | =SUMPRODUCT(x4, x2) | =SUMPRODUCT(x5, x2) | =SUMPRODUCT(x6, x2) | =SUMPRODUCT(x7, x2)
| Unit rate 1 p/kWh scalable part | Unit rate 2 p/kWh scalable part | Unit rate 3 p/kWh scalable part | Fixed charge p/MPAN/day scalable part | Capacity charge p/kVA/day scalable part | Reactive power charge p/kVArh scalable part
Domestic Unrestricted | 0.024073 | 0 | 0 | 0 | 0 | 0
Domestic Two Rate | 0.026586 | 0.00069036 | 0 | 0 | 0 | 0
Domestic Off Peak (related MPAN) | 0.0019102 | 0 | 0 | 0 | 0 | 0
Small Non Domestic Unrestricted | 0.018933 | 0 | 0 | 0 | 0 | 0
Small Non Domestic Two Rate | 0.024887 | 0.0011142 | 0 | 0 | 0 | 0
Small Non Domestic Off Peak (related MPAN) | 0.0020069 | 0 | 0 | 0 | 0 | 0
LV Medium Non-Domestic | 0.023221 | 0.00028088 | 0 | 0 | 0 | 0
LV Sub Medium Non-Domestic | 0.023067 | 0.00025512 | 0 | 0 | 0 | 0
HV Medium Non-Domestic | 0.021427 | 0.00024602 | 0 | 0 | 0 | 0
LV Network Domestic | 0.14609 | 0.014734 | 0.00022278 | 0 | 0 | 0
LV Network Non-Domestic Non-CT | 0.14648 | 0.014773 | 0.00022337 | 0 | 0 | 0
LV HH Metered | 0.12143 | 0.012247 | 0.00018518 | 0 | 0 | 0.0041989
LV Sub HH Metered | 0.1076 | 0.010852 | 0.00016409 | 0 | 0 | 0.0041176
HV HH Metered | 0.10946 | 0.011039 | 0.00016692 | 0 | 0 | 0.0035804
NHH UMS category A | 0.012871 | 0 | 0 | 0 | 0 | 0
NHH UMS category B | 0.013321 | 0 | 0 | 0 | 0 | 0
NHH UMS category C | 0.022905 | 0 | 0 | 0 | 0 | 0
NHH UMS category D | 0.012542 | 0 | 0 | 0 | 0 | 0
LV UMS (Pseudo HH Metered) | 0.23388 | 0.015862 | 0.0001644 | 0 | 0 | 0
LV Generation NHH or Aggregate HH | -0.012352 | 0 | 0 | 0 | 0 | 0
LV Sub Generation NHH | -0.012113 | 0 | 0 | 0 | 0 | 0
LV Generation Intermittent | -0.012352 | 0 | 0 | 0 | 0 | 0.0032258
LV Generation Non-Intermittent | -0.10416 | -0.010505 | -0.00015884 | 0 | 0 | 0.0032258
LV Sub Generation Intermittent | -0.012113 | 0 | 0 | 0 | 0 | 0.0031633
LV Sub Generation Non-Intermittent | -0.10214 | -0.010302 | -0.00015577 | 0 | 0 | 0.0031633
HV Generation Intermittent | -0.011884 | 0 | 0 | 0 | 0 | 0.0031036
HV Generation Non-Intermittent | -0.10021 | -0.010107 | -0.00015282 | 0 | 0 | 0.0031036
3504. Scaler value at which the minimum is breached
Data sources:
x1 = 3503. Unit rate 1 p/kWh scalable part (in Scalable elements of tariff components)
x2 = 3307. Unit rate 1 p/kWh (total) (in Summary of charges before revenue matching)
x3 = 3503. Unit rate 2 p/kWh scalable part (in Scalable elements of tariff components)
x4 = 3307. Unit rate 2 p/kWh (total) (in Summary of charges before revenue matching)
x5 = 3503. Unit rate 3 p/kWh scalable part (in Scalable elements of tariff components)
x6 = 3307. Unit rate 3 p/kWh (total) (in Summary of charges before revenue matching)
x7 = 3503. Fixed charge p/MPAN/day scalable part (in Scalable elements of tariff components)
x8 = 3307. Fixed charge p/MPAN/day (total) (in Summary of charges before revenue matching)
x9 = 3503. Capacity charge p/kVA/day scalable part (in Scalable elements of tariff components)
x10 = 3307. Capacity charge p/kVA/day (total) (in Summary of charges before revenue matching)
x11 = 3503. Reactive power charge p/kVArh scalable part (in Scalable elements of tariff components)
x12 = 3307. Reactive power charge p/kVArh (in Summary of charges before revenue matching)
Kind: | Calculation | Calculation | Calculation | Calculation | Calculation | Calculation
Formula: | =IF(x1,0-x2/x1,0) | =IF(x3,0-x4/x3,0) | =IF(x5,0-x6/x5,0) | =IF(x7,0-x8/x7,0) | =IF(x9,0-x10/x9,0) | =IF(x11,0-x12/x11,0)
| Scaler threshold for Unit rate 1 p/kWh | Scaler threshold for Unit rate 2 p/kWh | Scaler threshold for Unit rate 3 p/kWh | Scaler threshold for Fixed charge p/MPAN/day | Scaler threshold for Capacity charge p/kVA/day | Scaler threshold for Reactive power charge p/kVArh
Domestic Unrestricted | -65.6076 |  |  | 0
Domestic Two Rate | -63.4232 | -224.6286 |  | 0
Domestic Off Peak (related MPAN) | -99.548
Small Non Domestic Unrestricted | -65.6076 |  |  | 0
Small Non Domestic Two Rate | -63.3061 | -169.2686 |  | 0
Small Non Domestic Off Peak (related MPAN) | -97.3385
LV Medium Non-Domestic | -63.2382 | -473.7032 |  | 0
LV Sub Medium Non-Domestic | -59.2493 | -487.0091 |  | 0
HV Medium Non-Domestic | -35.0032 | -282.1037 |  | 0
LV Network Domestic | -63.8447 | -62.6831 | -628.5095 | 0
LV Network Non-Domestic Non-CT | -63.567 | -62.2907 | -626.5381 | 0
LV HH Metered | -55.8892 | -53.9337 | -550.9376 | 0 | 0 | -58.3363
LV Sub HH Metered | -44.3136 | -40.9672 | -440.0596 | 0 | 0 | -45.6193
HV HH Metered | -35.8753 | -32.346 | -352.2 | 0 | 0 | -36.6072
NHH UMS category A | -129.5585
NHH UMS category B | -147.2416
NHH UMS category C | -122.199
NHH UMS category D | -112.5372
LV UMS (Pseudo HH Metered) | -102.8986 | -95.5071 | -4991.8276
LV Generation NHH or Aggregate HH | -65.6076 |  |  | 0
LV Sub Generation NHH | -61.5156 |  |  | 0
LV Generation Intermittent | -65.6076 |  |  | 0 |  | -82.2008
LV Generation Non-Intermittent | -62.5079 | -61.3475 | -614.3347 | 0 |  | -82.2008
LV Sub Generation Intermittent | -61.5156 |  |  | 0 |  | -73.4248
LV Sub Generation Non-Intermittent | -58.7832 | -57.1753 | -578.6571 | 0 |  | -73.4248
HV Generation Intermittent | -42.2756 |  |  | 0 |  | -60.7467
HV Generation Non-Intermittent | -41.2101 | -37.7026 | -408.5405 | 0 |  | -60.7467
3505. Marginal revenue effect of scaler
Data sources:
x1 = 2302. Load coefficient
x2 = 3503. Unit rate 1 p/kWh scalable part (in Scalable elements of tariff components)
x3 = 2305. Rate 1 units (MWh) (in Equivalent volume for each end user)
x4 = 3503. Unit rate 2 p/kWh scalable part (in Scalable elements of tariff components)
x5 = 2305. Rate 2 units (MWh) (in Equivalent volume for each end user)
x6 = 3503. Unit rate 3 p/kWh scalable part (in Scalable elements of tariff components)
x7 = 2305. Rate 3 units (MWh) (in Equivalent volume for each end user)
x8 = 3503. Fixed charge p/MPAN/day scalable part (in Scalable elements of tariff components)
x9 = 1010. Days in the charging year (in Financial and general assumptions)
x10 = 2305. MPANs (in Equivalent volume for each end user)
x11 = 3503. Capacity charge p/kVA/day scalable part (in Scalable elements of tariff components)
x12 = 2305. Import capacity (kVA) (in Equivalent volume for each end user)
x13 = 3503. Reactive power charge p/kVArh scalable part (in Scalable elements of tariff components)
x14 = 2305. Reactive power units (MVArh) (in Equivalent volume for each end user)
Kind: | Calculation | Calculation | Calculation | Calculation | Calculation | Calculation
Formula: | =IF(x1<0,0,x2*x3*10) | =IF(x1<0,0,x4*x5*10) | =IF(x1<0,0,x6*x7*10) | =x8*x9*x10/100 | =x11*x9*x12/100 | =IF(x1<0,0,x13*x14*10)
| Effect through Unit rate 1 p/kWh | Effect through Unit rate 2 p/kWh | Effect through Unit rate 3 p/kWh | Effect through Fixed charge p/MPAN/day | Effect through Capacity charge p/kVA/day | Effect through Reactive power charge p/kVArh
Domestic Unrestricted | 781973.4415 | 0 | 0 | 0 | 0 | 0
Domestic Two Rate | 46557.8 | 1279.2964 | 0 | 0 | 0 | 0
Domestic Off Peak (related MPAN) | 69.0165 | 0 | 0 | 0 | 0 | 0
Small Non Domestic Unrestricted | 156052.482 | 0 | 0 | 0 | 0 | 0
Small Non Domestic Two Rate | 51543.5597 | 1034.6792 | 0 | 0 | 0 | 0
Small Non Domestic Off Peak (related MPAN) | 45.3997 | 0 | 0 | 0 | 0 | 0
LV Medium Non-Domestic | 88300.0925 | 280.7404 | 0 | 0 | 0 | 0
LV Sub Medium Non-Domestic | 119.2674 | 0.34925 | 0 | 0 | 0 | 0
HV Medium Non-Domestic | 161.4737 | 0.39755 | 0 | 0 | 0 | 0
LV Network Domestic | 0 | 0 | 0 | 0 | 0 | 0
LV Network Non-Domestic Non-CT | 0 | 0 | 0 | 0 | 0 | 0
LV HH Metered | 128553.9414 | 82068.7608 | 917.7085 | 0 | 0 | 5095.9247
LV Sub HH Metered | 1694.4183 | 965.1119 | 10.8675 | 0 | 0 | 74.9306
HV HH Metered | 184610.8845 | 112389.3382 | 1593.6135 | 0 | 0 | 5767.1781
NHH UMS category A | 989.6148 | 0 | 0 | 0 | 0 | 0
NHH UMS category B | 805.9185 | 0 | 0 | 0 | 0 | 0
NHH UMS category C | 86.6428 | 0 | 0 | 0 | 0 | 0
NHH UMS category D | 0 | 0 | 0 | 0 | 0 | 0
LV UMS (Pseudo HH Metered) | 14566.1395 | 5697.5096 | 168.4425 | 0 | 0 | 0
LV Generation NHH or Aggregate HH | 0 | 0 | 0 | 0 | 0 | 0
LV Sub Generation NHH | 0 | 0 | 0 | 0 | 0 | 0
LV Generation Intermittent | 0 | 0 | 0 | 0 | 0 | 0
LV Generation Non-Intermittent | 0 | 0 | 0 | 0 | 0 | 0
LV Sub Generation Intermittent | 0 | 0 | 0 | 0 | 0 | 0
LV Sub Generation Non-Intermittent | 0 | 0 | 0 | 0 | 0 | 0
HV Generation Intermittent | 0 | 0 | 0 | 0 | 0 | 0
HV Generation Non-Intermittent | 0 | 0 | 0 | 0 | 0 | 0
3506. Constraint-free solution
Data sources:
x1 = 3403. Revenue shortfall (surplus) £ (in Revenue surplus or shortfall)
x2 = 3505. Effect through Unit rate 1 p/kWh (in Marginal revenue effect of scaler)
x3 = 3505. Effect through Unit rate 2 p/kWh (in Marginal revenue effect of scaler)
x4 = 3505. Effect through Unit rate 3 p/kWh (in Marginal revenue effect of scaler)
x5 = 3505. Effect through Fixed charge p/MPAN/day (in Marginal revenue effect of scaler)
x6 = 3505. Effect through Capacity charge p/kVA/day (in Marginal revenue effect of scaler)
x7 = 3505. Effect through Reactive power charge p/kVArh (in Marginal revenue effect of scaler)
Calculation =x1/SUM(x2,x3,x4,x5,x6,x7)
Constraint-free solution
Constraint-free solution | 43.3361
3507. Starting point
Data sources:
x1 = 3506. Constraint-free solution
x2 = 3504. Scaler threshold for Unit rate 1 p/kWh (in Scaler value at which the minimum is breached)
x3 = 3504. Scaler threshold for Unit rate 2 p/kWh (in Scaler value at which the minimum is breached)
x4 = 3504. Scaler threshold for Unit rate 3 p/kWh (in Scaler value at which the minimum is breached)
x5 = 3504. Scaler threshold for Fixed charge p/MPAN/day (in Scaler value at which the minimum is breached)
x6 = 3504. Scaler threshold for Capacity charge p/kVA/day (in Scaler value at which the minimum is breached)
x7 = 3504. Scaler threshold for Reactive power charge p/kVArh (in Scaler value at which the minimum is breached)
Calculation =MIN(x1,x2,x3,x4,x5,x6,x7)
Starting point
Starting point | -4991.8276
3508. Solve for General scaler rate
Data sources:
x1 = 3507. Starting point
x2 = 3504. Scaler threshold for Unit rate 1 p/kWh (in Scaler value at which the minimum is breached)
x3 = 3504. Scaler threshold for Unit rate 2 p/kWh (in Scaler value at which the minimum is breached)
x4 = 3504. Scaler threshold for Unit rate 3 p/kWh (in Scaler value at which the minimum is breached)
x5 = 3504. Scaler threshold for Fixed charge p/MPAN/day (in Scaler value at which the minimum is breached)
x6 = 3504. Scaler threshold for Capacity charge p/kVA/day (in Scaler value at which the minimum is breached)
x7 = 3504. Scaler threshold for Reactive power charge p/kVArh (in Scaler value at which the minimum is breached)
x8 = 3505. Effect through Unit rate 1 p/kWh (in Marginal revenue effect of scaler)
x9 = 3505. Effect through Unit rate 2 p/kWh (in Marginal revenue effect of scaler)
x10 = 3505. Effect through Unit rate 3 p/kWh (in Marginal revenue effect of scaler)
x11 = 3505. Effect through Fixed charge p/MPAN/day (in Marginal revenue effect of scaler)
x12 = 3505. Effect through Capacity charge p/kVA/day (in Marginal revenue effect of scaler)
x13 = 3505. Effect through Reactive power charge p/kVArh (in Marginal revenue effect of scaler)
x14 = Location (in Solve for General scaler rate)
x15 = Kink (in Solve for General scaler rate)
x16 = Ranking before tie break (in Solve for General scaler rate)
x17 = Counter (in Solve for General scaler rate)
x18 = Tie breaker (in Solve for General scaler rate)
x19 = Ranking (in Solve for General scaler rate)
x20 = Kink reordering (in Solve for General scaler rate)
x21 = Starting slope contributions (in Solve for General scaler rate)
x22 = New slope (in Solve for General scaler rate)
x23 = Location (ordered) (in Solve for General scaler rate)
x24 = Starting values (in Solve for General scaler rate)
x25 = 3403. Revenue shortfall (surplus) £ (in Revenue surplus or shortfall)
x26 = 3506. Constraint-free solution
x27 = Value (in Solve for General scaler rate)
Kind: | Special calculation | Special calculation | Special calculation | Special calculation | Special calculation | Fixed data | Calculation | Special calculation | Special calculation | Special calculation | Special calculation | Special calculation | Special calculation
Formula: | Special calculation | Special calculation | Special calculation | Special calculation | Special calculation |  | =x16*162+x17 | Special calculation | Special calculation | Special calculation | Special calculation | Special calculation | Special calculation
| Location | Kink | Starting slope contributions | Starting values | Ranking before tie break | Counter | Tie breaker | Ranking | Kink reordering | Location (ordered) | New slope | Value | Root
Starting point | -4991.8276 |  |  |  |  | 0 | 0 |  |  | -4991.8276 | 0 | -173191832.2654 | 43.3361
Kink 1 | -65.6076 | 781973.4415 | 0 | -51303405.8578 | 28 | 1 | 4537 | 28 | 73 | -4991.8276 | 168.4425 | -173191832.2654
Kink 2 | -63.4232 | 46557.8 | 0 | -2952843.1994 | 33 | 2 | 5348 | 33 | 64 | -628.5095 | 168.4425 | -172456864.1712
Kink 3 | -99.548 | 69.0165 | 0 | -6870.4534 | 20 | 3 | 3243 | 20 | 65 | -626.5381 | 168.4425 | -172456532.109
Kink 4 | -65.6076 | 156052.482 | 0 | -10238229.8335 | 27 | 4 | 4378 | 27 | 77 | -614.3347 | 168.4425 | -172454476.5287
Kink 5 | -63.3061 | 51543.5597 | 0 | -3263020.6389 | 34 | 5 | 5513 | 34 | 79 | -578.6571 | 168.4425 | -172448466.9163
Kink 6 | -97.3385 | 45.3997 | 0 | -4419.1375 | 21 | 6 | 3408 | 21 | 66 | -550.9376 | 1086.151 | -172443797.7731
Kink 7 | -63.2382 | 88300.0925 | 0 | -5583943.1744 | 35 | 7 | 5677 | 35 | 35 | -487.0091 | 1086.5002 | -172374361.7112
Kink 8 | -59.2493 | 119.2674 | 0 | -7066.5047 | 44 | 8 | 7136 | 44 | 34 | -473.7032 | 1367.2406 | -172359904.8605
Kink 9 | -35.0032 | 161.4737 | 0 | -5652.0928 | 58 | 9 | 9405 | 58 | 67 | -440.0596 | 1378.1081 | -172313905.9544
Kink 10 | -63.8447 | 0 | 0 | 0 | 31 | 10 | 5032 | 31 | 81 | -408.5405 | 1378.1081 | -172270469.2627
Kink 11 | -63.567 | 0 | 0 | 0 | 32 | 11 | 5195 | 32 | 68 | -352.2 | 2971.7216 | -172192826.0368
Kink 12 | -55.8892 | 128553.9414 | 0 | -7184781.8976 | 48 | 12 | 7788 | 48 | 36 | -282.1037 | 2972.1191 | -171984519.2107
Kink 13 | -44.3136 | 1694.4183 | 0 | -75085.6983 | 51 | 13 | 8275 | 51 | 29 | -224.6286 | 4251.4155 | -171813696.5058
Kink 14 | -35.8753 | 184610.8845 | 0 | -6622972.2724 | 57 | 14 | 9248 | 57 | 32 | -169.2686 | 5286.0947 | -171578338.15
Kink 15 | -129.5585 | 989.6148 | 0 | -128213.0455 | 16 | 15 | 2607 | 16 | 16 | -147.2416 | 6092.0133 | -171461900.9385
Kink 16 | -147.2416 | 805.9185 | 0 | -118664.7083 | 15 | 16 | 2446 | 15 | 15 | -129.5585 | 7081.6281 | -171354175.6767
Kink 17 | -122.199 | 86.6428 | 0 | -10587.6588 | 17 | 17 | 2771 | 17 | 17 | -122.199 | 7168.2709 | -171302057.9695
Kink 18 | -112.5372 | 0 | 0 | 0 | 18 | 18 | 2934 | 18 | 18 | -112.5372 | 7168.2709 | -171232799.6298
Kink 19 | -102.8986 | 14566.1395 | 0 | -1498835.3 | 19 | 19 | 3097 | 19 | 19 | -102.8986 | 21734.4104 | -171163707.6621
Kink 20 | -65.6076 | 0 | 0 | 0 | 28 | 20 | 4556 | 29 | 3 | -99.548 | 21803.4269 | -171090883.371
Kink 21 | -61.5156 | 0 | 0 | 0 | 39 | 21 | 6339 | 39 | 6 | -97.3385 | 21848.8266 | -171042710.0095
Kink 22 | -65.6076 | 0 | 0 | 0 | 28 | 22 | 4558 | 30 | 46 | -95.5071 | 27546.3361 | -171002695.6259
Kink 23 | -62.5079 | 0 | 0 | 0 | 37 | 23 | 6017 | 37 | 157 | -82.2008 | 27546.3361 | -170636155.9377
Kink 24 | -61.5156 | 0 | 0 | 0 | 39 | 24 | 6342 | 40 | 158 | -82.2008 | 27546.3361 | -170636155.9377
Kink 25 | -58.7832 | 0 | 0 | 0 | 45 | 25 | 7315 | 45 | 159 | -73.4248 | 27546.3361 | -170394410.7261
Kink 26 | -42.2756 | 0 | 0 | 0 | 52 | 26 | 8450 | 52 | 160 | -73.4248 | 27546.3361 | -170394410.7261
Kink 27 | -41.2101 | 0 | 0 | 0 | 53 | 27 | 8613 | 53 | 4 | -65.6076 | 183598.8181 | -170179074.3811
Kink 28 | 0 | 0 | 0 | 0 | 60 | 28 | 9748 | 60 | 1 | -65.6076 | 965572.2596 | -170179074.3811
Kink 29 | -224.6286 | 1279.2964 | 0 | -287366.6044 | 13 | 29 | 2135 | 13 | 20 | -65.6076 | 965572.2596 | -170179074.3811
Kink 30 | 0 | 0 | 0 | 0 | 60 | 30 | 9750 | 61 | 22 | -65.6076 | 965572.2596 | -170179074.3811
Kink 31 | 0 | 0 | 0 | 0 | 60 | 31 | 9751 | 62 | 10 | -63.8447 | 965572.2596 | -168476888.6472
Kink 32 | -169.2686 | 1034.6792 | 0 | -175138.7503 | 14 | 32 | 2300 | 14 | 11 | -63.567 | 965572.2596 | -168208751.8801
Kink 33 | 0 | 0 | 0 | 0 | 60 | 33 | 9753 | 63 | 2 | -63.4232 | 1012130.0596 | -168069841.672
Kink 34 | -473.7032 | 280.7404 | 0 | -132987.6176 | 8 | 34 | 1330 | 8 | 5 | -63.3061 | 1063673.6193 | -167951331.3435
Kink 35 | -487.0091 | 0.34925 | 0 | -170.0883 | 7 | 35 | 1169 | 7 | 7 | -63.2382 | 1151973.7119 | -167879182.111
Kink 36 | -282.1037 | 0.39755 | 0 | -112.1504 | 12 | 36 | 1980 | 12 | 37 | -62.6831 | 1151973.7119 | -167239696.7843
Kink 37 | -62.6831 | 0 | 0 | 0 | 36 | 37 | 5869 | 36 | 23 | -62.5079 | 1151973.7119 | -167037838.747
Kink 38 | -62.2907 | 0 | 0 | 0 | 38 | 38 | 6194 | 38 | 38 | -62.2907 | 1151973.7119 | -166787663.4567
Kink 39 | -53.9337 | 82068.7608 | 0 | -4426267.9005 | 49 | 39 | 7977 | 49 | 21 | -61.5156 | 1151973.7119 | -165894745.0176
Kink 40 | -40.9672 | 965.1119 | 0 | -39537.9374 | 54 | 40 | 8788 | 54 | 24 | -61.5156 | 1151973.7119 | -165894745.0176
Kink 41 | -32.346 | 112389.3382 | 0 | -3635344.0238 | 59 | 41 | 9599 | 59 | 50 | -61.3475 | 1151973.7119 | -165701102.8521
Kink 42 | 0 | 0 | 0 | 0 | 60 | 42 | 9762 | 64 | 161 | -60.7467 | 1151973.7119 | -165008972.9823
Kink 43 | 0 | 0 | 0 | 0 | 60 | 43 | 9763 | 65 | 162 | -60.7467 | 1151973.7119 | -165008972.9823
Kink 44 | 0 | 0 | 0 | 0 | 60 | 44 | 9764 | 66 | 8 | -59.2493 | 1152092.9792 | -163283986.5786
Kink 45 | 0 | 0 | 0 | 0 | 60 | 45 | 9765 | 67 | 25 | -58.7832 | 1152092.9792 | -162746981.1584
Kink 46 | -95.5071 | 5697.5096 | 0 | -544152.564 | 22 | 46 | 3610 | 22 | 147 | -58.3363 | 1157188.9039 | -162232210.2808
Kink 47 | 0 | 0 | 0 | 0 | 60 | 47 | 9767 | 68 | 52 | -57.1753 | 1157188.9039 | -160888617.5748
Kink 48 | 0 | 0 | 0 | 0 | 60 | 48 | 9768 | 69 | 12 | -55.8892 | 1285742.8453 | -159400445.0591
Kink 49 | 0 | 0 | 0 | 0 | 60 | 49 | 9769 | 70 | 39 | -53.9337 | 1367811.6061 | -156886062.356
Kink 50 | -61.3475 | 0 | 0 | 0 | 41 | 50 | 6692 | 41 | 148 | -45.6193 | 1367886.5367 | -145513595.26
Kink 51 | 0 | 0 | 0 | 0 | 60 | 51 | 9771 | 71 | 13 | -44.3136 | 1369580.9549 | -143727486.0866
Kink 52 | -57.1753 | 0 | 0 | 0 | 47 | 52 | 7666 | 47 | 26 | -42.2756 | 1369580.9549 | -140936342.745
Kink 53 | 0 | 0 | 0 | 0 | 60 | 53 | 9773 | 72 | 27 | -41.2101 | 1369580.9549 | -139477007.9851
Kink 54 | -37.7026 | 0 | 0 | 0 | 55 | 54 | 8964 | 55 | 40 | -40.9672 | 1370546.0668 | -139144388.9291
Kink 55 | 0 | 0 | 0 | 0 | 60 | 55 | 9775 | 73 | 54 | -37.7026 | 1370546.0668 | -134670037.5447
Kink 56 | 0 | 0 | 0 | 0 | 60 | 56 | 9776 | 74 | 149 | -36.6072 | 1376313.245 | -133168865.2332
Kink 57 | 0 | 0 | 0 | 0 | 60 | 57 | 9777 | 75 | 14 | -35.8753 | 1560924.1295 | -132161487.1828
Kink 58 | 0 | 0 | 0 | 0 | 60 | 58 | 9778 | 76 | 9 | -35.0032 | 1561085.6032 | -130800151.5681
Kink 59 | 0 | 0 | 0 | 0 | 60 | 59 | 9779 | 77 | 41 | -32.346 | 1673474.9415 | -126652055.707
Kink 60 | 0 | 0 | 0 | 0 | 60 | 60 | 9780 | 78 | 28 | 0 | 1673474.9415 | -72521857.747
Kink 61 | 0 | 0 | 0 | 0 | 60 | 61 | 9781 | 79 | 30 | 0 | 1673474.9415 | -72521857.747
Kink 62 | 0 | 0 | 0 | 0 | 60 | 62 | 9782 | 80 | 31 | 0 | 1673474.9415 | -72521857.747
Kink 63 | 0 | 0 | 0 | 0 | 60 | 63 | 9783 | 81 | 33 | 0 | 1673474.9415 | -72521857.747
Kink 64 | -628.5095 | 0 | 0 | 0 | 2 | 64 | 388 | 2 | 42 | 0 | 1673474.9415 | -72521857.747
Kink 65 | -626.5381 | 0 | 0 | 0 | 3 | 65 | 551 | 3 | 43 | 0 | 1673474.9415 | -72521857.747
Kink 66 | -550.9376 | 917.7085 | 0 | -505600.1261 | 6 | 66 | 1038 | 6 | 44 | 0 | 1673474.9415 | -72521857.747
Kink 67 | -440.0596 | 10.8675 | 0 | -4782.3376 | 9 | 67 | 1525 | 9 | 45 | 0 | 1673474.9415 | -72521857.747
Kink 68 | -352.2 | 1593.6135 | 0 | -561270.7383 | 11 | 68 | 1850 | 11 | 47 | 0 | 1673474.9415 | -72521857.747
Kink 69 | 0 | 0 | 0 | 0 | 60 | 69 | 9789 | 82 | 48 | 0 | 1673474.9415 | -72521857.747
Kink 70 | 0 | 0 | 0 | 0 | 60 | 70 | 9790 | 83 | 49 | 0 | 1673474.9415 | -72521857.747
Kink 71 | 0 | 0 | 0 | 0 | 60 | 71 | 9791 | 84 | 51 | 0 | 1673474.9415 | -72521857.747
Kink 72 | 0 | 0 | 0 | 0 | 60 | 72 | 9792 | 85 | 53 | 0 | 1673474.9415 | -72521857.747
Kink 73 | -4991.8276 | 168.4425 | 0 | -840835.7858 | 1 | 73 | 235 | 1 | 55 | 0 | 1673474.9415 | -72521857.747
Kink 74 | 0 | 0 | 0 | 0 | 60 | 74 | 9794 | 86 | 56 | 0 | 1673474.9415 | -72521857.747
Kink 75 | 0 | 0 | 0 | 0 | 60 | 75 | 9795 | 87 | 57 | 0 | 1673474.9415 | -72521857.747
Kink 76 | 0 | 0 | 0 | 0 | 60 | 76 | 9796 | 88 | 58 | 0 | 1673474.9415 | -72521857.747
Kink 77 | -614.3347 | 0 | 0 | 0 | 4 | 77 | 725 | 4 | 59 | 0 | 1673474.9415 | -72521857.747
Kink 78 | 0 | 0 | 0 | 0 | 60 | 78 | 9798 | 89 | 60 | 0 | 1673474.9415 | -72521857.747
Kink 79 | -578.6571 | 0 | 0 | 0 | 5 | 79 | 889 | 5 | 61 | 0 | 1673474.9415 | -72521857.747
Kink 80 | 0 | 0 | 0 | 0 | 60 | 80 | 9800 | 90 | 62 | 0 | 1673474.9415 | -72521857.747
Kink 81 | -408.5405 | 0 | 0 | 0 | 10 | 81 | 1701 | 10 | 63 | 0 | 1673474.9415 | -72521857.747
Kink 82 | 0 | 0 | 0 | 0 | 60 | 82 | 9802 | 91 | 69 | 0 | 1673474.9415 | -72521857.747
Kink 83 | 0 | 0 | 0 | 0 | 60 | 83 | 9803 | 92 | 70 | 0 | 1673474.9415 | -72521857.747
Kink 84 | 0 | 0 | 0 | 0 | 60 | 84 | 9804 | 93 | 71 | 0 | 1673474.9415 | -72521857.747
Kink 85 | 0 | 0 | 0 | 0 | 60 | 85 | 9805 | 94 | 72 | 0 | 1673474.9415 | -72521857.747
Kink 86 | 0 | 0 | 0 | 0 | 60 | 86 | 9806 | 95 | 74 | 0 | 1673474.9415 | -72521857.747
Kink 87 | 0 | 0 | 0 | 0 | 60 | 87 | 9807 | 96 | 75 | 0 | 1673474.9415 | -72521857.747
Kink 88 | 0 | 0 | 0 | 0 | 60 | 88 | 9808 | 97 | 76 | 0 | 1673474.9415 | -72521857.747
Kink 89 | 0 | 0 | 0 | 0 | 60 | 89 | 9809 | 98 | 78 | 0 | 1673474.9415 | -72521857.747
Kink 90 | 0 | 0 | 0 | 0 | 60 | 90 | 9810 | 99 | 80 | 0 | 1673474.9415 | -72521857.747
Kink 91 | 0 | 0 | 0 | 0 | 60 | 91 | 9811 | 100 | 82 | 0 | 1673474.9415 | -72521857.747
Kink 92 | 0 | 0 | 0 | 0 | 60 | 92 | 9812 | 101 | 83 | 0 | 1673474.9415 | -72521857.747
Kink 93 | 0 | 0 | 0 | 0 | 60 | 93 | 9813 | 102 | 84 | 0 | 1673474.9415 | -72521857.747
Kink 94 | 0 | 0 | 0 | 0 | 60 | 94 | 9814 | 103 | 85 | 0 | 1673474.9415 | -72521857.747
Kink 95 | 0 | 0 | 0 | 0 | 60 | 95 | 9815 | 104 | 86 | 0 | 1673474.9415 | -72521857.747
Kink 96 | 0 | 0 | 0 | 0 | 60 | 96 | 9816 | 105 | 87 | 0 | 1673474.9415 | -72521857.747
Kink 97 | 0 | 0 | 0 | 0 | 60 | 97 | 9817 | 106 | 88 | 0 | 1673474.9415 | -72521857.747
Kink 98 | 0 | 0 | 0 | 0 | 60 | 98 | 9818 | 107 | 89 | 0 | 1673474.9415 | -72521857.747
Kink 99 | 0 | 0 | 0 | 0 | 60 | 99 | 9819 | 108 | 90 | 0 | 1673474.9415 | -72521857.747
Kink 100 | 0 | 0 | 0 | 0 | 60 | 100 | 9820 | 109 | 91 | 0 | 1673474.9415 | -72521857.747
Kink 101 | 0 | 0 | 0 | 0 | 60 | 101 | 9821 | 110 | 92 | 0 | 1673474.9415 | -72521857.747
Kink 102 | 0 | 0 | 0 | 0 | 60 | 102 | 9822 | 111 | 93 | 0 | 1673474.9415 | -72521857.747
Kink 103 | 0 | 0 | 0 | 0 | 60 | 103 | 9823 | 112 | 94 | 0 | 1673474.9415 | -72521857.747
Kink 104 | 0 | 0 | 0 | 0 | 60 | 104 | 9824 | 113 | 95 | 0 | 1673474.9415 | -72521857.747
Kink 105 | 0 | 0 | 0 | 0 | 60 | 105 | 9825 | 114 | 96 | 0 | 1673474.9415 | -72521857.747
Kink 106 | 0 | 0 | 0 | 0 | 60 | 106 | 9826 | 115 | 97 | 0 | 1673474.9415 | -72521857.747
Kink 107 | 0 | 0 | 0 | 0 | 60 | 107 | 9827 | 116 | 98 | 0 | 1673474.9415 | -72521857.747
Kink 108 | 0 | 0 | 0 | 0 | 60 | 108 | 9828 | 117 | 99 | 0 | 1673474.9415 | -72521857.747
Kink 109 | 0 | 0 | 0 | 0 | 60 | 109 | 9829 | 118 | 100 | 0 | 1673474.9415 | -72521857.747
Kink 110 | 0 | 0 | 0 | 0 | 60 | 110 | 9830 | 119 | 101 | 0 | 1673474.9415 | -72521857.747
Kink 111 | 0 | 0 | 0 | 0 | 60 | 111 | 9831 | 120 | 102 | 0 | 1673474.9415 | -72521857.747
Kink 112 | 0 | 0 | 0 | 0 | 60 | 112 | 9832 | 121 | 103 | 0 | 1673474.9415 | -72521857.747
Kink 113 | 0 | 0 | 0 | 0 | 60 | 113 | 9833 | 122 | 104 | 0 | 1673474.9415 | -72521857.747
Kink 114 | 0 | 0 | 0 | 0 | 60 | 114 | 9834 | 123 | 105 | 0 | 1673474.9415 | -72521857.747
Kink 115 | 0 | 0 | 0 | 0 | 60 | 115 | 9835 | 124 | 106 | 0 | 1673474.9415 | -72521857.747
Kink 116 | 0 | 0 | 0 | 0 | 60 | 116 | 9836 | 125 | 107 | 0 | 1673474.9415 | -72521857.747
Kink 117 | 0 | 0 | 0 | 0 | 60 | 117 | 9837 | 126 | 108 | 0 | 1673474.9415 | -72521857.747
Kink 118 | 0 | 0 | 0 | 0 | 60 | 118 | 9838 | 127 | 109 | 0 | 1673474.9415 | -72521857.747
Kink 119 | 0 | 0 | 0 | 0 | 60 | 119 | 9839 | 128 | 110 | 0 | 1673474.9415 | -72521857.747
Kink 120 | 0 | 0 | 0 | 0 | 60 | 120 | 9840 | 129 | 111 | 0 | 1673474.9415 | -72521857.747
Kink 121 | 0 | 0 | 0 | 0 | 60 | 121 | 9841 | 130 | 112 | 0 | 1673474.9415 | -72521857.747
Kink 122 | 0 | 0 | 0 | 0 | 60 | 122 | 9842 | 131 | 113 | 0 | 1673474.9415 | -72521857.747
Kink 123 | 0 | 0 | 0 | 0 | 60 | 123 | 9843 | 132 | 114 | 0 | 1673474.9415 | -72521857.747
Kink 124 | 0 | 0 | 0 | 0 | 60 | 124 | 9844 | 133 | 115 | 0 | 1673474.9415 | -72521857.747
Kink 125 | 0 | 0 | 0 | 0 | 60 | 125 | 9845 | 134 | 116 | 0 | 1673474.9415 | -72521857.747
Kink 126 | 0 | 0 | 0 | 0 | 60 | 126 | 9846 | 135 | 117 | 0 | 1673474.9415 | -72521857.747
Kink 127 | 0 | 0 | 0 | 0 | 60 | 127 | 9847 | 136 | 118 | 0 | 1673474.9415 | -72521857.747
Kink 128 | 0 | 0 | 0 | 0 | 60 | 128 | 9848 | 137 | 119 | 0 | 1673474.9415 | -72521857.747
Kink 129 | 0 | 0 | 0 | 0 | 60 | 129 | 9849 | 138 | 120 | 0 | 1673474.9415 | -72521857.747
Kink 130 | 0 | 0 | 0 | 0 | 60 | 130 | 9850 | 139 | 121 | 0 | 1673474.9415 | -72521857.747
Kink 131 | 0 | 0 | 0 | 0 | 60 | 131 | 9851 | 140 | 122 | 0 | 1673474.9415 | -72521857.747
Kink 132 | 0 | 0 | 0 | 0 | 60 | 132 | 9852 | 141 | 123 | 0 | 1673474.9415 | -72521857.747
Kink 133 | 0 | 0 | 0 | 0 | 60 | 133 | 9853 | 142 | 124 | 0 | 1673474.9415 | -72521857.747
Kink 134 | 0 | 0 | 0 | 0 | 60 | 134 | 9854 | 143 | 125 | 0 | 1673474.9415 | -72521857.747
Kink 135 | 0 | 0 | 0 | 0 | 60 | 135 | 9855 | 144 | 126 | 0 | 1673474.9415 | -72521857.747
Kink 136 | 0 | 0 | 0 | 0 | 60 | 136 | 9856 | 145 | 127 | 0 | 1673474.9415 | -72521857.747
Kink 137 | 0 | 0 | 0 | 0 | 60 | 137 | 9857 | 146 | 128 | 0 | 1673474.9415 | -72521857.747
Kink 138 | 0 | 0 | 0 | 0 | 60 | 138 | 9858 | 147 | 129 | 0 | 1673474.9415 | -72521857.747
Kink 139 | 0 | 0 | 0 | 0 | 60 | 139 | 9859 | 148 | 130 | 0 | 1673474.9415 | -72521857.747
Kink 140 | 0 | 0 | 0 | 0 | 60 | 140 | 9860 | 149 | 131 | 0 | 1673474.9415 | -72521857.747
Kink 141 | 0 | 0 | 0 | 0 | 60 | 141 | 9861 | 150 | 132 | 0 | 1673474.9415 | -72521857.747
Kink 142 | 0 | 0 | 0 | 0 | 60 | 142 | 9862 | 151 | 133 | 0 | 1673474.9415 | -72521857.747
Kink 143 | 0 | 0 | 0 | 0 | 60 | 143 | 9863 | 152 | 134 | 0 | 1673474.9415 | -72521857.747
Kink 144 | 0 | 0 | 0 | 0 | 60 | 144 | 9864 | 153 | 135 | 0 | 1673474.9415 | -72521857.747
Kink 145 | 0 | 0 | 0 | 0 | 60 | 145 | 9865 | 154 | 136 | 0 | 1673474.9415 | -72521857.747
Kink 146 | 0 | 0 | 0 | 0 | 60 | 146 | 9866 | 155 | 137 | 0 | 1673474.9415 | -72521857.747
Kink 147 | -58.3363 | 5095.9247 | 0 | -297277.6251 | 46 | 147 | 7599 | 46 | 138 | 0 | 1673474.9415 | -72521857.747
Kink 148 | -45.6193 | 74.9306 | 0 | -3418.2797 | 50 | 148 | 8248 | 50 | 139 | 0 | 1673474.9415 | -72521857.747
Kink 149 | -36.6072 | 5767.1781 | 0 | -211120.5156 | 56 | 149 | 9221 | 56 | 140 | 0 | 1673474.9415 | -72521857.747
Kink 150 | 0 | 0 | 0 | 0 | 60 | 150 | 9870 | 156 | 141 | 0 | 1673474.9415 | -72521857.747
Kink 151 | 0 | 0 | 0 | 0 | 60 | 151 | 9871 | 157 | 142 | 0 | 1673474.9415 | -72521857.747
Kink 152 | 0 | 0 | 0 | 0 | 60 | 152 | 9872 | 158 | 143 | 0 | 1673474.9415 | -72521857.747
Kink 153 | 0 | 0 | 0 | 0 | 60 | 153 | 9873 | 159 | 144 | 0 | 1673474.9415 | -72521857.747
Kink 154 | 0 | 0 | 0 | 0 | 60 | 154 | 9874 | 160 | 145 | 0 | 1673474.9415 | -72521857.747
Kink 155 | 0 | 0 | 0 | 0 | 60 | 155 | 9875 | 161 | 146 | 0 | 1673474.9415 | -72521857.747
Kink 156 | 0 | 0 | 0 | 0 | 60 | 156 | 9876 | 162 | 150 | 0 | 1673474.9415 | -72521857.747
Kink 157 | -82.2008 | 0 | 0 | 0 | 23 | 157 | 3883 | 23 | 151 | 0 | 1673474.9415 | -72521857.747
Kink 158 | -82.2008 | 0 | 0 | 0 | 23 | 158 | 3884 | 24 | 152 | 0 | 1673474.9415 | -72521857.747
Kink 159 | -73.4248 | 0 | 0 | 0 | 25 | 159 | 4209 | 25 | 153 | 0 | 1673474.9415 | -72521857.747
Kink 160 | -73.4248 | 0 | 0 | 0 | 25 | 160 | 4210 | 26 | 154 | 0 | 1673474.9415 | -72521857.747
Kink 161 | -60.7467 | 0 | 0 | 0 | 42 | 161 | 6965 | 42 | 155 | 0 | 1673474.9415 | -72521857.747
Kink 162 | -60.7467 | 0 | 0 | 0 | 42 | 162 | 6966 | 43 | 156 | 0 | 1673474.9415 | -72521857.747
3509. General scaler rate
Data sources:
x1 = 3508. Root (in Solve for General scaler rate)
Calculation =MIN(x1)
General scaler rate
General scaler rate | 43.3361
3510. Scaler
Data sources:
x1 = 2302. Load coefficient
x2 = 3503. Unit rate 1 p/kWh scalable part (in Scalable elements of tariff components)
x3 = 3509. General scaler rate
x4 = 3307. Unit rate 1 p/kWh (total) (in Summary of charges before revenue matching)
x5 = 3503. Unit rate 2 p/kWh scalable part (in Scalable elements of tariff components)
x6 = 3307. Unit rate 2 p/kWh (total) (in Summary of charges before revenue matching)
x7 = 3503. Unit rate 3 p/kWh scalable part (in Scalable elements of tariff components)
x8 = 3307. Unit rate 3 p/kWh (total) (in Summary of charges before revenue matching)
x9 = 3503. Fixed charge p/MPAN/day scalable part (in Scalable elements of tariff components)
x10 = 3307. Fixed charge p/MPAN/day (total) (in Summary of charges before revenue matching)
x11 = 3503. Capacity charge p/kVA/day scalable part (in Scalable elements of tariff components)
x12 = 3307. Capacity charge p/kVA/day (total) (in Summary of charges before revenue matching)
x13 = 3503. Reactive power charge p/kVArh scalable part (in Scalable elements of tariff components)
x14 = 3307. Reactive power charge p/kVArh (in Summary of charges before revenue matching)
x15 = 1010. Days in the charging year (in Financial and general assumptions)
x16 = Fixed charge p/MPAN/day scaler (in Scaler)
x17 = 2305. MPANs (in Equivalent volume for each end user)
x18 = Capacity charge p/kVA/day scaler (in Scaler)
x19 = 2305. Import capacity (kVA) (in Equivalent volume for each end user)
x20 = Unit rate 1 p/kWh scaler (in Scaler)
x21 = 2305. Rate 1 units (MWh) (in Equivalent volume for each end user)
x22 = Unit rate 2 p/kWh scaler (in Scaler)
x23 = 2305. Rate 2 units (MWh) (in Equivalent volume for each end user)
x24 = Unit rate 3 p/kWh scaler (in Scaler)
x25 = 2305. Rate 3 units (MWh) (in Equivalent volume for each end user)
x26 = Reactive power charge p/kVArh scaler (in Scaler)
x27 = 2305. Reactive power units (MVArh) (in Equivalent volume for each end user)
Kind: | Calculation | Calculation | Calculation | Calculation | Calculation | Calculation | Calculation
Formula: | =IF(x1<0,0,IF(x2*x3+x4>0,x2*x3,0-x4)) | =IF(x1<0,0,IF(x5*x3+x6>0,x5*x3,0-x6)) | =IF(x1<0,0,IF(x7*x3+x8>0,x7*x3,0-x8)) | =IF(x1<0,0,IF(x9*x3+x10>0,x9*x3,0-x10)) | =IF(x1<0,0,IF(x11*x3+x12>0,x11*x3,0-x12)) | =IF(x1<0,0,IF(x13*x3+x14>0,x13*x3,0-x14)) | =0.01*x15*(x16*x17+x18*x19)+10*(x20*x21+x22*x23+x24*x25+x26*x27)
| Unit rate 1 p/kWh scaler | Unit rate 2 p/kWh scaler | Unit rate 3 p/kWh scaler | Fixed charge p/MPAN/day scaler | Capacity charge p/kVA/day scaler | Reactive power charge p/kVArh scaler | Net revenues by tariff from scaler
Domestic Unrestricted | 1.0432 | 0 | 0 | 0 | 0 | 0 | 33887670.0688
Domestic Two Rate | 1.1521 | 0.029917 | 0 | 0 | 0 | 0 | 2073072.6316
Domestic Off Peak (related MPAN) | 0.082778 | 0 | 0 | 0 | 0 | 0 | 2990.9061
Small Non Domestic Unrestricted | 0.8205 | 0 | 0 | 0 | 0 | 0 | 6762704.1302
Small Non Domestic Two Rate | 1.0785 | 0.048284 | 0 | 0 | 0 | 0 | 2278535.2032
Small Non Domestic Off Peak (related MPAN) | 0.08697 | 0 | 0 | 0 | 0 | 0 | 1967.4447
LV Medium Non-Domestic | 1.0063 | 0.012172 | 0 | 0 | 0 | 0 | 3838746.7923
LV Sub Medium Non-Domestic | 0.99965 | 0.011056 | 0 | 0 | 0 | 0 | 5183.7163
HV Medium Non-Domestic | 0.92855 | 0.010661 | 0 | 0 | 0 | 0 | 7014.8679
LV Network Domestic | 6.3309 | 0.63852 | 0.0096546 | 0 | 0 | 0 | 0
LV Network Non-Domestic Non-CT | 6.3477 | 0.64021 | 0.0096801 | 0 | 0 | 0 | 0
LV HH Metered | 5.2622 | 0.53074 | 0.0080248 | 0 | 0 | 0.18196 | 9388171.3478
LV Sub HH Metered | 4.663 | 0.4703 | 0.007111 | 0 | 0 | 0.17844 | 118971.786
HV HH Metered | 4.7434 | 0.4784 | 0.0072335 | 0 | 0 | 0.15516 | 13189815.7798
NHH UMS category A | 0.55778 | 0 | 0 | 0 | 0 | 0 | 42886.0348
NHH UMS category B | 0.57729 | 0 | 0 | 0 | 0 | 0 | 34925.3569
NHH UMS category C | 0.99261 | 0 | 0 | 0 | 0 | 0 | 3754.7593
NHH UMS category D | 0.54354 | 0 | 0 | 0 | 0 | 0 | 0
LV UMS (Pseudo HH Metered) | 10.1354 | 0.68741 | 0.0071245 | 0 | 0 | 0 | 885446.9213
LV Generation NHH or Aggregate HH | 0 | 0 | 0 | 0 | 0 | 0 | 0
LV Sub Generation NHH | 0 | 0 | 0 | 0 | 0 | 0 | 0
LV Generation Intermittent | 0 | 0 | 0 | 0 | 0 | 0 | 0
LV Generation Non-Intermittent | 0 | 0 | 0 | 0 | 0 | 0 | 0
LV Sub Generation Intermittent | 0 | 0 | 0 | 0 | 0 | 0 | 0
LV Sub Generation Non-Intermittent | 0 | 0 | 0 | 0 | 0 | 0 | 0
HV Generation Intermittent | 0 | 0 | 0 | 0 | 0 | 0 | 0
HV Generation Non-Intermittent | 0 | 0 | 0 | 0 | 0 | 0 | 0

## Adjust
Tariff component adjustment and rounding for WPD South Wales in April 15 (DCP179)
3601. Tariffs before rounding
Data sources:
x1 = 3307. Unit rate 1 p/kWh (total) (in Summary of charges before revenue matching)
x2 = 3510. Unit rate 1 p/kWh scaler (in Scaler)
x3 = 3307. Unit rate 2 p/kWh (total) (in Summary of charges before revenue matching)
x4 = 3510. Unit rate 2 p/kWh scaler (in Scaler)
x5 = 3307. Unit rate 3 p/kWh (total) (in Summary of charges before revenue matching)
x6 = 3510. Unit rate 3 p/kWh scaler (in Scaler)
x7 = 3307. Fixed charge p/MPAN/day (total) (in Summary of charges before revenue matching)
x8 = 3510. Fixed charge p/MPAN/day scaler (in Scaler)
x9 = 3307. Capacity charge p/kVA/day (total) (in Summary of charges before revenue matching)
x10 = 3510. Capacity charge p/kVA/day scaler (in Scaler)
x11 = 3307. Reactive power charge p/kVArh (in Summary of charges before revenue matching)
x12 = 3510. Reactive power charge p/kVArh scaler (in Scaler)
Kind: | Calculation | Calculation | Calculation | Calculation | Calculation | Calculation
Formula: | =x1+x2 | =x3+x4 | =x5+x6 | =x7+x8 | =x9+x10 | =x11+x12
| Unit rate 1 p/kWh | Unit rate 2 p/kWh | Unit rate 3 p/kWh | Fixed charge p/MPAN/day | Capacity charge p/kVA/day | Reactive power charge p/kVArh
Domestic Unrestricted | 2.6226 |  |  | 3.9687
Domestic Two Rate | 2.8383 | 0.18499 |  | 3.9687
Domestic Off Peak (related MPAN) | 0.27293
Small Non Domestic Unrestricted | 2.0627 |  |  | 6.9092
Small Non Domestic Two Rate | 2.654 | 0.23688 |  | 6.9092
Small Non Domestic Off Peak (related MPAN) | 0.28232
LV Medium Non-Domestic | 2.4748 | 0.14523 |  | 40.8881
LV Sub Medium Non-Domestic | 2.3664 | 0.1353 |  | 28.5141
HV Medium Non-Domestic | 1.6786 | 0.080063 |  | 150.4088
LV Network Domestic | 15.658 | 1.5621 | 0.14968 | 3.9687
LV Network Non-Domestic Non-CT | 15.6587 | 1.5604 | 0.14963 | 6.9092
LV HH Metered | 12.0488 | 1.1913 | 0.11005 | 9.9722 | 2.7771 | 0.42691
LV Sub HH Metered | 9.4311 | 0.91488 | 0.07932 | 7.5429 | 3.273 | 0.36628
HV HH Metered | 8.6701 | 0.83548 | 0.066022 | 75.8189 | 3.2976 | 0.28623
NHH UMS category A | 2.2253
NHH UMS category B | 2.5387
NHH UMS category C | 3.7916
NHH UMS category D | 1.955
LV UMS (Pseudo HH Metered) | 34.2011 | 2.2024 | 0.82778
LV Generation NHH or Aggregate HH | -0.81039 |  |  | 0
LV Sub Generation NHH | -0.74513 |  |  | 0
LV Generation Intermittent | -0.81039 |  |  | 0 |  | 0.26516
LV Generation Non-Intermittent | -6.5107 | -0.64447 | -0.097581 | 0 |  | 0.26516
LV Sub Generation Intermittent | -0.74513 |  |  | 0 |  | 0.23227
LV Sub Generation Non-Intermittent | -6.0043 | -0.58901 | -0.090135 | 0 |  | 0.23227
HV Generation Intermittent | -0.50241 |  |  | 36.63 |  | 0.18853
HV Generation Non-Intermittent | -4.1298 | -0.38107 | -0.062434 | 36.63 |  | 0.18853
3602. Decimal places
| Unit rate 1 p/kWh | Unit rate 2 p/kWh | Unit rate 3 p/kWh | Fixed charge p/MPAN/day | Capacity charge p/kVA/day | Reactive power charge p/kVArh
Decimal places | 3 | 3 | 3 | 2 | 2 | 3
3603. Tariff rounding
Data sources:
x1 = 3601. Unit rate 1 p/kWh before rounding (in Tariffs before rounding)
x2 = 3602. Unit rate 1 p/kWh decimal places (in Decimal places)
x3 = 3601. Unit rate 2 p/kWh before rounding (in Tariffs before rounding)
x4 = 3602. Unit rate 2 p/kWh decimal places (in Decimal places)
x5 = 3601. Unit rate 3 p/kWh before rounding (in Tariffs before rounding)
x6 = 3602. Unit rate 3 p/kWh decimal places (in Decimal places)
x7 = 3601. Fixed charge p/MPAN/day before rounding (in Tariffs before rounding)
x8 = 3602. Fixed charge p/MPAN/day decimal places (in Decimal places)
x9 = 3601. Capacity charge p/kVA/day before rounding (in Tariffs before rounding)
x10 = 3602. Capacity charge p/kVA/day decimal places (in Decimal places)
x11 = 3601. Reactive power charge p/kVArh before rounding (in Tariffs before rounding)
x12 = 3602. Reactive power charge p/kVArh decimal places (in Decimal places)
Kind: | Calculation | Calculation | Calculation | Calculation | Calculation | Calculation
Formula: | =ROUND(x1,x2)-x1 | =ROUND(x3,x4)-x3 | =ROUND(x5,x6)-x5 | =ROUND(x7,x8)-x7 | =ROUND(x9,x10)-x9 | =ROUND(x11,x12)-x11
| Unit rate 1 p/kWh | Unit rate 2 p/kWh | Unit rate 3 p/kWh | Fixed charge p/MPAN/day | Capacity charge p/kVA/day | Reactive power charge p/kVArh
Domestic Unrestricted | 0.00038901 |  |  | 0.0013303
Domestic Two Rate | -0.00033427 | 7.9697e-06 |  | 0.0013303
Domestic Off Peak (related MPAN) | 6.9854e-05
Small Non Domestic Unrestricted | 0.00032777 |  |  | 0.000847
Small Non Domestic Two Rate | -4.616e-05 | 0.00012204 |  | 0.000847
Small Non Domestic Off Peak (related MPAN) | -0.00031614
LV Medium Non-Domestic | 0.00019635 | -0.00022786 |  | 0.0019042
LV Sub Medium Non-Domestic | -0.00036917 | -0.00030049 |  | -0.0041305
HV Medium Non-Domestic | 0.00044296 | -6.3289e-05 |  | 0.001223
LV Network Domestic | 2.1868e-05 | -0.00010824 | 0.00032395 | 0.0013303
LV Network Non-Domestic Non-CT | 0.00028347 | -0.00044293 | 0.00036841 | 0.000847
LV HH Metered | 0.00020635 | -0.00026038 | -4.5373e-05 | -0.002174 | 0.0028553 | 8.9056e-05
LV Sub HH Metered | -0.00013273 | 0.00011572 | -0.00031963 | -0.0028674 | -0.0029652 | -0.00028422
HV HH Metered | -0.00010897 | -0.00048342 | -2.179e-05 | 0.0011131 | 0.0023563 | -0.00023032
NHH UMS category A | -0.00031159
NHH UMS category B | 0.00025205
NHH UMS category C | 0.00042157
NHH UMS category D | -1.6732e-05
LV UMS (Pseudo HH Metered) | -5.9308e-05 | -0.0003607 | 0.00021603
LV Generation NHH or Aggregate HH | 0.00038539 |  |  | 0
LV Sub Generation NHH | 0.00013441 |  |  | 0
LV Generation Intermittent | 0.00038539 |  |  | 0 |  | -0.00016025
LV Generation Non-Intermittent | -0.00026843 | 0.00046563 | -0.00041925 | 0 |  | -0.00016025
LV Sub Generation Intermittent | 0.00013441 |  |  | 0 |  | -0.00026691
LV Sub Generation Non-Intermittent | 0.00026294 | 1.0266e-05 | 0.00013477 | 0 |  | -0.00026691
HV Generation Intermittent | 0.00040779 |  |  | -3.8393e-05 |  | 0.00046839
HV Generation Non-Intermittent | -0.00021566 | 6.8254e-05 | 0.00043432 | -3.8393e-05 |  | 0.00046839
3604. All the way tariffs
Data sources:
x1 = 3601. Unit rate 1 p/kWh before rounding (in Tariffs before rounding)
x2 = 3603. Unit rate 1 p/kWh rounding (in Tariff rounding)
x3 = 3601. Unit rate 2 p/kWh before rounding (in Tariffs before rounding)
x4 = 3603. Unit rate 2 p/kWh rounding (in Tariff rounding)
x5 = 3601. Unit rate 3 p/kWh before rounding (in Tariffs before rounding)
x6 = 3603. Unit rate 3 p/kWh rounding (in Tariff rounding)
x7 = 3601. Fixed charge p/MPAN/day before rounding (in Tariffs before rounding)
x8 = 3603. Fixed charge p/MPAN/day rounding (in Tariff rounding)
x9 = 3601. Capacity charge p/kVA/day before rounding (in Tariffs before rounding)
x10 = 3603. Capacity charge p/kVA/day rounding (in Tariff rounding)
x11 = 3601. Reactive power charge p/kVArh before rounding (in Tariffs before rounding)
x12 = 3603. Reactive power charge p/kVArh rounding (in Tariff rounding)
Kind: | Calculation | Calculation | Calculation | Calculation | Calculation | Calculation
Formula: | =x1+x2 | =x3+x4 | =x5+x6 | =x7+x8 | =x9+x10 | =x11+x12
| Unit rate 1 p/kWh | Unit rate 2 p/kWh | Unit rate 3 p/kWh | Fixed charge p/MPAN/day | Capacity charge p/kVA/day | Reactive power charge p/kVArh
Domestic Unrestricted | 2.623 |  |  | 3.97
Domestic Two Rate | 2.838 | 0.185 |  | 3.97
Domestic Off Peak (related MPAN) | 0.273
Small Non Domestic Unrestricted | 2.063 |  |  | 6.91
Small Non Domestic Two Rate | 2.654 | 0.237 |  | 6.91
Small Non Domestic Off Peak (related MPAN) | 0.282
LV Medium Non-Domestic | 2.475 | 0.145 |  | 40.89
LV Sub Medium Non-Domestic | 2.366 | 0.135 |  | 28.51
HV Medium Non-Domestic | 1.679 | 0.08 |  | 150.41
LV Network Domestic | 15.658 | 1.562 | 0.15 | 3.97
LV Network Non-Domestic Non-CT | 15.659 | 1.56 | 0.15 | 6.91
LV HH Metered | 12.049 | 1.191 | 0.11 | 9.97 | 2.78 | 0.427
LV Sub HH Metered | 9.431 | 0.915 | 0.079 | 7.54 | 3.27 | 0.366
HV HH Metered | 8.67 | 0.835 | 0.066 | 75.82 | 3.3 | 0.286
NHH UMS category A | 2.225
NHH UMS category B | 2.539
NHH UMS category C | 3.792
NHH UMS category D | 1.955
LV UMS (Pseudo HH Metered) | 34.201 | 2.202 | 0.828
LV Generation NHH or Aggregate HH | -0.81 |  |  | 0
LV Sub Generation NHH | -0.745 |  |  | 0
LV Generation Intermittent | -0.81 |  |  | 0 |  | 0.265
LV Generation Non-Intermittent | -6.511 | -0.644 | -0.098 | 0 |  | 0.265
LV Sub Generation Intermittent | -0.745 |  |  | 0 |  | 0.232
LV Sub Generation Non-Intermittent | -6.004 | -0.589 | -0.09 | 0 |  | 0.232
HV Generation Intermittent | -0.502 |  |  | 36.63 |  | 0.189
HV Generation Non-Intermittent | -4.13 | -0.381 | -0.062 | 36.63 |  | 0.189
3605. Net revenues by tariff from rounding
Data sources:
x1 = 1010. Days in the charging year (in Financial and general assumptions)
x2 = 3603. Fixed charge p/MPAN/day rounding (in Tariff rounding)
x3 = 2305. MPANs (in Equivalent volume for each end user)
x4 = 3603. Capacity charge p/kVA/day rounding (in Tariff rounding)
x5 = 2305. Import capacity (kVA) (in Equivalent volume for each end user)
x6 = 3603. Unit rate 1 p/kWh rounding (in Tariff rounding)
x7 = 2305. Rate 1 units (MWh) (in Equivalent volume for each end user)
x8 = 3603. Unit rate 2 p/kWh rounding (in Tariff rounding)
x9 = 2305. Rate 2 units (MWh) (in Equivalent volume for each end user)
x10 = 3603. Unit rate 3 p/kWh rounding (in Tariff rounding)
x11 = 2305. Rate 3 units (MWh) (in Equivalent volume for each end user)
x12 = 3603. Reactive power charge p/kVArh rounding (in Tariff rounding)
x13 = 2305. Reactive power units (MVArh) (in Equivalent volume for each end user)
Calculation =0.01*x1*(x2*x3+x4*x5)+10*(x6*x7+x8*x9+x10*x11+x12*x13)
Net revenues by tariff from rounding
Domestic Unrestricted | 17343.1757
Domestic Two Rate | -287.5922
Domestic Off Peak (related MPAN) | 2.5239
Small Non Domestic Unrestricted | 2899.4455
Small Non Domestic Two Rate | 59.4118
Small Non Domestic Off Peak (related MPAN) | -7.1518
LV Medium Non-Domestic | 551.8421
LV Sub Medium Non-Domestic | -2.3806
HV Medium Non-Domestic | 3.2941
LV Network Domestic | 0
LV Network Non-Domestic Non-CT | 0
LV HH Metered | 4402.4261
LV Sub HH Metered | -92.3854
HV HH Metered | 354.7444
NHH UMS category A | -23.9573
NHH UMS category B | 15.2485
NHH UMS category C | 1.5947
NHH UMS category D | 0
LV UMS (Pseudo HH Metered) | 88.0884
LV Generation NHH or Aggregate HH | 2.3212
LV Sub Generation NHH | 0
LV Generation Intermittent | 36.1863
LV Generation Non-Intermittent | -0.12602
LV Sub Generation Intermittent | 0.050632
LV Sub Generation Non-Intermittent | 0
HV Generation Intermittent | 185.8017
HV Generation Non-Intermittent | 223.057
3606. Revenue forecast summary
Data sources:
x1 = 3403. Total net revenues before matching (£) (in Revenue surplus or shortfall)
x2 = 3510. Net revenues by tariff from scaler (in Scaler)
x3 = 3605. Net revenues by tariff from rounding
x4 = Total net revenues before matching (£) (in Revenue forecast summary)
x5 = Total net revenues from scaler (£) (in Revenue forecast summary)
x6 = Total net revenues from rounding (£) (in Revenue forecast summary)
x7 = Total net revenues (£) (in Revenue forecast summary)
x8 = 3402. Target CDCM revenue (£/year) (in Target CDCM revenue)
Kind: | Copy cells | Cell summation | Cell summation | Calculation | Calculation
Formula: | =x1 | =SUM(x2) | =SUM(x3) | =x4+x5+x6 | =x7-x8
| Total net revenues before matching (£) | Total net revenues from scaler (£) | Total net revenues from rounding (£) | Total net revenues (£) | Deviation from target revenue (£)
Revenue forecast summary | 132058162.921 | 72521857.747 | 25755.6186 | 204605776.2866 | 25755.6186
3607. Tariffs
Data sources:
x1 = 3604. Unit rate 1 p/kWh (in All the way tariffs)
x2 = 2304. Discount for each tariff (except for fixed charges) (in LDNO discounts and volumes adjusted for discount)
x3 = 3604. Unit rate 2 p/kWh (in All the way tariffs)
x4 = 3604. Unit rate 3 p/kWh (in All the way tariffs)
x5 = 3604. Fixed charge p/MPAN/day (in All the way tariffs)
x6 = 2304. Discount for each tariff for fixed charges only (in LDNO discounts and volumes adjusted for discount)
x7 = 3604. Capacity charge p/kVA/day (in All the way tariffs)
x8 = 3604. Reactive power charge p/kVArh (in All the way tariffs)
Kind: | Calculation | Calculation | Calculation | Calculation | Calculation | Calculation
Formula: | =ROUND(x1*(1-x2),3) | =ROUND(x3*(1-x2),3) | =ROUND(x4*(1-x2),3) | =ROUND(x5*(1-x6),2) | =ROUND(x7*(1-x2),2) | =ROUND(x8*(1-x2),3)
| Unit rate 1 p/kWh | Unit rate 2 p/kWh | Unit rate 3 p/kWh | Fixed charge p/MPAN/day | Capacity charge p/kVA/day | Reactive power charge p/kVArh
> Domestic Unrestricted
Domestic Unrestricted | 2.623 | 0 | 0 | 3.97 | 0 | 0
LDNO LV: Domestic Unrestricted | 1.785 | 0 | 0 | 2.7 | 0 | 0
LDNO HV: Domestic Unrestricted | 0.948 | 0 | 0 | 1.44 | 0 | 0
> Domestic Two Rate
Domestic Two Rate | 2.838 | 0.185 | 0 | 3.97 | 0 | 0
LDNO LV: Domestic Two Rate | 1.931 | 0.126 | 0 | 2.7 | 0 | 0
LDNO HV: Domestic Two Rate | 1.026 | 0.067 | 0 | 1.44 | 0 | 0
> Domestic Off Peak (related MPAN)
Domestic Off Peak (related MPAN) | 0.273 | 0 | 0 | 0 | 0 | 0
LDNO LV: Domestic Off Peak (related MPAN) | 0.186 | 0 | 0 | 0 | 0 | 0
LDNO HV: Domestic Off Peak (related MPAN) | 0.099 | 0 | 0 | 0 | 0 | 0
> Small Non Domestic Unrestricted
Small Non Domestic Unrestricted | 2.063 | 0 | 0 | 6.91 | 0 | 0
LDNO LV: Small Non Domestic Unrestricted | 1.404 | 0 | 0 | 4.7 | 0 | 0
LDNO HV: Small Non Domestic Unrestricted | 0.746 | 0 | 0 | 2.5 | 0 | 0
> Small Non Domestic Two Rate
Small Non Domestic Two Rate | 2.654 | 0.237 | 0 | 6.91 | 0 | 0
LDNO LV: Small Non Domestic Two Rate | 1.806 | 0.161 | 0 | 4.7 | 0 | 0
LDNO HV: Small Non Domestic Two Rate | 0.96 | 0.086 | 0 | 2.5 | 0 | 0
> Small Non Domestic Off Peak (related MPAN)
Small Non Domestic Off Peak (related MPAN) | 0.282 | 0 | 0 | 0 | 0 | 0
LDNO LV: Small Non Domestic Off Peak (related MPAN) | 0.192 | 0 | 0 | 0 | 0 | 0
LDNO HV: Small Non Domestic Off Peak (related MPAN) | 0.102 | 0 | 0 | 0 | 0 | 0
> LV Medium Non-Domestic
LV Medium Non-Domestic | 2.475 | 0.145 | 0 | 40.89 | 0 | 0
LDNO LV: LV Medium Non-Domestic | 1.684 | 0.099 | 0 | 27.82 | 0 | 0
LDNO HV: LV Medium Non-Domestic | 0.895 | 0.052 | 0 | 14.78 | 0 | 0
> LV Sub Medium Non-Domestic
LV Sub Medium Non-Domestic | 2.366 | 0.135 | 0 | 28.51 | 0 | 0
> HV Medium Non-Domestic
HV Medium Non-Domestic | 1.679 | 0.08 | 0 | 150.41 | 0 | 0
> LV Network Domestic
LV Network Domestic | 15.658 | 1.562 | 0.15 | 3.97 | 0 | 0
LDNO LV: LV Network Domestic | 10.653 | 1.063 | 0.102 | 2.7 | 0 | 0
LDNO HV: LV Network Domestic | 5.661 | 0.565 | 0.054 | 1.44 | 0 | 0
> LV Network Non-Domestic Non-CT
LV Network Non-Domestic Non-CT | 15.659 | 1.56 | 0.15 | 6.91 | 0 | 0
LDNO LV: LV Network Non-Domestic Non-CT | 10.654 | 1.061 | 0.102 | 4.7 | 0 | 0
LDNO HV: LV Network Non-Domestic Non-CT | 5.661 | 0.564 | 0.054 | 2.5 | 0 | 0
> LV HH Metered
LV HH Metered | 12.049 | 1.191 | 0.11 | 9.97 | 2.78 | 0.427
LDNO LV: LV HH Metered | 8.198 | 0.81 | 0.075 | 6.78 | 1.89 | 0.291
LDNO HV: LV HH Metered | 4.356 | 0.431 | 0.04 | 3.6 | 1.01 | 0.154
> LV Sub HH Metered
LV Sub HH Metered | 9.431 | 0.915 | 0.079 | 7.54 | 3.27 | 0.366
LDNO HV: LV Sub HH Metered | 5.154 | 0.5 | 0.043 | 4.12 | 1.79 | 0.2
> HV HH Metered
HV HH Metered | 8.67 | 0.835 | 0.066 | 75.82 | 3.3 | 0.286
LDNO HV: HV HH Metered | 5.684 | 0.547 | 0.043 | 49.7 | 2.16 | 0.187
> NHH UMS category A
NHH UMS category A | 2.225 | 0 | 0 | 0 | 0 | 0
LDNO LV: NHH UMS category A | 1.514 | 0 | 0 | 0 | 0 | 0
LDNO HV: NHH UMS category A | 0.804 | 0 | 0 | 0 | 0 | 0
> NHH UMS category B
NHH UMS category B | 2.539 | 0 | 0 | 0 | 0 | 0
LDNO LV: NHH UMS category B | 1.727 | 0 | 0 | 0 | 0 | 0
LDNO HV: NHH UMS category B | 0.918 | 0 | 0 | 0 | 0 | 0
> NHH UMS category C
NHH UMS category C | 3.792 | 0 | 0 | 0 | 0 | 0
LDNO LV: NHH UMS category C | 2.58 | 0 | 0 | 0 | 0 | 0
LDNO HV: NHH UMS category C | 1.371 | 0 | 0 | 0 | 0 | 0
> NHH UMS category D
NHH UMS category D | 1.955 | 0 | 0 | 0 | 0 | 0
LDNO LV: NHH UMS category D | 1.33 | 0 | 0 | 0 | 0 | 0
LDNO HV: NHH UMS category D | 0.707 | 0 | 0 | 0 | 0 | 0
> LV UMS (Pseudo HH Metered)
LV UMS (Pseudo HH Metered) | 34.201 | 2.202 | 0.828 | 0 | 0 | 0
LDNO LV: LV UMS (Pseudo HH Metered) | 23.269 | 1.498 | 0.563 | 0 | 0 | 0
LDNO HV: LV UMS (Pseudo HH Metered) | 12.365 | 0.796 | 0.299 | 0 | 0 | 0
> LV Generation NHH or Aggregate HH
LV Generation NHH or Aggregate HH | -0.81 | 0 | 0 | 0 | 0 | 0
LDNO LV: LV Generation NHH or Aggregate HH | -0.81 | 0 | 0 | 0 | 0 | 0
LDNO HV: LV Generation NHH or Aggregate HH | -0.81 | 0 | 0 | 0 | 0 | 0
> LV Sub Generation NHH
LV Sub Generation NHH | -0.745 | 0 | 0 | 0 | 0 | 0
LDNO HV: LV Sub Generation NHH | -0.745 | 0 | 0 | 0 | 0 | 0
> LV Generation Intermittent
LV Generation Intermittent | -0.81 | 0 | 0 | 0 | 0 | 0.265
LDNO LV: LV Generation Intermittent | -0.81 | 0 | 0 | 0 | 0 | 0.265
LDNO HV: LV Generation Intermittent | -0.81 | 0 | 0 | 0 | 0 | 0.265
> LV Generation Non-Intermittent
LV Generation Non-Intermittent | -6.511 | -0.644 | -0.098 | 0 | 0 | 0.265
LDNO LV: LV Generation Non-Intermittent | -6.511 | -0.644 | -0.098 | 0 | 0 | 0.265
LDNO HV: LV Generation Non-Intermittent | -6.511 | -0.644 | -0.098 | 0 | 0 | 0.265
> LV Sub Generation Intermittent
LV Sub Generation Intermittent | -0.745 | 0 | 0 | 0 | 0 | 0.232
LDNO HV: LV Sub Generation Intermittent | -0.745 | 0 | 0 | 0 | 0 | 0.232
> LV Sub Generation Non-Intermittent
LV Sub Generation Non-Intermittent | -6.004 | -0.589 | -0.09 | 0 | 0 | 0.232
LDNO HV: LV Sub Generation Non-Intermittent | -6.004 | -0.589 | -0.09 | 0 | 0 | 0.232
> HV Generation Intermittent
HV Generation Intermittent | -0.502 | 0 | 0 | 36.63 | 0 | 0.189
LDNO HV: HV Generation Intermittent | -0.502 | 0 | 0 | 0 | 0 | 0.189
> HV Generation Non-Intermittent
HV Generation Non-Intermittent | -4.13 | -0.381 | -0.062 | 36.63 | 0 | 0.189
LDNO HV: HV Generation Non-Intermittent | -4.13 | -0.381 | -0.062 | 0 | 0 | 0.189

## Tariffs
Tariffs for WPD South Wales in April 15 (DCP179)
3701. Tariffs
Data sources:
x1 = 3607. Unit rate 1 p/kWh (in Tariffs)
x2 = 3607. Unit rate 2 p/kWh (in Tariffs)
x3 = 3607. Unit rate 3 p/kWh (in Tariffs)
x4 = 3607. Fixed charge p/MPAN/day (in Tariffs)
x5 = 3607. Capacity charge p/kVA/day (in Tariffs)
x6 = 3607. Reactive power charge p/kVArh (in Tariffs)
Kind: | Input data | Fixed data | Copy cells | Copy cells | Copy cells | Copy cells | Copy cells | Copy cells | Input data
Formula: |  |  | = x1 | = x2 | = x3 | = x4 | = x5 | = x6
| Open LLFCs | PCs | Unit rate 1 p/kWh | Unit rate 2 p/kWh | Unit rate 3 p/kWh | Fixed charge p/MPAN/day | Capacity charge p/kVA/day | Reactive power charge p/kVArh | Closed LLFCs
Domestic Unrestricted | 100, 105, 800, 860 | 1 | 2.623 | 0 | 0 | 3.97 | 0 | 0 | n/a
Domestic Two Rate | 101, 106, 801, 861, | 2 | 2.838 | 0.185 | 0 | 3.97 | 0 | 0 | n/a
Domestic Off Peak (related MPAN) | 194, 843 | 2 | 0.273 | 0 | 0 | 0 | 0 | 0 | n/a
Small Non Domestic Unrestricted | 200, 810, 862 | 3 | 2.063 | 0 | 0 | 6.91 | 0 | 0 | n/a
Small Non Domestic Two Rate | 201, 811, 863 | 4 | 2.654 | 0.237 | 0 | 6.91 | 0 | 0 | n/a
Small Non Domestic Off Peak (related MPAN) | 294 | 4 | 0.282 | 0 | 0 | 0 | 0 | 0 | n/a
LV Medium Non-Domestic | 300 | 5-8 | 2.475 | 0.145 | 0 | 40.89 | 0 | 0 | n/a
LV Sub Medium Non-Domestic | 344 | 5-8 | 2.366 | 0.135 | 0 | 28.51 | 0 | 0 | n/a
HV Medium Non-Domestic | 400 | 5-8 | 1.679 | 0.08 | 0 | 150.41 | 0 | 0 | n/a
LV Network Domestic | 116 |  | 15.658 | 1.562 | 0.15 | 3.97 | 0 | 0 | n/a
LV Network Non-Domestic Non-CT | 117 |  | 15.659 | 1.56 | 0.15 | 6.91 | 0 | 0 | n/a
LV HH Metered | 300 |  | 12.049 | 1.191 | 0.11 | 9.97 | 2.78 | 0.427 | n/a
LV Sub HH Metered | 344 |  | 9.431 | 0.915 | 0.079 | 7.54 | 3.27 | 0.366 | n/a
HV HH Metered | 400 |  | 8.67 | 0.835 | 0.066 | 75.82 | 3.3 | 0.286 | n/a
NHH UMS category A | 718 | 8 | 2.225 | 0 | 0 | 0 | 0 | 0 | n/a
NHH UMS category B | 701 | 1 | 2.539 | 0 | 0 | 0 | 0 | 0 | n/a
NHH UMS category C | 719 | 1 | 3.792 | 0 | 0 | 0 | 0 | 0 | n/a
NHH UMS category D | 720 | 1 | 1.955 | 0 | 0 | 0 | 0 | 0 | n/a
LV UMS (Pseudo HH Metered) | 700 |  | 34.201 | 2.202 | 0.828 | 0 | 0 | 0 | n/a
LV Generation NHH or Aggregate HH | 697 | 8&0 | -0.81 | 0 | 0 | 0 | 0 | 0 | n/a
LV Sub Generation NHH | 717 | 8 | -0.745 | 0 | 0 | 0 | 0 | 0 | n/a
LV Generation Intermittent | 697 |  | -0.81 | 0 | 0 | 0 | 0 | 0.265 | n/a
LV Generation Non-Intermittent | 603 |  | -6.511 | -0.644 | -0.098 | 0 | 0 | 0.265 | n/a
LV Sub Generation Intermittent | 602 |  | -0.745 | 0 | 0 | 0 | 0 | 0.232 | n/a
LV Sub Generation Non-Intermittent | 604 |  | -6.004 | -0.589 | -0.09 | 0 | 0 | 0.232 | n/a
HV Generation Intermittent | 698 |  | -0.502 | 0 | 0 | 36.63 | 0 | 0.189 | n/a
HV Generation Non-Intermittent | 606 |  | -4.13 | -0.381 | -0.062 | 36.63 | 0 | 0.189 | n/a
LDNO LV: Domestic Unrestricted | 870 | 1 | 1.785 | 0 | 0 | 2.7 | 0 | 0 | n/a
LDNO LV: Domestic Two Rate | 871 | 2 | 1.931 | 0.126 | 0 | 2.7 | 0 | 0 | n/a
LDNO LV: Domestic Off Peak (related MPAN) | 872 | 2 | 0.186 | 0 | 0 | 0 | 0 | 0 | n/a
LDNO LV: Small Non Domestic Unrestricted | 873 | 3 | 1.404 | 0 | 0 | 4.7 | 0 | 0 | n/a
LDNO LV: Small Non Domestic Two Rate | 874 | 4 | 1.806 | 0.161 | 0 | 4.7 | 0 | 0 | n/a
LDNO LV: Small Non Domestic Off Peak (related MPAN) | 875 | 4 | 0.192 | 0 | 0 | 0 | 0 | 0 | n/a
LDNO LV: LV Medium Non-Domestic | 876 | 5-8 | 1.684 | 0.099 | 0 | 27.82 | 0 | 0 | n/a
LDNO LV: LV Network Domestic |  |  | 10.653 | 1.063 | 0.102 | 2.7 | 0 | 0 | n/a
LDNO LV: LV Network Non-Domestic Non-CT |  |  | 10.654 | 1.061 | 0.102 | 4.7 | 0 | 0 | n/a
LDNO LV: LV HH Metered | 877 |  | 8.198 | 0.81 | 0.075 | 6.78 | 1.89 | 0.291 | n/a
LDNO LV: NHH UMS category A | 877 | 8 | 1.514 | 0 | 0 | 0 | 0 | 0 | n/a
LDNO LV: NHH UMS category B | 878 | 1 | 1.727 | 0 | 0 | 0 | 0 | 0 | n/a
LDNO LV: NHH UMS category C | 879 | 1 | 2.58 | 0 | 0 | 0 | 0 | 0 | n/a
LDNO LV: NHH UMS category D | 881 | 1 | 1.33 | 0 | 0 | 0 | 0 | 0 | n/a
LDNO LV: LV UMS (Pseudo HH Metered) | 879 |  | 23.269 | 1.498 | 0.563 | 0 | 0 | 0 | n/a
LDNO LV: LV Generation NHH or Aggregate HH | 880 | 8&0 | -0.81 | 0 | 0 | 0 | 0 | 0 | n/a
LDNO LV: LV Generation Intermittent | 881 |  | -0.81 | 0 | 0 | 0 | 0 | 0.265 | n/a
LDNO LV: LV Generation Non-Intermittent | 882 |  | -6.511 | -0.644 | -0.098 | 0 | 0 | 0.265 | n/a
LDNO HV: Domestic Unrestricted | 883 | 1 | 0.948 | 0 | 0 | 1.44 | 0 | 0 | n/a
LDNO HV: Domestic Two Rate | 884 | 2 | 1.026 | 0.067 | 0 | 1.44 | 0 | 0 | n/a
LDNO HV: Domestic Off Peak (related MPAN) | 885 | 2 | 0.099 | 0 | 0 | 0 | 0 | 0 | n/a
LDNO HV: Small Non Domestic Unrestricted | 886 | 3 | 0.746 | 0 | 0 | 2.5 | 0 | 0 | n/a
LDNO HV: Small Non Domestic Two Rate | 887 | 4 | 0.96 | 0.086 | 0 | 2.5 | 0 | 0 | n/a
LDNO HV: Small Non Domestic Off Peak (related MPAN) | 888 | 4 | 0.102 | 0 | 0 | 0 | 0 | 0 | n/a
LDNO HV: LV Medium Non-Domestic | 889 | 5-8 | 0.895 | 0.052 | 0 | 14.78 | 0 | 0 | n/a
LDNO HV: LV Network Domestic |  |  | 5.661 | 0.565 | 0.054 | 1.44 | 0 | 0 | n/a
LDNO HV: LV Network Non-Domestic Non-CT |  |  | 5.661 | 0.564 | 0.054 | 2.5 | 0 | 0 | n/a
LDNO HV: LV HH Metered | 890 |  | 4.356 | 0.431 | 0.04 | 3.6 | 1.01 | 0.154 | n/a
LDNO HV: LV Sub HH Metered | 891 |  | 5.154 | 0.5 | 0.043 | 4.12 | 1.79 | 0.2 | n/a
LDNO HV: HV HH Metered | 892 |  | 5.684 | 0.547 | 0.043 | 49.7 | 2.16 | 0.187 | n/a
LDNO HV: NHH UMS category A | 891 | 8 | 0.804 | 0 | 0 | 0 | 0 | 0 | n/a
LDNO HV: NHH UMS category B | 893 | 1 | 0.918 | 0 | 0 | 0 | 0 | 0 | n/a
LDNO HV: NHH UMS category C | 894 | 1 | 1.371 | 0 | 0 | 0 | 0 | 0 | n/a
LDNO HV: NHH UMS category D | 896 | 1 | 0.707 | 0 | 0 | 0 | 0 | 0 | n/a
LDNO HV: LV UMS (Pseudo HH Metered) | 894 |  | 12.365 | 0.796 | 0.299 | 0 | 0 | 0 | n/a
LDNO HV: LV Generation NHH or Aggregate HH | 895 | 8&0 | -0.81 | 0 | 0 | 0 | 0 | 0 | n/a
LDNO HV: LV Sub Generation NHH | 902 | 8 | -0.745 | 0 | 0 | 0 | 0 | 0 | n/a
LDNO HV: LV Generation Intermittent | 896 |  | -0.81 | 0 | 0 | 0 | 0 | 0.265 | n/a
LDNO HV: LV Generation Non-Intermittent | 897 |  | -6.511 | -0.644 | -0.098 | 0 | 0 | 0.265 | n/a
LDNO HV: LV Sub Generation Intermittent | 898 |  | -0.745 | 0 | 0 | 0 | 0 | 0.232 | n/a
LDNO HV: LV Sub Generation Non-Intermittent | 899 |  | -6.004 | -0.589 | -0.09 | 0 | 0 | 0.232 | n/a
LDNO HV: HV Generation Intermittent | 900 |  | -0.502 | 0 | 0 | 0 | 0 | 0.189 | n/a
LDNO HV: HV Generation Non-Intermittent | 901 |  | -4.13 | -0.381 | -0.062 | 0 | 0 | 0.189 | n/a

## Summary
Summary statistics for WPD South Wales in April 15 (DCP179)
This sheet is for information only. It can be deleted without affecting any calculations elsewhere in the model.
3801. Headline parameters
Data sources:
x1 = 1010. Annuity proportion for customer-contributed assets (in Financial and general assumptions)
x2 = 3606. Total net revenues from scaler (£) (in Revenue forecast summary)
x3 = 3606. Deviation from target revenue (£) (in Revenue forecast summary)
x4 = 3402. Target CDCM revenue (£/year) (in Target CDCM revenue)
Kind: | Copy cells | Copy cells | Copy cells | Calculation
Formula: | = x1 | = x2 | = x3 | =x3/x4
| Annuity proportion for customer-contributed assets | Total net revenues from scaler (£) | Deviation from target revenue (£) | Over/under recovery
Headline parameters | 0 | 72521857.747 | 25755.6186 | 0.01259%
3802. Revenue summary
Data sources:
x1 = 1053. Rate 1 units (MWh) by tariff (in Volume forecasts for the charging year)
x2 = 1053. Rate 2 units (MWh) by tariff (in Volume forecasts for the charging year)
x3 = 1053. Rate 3 units (MWh) by tariff (in Volume forecasts for the charging year)
x4 = 1053. MPANs by tariff (in Volume forecasts for the charging year)
x5 = 1010. Days in the charging year (in Financial and general assumptions)
x6 = 3607. Fixed charge p/MPAN/day (in Tariffs)
x7 = 3607. Capacity charge p/kVA/day (in Tariffs)
x8 = 1053. Import capacity (kVA) by tariff (in Volume forecasts for the charging year)
x9 = 3607. Unit rate 1 p/kWh (in Tariffs)
x10 = 3607. Unit rate 2 p/kWh (in Tariffs)
x11 = 3607. Unit rate 3 p/kWh (in Tariffs)
x12 = 3607. Reactive power charge p/kVArh (in Tariffs)
x13 = 1053. Reactive power units (MVArh) by tariff (in Volume forecasts for the charging year)
x14 = All units (MWh) (in Revenue summary)
x15 = Net revenues (£) (in Revenue summary)
x16 = MPANs by tariff (in Volume forecasts for the charging year) (copy) (in Revenue summary)
x17 = Revenues from unit rates (£) (in Revenue summary)
x18 = Net revenues from unit rate 1 (£) (in Revenue summary)
x19 = Net revenues from unit rate 2 (£) (in Revenue summary)
x20 = Net revenues from unit rate 3 (£) (in Revenue summary)
x21 = Revenues from fixed charges (£) (in Revenue summary)
x22 = Revenues from capacity charges (£) (in Revenue summary)
x23 = Revenues from reactive power charges (£) (in Revenue summary)
Kind: | Calculation | Copy cells | Calculation | Calculation | Calculation | Calculation | Calculation | Calculation | Calculation | Calculation | Calculation | Calculation | Calculation | Calculation | Calculation | Calculation | Calculation | Calculation | Calculation
Formula: | =x1+x2+x3 | = x4 | =0.01*x5*(x6*x4+x7*x8)+10*(x9*x1+x10*x2+x11*x3+x12*x13) | =10*(x9*x1+x10*x2+x11*x3) | =x6*x5*x4/100 | =x7*x5*x8/100 | =x12*x13*10 | =IF(x14<>0,0.1*x15/x14,"") | =IF(x16<>0,x15/x16,"") | =IF(x14<>0,0.1*x17/x14,0) | =x9*x1*10 | =x10*x2*10 | =x11*x3*10 | =IF(x17<>0,x18/x17,"") | =IF(x17<>0,x19/x17,"") | =IF(x17<>0,x20/x17,"") | =IF(x15<>0,x21/x15,"") | =IF(x15<>0,x22/x15,"") | =IF(x15<>0,x23/x15,"")
| All units (MWh) | MPANs | Net revenues (£) | Revenues from unit rates (£) | Revenues from fixed charges (£) | Revenues from capacity charges (£) | Revenues from reactive power charges (£) | Average p/kWh | Average £/MPAN | Average unit rate p/kWh | Net revenues from unit rate 1 (£) | Net revenues from unit rate 2 (£) | Net revenues from unit rate 3 (£) | Rate 1 revenue proportion | Rate 2 revenue proportion | Rate 3 revenue proportion | Fixed charge proportion | Capacity charge proportion | Reactive power charge proportion
> Domestic Unrestricted
Domestic Unrestricted | 3242264.6558 | 964740 | 99062467.0683 | 85044601.9203 | 14017865.148 | 0 | 0 | 3.0553 | 102.6831 | 2.623 | 85044601.9203 | 0 | 0 | 100% | 0% | 0% | 14.15% | 0% | 0%
LDNO LV: Domestic Unrestricted | 2870.335 | 893 | 60060.1055 | 51235.4795 | 8824.626 | 0 | 0 | 2.0924 | 67.2566 | 1.785 | 51235.4795 | 0 | 0 | 100% | 0% | 0% | 14.69% | 0% | 0%
LDNO HV: Domestic Unrestricted | 11376.8271 | 3843 | 128106.4686 | 107852.3214 | 20254.1472 | 0 | 0 | 1.126 | 33.335 | 0.948 | 107852.3214 | 0 | 0 | 100% | 0% | 0% | 15.81% | 0% | 0%
> Domestic Two Rate
Domestic Two Rate | 355549.4458 | 58083 | 6140438.588 | 5296480.9814 | 843957.6066 | 0 | 0 | 1.727 | 105.7183 | 1.4897 | 4962183.1022 | 334297.8792 | 0 | 93.69% | 6.312% | 0% | 13.74% | 0% | 0%
LDNO LV: Domestic Two Rate | 6848.6567 | 21 | 13583.7483 | 13376.2263 | 207.522 | 0 | 0 | 0.19834 | 646.8452 | 0.19531 | 5078.2827 | 8297.9436 | 0 | 37.96% | 62.04% | 0% | 1.528% | 0% | 0%
LDNO HV: Domestic Two Rate | 606.1749 | 80 | 3285.6922 | 2864.0602 | 421.632 | 0 | 0 | 0.54204 | 41.0712 | 0.47248 | 2629.6444 | 234.4158 | 0 | 91.82% | 8.185% | 0% | 12.83% | 0% | 0%
> Domestic Off Peak (related MPAN)
Domestic Off Peak (related MPAN) | 3613.1441 | 1012 | 9863.8834 | 9863.8834 | 0 | 0 | 0 | 0.273 | 9.7469 | 0.273 | 9863.8834 | 0 | 0 | 100% | 0% | 0% | 0% | 0% | 0%
LDNO LV: Domestic Off Peak (related MPAN) | 0 | 0 | 0 | 0 | 0 | 0 | 0 |  |  | 0 | 0 | 0 | 0
LDNO HV: Domestic Off Peak (related MPAN) | 0 | 0 | 0 | 0 | 0 | 0 | 0 |  |  | 0 | 0 | 0 | 0
> Small Non Domestic Unrestricted
Small Non Domestic Unrestricted | 823197.9586 | 63787 | 18595785.3887 | 16982573.8865 | 1613211.5022 | 0 | 0 | 2.259 | 291.5294 | 2.063 | 16982573.8865 | 0 | 0 | 100% | 0% | 0% | 8.675% | 0% | 0%
LDNO LV: Small Non Domestic Unrestricted | 56.7436 | 4 | 865.4883 | 796.6803 | 68.808 | 0 | 0 | 1.5253 | 216.3721 | 1.404 | 796.6803 | 0 | 0 | 100% | 0% | 0% | 7.95% | 0% | 0%
LDNO HV: Small Non Domestic Unrestricted | 2717.0897 | 110 | 21275.9891 | 20269.4891 | 1006.5 | 0 | 0 | 0.78304 | 193.4181 | 0.746 | 20269.4891 | 0 | 0 | 100% | 0% | 0% | 4.731% | 0% | 0%
> Small Non Domestic Two Rate
Small Non Domestic Two Rate | 299626.9469 | 13441 | 6048436.8822 | 5708505.9276 | 339930.9546 | 0 | 0 | 2.0187 | 449.999 | 1.9052 | 5488509.4035 | 219996.524 | 0 | 96.15% | 3.854% | 0% | 5.62% | 0% | 0%
LDNO LV: Small Non Domestic Two Rate | 0 | 0 | 0 | 0 | 0 | 0 | 0 |  |  | 0 | 0 | 0 | 0
LDNO HV: Small Non Domestic Two Rate | 955.7258 | 9 | 8293.2564 | 8210.9064 | 82.35 | 0 | 0 | 0.86774 | 921.4729 | 0.85913 | 8116.0446 | 94.8619 | 0 | 98.84% | 1.155% | 0% | 0.993% | 0% | 0%
> Small Non Domestic Off Peak (related MPAN)
Small Non Domestic Off Peak (related MPAN) | 2262.2094 | 290 | 6379.4304 | 6379.4304 | 0 | 0 | 0 | 0.282 | 21.998 | 0.282 | 6379.4304 | 0 | 0 | 100% | 0% | 0% | 0% | 0% | 0%
LDNO LV: Small Non Domestic Off Peak (related MPAN) | 0 | 0 | 0 | 0 | 0 | 0 | 0 |  |  | 0 | 0 | 0 | 0
LDNO HV: Small Non Domestic Off Peak (related MPAN) | 0 | 0 | 0 | 0 | 0 | 0 | 0 |  |  | 0 | 0 | 0 | 0
> LV Medium Non-Domestic
LV Medium Non-Domestic | 479754.3109 | 4728 | 10253907.6741 | 9546327.4869 | 707580.1872 | 0 | 0 | 2.1373 | 2168.7622 | 1.9898 | 9401477.3592 | 144850.1277 | 0 | 98.48% | 1.517% | 0% | 6.901% | 0% | 0%
LDNO LV: LV Medium Non-Domestic | 0 | 0 | 0 | 0 | 0 | 0 | 0 |  |  | 0 | 0 | 0 | 0
LDNO HV: LV Medium Non-Domestic | 1239.2991 | 10 | 10411.5569 | 9870.6089 | 540.948 | 0 | 0 | 0.84012 | 1041.1557 | 0.79647 | 9795.2849 | 75.324 | 0 | 99.24% | 0.7631% | 0% | 5.196% | 0% | 0%
> LV Sub Medium Non-Domestic
LV Sub Medium Non-Domestic | 653.9383 | 4 | 12835.3756 | 12417.9892 | 417.3864 | 0 | 0 | 1.9628 | 3208.8439 | 1.899 | 12233.1772 | 184.8121 | 0 | 98.51% | 1.488% | 0% | 3.252% | 0% | 0%
> HV Medium Non-Domestic
HV Medium Non-Domestic | 915.2031 | 13 | 19938.8549 | 12782.3471 | 7156.5078 | 0 | 0 | 2.1786 | 1533.7581 | 1.3967 | 12653.0706 | 129.2764 | 0 | 98.99% | 1.011% | 0% | 35.89% | 0% | 0%
> LV Network Domestic
LV Network Domestic | 0 | 0 | 0 | 0 | 0 | 0 | 0 |  |  | 0 | 0 | 0 | 0
LDNO LV: LV Network Domestic | 0 | 0 | 0 | 0 | 0 | 0 | 0 |  |  | 0 | 0 | 0 | 0
LDNO HV: LV Network Domestic | 0 | 0 | 0 | 0 | 0 | 0 | 0 |  |  | 0 | 0 | 0 | 0
> LV Network Non-Domestic Non-CT
LV Network Non-Domestic Non-CT | 0 | 0 | 0 | 0 | 0 | 0 | 0 |  |  | 0 | 0 | 0 | 0
LDNO LV: LV Network Non-Domestic Non-CT | 0 | 0 | 0 | 0 | 0 | 0 | 0 |  |  | 0 | 0 | 0 | 0
LDNO HV: LV Network Non-Domestic Non-CT | 0 | 0 | 0 | 0 | 0 | 0 | 0 |  |  | 0 | 0 | 0 | 0
> LV HH Metered
LV HH Metered | 1265460.4249 | 3111 | 27686271.5042 | 21170721.9484 | 113521.0122 | 5884666.8036 | 517361.74 | 2.1878 | 8899.4765 | 1.673 | 12685260.4262 | 7942861.327 | 542600.1952 | 59.92% | 37.52% | 2.563% | 0.41% | 21.25% | 1.869%
LDNO LV: LV HH Metered | 0 | 0 | 0 | 0 | 0 | 0 | 0 |  |  | 0 | 0 | 0 | 0
LDNO HV: LV HH Metered | 16895.742 | 20 | 138503.9864 | 111560.3954 | 263.52 | 25820.751 | 859.32 | 0.81976 | 6925.1993 | 0.66029 | 70763.1001 | 38237.5235 | 2559.7718 | 63.43% | 34.28% | 2.295% | 0.1903% | 18.64% | 0.6204%
> LV Sub HH Metered
LV Sub HH Metered | 14595.2466 | 18 | 281339.9089 | 199751.2621 | 496.7352 | 74657.6316 | 6434.28 | 1.9276 | 15629.9949 | 1.3686 | 125883.7294 | 69382.1399 | 4485.3928 | 63.02% | 34.73% | 2.245% | 0.1766% | 26.54% | 2.287%
LDNO HV: LV Sub HH Metered | 4566.4168 | 5 | 42653.2043 | 35361.4645 | 75.396 | 6990.3438 | 226 | 0.93406 | 8530.6409 | 0.77438 | 22628.8076 | 11988.9395 | 743.7175 | 63.99% | 33.9% | 2.103% | 0.1768% | 16.39% | 0.5299%
> HV HH Metered
HV HH Metered | 2136453.6366 | 595 | 32733392.4209 | 23692432.2489 | 165113.214 | 8415841.698 | 460005.26 | 1.5321 | 55014.1049 | 1.109 | 14584033.1211 | 8479604.2144 | 628794.9134 | 61.56% | 35.79% | 2.654% | 0.5044% | 25.71% | 1.405%
LDNO HV: HV HH Metered | 7655.6172 | 5 | 102049.1929 | 61709.0661 | 909.51 | 38761.1568 | 669.46 | 1.333 | 20409.8386 | 0.80606 | 39071.2018 | 21317.2914 | 1320.5729 | 63.32% | 34.54% | 2.14% | 0.8912% | 37.98% | 0.656%
> NHH UMS category A
NHH UMS category A | 7597.2957 | 514 | 169039.8301 | 169039.8301 | 0 | 0 | 0 | 2.225 | 328.8713 | 2.225 | 169039.8301 | 0 | 0 | 100% | 0% | 0% | 0% | 0% | 0%
LDNO LV: NHH UMS category A | 38.5738 | 0 | 584.0073 | 584.0073 | 0 | 0 | 0 | 1.514 |  | 1.514 | 584.0073 | 0 | 0 | 100% | 0% | 0% | 0% | 0% | 0%
LDNO HV: NHH UMS category A | 180.4253 | 0 | 1450.6197 | 1450.6197 | 0 | 0 | 0 | 0.804 |  | 0.804 | 1450.6197 | 0 | 0 | 100% | 0% | 0% | 0% | 0% | 0%
> NHH UMS category B
NHH UMS category B | 5952.5745 | 749 | 151135.8662 | 151135.8662 | 0 | 0 | 0 | 2.539 | 201.7835 | 2.539 | 151135.8662 | 0 | 0 | 100% | 0% | 0% | 0% | 0% | 0%
LDNO LV: NHH UMS category B | 5.4179 | 0 | 93.5677 | 93.5677 | 0 | 0 | 0 | 1.727 |  | 1.727 | 93.5677 | 0 | 0 | 100% | 0% | 0% | 0% | 0% | 0%
LDNO HV: NHH UMS category B | 258.827 | 0 | 2376.0323 | 2376.0323 | 0 | 0 | 0 | 0.918 |  | 0.918 | 2376.0323 | 0 | 0 | 100% | 0% | 0% | 0% | 0% | 0%
> NHH UMS category C
NHH UMS category C | 378.2704 | 84 | 14344.0128 | 14344.0128 | 0 | 0 | 0 | 3.792 | 170.7621 | 3.792 | 14344.0128 | 0 | 0 | 100% | 0% | 0% | 0% | 0% | 0%
LDNO LV: NHH UMS category C | 0 | 0 | 0 | 0 | 0 | 0 | 0 |  |  | 0 | 0 | 0 | 0
LDNO HV: NHH UMS category C | 0 | 0 | 0 | 0 | 0 | 0 | 0 |  |  | 0 | 0 | 0 | 0
> NHH UMS category D
NHH UMS category D | 0 | 1 | 0 | 0 | 0 | 0 | 0 |  | 0 | 0 | 0 | 0 | 0
LDNO LV: NHH UMS category D | 0 | 0 | 0 | 0 | 0 | 0 | 0 |  |  | 0 | 0 | 0 | 0
LDNO HV: NHH UMS category D | 0 | 0 | 0 | 0 | 0 | 0 | 0 |  |  | 0 | 0 | 0 | 0
> LV UMS (Pseudo HH Metered)
LV UMS (Pseudo HH Metered) | 144605.3882 | 26 | 3769358.6595 | 3769358.6595 | 0 | 0 | 0 | 2.6067 | 144975.3331 | 2.6067 | 2130071.1122 | 790930.7837 | 848356.7636 | 56.51% | 20.98% | 22.51% | 0% | 0% | 0%
LDNO LV: LV UMS (Pseudo HH Metered) | 0 | 0 | 0 | 0 | 0 | 0 | 0 |  |  | 0 | 0 | 0 | 0
LDNO HV: LV UMS (Pseudo HH Metered) | 0 | 0 | 0 | 0 | 0 | 0 | 0 |  |  | 0 | 0 | 0 | 0
> LV Generation NHH or Aggregate HH
LV Generation NHH or Aggregate HH | 602.2975 | 130 | -4878.6096 | -4878.6096 | 0 | 0 | 0 | -0.81 | -37.5278 | -0.81 | -4878.6096 | 0 | 0 | 100% | 0% | 0% | 0% | 0% | 0%
LDNO LV: LV Generation NHH or Aggregate HH | 0 | 0 | 0 | 0 | 0 | 0 | 0 |  |  | 0 | 0 | 0 | 0
LDNO HV: LV Generation NHH or Aggregate HH | 0 | 0 | 0 | 0 | 0 | 0 | 0 |  |  | 0 | 0 | 0 | 0
> LV Sub Generation NHH
LV Sub Generation NHH | 0 | 0 | 0 | 0 | 0 | 0 | 0 |  |  | 0 | 0 | 0 | 0
LDNO HV: LV Sub Generation NHH | 0 | 0 | 0 | 0 | 0 | 0 | 0 |  |  | 0 | 0 | 0 | 0
> LV Generation Intermittent
LV Generation Intermittent | 9529.9505 | 146 | -76296.8988 | -77192.5988 | 0 | 0 | 895.7 | -0.8006 | -522.5815 | -0.81 | -77192.5988 | 0 | 0 | 100% | 0% | 0% | 0% | 0% | -1.174%
LDNO LV: LV Generation Intermittent | 0 | 0 | 0 | 0 | 0 | 0 | 0 |  |  | 0 | 0 | 0 | 0
LDNO HV: LV Generation Intermittent | 0 | 0 | 0 | 0 | 0 | 0 | 0 |  |  | 0 | 0 | 0 | 0
> LV Generation Non-Intermittent
LV Generation Non-Intermittent | 1895.2779 | 11 | -14861.418 | -14943.568 | 0 | 0 | 82.15 | -0.78413 | -1351.038 | -0.78846 | -8479.1843 | -5584.4417 | -879.942 | 56.74% | 37.37% | 5.888% | 0% | 0% | -0.5528%
LDNO LV: LV Generation Non-Intermittent | 0 | 0 | 0 | 0 | 0 | 0 | 0 |  |  | 0 | 0 | 0 | 0
LDNO HV: LV Generation Non-Intermittent | 0 | 0 | 0 | 0 | 0 | 0 | 0 |  |  | 0 | 0 | 0 | 0
> LV Sub Generation Intermittent
LV Sub Generation Intermittent | 37.671 | 1 | -280.649 | -280.649 | 0 | 0 | 0 | -0.745 | -280.649 | -0.745 | -280.649 | 0 | 0 | 100% | 0% | 0% | 0% | 0% | 0%
LDNO HV: LV Sub Generation Intermittent | 0 | 0 | 0 | 0 | 0 | 0 | 0 |  |  | 0 | 0 | 0 | 0
> LV Sub Generation Non-Intermittent
LV Sub Generation Non-Intermittent | 0 | 0 | 0 | 0 | 0 | 0 | 0 |  |  | 0 | 0 | 0 | 0
LDNO HV: LV Sub Generation Non-Intermittent | 0 | 0 | 0 | 0 | 0 | 0 | 0 |  |  | 0 | 0 | 0 | 0
> HV Generation Intermittent
HV Generation Intermittent | 44577.6893 | 27 | -218536.7136 | -223780.0002 | 3619.7766 | 0 | 1623.51 | -0.49024 | -8093.9524 | -0.502 | -223780.0002 | 0 | 0 | 100% | 0% | 0% | -1.656% | 0% | -0.7429%
LDNO HV: HV Generation Intermittent | 0 | 0 | 0 | 0 | 0 | 0 | 0 |  |  | 0 | 0 | 0 | 0
> HV Generation Non-Intermittent
HV Generation Non-Intermittent | 101365.4382 | 27 | -567738.2911 | -572760.4477 | 3619.7766 | 0 | 1402.38 | -0.56009 | -21027.3441 | -0.56505 | -374620.8832 | -168305.0677 | -29834.4968 | 65.41% | 29.38% | 5.209% | -0.6376% | 0% | -0.247%
LDNO HV: HV Generation Non-Intermittent | 0 | 0 | 0 | 0 | 0 | 0 | 0 |  |  | 0 | 0 | 0 | 0
3803. Revenue summary by tariff component
Data sources:
x1 = 3802. All units (MWh) (in Revenue summary)
x2 = 3802. MPANs by tariff (in Volume forecasts for the charging year) (copy) (in Revenue summary)
x3 = 3802. Net revenues (£) (in Revenue summary)
x4 = 3802. Revenues from unit rates (£) (in Revenue summary)
x5 = 3802. Revenues from fixed charges (£) (in Revenue summary)
x6 = 3802. Revenues from capacity charges (£) (in Revenue summary)
x7 = 3802. Revenues from reactive power charges (£) (in Revenue summary)
Kind: | Cell summation | Cell summation | Cell summation | Cell summation | Cell summation | Cell summation | Cell summation
Formula: | =SUM(x1) | =SUM(x2) | =SUM(x3) | =SUM(x4) | =SUM(x5) | =SUM(x6) | =SUM(x7)
| Total units (MWh) | Total MPANs | Total net revenues (£) | Total net revenues from unit rates (£) | Total revenues from fixed charges (£) | Total revenues from capacity charges (£) | Total revenues from reactive power charges (£)
Revenue summary by tariff component | 8997160.846 | 1116538 | 204605935.6839 | 171320492.7325 | 17849144.7666 | 14446738.3848 | 989559.8

## M-ATW
Tariff matrices for WPD South Wales in April 15 (DCP179)
This sheet provides matrices breaking down each tariff component into its elements.
This sheet is for information only. It can be deleted without affecting any calculations elsewhere in the model.
Domestic Unrestricted
Domestic Two Rate
Domestic Off Peak (related MPAN)
Small Non Domestic Unrestricted
Small Non Domestic Two Rate
Small Non Domestic Off Peak (related MPAN)
LV Medium Non-Domestic
LV Sub Medium Non-Domestic
HV Medium Non-Domestic
LV Network Domestic
LV Network Non-Domestic Non-CT
LV HH Metered
LV Sub HH Metered
HV HH Metered
NHH UMS category A
NHH UMS category B
NHH UMS category C
NHH UMS category D
LV UMS (Pseudo HH Metered)
LV Generation NHH or Aggregate HH
LV Sub Generation NHH
LV Generation Intermittent
LV Generation Non-Intermittent
LV Sub Generation Intermittent
LV Sub Generation Non-Intermittent
HV Generation Intermittent
HV Generation Non-Intermittent
Domestic Unrestricted
| Rate 1 units (MWh) | MPANs | MWh/year | MWh/MPAN/year
Domestic Unrestricted | 3248330.6199 | 966736.9342 | 3248330.6199 | 3.3601
| Unit rate 1 p/kWh | Fixed charge p/MPAN/day | Revenue (£/year) | Average p/kWh | Average £/MPAN/year
Assets 132kV | 0.40989 | 0 | 13314606.9953 | 0.40989 | 13.7727
Assets 132kV/EHV | 0.037928 | 0 | 1232011.9446 | 0.037928 | 1.2744
Assets EHV | 0.13203 | 0 | 4288818.6559 | 0.13203 | 4.4364
Assets EHV/HV | 0.022825 | 0 | 741431.0376 | 0.022825 | 0.76694
Assets 132kV/HV | 0.0073436 | 0 | 238543.8905 | 0.0073436 | 0.24675
Assets HV | 0.1293 | 0 | 4200139.9832 | 0.1293 | 4.3447
Assets HV/LV | 0.009123 | 0 | 296343.8178 | 0.009123 | 0.30654
Assets LV circuits | 0 | 0.17898 | 633290.7262 | 0.019496 | 0.65508
Assets LV customer |  | 0 | 0 | 0 | 0
Assets HV customer |  | 0 | 0 | 0 | 0
Transmission exit | 0.145 | 0 | 4710157.6558 | 0.145 | 4.8722
Operating 132kV | 0.2008 | 0 | 6522633.0785 | 0.2008 | 6.7471
Operating 132kV/EHV | 0.01858 | 0 | 603544.8035 | 0.01858 | 0.62431
Operating EHV | 0.06468 | 0 | 2101030.1274 | 0.06468 | 2.1733
Operating EHV/HV | 0.044727 | 0 | 1452865.2968 | 0.044727 | 1.5029
Operating 132kV/HV | 0.01439 | 0 | 467436.7847 | 0.01439 | 0.48352
Operating HV | 0.25337 | 0 | 8230350.9216 | 0.25337 | 8.5135
Operating HV/LV | 0.089384 | 0 | 2903490.8647 | 0.089384 | 3.0034
Operating LV circuits | 0 | 1.7536 | 6204799.0462 | 0.19102 | 6.4183
Operating LV customer |  | 2.0361 | 7204084.2869 | 0.22178 | 7.452
Operating HV customer |  | 0 | 0 | 0 | 0
Scaler | 1.0432 | 0 | 33887670.0688 | 1.0432 | 35.0537
Rounding | 0.00038901 | 0.0013303 | 17343.1757 | 0.00053391 | 0.01794
Total | 2.623 | 3.97 | 99250593.1617 | 3.0554 | 102.6656
Domestic Two Rate
| Rate 1 units (MWh) | Rate 2 units (MWh) | MPANs | MWh/year | MWh/MPAN/year
Domestic Two Rate | 175119.4771 | 185308.6882 | 58126.2102 | 360428.1653 | 6.2008
| Unit rate 1 p/kWh | Unit rate 2 p/kWh | Fixed charge p/MPAN/day | Average unit rate (p/kWh) | Revenue (£/year) | Average p/kWh | Average £/MPAN/year
Assets 132kV | 0.43705 | 0.047907 | 0 | 0.23698 | 854136.5202 | 0.23698 | 14.6945
Assets 132kV/EHV | 0.040441 | 0.0044329 | 0 | 0.021928 | 79033.9809 | 0.021928 | 1.3597
Assets EHV | 0.14018 | 0.012468 | 0 | 0.07452 | 268592.4665 | 0.07452 | 4.6208
Assets EHV/HV | 0.024234 | 0.0021555 | 0 | 0.012883 | 46433.0174 | 0.012883 | 0.79883
Assets 132kV/HV | 0.0078302 | 0.0008583 | 0 | 0.0042457 | 15302.6709 | 0.0042457 | 0.26327
Assets HV | 0.13728 | 0.012211 | 0 | 0.07298 | 263038.8572 | 0.07298 | 4.5253
Assets HV/LV | 0.0096862 | 0.00086152 | 0 | 0.0051491 | 18558.8908 | 0.0051491 | 0.31929
Assets LV circuits | 0 | 0 | 0.17898 | 0 | 38077.3596 | 0.010564 | 0.65508
Assets LV customer |  |  | 0 | 0 | 0 | 0 | 0
Assets HV customer |  |  | 0 | 0 | 0 | 0 | 0
Transmission exit | 0.16014 | 0.0041583 | 0 | 0.079945 | 288143.1183 | 0.079945 | 4.9572
Operating 132kV | 0.2141 | 0.023469 | 0 | 0.11609 | 418429.1074 | 0.11609 | 7.1986
Operating 132kV/EHV | 0.019811 | 0.0021716 | 0 | 0.010742 | 38717.6023 | 0.010742 | 0.6661
Operating EHV | 0.068674 | 0.0061081 | 0 | 0.036506 | 131579.5583 | 0.036506 | 2.2637
Operating EHV/HV | 0.047488 | 0.0042237 | 0 | 0.025244 | 90987.4501 | 0.025244 | 1.5653
Operating 132kV/HV | 0.015344 | 0.0016819 | 0 | 0.0083196 | 29986.2271 | 0.0083196 | 0.51588
Operating HV | 0.26901 | 0.023927 | 0 | 0.14301 | 515435.702 | 0.14301 | 8.8675
Operating HV/LV | 0.094903 | 0.008441 | 0 | 0.05045 | 181834.6345 | 0.05045 | 3.1283
Operating LV circuits | 0 | 0 | 1.7536 | 0 | 373070.9369 | 0.10351 | 6.4183
Operating LV customer |  |  | 2.0361 | 0 | 433154.1529 | 0.12018 | 7.452
Operating HV customer |  |  | 0 | 0 | 0 | 0 | 0
Scaler | 1.1521 | 0.029917 | 0 | 0.57517 | 2073072.6316 | 0.57517 | 35.665
Rounding | -0.00033427 | 7.9697e-06 | 0.0013303 | -0.00015831 | -287.5922 | -7.9792e-05 | -0.0049477
Total | 2.838 | 0.185 | 3.97 | 1.474 | 6157297.2926 | 1.7083 | 105.9298
Domestic Off Peak (related MPAN)
| Rate 1 units (MWh) | MWh/year
Domestic Off Peak (related MPAN) | 3613.1441 | 3613.1441
| Unit rate 1 p/kWh | Revenue (£/year) | Average p/kWh
Assets 132kV | 0.051689 | 1867.5955 | 0.051689
Assets 132kV/EHV | 0.0047828 | 172.8102 | 0.0047828
Assets EHV | 0.016254 | 587.2774 | 0.016254
Assets EHV/HV | 0.0028099 | 101.5258 | 0.0028099
Assets 132kV/HV | 0.00092606 | 33.4598 | 0.00092606
Assets HV | 0.015918 | 575.1345 | 0.015918
Assets HV/LV | 0.0011231 | 40.579 | 0.0011231
Assets LV circuits | 0 | 0 | 0
Transmission exit | 0.011506 | 415.7158 | 0.011506
Operating 132kV | 0.025322 | 914.908 | 0.025322
Operating 132kV/EHV | 0.002343 | 84.6572 | 0.002343
Operating EHV | 0.0079626 | 287.6987 | 0.0079626
Operating EHV/HV | 0.0055061 | 198.9441 | 0.0055061
Operating 132kV/HV | 0.0018146 | 65.5658 | 0.0018146
Operating HV | 0.031192 | 1127.0002 | 0.031192
Operating HV/LV | 0.011004 | 397.5814 | 0.011004
Operating LV circuits | 0 | 0 | 0
Scaler | 0.082778 | 2990.9061 | 0.082778
Rounding | 6.9854e-05 | 2.5239 | 6.9854e-05
Total | 0.273 | 9863.8834 | 0.273
Small Non Domestic Unrestricted
| Rate 1 units (MWh) | MPANs | MWh/year | MWh/MPAN/year
Small Non Domestic Unrestricted | 824218.882 | 63829.4901 | 824218.882 | 12.9128
| Unit rate 1 p/kWh | Fixed charge p/MPAN/day | Revenue (£/year) | Average p/kWh | Average £/MPAN/year
Assets 132kV | 0.32238 | 0 | 2657094.6759 | 0.32238 | 41.628
Assets 132kV/EHV | 0.02983 | 0 | 245863.2372 | 0.02983 | 3.8519
Assets EHV | 0.10384 | 0 | 855886.8632 | 0.10384 | 13.409
Assets EHV/HV | 0.017952 | 0 | 147961.7433 | 0.017952 | 2.3181
Assets 132kV/HV | 0.0057757 | 0 | 47604.3868 | 0.0057757 | 0.74581
Assets HV | 0.1017 | 0 | 838189.9362 | 0.1017 | 13.1317
Assets HV/LV | 0.0071752 | 0 | 59139.0779 | 0.0071752 | 0.92652
Assets LV circuits | 0 | 0.17898 | 41813.4683 | 0.0050731 | 0.65508
Assets LV customer |  | 0 | 0 | 0 | 0
Assets HV customer |  | 0 | 0 | 0 | 0
Transmission exit | 0.11404 | 0 | 939970.2773 | 0.11404 | 14.7263
Operating 132kV | 0.15793 | 0 | 1301672.1884 | 0.15793 | 20.393
Operating 132kV/EHV | 0.014613 | 0 | 120444.8381 | 0.014613 | 1.887
Operating EHV | 0.050871 | 0 | 419286.5751 | 0.050871 | 6.5689
Operating EHV/HV | 0.035177 | 0 | 289937.2581 | 0.035177 | 4.5424
Operating 132kV/HV | 0.011318 | 0 | 93282.7978 | 0.011318 | 1.4614
Operating HV | 0.19928 | 0 | 1642468.4275 | 0.19928 | 25.7321
Operating HV/LV | 0.0703 | 0 | 579427.5506 | 0.0703 | 9.0777
Operating LV circuits | 0 | 1.7536 | 409676.247 | 0.049705 | 6.4183
Operating LV customer |  | 4.9765 | 1162598.5125 | 0.14105 | 18.2141
Operating HV customer |  | 0 | 0 | 0 | 0
Scaler | 0.8205 | 0 | 6762704.1302 | 0.8205 | 105.9495
Rounding | 0.00032777 | 0.000847 | 2899.4455 | 0.00035178 | 0.045425
Total | 2.063 | 6.91 | 18617921.6371 | 2.2589 | 291.6821
Small Non Domestic Two Rate
| Rate 1 units (MWh) | Rate 2 units (MWh) | MPANs | MWh/year | MWh/MPAN/year
Small Non Domestic Two Rate | 207107.0569 | 92865.4163 | 13444.2538 | 299972.4732 | 22.3123
| Unit rate 1 p/kWh | Unit rate 2 p/kWh | Fixed charge p/MPAN/day | Average unit rate (p/kWh) | Revenue (£/year) | Average p/kWh | Average £/MPAN/year
Assets 132kV | 0.40245 | 0.056441 | 0 | 0.29533 | 885923.6973 | 0.29533 | 65.8961
Assets 132kV/EHV | 0.037239 | 0.0052225 | 0 | 0.027328 | 81975.2755 | 0.027328 | 6.0974
Assets EHV | 0.13269 | 0.015413 | 0 | 0.096386 | 289131.9156 | 0.096386 | 21.506
Assets EHV/HV | 0.02294 | 0.0026645 | 0 | 0.016663 | 49983.7819 | 0.016663 | 3.7179
Assets 132kV/HV | 0.0072103 | 0.0010112 | 0 | 0.0052912 | 15872.1685 | 0.0052912 | 1.1806
Assets HV | 0.12995 | 0.015094 | 0 | 0.094393 | 283153.6179 | 0.094393 | 21.0613
Assets HV/LV | 0.0091687 | 0.001065 | 0 | 0.00666 | 19978.1018 | 0.00666 | 1.486
Assets LV circuits | 0 | 0 | 0.17898 | 0 | 8807.0714 | 0.002936 | 0.65508
Assets LV customer |  |  | 0 | 0 | 0 | 0 | 0
Assets HV customer |  |  | 0 | 0 | 0 | 0 | 0
Transmission exit | 0.14991 | 0.0067111 | 0 | 0.10558 | 316701.0305 | 0.10558 | 23.5566
Operating 132kV | 0.19716 | 0.02765 | 0 | 0.14468 | 434001.1849 | 0.14468 | 32.2815
Operating 132kV/EHV | 0.018243 | 0.0025584 | 0 | 0.013387 | 40158.4999 | 0.013387 | 2.987
Operating EHV | 0.065005 | 0.0075504 | 0 | 0.047218 | 141641.5368 | 0.047218 | 10.5355
Operating EHV/HV | 0.044951 | 0.0052211 | 0 | 0.032651 | 97945.3225 | 0.032651 | 7.2853
Operating 132kV/HV | 0.014129 | 0.0019815 | 0 | 0.010368 | 31102.1816 | 0.010368 | 2.3134
Operating HV | 0.25464 | 0.029577 | 0 | 0.18497 | 554851.4215 | 0.18497 | 41.2705
Operating HV/LV | 0.089833 | 0.010434 | 0 | 0.065253 | 195739.653 | 0.065253 | 14.5594
Operating LV circuits | 0 | 0 | 1.7536 | 0 | 86289.1343 | 0.028766 | 6.4183
Operating LV customer |  |  | 4.9765 | 0 | 244875.3617 | 0.081633 | 18.2141
Operating HV customer |  |  | 0 | 0 | 0 | 0 | 0
Scaler | 1.0785 | 0.048284 | 0 | 0.75958 | 2278535.2032 | 0.75958 | 169.4802
Rounding | -4.616e-05 | 0.00012204 | 0.000847 | 5.9119e-06 | 59.4118 | 1.9806e-05 | 0.0044191
Total | 2.654 | 0.237 | 6.91 | 1.9057 | 6056725.5716 | 2.0191 | 450.5066
Small Non Domestic Off Peak (related MPAN)
| Rate 1 units (MWh) | MWh/year
Small Non Domestic Off Peak (related MPAN) | 2262.2094 | 2262.2094
| Unit rate 1 p/kWh | Revenue (£/year) | Average p/kWh
Assets 132kV | 0.052827 | 1195.0585 | 0.052827
Assets 132kV/EHV | 0.0048881 | 110.5798 | 0.0048881
Assets EHV | 0.016732 | 378.5116 | 0.016732
Assets EHV/HV | 0.0028925 | 65.4353 | 0.0028925
Assets 132kV/HV | 0.00094645 | 21.4106 | 0.00094645
Assets HV | 0.016386 | 370.6852 | 0.016386
Assets HV/LV | 0.0011561 | 26.154 | 0.0011561
Assets LV circuits | 0 | 0 | 0
Transmission exit | 0.012088 | 273.4615 | 0.012088
Operating 132kV | 0.025879 | 585.4419 | 0.025879
Operating 132kV/EHV | 0.0023946 | 54.1714 | 0.0023946
Operating EHV | 0.0081967 | 185.4273 | 0.0081967
Operating EHV/HV | 0.0056681 | 128.2233 | 0.0056681
Operating 132kV/HV | 0.0018546 | 41.955 | 0.0018546
Operating HV | 0.032109 | 726.3732 | 0.032109
Operating HV/LV | 0.011327 | 256.2489 | 0.011327
Operating LV circuits | 0 | 0 | 0
Scaler | 0.08697 | 1967.4447 | 0.08697
Rounding | -0.00031614 | -7.1518 | -0.00031614
Total | 0.282 | 6379.4304 | 0.282
LV Medium Non-Domestic
| Rate 1 units (MWh) | Rate 2 units (MWh) | MPANs | MWh/year | MWh/MPAN/year
LV Medium Non-Domestic | 380253.349 | 99949.0092 | 4731.6153 | 480202.3582 | 101.488
| Unit rate 1 p/kWh | Unit rate 2 p/kWh | Fixed charge p/MPAN/day | Average unit rate (p/kWh) | Revenue (£/year) | Average p/kWh | Average £/MPAN/year
Assets 132kV | 0.3753 | 0.04317 | 0 | 0.30617 | 1470254.8812 | 0.30617 | 310.73
Assets 132kV/EHV | 0.034727 | 0.0039946 | 0 | 0.028331 | 136043.9385 | 0.028331 | 28.7521
Assets EHV | 0.12359 | 0.010415 | 0 | 0.10004 | 480381.5998 | 0.10004 | 101.5259
Assets EHV/HV | 0.021366 | 0.0018006 | 0 | 0.017294 | 83046.1385 | 0.017294 | 17.5513
Assets 132kV/HV | 0.0067239 | 0.00077344 | 0 | 0.0054854 | 26341.0193 | 0.0054854 | 5.567
Assets HV | 0.12104 | 0.0102 | 0 | 0.097969 | 470448.8873 | 0.097969 | 99.4267
Assets HV/LV | 0.00854 | 0.00071967 | 0 | 0.0069123 | 33192.8507 | 0.0069123 | 7.0151
Assets LV circuits | 0 | 0 | 3.248 | 0 | 56247.3294 | 0.011713 | 11.8876
Assets LV customer |  |  | 0 | 0 | 0 | 0 | 0
Assets HV customer |  |  | 0 | 0 | 0 | 0 | 0
Transmission exit | 0.13987 | 0.0016919 | 0 | 0.11111 | 533559.9218 | 0.11111 | 112.7649
Operating 132kV | 0.18386 | 0.021148 | 0 | 0.14999 | 720256.5667 | 0.14999 | 152.2221
Operating 132kV/EHV | 0.017012 | 0.0019569 | 0 | 0.013879 | 66645.9546 | 0.013879 | 14.0852
Operating EHV | 0.060547 | 0.0051023 | 0 | 0.049007 | 235331.9864 | 0.049007 | 49.7361
Operating EHV/HV | 0.041868 | 0.0035283 | 0 | 0.033888 | 162732.4006 | 0.033888 | 34.3926
Operating 132kV/HV | 0.013176 | 0.0015156 | 0 | 0.010749 | 51616.3349 | 0.010749 | 10.9088
Operating HV | 0.23718 | 0.019987 | 0 | 0.19197 | 921864.3779 | 0.19197 | 194.8308
Operating HV/LV | 0.083672 | 0.0070511 | 0 | 0.067724 | 325213.9338 | 0.067724 | 68.7321
Operating LV circuits | 0 | 0 | 31.8226 | 0 | 551095.036 | 0.11476 | 116.4708
Operating LV customer |  |  | 5.8175 | 0 | 100745.9068 | 0.02098 | 21.2921
Operating HV customer |  |  | 0 | 0 | 0 | 0 | 0
Scaler | 1.0063 | 0.012172 | 0 | 0.7994 | 3838746.7923 | 0.7994 | 811.2973
Rounding | 0.00019635 | -0.00022786 | 0.0019042 | 0.00010805 | 551.8421 | 0.00011492 | 0.11663
Total | 2.475 | 0.145 | 40.89 | 1.99 | 10264317.6985 | 2.1375 | 2169.3052
LV Sub Medium Non-Domestic
| Rate 1 units (MWh) | Rate 2 units (MWh) | MPANs | MWh/year | MWh/MPAN/year
LV Sub Medium Non-Domestic | 517.0405 | 136.8978 | 4 | 653.9383 | 163.4846
| Unit rate 1 p/kWh | Unit rate 2 p/kWh | Fixed charge p/MPAN/day | Average unit rate (p/kWh) | Revenue (£/year) | Average p/kWh | Average £/MPAN/year
Assets 132kV | 0.37233 | 0.042962 | 0 | 0.30338 | 1983.9186 | 0.30338 | 495.9796
Assets 132kV/EHV | 0.034452 | 0.0039753 | 0 | 0.028072 | 183.5737 | 0.028072 | 45.8934
Assets EHV | 0.12286 | 0.010306 | 0 | 0.099294 | 649.3204 | 0.099294 | 162.3301
Assets EHV/HV | 0.021239 | 0.0017817 | 0 | 0.017165 | 112.2515 | 0.017165 | 28.0629
Assets 132kV/HV | 0.0066707 | 0.0007697 | 0 | 0.0054353 | 35.5438 | 0.0054353 | 8.8859
Assets HV | 0.12031 | 0.010093 | 0 | 0.097241 | 635.8946 | 0.097241 | 158.9736
Assets HV/LV | 0 | 0 | 2.2429 | 0 | 32.836 | 0.0050213 | 8.209
Assets LV circuits | 0 | 0 | 0 | 0 | 0 | 0 | 0
Assets LV customer |  |  | 0 | 0 | 0 | 0 | 0
Assets HV customer |  |  | 0 | 0 | 0 | 0 | 0
Transmission exit | 0.13894 | 0.0015367 | 0 | 0.11018 | 720.5016 | 0.11018 | 180.1254
Operating 132kV | 0.1824 | 0.021046 | 0 | 0.14862 | 971.893 | 0.14862 | 242.9732
Operating 132kV/EHV | 0.016878 | 0.0019474 | 0 | 0.013752 | 89.9301 | 0.013752 | 22.4825
Operating EHV | 0.060185 | 0.0050489 | 0 | 0.048643 | 318.0926 | 0.048643 | 79.5232
Operating EHV/HV | 0.041618 | 0.0034913 | 0 | 0.033636 | 219.9615 | 0.033636 | 54.9904
Operating 132kV/HV | 0.013071 | 0.0015083 | 0 | 0.010651 | 69.6496 | 0.010651 | 17.4124
Operating HV | 0.23576 | 0.019778 | 0 | 0.19055 | 1246.0621 | 0.19055 | 311.5155
Operating HV/LV | 0 | 0 | 21.9753 | 0 | 321.7179 | 0.049197 | 80.4295
Operating LV circuits | 0 | 0 | 0 | 0 | 0 | 0 | 0
Operating LV customer |  |  | 4.296 | 0 | 62.8929 | 0.0096176 | 15.7232
Operating HV customer |  |  | 0 | 0 | 0 | 0 | 0
Scaler | 0.99965 | 0.011056 | 0 | 0.79269 | 5183.7163 | 0.79269 | 1295.9291
Rounding | -0.00036917 | -0.00030049 | -0.0041305 | -0.00035479 | -2.3806 | -0.00036404 | -0.59515
Total | 2.366 | 0.135 | 28.51 | 1.899 | 12835.3756 | 1.9628 | 3208.8439
HV Medium Non-Domestic
| Rate 1 units (MWh) | Rate 2 units (MWh) | MPANs | MWh/year | MWh/MPAN/year
HV Medium Non-Domestic | 753.6075 | 161.5955 | 13 | 915.2031 | 70.4002
| Unit rate 1 p/kWh | Unit rate 2 p/kWh | Fixed charge p/MPAN/day | Average unit rate (p/kWh) | Revenue (£/year) | Average p/kWh | Average £/MPAN/year
Assets 132kV | 0.32347 | 0.037064 | 5.5894 | 0.2729 | 2763.5054 | 0.30196 | 212.5773
Assets 132kV/EHV | 0.020378 | 0.002335 | 0 | 0.017192 | 157.3457 | 0.017192 | 12.1035
Assets EHV | 0.058363 | 0.0048577 | 3.4949 | 0.048916 | 613.9686 | 0.067086 | 47.2284
Assets EHV/HV | 0 | 0 | 1.6993 | 0 | 80.851 | 0.0088342 | 6.2193
Assets 132kV/HV | 0 | 0 | 0.60084 | 0 | 28.5878 | 0.0031237 | 2.1991
Assets HV | 0 | 0 | 7.0264 | 0 | 334.3163 | 0.036529 | 25.7166
Assets HV/LV | 0 | 0 | 0 | 0 | 0 | 0 | 0
Assets LV circuits | 0 | 0 | 0 | 0 | 0 | 0 | 0
Assets LV customer |  |  | 0 | 0 | 0 | 0 | 0
Assets HV customer |  |  | 0 | 0 | 0 | 0 | 0
Transmission exit | 0.12906 | 0.0014819 | 0 | 0.10654 | 975.0193 | 0.10654 | 75.0015
Operating 132kV | 0.15846 | 0.018157 | 2.7382 | 0.13369 | 1353.8013 | 0.14792 | 104.1386
Operating 132kV/EHV | 0.015598 | 0.0017874 | 0 | 0.01316 | 120.4397 | 0.01316 | 9.2646
Operating EHV | 0.044674 | 0.0037183 | 2.6752 | 0.037443 | 469.9599 | 0.05135 | 36.1508
Operating EHV/HV | 0 | 0 | 9.2494 | 0 | 440.0857 | 0.048086 | 33.8527
Operating 132kV/HV | 0 | 0 | 3.2705 | 0 | 155.6082 | 0.017003 | 11.9699
Operating HV | 0 | 0 | 38.2459 | 0 | 1819.7413 | 0.19883 | 139.9801
Operating HV/LV | 0 | 0 | 0 | 0 | 0 | 0 | 0
Operating LV circuits | 0 | 0 | 0 | 0 | 0 | 0 | 0
Operating LV customer |  |  | 0 | 0 | 0 | 0 | 0
Operating HV customer |  |  | 75.8189 | 0 | 3607.4626 | 0.39417 | 277.4971
Scaler | 0.92855 | 0.010661 | 0 | 0.76648 | 7014.8679 | 0.76648 | 539.6052
Rounding | 0.00044296 | -6.3289e-05 | 0.001223 | 0.00035357 | 3.2941 | 0.00035993 | 0.25339
Total | 1.679 | 0.08 | 150.41 | 1.3967 | 19938.8549 | 2.1786 | 1533.7581
LV Network Domestic
| Rate 1 units (MWh) | Rate 2 units (MWh) | Rate 3 units (MWh) | MPANs | MWh/year | MWh/MPAN/year
LV Network Domestic | 0 | 0 | 0 | 0 | 0
| Unit rate 1 p/kWh | Unit rate 2 p/kWh | Unit rate 3 p/kWh | Fixed charge p/MPAN/day | Average unit rate (p/kWh) | Revenue (£/year) | Average p/kWh | Average £/MPAN/year
Assets 132kV | 2.5097 | 0.21245 | 0.045758 | 0 | 0 | 0
Assets 132kV/EHV | 0.23222 | 0.019658 | 0.004234 | 0 | 0 | 0
Assets EHV | 0.74901 | 0.084619 | 0.010941 | 0 | 0 | 0
Assets EHV/HV | 0.12949 | 0.014629 | 0.0018914 | 0 | 0 | 0
Assets 132kV/HV | 0.044963 | 0.0038062 | 0.00081979 | 0 | 0 | 0
Assets HV | 0.73352 | 0.08287 | 0.010715 | 0 | 0 | 0
Assets HV/LV | 0.051754 | 0.0058469 | 0.00075598 | 0 | 0 | 0
Assets LV circuits | 0 | 0 | 0 | 0.17898 | 0 | 0
Assets LV customer |  |  |  | 0 | 0 | 0
Assets HV customer |  |  |  | 0 | 0 | 0
Transmission exit | 0.87996 | 0.08875 | 0.0013419 | 0 | 0 | 0
Operating 132kV | 1.2295 | 0.10408 | 0.022416 | 0 | 0 | 0
Operating 132kV/EHV | 0.11376 | 0.0096302 | 0.0020742 | 0 | 0 | 0
Operating EHV | 0.36693 | 0.041454 | 0.0053598 | 0 | 0 | 0
Operating EHV/HV | 0.25373 | 0.028665 | 0.0037063 | 0 | 0 | 0
Operating 132kV/HV | 0.088108 | 0.0074585 | 0.0016064 | 0 | 0 | 0
Operating HV | 1.4374 | 0.16239 | 0.020996 | 0 | 0 | 0
Operating HV/LV | 0.50707 | 0.057287 | 0.0074069 | 0 | 0 | 0
Operating LV circuits | 0 | 0 | 0 | 1.7536 | 0 | 0
Operating LV customer |  |  |  | 2.0361 | 0 | 0
Operating HV customer |  |  |  | 0 | 0 | 0
Scaler | 6.3309 | 0.63852 | 0.0096546 | 0 | 0 | 0
Rounding | 2.1868e-05 | -0.00010824 | 0.00032395 | 0.0013303 | 0 | 0
Total | 15.658 | 1.562 | 0.15 | 3.97 | 0 | 0 | 0 | 0
LV Network Non-Domestic Non-CT
| Rate 1 units (MWh) | Rate 2 units (MWh) | Rate 3 units (MWh) | MPANs | MWh/year | MWh/MPAN/year
LV Network Non-Domestic Non-CT | 0 | 0 | 0 | 0 | 0
| Unit rate 1 p/kWh | Unit rate 2 p/kWh | Unit rate 3 p/kWh | Fixed charge p/MPAN/day | Average unit rate (p/kWh) | Revenue (£/year) | Average p/kWh | Average £/MPAN/year
Assets 132kV | 2.5416 | 0.21515 | 0.046339 | 0 | 0 | 0
Assets 132kV/EHV | 0.23517 | 0.019908 | 0.0042878 | 0 | 0 | 0
Assets EHV | 0.73627 | 0.08318 | 0.010755 | 0 | 0 | 0
Assets EHV/HV | 0.12728 | 0.01438 | 0.0018592 | 0 | 0 | 0
Assets 132kV/HV | 0.045535 | 0.0038546 | 0.00083021 | 0 | 0 | 0
Assets HV | 0.72105 | 0.081461 | 0.010532 | 0 | 0 | 0
Assets HV/LV | 0.050874 | 0.0057475 | 0.00074312 | 0 | 0 | 0
Assets LV circuits | 0 | 0 | 0 | 0.17898 | 0 | 0
Assets LV customer |  |  |  | 0 | 0 | 0
Assets HV customer |  |  |  | 0 | 0 | 0
Transmission exit | 0.88229 | 0.088985 | 0.0013455 | 0 | 0 | 0
Operating 132kV | 1.2451 | 0.1054 | 0.022701 | 0 | 0 | 0
Operating 132kV/EHV | 0.11521 | 0.0097525 | 0.0021005 | 0 | 0 | 0
Operating EHV | 0.36069 | 0.040749 | 0.0052686 | 0 | 0 | 0
Operating EHV/HV | 0.24942 | 0.028178 | 0.0036433 | 0 | 0 | 0
Operating 132kV/HV | 0.089227 | 0.0075532 | 0.0016268 | 0 | 0 | 0
Operating HV | 1.4129 | 0.15963 | 0.020639 | 0 | 0 | 0
Operating HV/LV | 0.49845 | 0.056312 | 0.0072809 | 0 | 0 | 0
Operating LV circuits | 0 | 0 | 0 | 1.7536 | 0 | 0
Operating LV customer |  |  |  | 4.9765 | 0 | 0
Operating HV customer |  |  |  | 0 | 0 | 0
Scaler | 6.3477 | 0.64021 | 0.0096801 | 0 | 0 | 0
Rounding | 0.00028347 | -0.00044293 | 0.00036841 | 0.000847 | 0 | 0
Total | 15.659 | 1.56 | 0.15 | 6.91 | 0 | 0 | 0 | 0
LV HH Metered
| Rate 1 units (MWh) | Rate 2 units (MWh) | Rate 3 units (MWh) | MPANs | Import capacity (kVA) | Reactive power units (MVArh) | MWh/year | MWh/MPAN/year
LV HH Metered | 105867.9168 | 670114.365 | 495586.5087 | 3118.2307 | 580882.3069 | 121363.7353 | 1271568.7905 | 407.7854
| Unit rate 1 p/kWh | Unit rate 2 p/kWh | Unit rate 3 p/kWh | Fixed charge p/MPAN/day | Capacity charge p/kVA/day | Reactive power charge p/kVArh | Average unit rate (p/kWh) | Revenue (£/year) | Average p/kWh | Average £/MPAN/year | Average p/kVA/day
Assets 132kV | 2.0444 | 0.17306 | 0.037274 |  | 0 | 0.071494 | 0.28277 | 3595574.3876 | 0.28277 | 1153.0816 | 1.6912
Assets 132kV/EHV | 0.18917 | 0.016014 | 0.003449 |  | 0 | 0.0066154 | 0.026165 | 332701.5656 | 0.026165 | 106.6956 | 0.15649
Assets EHV | 0.60622 | 0.068487 | 0.008855 |  | 0 | 0.023029 | 0.092214 | 1172563.7468 | 0.092214 | 376.035 | 0.55153
Assets EHV/HV | 0.1048 | 0.01184 | 0.0015308 |  | 0 | 0.0039812 | 0.015942 | 202707.3712 | 0.015942 | 65.0072 | 0.095346
Assets 132kV/HV | 0.036627 | 0.0031006 | 0.00066781 |  | 0 | 0.0012809 | 0.005066 | 64418.1464 | 0.005066 | 20.6586 | 0.0303
Assets HV | 0.47494 | 0.053657 | 0.0069376 |  | 0.17937 | 0.018042 | 0.072246 | 1300005.8197 | 0.10224 | 416.905 | 0.61147
Assets HV/LV | 0 | 0 | 0 |  | 0.063279 | 0 | 0 | 134532.305 | 0.01058 | 43.1438 | 0.063279
Assets LV circuits | 0 | 0 | 0 |  | 0.14475 | 0 | 0 | 307752.9117 | 0.024203 | 98.6947 | 0.14475
Assets LV customer |  |  |  | 0 |  |  | 0 | 0 | 0 | 0 | 0
Assets HV customer |  |  |  | 0 |  |  | 0 | 0 | 0 | 0 | 0
Transmission exit | 0.73142 | 0.073769 | 0.0011154 |  | 0 | 0.025292 | 0.10262 | 1304892.5187 | 0.10262 | 418.4721 | 0.61377
Operating 132kV | 1.0015 | 0.084781 | 0.01826 |  | 0 | 0.035024 | 0.13852 | 1761419.8034 | 0.13852 | 564.878 | 0.8285
Operating 132kV/EHV | 0.092672 | 0.0078448 | 0.0016896 |  | 0 | 0.0032408 | 0.012818 | 162985.6772 | 0.012818 | 52.2686 | 0.076662
Operating EHV | 0.29698 | 0.033551 | 0.004338 |  | 0 | 0.011282 | 0.045174 | 574421.9926 | 0.045174 | 184.2141 | 0.27019
Operating EHV/HV | 0.20536 | 0.0232 | 0.0029997 |  | 0 | 0.0078013 | 0.031238 | 397213.6182 | 0.031238 | 127.3843 | 0.18683
Operating 132kV/HV | 0.071773 | 0.0060757 | 0.0013086 |  | 0 | 0.0025099 | 0.0099271 | 126230.0668 | 0.0099271 | 40.4813 | 0.059374
Operating HV | 0.93067 | 0.10514 | 0.013594 |  | 0.35149 | 0.035355 | 0.14157 | 2547416.0716 | 0.20034 | 816.9428 | 1.1982
Operating HV/LV | 0 | 0 | 0 |  | 0.61999 | 0 | 0 | 1318108.5453 | 0.10366 | 422.7104 | 0.61999
Operating LV circuits | 0 | 0 | 0 |  | 1.4183 | 0 | 0 | 3015273.861 | 0.23713 | 966.9823 | 1.4183
Operating LV customer |  |  |  | 9.9722 |  |  | 0 | 113809.6711 | 0.0089503 | 36.4982 | 0.053532
Operating HV customer |  |  |  | 0 |  |  | 0 | 0 | 0 | 0 | 0
Scaler | 5.2622 | 0.53074 | 0.0080248 | 0 | 0 | 0.18196 | 0.73831 | 9388171.3478 | 0.73831 | 3010.7367 | 4.4158
Rounding | 0.00020635 | -0.00026038 | -4.5373e-05 | -0.002174 | 0.0028553 | 8.9056e-05 | -0.00012923 | 4402.4261 | 0.00034622 | 1.4118 | 0.0020707
Total | 12.049 | 1.191 | 0.11 | 9.97 | 2.78 | 0.427 | 1.7145 | 27824601.8539 | 2.1882 | 8923.2019 | 13.0876
LV Sub HH Metered
| Rate 1 units (MWh) | Rate 2 units (MWh) | Rate 3 units (MWh) | MPANs | Import capacity (kVA) | Reactive power units (MVArh) | MWh/year | MWh/MPAN/year
LV Sub HH Metered | 1574.733 | 8893.1588 | 6622.9401 | 20.7325 | 6821.1245 | 1819.7555 | 17090.8319 | 824.3481
| Unit rate 1 p/kWh | Unit rate 2 p/kWh | Unit rate 3 p/kWh | Fixed charge p/MPAN/day | Capacity charge p/kVA/day | Reactive power charge p/kVArh | Average unit rate (p/kWh) | Revenue (£/year) | Average p/kWh | Average £/MPAN/year | Average p/kVA/day
Assets 132kV | 1.8116 | 0.15335 | 0.03303 |  | 0 | 0.07011 | 0.26698 | 45629.0078 | 0.26698 | 2200.84 | 1.8277
Assets 132kV/EHV | 0.16763 | 0.01419 | 0.0030563 |  | 0 | 0.0064874 | 0.024704 | 4222.091 | 0.024704 | 203.6456 | 0.16912
Assets EHV | 0.53718 | 0.060688 | 0.0078466 |  | 0 | 0.022584 | 0.086519 | 14786.8609 | 0.086519 | 713.2199 | 0.5923
Assets EHV/HV | 0.092865 | 0.010491 | 0.0013565 |  | 0 | 0.0039041 | 0.014957 | 2556.2838 | 0.014957 | 123.2981 | 0.10239
Assets 132kV/HV | 0.032456 | 0.0027475 | 0.00059176 |  | 0 | 0.0012561 | 0.0047832 | 817.4872 | 0.0047832 | 39.4301 | 0.032745
Assets HV | 0 | 0 | 0 |  | 0.8795 | 0 | 0 | 21957.0603 | 0.12847 | 1059.0626 | 0.8795
Assets HV/LV | 0 | 0 | 0 |  | 0.062054 | 0 | 0 | 1549.1958 | 0.0090645 | 74.7229 | 0.062054
Assets LV circuits | 0 | 0 | 0 |  | 0 | 0 | 0 | 0 | 0 | 0 | 0
Assets LV customer |  |  |  | 0 |  |  | 0 | 0 | 0 | 0 | 0
Assets HV customer |  |  |  | 0 |  |  | 0 | 0 | 0 | 0 | 0
Transmission exit | 0.64812 | 0.065368 | 0.00098837 |  | 0 | 0.024802 | 0.096755 | 16536.2761 | 0.096755 | 797.6 | 0.66237
Operating 132kV | 0.88747 | 0.075126 | 0.016181 |  | 0 | 0.034346 | 0.13079 | 22352.9899 | 0.13079 | 1078.1596 | 0.89536
Operating 132kV/EHV | 0.082118 | 0.0069515 | 0.0014972 |  | 0 | 0.0031781 | 0.012102 | 2068.3412 | 0.012102 | 99.763 | 0.082849
Operating EHV | 0.26316 | 0.02973 | 0.0038439 |  | 0 | 0.011063 | 0.042385 | 7243.8689 | 0.042385 | 349.3961 | 0.29016
Operating EHV/HV | 0.18197 | 0.020558 | 0.0026581 |  | 0 | 0.0076503 | 0.029309 | 5009.1456 | 0.029309 | 241.6079 | 0.20064
Operating 132kV/HV | 0.063599 | 0.0053838 | 0.0011596 |  | 0 | 0.0024614 | 0.0093729 | 1601.9006 | 0.0093729 | 77.265 | 0.064165
Operating HV | 0 | 0 | 0 |  | 1.7234 | 0 | 0 | 43025.7829 | 0.25175 | 2075.2777 | 1.7234
Operating HV/LV | 0 | 0 | 0 |  | 0.60799 | 0 | 0 | 15178.5712 | 0.088811 | 732.1134 | 0.60799
Operating LV circuits | 0 | 0 | 0 |  | 0 | 0 | 0 | 0 | 0 | 0 | 0
Operating LV customer |  |  |  | 7.5429 |  |  | 0 | 572.3611 | 0.0033489 | 27.6069 | 0.022926
Operating HV customer |  |  |  | 0 |  |  | 0 | 0 | 0 | 0 | 0
Scaler | 4.663 | 0.4703 | 0.007111 | 0 | 0 | 0.17844 | 0.69611 | 118971.786 | 0.69611 | 5738.408 | 4.7655
Rounding | -0.00013273 | 0.00011572 | -0.00031963 | -0.0028674 | -0.0029652 | -0.00028422 | -0.00010614 | -92.3854 | -0.00054056 | -4.4561 | -0.0037006
Total | 9.431 | 0.915 | 0.079 | 7.54 | 3.27 | 0.366 | 1.4147 | 323986.625 | 1.8957 | 15626.9609 | 12.9775
HV HH Metered
| Rate 1 units (MWh) | Rate 2 units (MWh) | Rate 3 units (MWh) | MPANs | Import capacity (kVA) | Reactive power units (MVArh) | MWh/year | MWh/MPAN/year
HV HH Metered | 168663.2302 | 1018076.2484 | 954732.8435 | 598.2778 | 700005.1908 | 161075.689 | 2141472.3221 | 3579.3947
| Unit rate 1 p/kWh | Unit rate 2 p/kWh | Unit rate 3 p/kWh | Fixed charge p/MPAN/day | Capacity charge p/kVA/day | Reactive power charge p/kVArh | Average unit rate (p/kWh) | Revenue (£/year) | Average p/kWh | Average £/MPAN/year | Average p/kVA/day
Assets 132kV | 1.7322 | 0.14664 | 0.031583 |  | 0.24711 | 0.057306 | 0.22454 | 5441485.7648 | 0.2541 | 9095.2496 | 2.1239
Assets 132kV/EHV | 0.10913 | 0.0092381 | 0.0019897 |  | 0 | 0.0036102 | 0.014146 | 302927.1388 | 0.014146 | 506.3319 | 0.11824
Assets EHV | 0.27978 | 0.031608 | 0.0040867 |  | 0.15451 | 0.010054 | 0.03964 | 1244745.946 | 0.058126 | 2080.5485 | 0.48585
Assets EHV/HV | 0 | 0 | 0 |  | 0.075125 | 0 | 0 | 192471.6695 | 0.0089878 | 321.7095 | 0.075125
Assets 132kV/HV | 0 | 0 | 0 |  | 0.026563 | 0 | 0 | 68055.3139 | 0.003178 | 113.752 | 0.026563
Assets HV | 0 | 0 | 0 |  | 0.31064 | 0 | 0 | 795864.7117 | 0.037164 | 1330.2595 | 0.31064
Assets HV/LV | 0 | 0 | 0 |  | 0 | 0 | 0 | 0 | 0 | 0 | 0
Assets LV circuits | 0 | 0 | 0 |  | 0 | 0 | 0 | 0 | 0 | 0 | 0
Assets LV customer |  |  |  | 0 |  |  | 0 | 0 | 0 | 0 | 0
Assets HV customer |  |  |  | 0 |  |  | 0 | 0 | 0 | 0 | 0
Transmission exit | 0.6593 | 0.066495 | 0.0010054 |  | 0 | 0.021566 | 0.085609 | 1833295.4626 | 0.085609 | 3064.2881 | 0.71557
Operating 132kV | 0.8486 | 0.071836 | 0.015472 |  | 0.12106 | 0.028073 | 0.11 | 2665705.0454 | 0.12448 | 4455.631 | 1.0405
Operating 132kV/EHV | 0.083534 | 0.0070713 | 0.001523 |  | 0 | 0.0027634 | 0.010828 | 231874.4013 | 0.010828 | 387.5698 | 0.090505
Operating EHV | 0.21415 | 0.024194 | 0.0031282 |  | 0.11827 | 0.007696 | 0.030343 | 952785.9474 | 0.044492 | 1592.5478 | 0.37189
Operating EHV/HV | 0 | 0 | 0 |  | 0.40892 | 0 | 0 | 1047656.4726 | 0.048922 | 1751.1205 | 0.40892
Operating 132kV/HV | 0 | 0 | 0 |  | 0.14459 | 0 | 0 | 370436.804 | 0.017298 | 619.1719 | 0.14459
Operating HV | 0 | 0 | 0 |  | 1.6909 | 0 | 0 | 4332028.8065 | 0.20229 | 7240.8319 | 1.6909
Operating HV/LV | 0 | 0 | 0 |  | 0 | 0 | 0 | 0 | 0 | 0 | 0
Operating LV circuits | 0 | 0 | 0 |  | 0 | 0 | 0 | 0 | 0 | 0 | 0
Operating LV customer |  |  |  | 0 |  |  | 0 | 0 | 0 | 0 | 0
Operating HV customer |  |  |  | 75.8189 |  |  | 0 | 166020.3645 | 0.0077526 | 277.4971 | 0.064801
Scaler | 4.7434 | 0.4784 | 0.0072335 | 0 | 0 | 0.15516 | 0.61592 | 13189815.7798 | 0.61592 | 22046.3073 | 5.1482
Rounding | -0.00010897 | -0.00048342 | -2.179e-05 | 0.0011131 | 0.0023563 | -0.00023032 | -0.00026545 | 354.7444 | 1.6565e-05 | 0.59294 | 0.00013846
Total | 8.67 | 0.835 | 0.066 | 75.82 | 3.3 | 0.286 | 1.1308 | 32835524.3731 | 1.5333 | 54883.4095 | 12.8163
NHH UMS category A
| Rate 1 units (MWh) | MWh/year
NHH UMS category A | 7688.7696 | 7688.7696
| Unit rate 1 p/kWh | Revenue (£/year) | Average p/kWh
Assets 132kV | 0.22004 | 16918.1028 | 0.22004
Assets 132kV/EHV | 0.02036 | 1565.4465 | 0.02036
Assets EHV | 0.07081 | 5444.444 | 0.07081
Assets EHV/HV | 0.012241 | 941.2102 | 0.012241
Assets 132kV/HV | 0.0039422 | 303.104 | 0.0039422
Assets HV | 0.069346 | 5331.8708 | 0.069346
Assets HV/LV | 0.0048928 | 376.1939 | 0.0048928
Assets LV circuits | 0.010493 | 806.8081 | 0.010493
Assets LV customer |  | 0 | 0
Transmission exit | 0.077527 | 5960.8697 | 0.077527
Operating 132kV | 0.10779 | 8287.9335 | 0.10779
Operating 132kV/EHV | 0.0099742 | 766.8896 | 0.0099742
Operating EHV | 0.034689 | 2667.1542 | 0.034689
Operating EHV/HV | 0.023987 | 1844.3409 | 0.023987
Operating 132kV/HV | 0.0077248 | 593.945 | 0.0077248
Operating HV | 0.13589 | 10448.025 | 0.13589
Operating HV/LV | 0.047938 | 3685.8386 | 0.047938
Operating LV circuits | 0.10281 | 7904.8715 | 0.10281
Operating LV customer | 0.70708 | 54365.9973 | 0.70708
Scaler | 0.55778 | 42886.0348 | 0.55778
Rounding | -0.00031159 | -23.9573 | -0.00031159
Total | 2.225 | 171075.123 | 2.225
NHH UMS category B
| Rate 1 units (MWh) | MWh/year
NHH UMS category B | 6049.8351 | 6049.8351
| Unit rate 1 p/kWh | Revenue (£/year) | Average p/kWh
Assets 132kV | 0.30323 | 18345.0054 | 0.30323
Assets 132kV/EHV | 0.028058 | 1697.479 | 0.028058
Assets EHV | 0.091701 | 5547.7388 | 0.091701
Assets EHV/HV | 0.015853 | 959.0673 | 0.015853
Assets 132kV/HV | 0.0054327 | 328.6683 | 0.0054327
Assets HV | 0.089805 | 5433.0298 | 0.089805
Assets HV/LV | 0.0063362 | 383.3312 | 0.0063362
Assets LV circuits | 0.013589 | 822.1152 | 0.013589
Assets LV customer |  | 0 | 0
Transmission exit | 0.08024 | 4854.3891 | 0.08024
Operating 132kV | 0.14855 | 8986.9524 | 0.14855
Operating 132kV/EHV | 0.013745 | 831.5704 | 0.013745
Operating EHV | 0.044923 | 2717.7569 | 0.044923
Operating EHV/HV | 0.031064 | 1879.3327 | 0.031064
Operating 132kV/HV | 0.010646 | 644.0393 | 0.010646
Operating HV | 0.17598 | 10646.2503 | 0.17598
Operating HV/LV | 0.062081 | 3755.7682 | 0.062081
Operating LV circuits | 0.13314 | 8054.8468 | 0.13314
Operating LV customer | 0.70708 | 42777.3673 | 0.70708
Scaler | 0.57729 | 34925.3569 | 0.57729
Rounding | 0.00025205 | 15.2485 | 0.00025205
Total | 2.539 | 153605.3138 | 2.539
NHH UMS category C
| Rate 1 units (MWh) | MWh/year
NHH UMS category C | 378.2704 | 378.2704
| Unit rate 1 p/kWh | Revenue (£/year) | Average p/kWh
Assets 132kV | 0.5019 | 1898.5496 | 0.5019
Assets 132kV/EHV | 0.046441 | 175.6744 | 0.046441
Assets EHV | 0.15323 | 579.6342 | 0.15323
Assets EHV/HV | 0.02649 | 100.2045 | 0.02649
Assets 132kV/HV | 0.0089921 | 34.0143 | 0.0089921
Assets HV | 0.15006 | 567.6493 | 0.15006
Assets HV/LV | 0.010588 | 40.0509 | 0.010588
Assets LV circuits | 0.022707 | 85.8956 | 0.022707
Assets LV customer |  | 0 | 0
Transmission exit | 0.13797 | 521.8862 | 0.13797
Operating 132kV | 0.24587 | 930.072 | 0.24587
Operating 132kV/EHV | 0.022751 | 86.0604 | 0.022751
Operating EHV | 0.075067 | 283.9544 | 0.075067
Operating EHV/HV | 0.051909 | 196.3549 | 0.051909
Operating 132kV/HV | 0.01762 | 66.6525 | 0.01762
Operating HV | 0.29406 | 1112.3326 | 0.29406
Operating HV/LV | 0.10374 | 392.407 | 0.10374
Operating LV circuits | 0.22248 | 841.5798 | 0.22248
Operating LV customer | 0.70708 | 2674.6863 | 0.70708
Scaler | 0.99261 | 3754.7593 | 0.99261
Rounding | 0.00042157 | 1.5947 | 0.00042157
Total | 3.792 | 14344.0128 | 3.792
NHH UMS category D
| Rate 1 units (MWh) | MWh/year
NHH UMS category D | 0 | 0
| Unit rate 1 p/kWh | Revenue (£/year) | Average p/kWh
Assets 132kV | 0.14726 | 0
Assets 132kV/EHV | 0.013626 | 0
Assets EHV | 0.052626 | 0
Assets EHV/HV | 0.0090978 | 0
Assets 132kV/HV | 0.0026384 | 0
Assets HV | 0.051538 | 0
Assets HV/LV | 0.0036363 | 0
Assets LV circuits | 0.0077987 | 0
Assets LV customer |  | 0
Transmission exit | 0.075548 | 0
Operating 132kV | 0.072142 | 0
Operating 132kV/EHV | 0.0066754 | 0
Operating EHV | 0.025781 | 0
Operating EHV/HV | 0.017828 | 0
Operating 132kV/HV | 0.00517 | 0
Operating HV | 0.10099 | 0
Operating HV/LV | 0.035628 | 0
Operating LV circuits | 0.076409 | 0
Operating LV customer | 0.70708 | 0
Scaler | 0.54354 | 0
Rounding | -1.6732e-05 | 0
Total | 1.955 | 0 | 0
LV UMS (Pseudo HH Metered)
| Rate 1 units (MWh) | Rate 2 units (MWh) | Rate 3 units (MWh) | MWh/year
LV UMS (Pseudo HH Metered) | 6228.096 | 35918.7459 | 102458.5463 | 144605.3882
| Unit rate 1 p/kWh | Unit rate 2 p/kWh | Unit rate 3 p/kWh | Average unit rate (p/kWh) | Revenue (£/year) | Average p/kWh
Assets 132kV | 5.6965 | 0.16193 | 0.033092 | 0.30902 | 446852.3697 | 0.30902
Assets 132kV/EHV | 0.5271 | 0.014983 | 0.0030621 | 0.028593 | 41347.631 | 0.028593
Assets EHV | 1.7079 | 0.060745 | 0.0078616 | 0.094216 | 136241.8748 | 0.094216
Assets EHV/HV | 0.29525 | 0.010501 | 0.0013591 | 0.016288 | 23552.8621 | 0.016288
Assets 132kV/HV | 0.10206 | 0.0029011 | 0.00059288 | 0.0055363 | 8005.7866 | 0.0055363
Assets HV | 1.6726 | 0.059489 | 0.007699 | 0.092268 | 133424.8406 | 0.092268
Assets HV/LV | 0.11801 | 0.0041973 | 0.00054321 | 0.00651 | 9413.8831 | 0.00651
Assets LV circuits | 0.25309 | 0.0090017 | 0.001165 | 0.013962 | 20189.5807 | 0.013962
Assets LV customer |  |  |  | 0 | 0 | 0
Transmission exit | 1.4087 | 0.095545 | 0.00099025 | 0.085108 | 123071.152 | 0.085108
Operating 132kV | 2.7906 | 0.079327 | 0.016212 | 0.15138 | 218906.5024 | 0.15138
Operating 132kV/EHV | 0.25822 | 0.0073402 | 0.0015001 | 0.014008 | 20255.6054 | 0.014008
Operating EHV | 0.83666 | 0.029758 | 0.0038513 | 0.046155 | 66742.9207 | 0.046155
Operating EHV/HV | 0.57855 | 0.020578 | 0.0026632 | 0.031916 | 46152.8238 | 0.031916
Operating 132kV/HV | 0.19999 | 0.0056849 | 0.0011618 | 0.010849 | 15687.6756 | 0.010849
Operating HV | 3.2775 | 0.11657 | 0.015087 | 0.1808 | 261451.586 | 0.1808
Operating HV/LV | 1.1562 | 0.041124 | 0.0053222 | 0.063784 | 92234.4987 | 0.063784
Operating LV circuits | 2.4797 | 0.088196 | 0.011414 | 0.13679 | 197811.6618 | 0.13679
Operating LV customer | 0.70708 | 0.70708 | 0.70708 | 0.70708 | 1022480.3946 | 0.70708
Scaler | 10.1354 | 0.68741 | 0.0071245 | 0.61232 | 885446.9213 | 0.61232
Rounding | -5.9308e-05 | -0.0003607 | 0.00021603 | 6.0916e-05 | 88.0884 | 6.0916e-05
Total | 34.201 | 2.202 | 0.828 | 2.6067 | 3769358.6595 | 2.6067
LV Generation NHH or Aggregate HH
| Rate 1 units (MWh) | MPANs | MWh/year | MWh/MPAN/year
LV Generation NHH or Aggregate HH | 602.2975 | 130 | 602.2975 | 4.6331
| Unit rate 1 p/kWh | Fixed charge p/MPAN/day | Revenue (£/year) | Average p/kWh | Average £/MPAN/year
Assets 132kV | -0.21032 |  | -1266.7322 | -0.21032 | -9.7441
Assets 132kV/EHV | -0.019461 |  | -117.2118 | -0.019461 | -0.90163
Assets EHV | -0.067746 |  | -408.0319 | -0.067746 | -3.1387
Assets EHV/HV | -0.011712 |  | -70.5387 | -0.011712 | -0.54261
Assets 132kV/HV | -0.003768 |  | -22.6947 | -0.003768 | -0.17457
Assets HV | -0.066345 |  | -399.5952 | -0.066345 | -3.0738
Assets HV/LV | -0.004681 |  | -28.1937 | -0.004681 | -0.21687
Assets LV circuits | 0 |  | 0 | 0 | 0
Assets LV customer |  | 0 | 0 | 0 | 0
Assets HV customer |  | 0 | 0 | 0 | 0
Transmission exit | -0.074401 |  | -448.1175 | -0.074401 | -3.4471
Operating 132kV | -0.10303 |  | -620.5538 | -0.10303 | -4.7735
Operating 132kV/EHV | -0.0095336 |  | -57.4204 | -0.0095336 | -0.4417
Operating EHV | -0.033188 |  | -199.8889 | -0.033188 | -1.5376
Operating EHV/HV | -0.022949 |  | -138.2235 | -0.022949 | -1.0633
Operating 132kV/HV | -0.0073836 |  | -44.4713 | -0.0073836 | -0.34209
Operating HV | -0.13001 |  | -783.0235 | -0.13001 | -6.0233
Operating HV/LV | -0.045863 |  | -276.2339 | -0.045863 | -2.1249
Operating LV circuits | 0 |  | 0 | 0 | 0
Operating LV customer |  | 0 | 0 | 0 | 0
Operating HV customer |  | 0 | 0 | 0 | 0
Scaler | 0 | 0 | 0 | 0 | 0
Rounding | 0.00038539 | 0 | 2.3212 | 0.00038539 | 0.017856
Total | -0.81 | 0 | -4878.6096 | -0.81 | -37.5278
LV Sub Generation NHH
| Rate 1 units (MWh) | MPANs | MWh/year | MWh/MPAN/year
LV Sub Generation NHH | 0 | 0 | 0
| Unit rate 1 p/kWh | Fixed charge p/MPAN/day | Revenue (£/year) | Average p/kWh | Average £/MPAN/year
Assets 132kV | -0.20625 |  | 0
Assets 132kV/EHV | -0.019084 |  | 0
Assets EHV | -0.066435 |  | 0
Assets EHV/HV | -0.011485 |  | 0
Assets 132kV/HV | -0.0036951 |  | 0
Assets HV | -0.065061 |  | 0
Assets HV/LV | 0 |  | 0
Assets LV circuits | 0 |  | 0
Assets LV customer |  | 0 | 0
Assets HV customer |  | 0 | 0
Transmission exit | -0.072961 |  | 0
Operating 132kV | -0.10104 |  | 0
Operating 132kV/EHV | -0.009349 |  | 0
Operating EHV | -0.032545 |  | 0
Operating EHV/HV | -0.022505 |  | 0
Operating 132kV/HV | -0.0072407 |  | 0
Operating HV | -0.12749 |  | 0
Operating HV/LV | 0 |  | 0
Operating LV circuits | 0 |  | 0
Operating LV customer |  | 0 | 0
Operating HV customer |  | 0 | 0
Scaler | 0 | 0 | 0
Rounding | 0.00013441 | 0 | 0
Total | -0.745 | 0 | 0 | 0 | 0
LV Generation Intermittent
| Rate 1 units (MWh) | MPANs | Reactive power units (MVArh) | MWh/year | MWh/MPAN/year
LV Generation Intermittent | 9529.9505 | 146 | 338 | 9529.9505 | 65.2736
| Unit rate 1 p/kWh | Fixed charge p/MPAN/day | Reactive power charge p/kVArh | Revenue (£/year) | Average p/kWh | Average £/MPAN/year
Assets 132kV | -0.21032 |  | 0.054925 | -19857.4315 | -0.20837 | -136.0098
Assets 132kV/EHV | -0.019461 |  | 0.0072603 | -1830.0631 | -0.019203 | -12.5347
Assets EHV | -0.067746 |  | 0.025274 | -6370.7245 | -0.06685 | -43.6351
Assets EHV/HV | -0.011712 |  | 0.0043693 | -1101.3412 | -0.011557 | -7.5434
Assets 132kV/HV | -0.003768 |  | 0.0032801 | -348.0041 | -0.0036517 | -2.3836
Assets HV | -0.066345 |  | 0.017326 | -6264.0972 | -0.065731 | -42.9048
Assets HV/LV | -0.004681 |  | 0.0012225 | -441.9678 | -0.0046377 | -3.0272
Assets LV circuits | 0 |  | 0.0026218 | 8.8616 | 9.2987e-05 | 0.060696
Assets LV customer |  | 0 |  | 0 | 0 | 0
Assets HV customer |  | 0 |  | 0 | 0 | 0
Transmission exit | -0.074401 |  | 0.01943 | -7024.7385 | -0.073712 | -48.1146
Operating 132kV | -0.10303 |  | 0.026907 | -9727.868 | -0.10208 | -66.6292
Operating 132kV/EHV | -0.0095336 |  | 0.0035567 | -896.5214 | -0.0094074 | -6.1406
Operating EHV | -0.033188 |  | 0.012382 | -3120.9256 | -0.032749 | -21.3762
Operating EHV/HV | -0.022949 |  | 0.0085619 | -2158.1245 | -0.022646 | -14.7817
Operating 132kV/HV | -0.0073836 |  | 0.0064275 | -681.9287 | -0.0071556 | -4.6707
Operating HV | -0.13001 |  | 0.033951 | -12274.7618 | -0.1288 | -84.0737
Operating HV/LV | -0.045863 |  | 0.011977 | -4330.2721 | -0.045439 | -29.6594
Operating LV circuits | 0 |  | 0.025687 | 86.8233 | 0.00091106 | 0.59468
Operating LV customer |  | 0 |  | 0 | 0 | 0
Operating HV customer |  | 0 |  | 0 | 0 | 0
Scaler | 0 | 0 | 0 | 0 | 0 | 0
Rounding | 0.00038539 | 0 | -0.00016025 | 36.1863 | 0.00037971 | 0.24785
Total | -0.81 | 0 | 0.265 | -76296.8988 | -0.8006 | -522.5815
LV Generation Non-Intermittent
| Rate 1 units (MWh) | Rate 2 units (MWh) | Rate 3 units (MWh) | MPANs | Reactive power units (MVArh) | MWh/year | MWh/MPAN/year
LV Generation Non-Intermittent | 130.2286 | 867.1493 | 897.9 | 11 | 31 | 1895.2779 | 172.298
| Unit rate 1 p/kWh | Unit rate 2 p/kWh | Unit rate 3 p/kWh | Fixed charge p/MPAN/day | Reactive power charge p/kVArh | Average unit rate (p/kWh) | Revenue (£/year) | Average p/kWh | Average £/MPAN/year
Assets 132kV | -1.7536 | -0.14845 | -0.031973 |  | 0.054925 | -0.20267 | -3841.069 | -0.20267 | -349.1881
Assets 132kV/EHV | -0.16227 | -0.013736 | -0.0029585 |  | 0.0072603 | -0.018717 | -354.7422 | -0.018717 | -32.2493
Assets EHV | -0.52 | -0.058747 | -0.0075956 |  | 0.025274 | -0.065794 | -1246.9724 | -0.065794 | -113.3611
Assets EHV/HV | -0.089895 | -0.010156 | -0.0013131 |  | 0.0043693 | -0.011374 | -215.5708 | -0.011374 | -19.5973
Assets 132kV/HV | -0.031418 | -0.0026596 | -0.00057283 |  | 0.0032801 | -0.0035934 | -68.1046 | -0.0035934 | -6.1913
Assets HV | -0.50925 | -0.057532 | -0.0074386 |  | 0.017326 | -0.064555 | -1223.491 | -0.064555 | -111.2265
Assets HV/LV | -0.03593 | -0.0040592 | -0.00052483 |  | 0.0012225 | -0.0045547 | -86.3243 | -0.0045547 | -7.8477
Assets LV circuits | 0 | 0 | 0 |  | 0.0026218 | 4.2883e-05 | 0.81275 | 4.2883e-05 | 0.073886
Assets LV customer |  |  |  | 0 |  | 0 | 0 | 0 | 0
Assets HV customer |  |  |  | 0 |  | 0 | 0 | 0 | 0
Transmission exit | -0.62739 | -0.063277 | -0.00095676 |  | 0.01943 | -0.072196 | -1368.3166 | -0.072196 | -124.3924
Operating 132kV | -0.85908 | -0.072723 | -0.015663 |  | 0.026907 | -0.099283 | -1881.684 | -0.099283 | -171.0622
Operating 132kV/EHV | -0.079492 | -0.0067291 | -0.0014493 |  | 0.0035567 | -0.0091693 | -173.7831 | -0.0091693 | -15.7985
Operating EHV | -0.25474 | -0.028779 | -0.003721 |  | 0.012382 | -0.032231 | -610.8737 | -0.032231 | -55.534
Operating EHV/HV | -0.17615 | -0.019901 | -0.0025731 |  | 0.0085619 | -0.022288 | -422.42 | -0.022288 | -38.4018
Operating 132kV/HV | -0.061565 | -0.0052116 | -0.0011225 |  | 0.0064275 | -0.0070414 | -133.4539 | -0.0070414 | -12.1322
Operating HV | -0.99789 | -0.11274 | -0.014576 |  | 0.033951 | -0.1265 | -2397.4821 | -0.1265 | -217.9529
Operating HV/LV | -0.35203 | -0.039771 | -0.0051422 |  | 0.011977 | -0.044626 | -845.7801 | -0.044626 | -76.8891
Operating LV circuits | 0 | 0 | 0 |  | 0.025687 | 0.00042015 | 7.9631 | 0.00042015 | 0.72392
Operating LV customer |  |  |  | 0 |  | 0 | 0 | 0 | 0
Operating HV customer |  |  |  | 0 |  | 0 | 0 | 0 | 0
Scaler | 0 | 0 | 0 | 0 | 0 | 0 | 0 | 0 | 0
Rounding | -0.00026843 | 0.00046563 | -0.00041925 | 0 | -0.00016025 | -6.6493e-06 | -0.12602 | -6.6493e-06 | -0.011457
Total | -6.511 | -0.644 | -0.098 | 0 | 0.265 | -0.78413 | -14861.418 | -0.78413 | -1351.038
LV Sub Generation Intermittent
| Rate 1 units (MWh) | MPANs | Reactive power units (MVArh) | MWh/year | MWh/MPAN/year
LV Sub Generation Intermittent | 37.671 | 1 | 0 | 37.671 | 37.671
| Unit rate 1 p/kWh | Fixed charge p/MPAN/day | Reactive power charge p/kVArh | Revenue (£/year) | Average p/kWh | Average £/MPAN/year
Assets 132kV | -0.20625 |  | 0.053862 | -77.695 | -0.20625 | -77.695
Assets 132kV/EHV | -0.019084 |  | 0.0071198 | -7.1892 | -0.019084 | -7.1892
Assets EHV | -0.066435 |  | 0.024785 | -25.0266 | -0.066435 | -25.0266
Assets EHV/HV | -0.011485 |  | 0.0042847 | -4.3265 | -0.011485 | -4.3265
Assets 132kV/HV | -0.0036951 |  | 0.0032166 | -1.392 | -0.0036951 | -1.392
Assets HV | -0.065061 |  | 0.016991 | -24.5091 | -0.065061 | -24.5091
Assets HV/LV | 0 |  | 0.0011988 | 0 | 0 | 0
Assets LV circuits | 0 |  | 0 | 0 | 0 | 0
Assets LV customer |  | 0 |  | 0 | 0 | 0
Assets HV customer |  | 0 |  | 0 | 0 | 0
Transmission exit | -0.072961 |  | 0.019054 | -27.4853 | -0.072961 | -27.4853
Operating 132kV | -0.10104 |  | 0.026386 | -38.0616 | -0.10104 | -38.0616
Operating 132kV/EHV | -0.009349 |  | 0.0034879 | -3.5219 | -0.009349 | -3.5219
Operating EHV | -0.032545 |  | 0.012142 | -12.2602 | -0.032545 | -12.2602
Operating EHV/HV | -0.022505 |  | 0.0083961 | -8.4779 | -0.022505 | -8.4779
Operating 132kV/HV | -0.0072407 |  | 0.0063031 | -2.7276 | -0.0072407 | -2.7276
Operating HV | -0.12749 |  | 0.033294 | -48.0267 | -0.12749 | -48.0267
Operating HV/LV | 0 |  | 0.011746 | 0 | 0 | 0
Operating LV circuits | 0 |  | 0 | 0 | 0 | 0
Operating LV customer |  | 0 |  | 0 | 0 | 0
Operating HV customer |  | 0 |  | 0 | 0 | 0
Scaler | 0 | 0 | 0 | 0 | 0 | 0
Rounding | 0.00013441 | 0 | -0.00026691 | 0.050632 | 0.00013441 | 0.050632
Total | -0.745 | 0 | 0.232 | -280.649 | -0.745 | -280.649
LV Sub Generation Non-Intermittent
| Rate 1 units (MWh) | Rate 2 units (MWh) | Rate 3 units (MWh) | MPANs | Reactive power units (MVArh) | MWh/year | MWh/MPAN/year
LV Sub Generation Non-Intermittent | 0 | 0 | 0 | 0 | 0 | 0
| Unit rate 1 p/kWh | Unit rate 2 p/kWh | Unit rate 3 p/kWh | Fixed charge p/MPAN/day | Reactive power charge p/kVArh | Average unit rate (p/kWh) | Revenue (£/year) | Average p/kWh | Average £/MPAN/year
Assets 132kV | -1.7197 | -0.14558 | -0.031354 |  | 0.053862 | 0 | 0
Assets 132kV/EHV | -0.15913 | -0.01347 | -0.0029012 |  | 0.0071198 | 0 | 0
Assets EHV | -0.50993 | -0.05761 | -0.0074486 |  | 0.024785 | 0 | 0
Assets EHV/HV | -0.088155 | -0.0099593 | -0.0012877 |  | 0.0042847 | 0 | 0
Assets 132kV/HV | -0.03081 | -0.0026081 | -0.00056174 |  | 0.0032166 | 0 | 0
Assets HV | -0.49939 | -0.056418 | -0.0072946 |  | 0.016991 | 0 | 0
Assets HV/LV | 0 | 0 | 0 |  | 0.0011988 | 0 | 0
Assets LV circuits | 0 | 0 | 0 |  | 0 | 0 | 0
Assets LV customer |  |  |  | 0 |  | 0 | 0
Assets HV customer |  |  |  | 0 |  | 0 | 0
Transmission exit | -0.61525 | -0.062052 | -0.00093824 |  | 0.019054 | 0 | 0
Operating 132kV | -0.84245 | -0.071315 | -0.01536 |  | 0.026386 | 0 | 0
Operating 132kV/EHV | -0.077953 | -0.0065989 | -0.0014213 |  | 0.0034879 | 0 | 0
Operating EHV | -0.24981 | -0.028222 | -0.003649 |  | 0.012142 | 0 | 0
Operating EHV/HV | -0.17274 | -0.019516 | -0.0025233 |  | 0.0083961 | 0 | 0
Operating 132kV/HV | -0.060374 | -0.0051107 | -0.0011008 |  | 0.0063031 | 0 | 0
Operating HV | -0.97857 | -0.11055 | -0.014294 |  | 0.033294 | 0 | 0
Operating HV/LV | 0 | 0 | 0 |  | 0.011746 | 0 | 0
Operating LV circuits | 0 | 0 | 0 |  | 0 | 0 | 0
Operating LV customer |  |  |  | 0 |  | 0 | 0
Operating HV customer |  |  |  | 0 |  | 0 | 0
Scaler | 0 | 0 | 0 | 0 | 0 | 0 | 0
Rounding | 0.00026294 | 1.0266e-05 | 0.00013477 | 0 | -0.00026691 | 0 | 0
Total | -6.004 | -0.589 | -0.09 | 0 | 0.232 | 0 | 0 | 0 | 0
HV Generation Intermittent
| Rate 1 units (MWh) | MPANs | Reactive power units (MVArh) | MWh/year | MWh/MPAN/year
HV Generation Intermittent | 44577.6893 | 27 | 859 | 44577.6893 | 1651.0255
| Unit rate 1 p/kWh | Fixed charge p/MPAN/day | Reactive power charge p/kVArh | Revenue (£/year) | Average p/kWh | Average £/MPAN/year
Assets 132kV | -0.20235 |  | 0.052844 | -89748.9619 | -0.20133 | -3324.0356
Assets 132kV/EHV | -0.011983 |  | 0.0044706 | -5303.39 | -0.011897 | -196.4219
Assets EHV | -0.041715 |  | 0.015563 | -18461.8972 | -0.041415 | -683.774
Assets EHV/HV | -0.0040565 |  | 0.0015134 | -1795.2789 | -0.0040273 | -66.4918
Assets 132kV/HV | -0.0013051 |  | 0.0011361 | -572.0264 | -0.0012832 | -21.1862
Assets HV | 0 |  | 0.0060012 | 51.55 | 0.00011564 | 1.9093
Assets HV/LV | 0 |  | 0 | 0 | 0 | 0
Assets LV circuits | 0 |  | 0 | 0 | 0 | 0
Assets LV customer |  | 0 |  | 0 | 0 | 0
Assets HV customer |  | 0 |  | 0 | 0 | 0
Transmission exit | -0.071583 |  | 0.018694 | -31749.4733 | -0.071223 | -1175.9064
Operating 132kV | -0.099128 |  | 0.025888 | -43966.7162 | -0.098629 | -1628.3969
Operating 132kV/EHV | -0.0091724 |  | 0.003422 | -4059.4592 | -0.0091065 | -150.3503
Operating EHV | -0.031931 |  | 0.011913 | -14131.5875 | -0.031701 | -523.3921
Operating EHV/HV | -0.02208 |  | 0.0082375 | -9772.0127 | -0.021921 | -361.9264
Operating 132kV/HV | -0.0071039 |  | 0.006184 | -3113.6382 | -0.0069847 | -115.3199
Operating HV | 0 |  | 0.032665 | 280.5957 | 0.00062945 | 10.3924
Operating HV/LV | 0 |  | 0 | 0 | 0 | 0
Operating LV circuits | 0 |  | 0 | 0 | 0 | 0
Operating LV customer |  | 0 |  | 0 | 0 | 0
Operating HV customer |  | 36.63 |  | 3619.7804 | 0.0081202 | 134.0659
Scaler | 0 | 0 | 0 | 0 | 0 | 0
Rounding | 0.00040779 | -3.8393e-05 | 0.00046839 | 185.8017 | 0.0004168 | 6.8815
Total | -0.502 | 36.63 | 0.189 | -218536.7136 | -0.49024 | -8093.9524
HV Generation Non-Intermittent
| Rate 1 units (MWh) | Rate 2 units (MWh) | Rate 3 units (MWh) | MPANs | Reactive power units (MVArh) | MWh/year | MWh/MPAN/year
HV Generation Non-Intermittent | 9070.7236 | 44174.5584 | 48120.1562 | 27 | 742 | 101365.4382 | 3754.2755
| Unit rate 1 p/kWh | Unit rate 2 p/kWh | Unit rate 3 p/kWh | Fixed charge p/MPAN/day | Reactive power charge p/kVArh | Average unit rate (p/kWh) | Revenue (£/year) | Average p/kWh | Average £/MPAN/year
Assets 132kV | -1.6872 | -0.14283 | -0.030762 |  | 0.052844 | -0.22744 | -230545.2068 | -0.22744 | -8538.7114
Assets 132kV/EHV | -0.099916 | -0.0084581 | -0.0018217 |  | 0.0044706 | -0.013459 | -13642.877 | -0.013459 | -505.2917
Assets EHV | -0.32019 | -0.036174 | -0.0046771 |  | 0.015563 | -0.046523 | -47158.3868 | -0.046523 | -1746.6069
Assets EHV/HV | -0.031136 | -0.0035176 | -0.00045481 |  | 0.0015134 | -0.004524 | -4585.7941 | -0.004524 | -169.8442
Assets 132kV/HV | -0.010882 | -0.00092119 | -0.00019841 |  | 0.0011361 | -0.0014611 | -1481.0565 | -0.0014611 | -54.8539
Assets HV | 0 | 0 | 0 |  | 0.0060012 | 4.3929e-05 | 44.5287 | 4.3929e-05 | 1.6492
Assets HV/LV | 0 | 0 | 0 |  | 0 | 0 | 0 | 0 | 0
Assets LV circuits | 0 | 0 | 0 |  | 0 | 0 | 0 | 0 | 0
Assets LV customer |  |  |  | 0 |  | 0 | 0 | 0 | 0
Assets HV customer |  |  |  | 0 |  | 0 | 0 | 0 | 0
Transmission exit | -0.60363 | -0.06088 | -0.00092052 |  | 0.018694 | -0.080847 | -81950.9516 | -0.080847 | -3035.2204
Operating 132kV | -0.82654 | -0.069968 | -0.01507 |  | 0.025888 | -0.11142 | -112940.7569 | -0.11142 | -4182.991
Operating 132kV/EHV | -0.07648 | -0.0064742 | -0.0013944 |  | 0.003422 | -0.010302 | -10442.8872 | -0.010302 | -386.7736
Operating EHV | -0.24509 | -0.027689 | -0.00358 |  | 0.011913 | -0.035611 | -36097.204 | -0.035611 | -1336.9335
Operating EHV/HV | -0.16948 | -0.019147 | -0.0024756 |  | 0.0082375 | -0.024625 | -24961.2675 | -0.024625 | -924.4914
Operating 132kV/HV | -0.059233 | -0.0050142 | -0.00108 |  | 0.006184 | -0.0079531 | -8061.6459 | -0.0079531 | -298.5795
Operating HV | 0 | 0 | 0 |  | 0.032665 | 0.00023911 | 242.3772 | 0.00023911 | 8.9769
Operating HV/LV | 0 | 0 | 0 |  | 0 | 0 | 0 | 0 | 0
Operating LV circuits | 0 | 0 | 0 |  | 0 | 0 | 0 | 0 | 0
Operating LV customer |  |  |  | 0 |  | 0 | 0 | 0 | 0
Operating HV customer |  |  |  | 36.63 |  | 0 | 3619.7804 | 0.003571 | 134.0659
Scaler | 0 | 0 | 0 | 0 | 0 | 0 | 0 | 0 | 0
Rounding | -0.00021566 | 6.8254e-05 | 0.00043432 | -3.8393e-05 | 0.00046839 | 0.00022006 | 223.057 | 0.00022005 | 8.2614
Total | -4.13 | -0.381 | -0.062 | 36.63 | 0.189 | -0.56366 | -567738.2911 | -0.56009 | -21027.3441

## M-Rev
Revenue matrix for WPD South Wales in April 15 (DCP179)
This sheet is for information only. It can be deleted without affecting any calculations elsewhere in the model.
3901. Revenue matrix by tariff
Revenue matrix by tariff, charging element and network level
| Assets 132kV | Assets 132kV/EHV | Assets EHV | Assets EHV/HV | Assets 132kV/HV | Assets HV | Assets HV/LV | Assets LV circuits | Assets LV customer | Assets HV customer | Transmission exit | Operating 132kV | Operating 132kV/EHV | Operating EHV | Operating EHV/HV | Operating 132kV/HV | Operating HV | Operating HV/LV | Operating LV circuits | Operating LV customer | Operating HV customer | Scaler | Rounding | Total net revenue by tariff (£/year)
Domestic Unrestricted | 13314606.9953 | 1232011.9446 | 4288818.6559 | 741431.0376 | 238543.8905 | 4200139.9832 | 296343.8178 | 633290.7262 | 0 | 0 | 4710157.6558 | 6522633.0785 | 603544.8035 | 2101030.1274 | 1452865.2968 | 467436.7847 | 8230350.9216 | 2903490.8647 | 6204799.0462 | 7204084.2869 | 0 | 33887670.0688 | 17343.1757 | 99250593.1617
Domestic Two Rate | 854136.5202 | 79033.9809 | 268592.4665 | 46433.0174 | 15302.6709 | 263038.8572 | 18558.8908 | 38077.3596 | 0 | 0 | 288143.1183 | 418429.1074 | 38717.6023 | 131579.5583 | 90987.4501 | 29986.2271 | 515435.702 | 181834.6345 | 373070.9369 | 433154.1529 | 0 | 2073072.6316 | -287.5922 | 6157297.2926
Domestic Off Peak (related MPAN) | 1867.5955 | 172.8102 | 587.2774 | 101.5258 | 33.4598 | 575.1345 | 40.579 | 0 |  |  | 415.7158 | 914.908 | 84.6572 | 287.6987 | 198.9441 | 65.5658 | 1127.0002 | 397.5814 | 0 |  |  | 2990.9061 | 2.5239 | 9863.8834
Small Non Domestic Unrestricted | 2657094.6759 | 245863.2372 | 855886.8632 | 147961.7433 | 47604.3868 | 838189.9362 | 59139.0779 | 41813.4683 | 0 | 0 | 939970.2773 | 1301672.1884 | 120444.8381 | 419286.5751 | 289937.2581 | 93282.7978 | 1642468.4275 | 579427.5506 | 409676.247 | 1162598.5125 | 0 | 6762704.1302 | 2899.4455 | 18617921.6371
Small Non Domestic Two Rate | 885923.6973 | 81975.2755 | 289131.9156 | 49983.7819 | 15872.1685 | 283153.6179 | 19978.1018 | 8807.0714 | 0 | 0 | 316701.0305 | 434001.1849 | 40158.4999 | 141641.5368 | 97945.3225 | 31102.1816 | 554851.4215 | 195739.653 | 86289.1343 | 244875.3617 | 0 | 2278535.2032 | 59.4118 | 6056725.5716
Small Non Domestic Off Peak (related MPAN) | 1195.0585 | 110.5798 | 378.5116 | 65.4353 | 21.4106 | 370.6852 | 26.154 | 0 |  |  | 273.4615 | 585.4419 | 54.1714 | 185.4273 | 128.2233 | 41.955 | 726.3732 | 256.2489 | 0 |  |  | 1967.4447 | -7.1518 | 6379.4304
LV Medium Non-Domestic | 1470254.8812 | 136043.9385 | 480381.5998 | 83046.1385 | 26341.0193 | 470448.8873 | 33192.8507 | 56247.3294 | 0 | 0 | 533559.9218 | 720256.5667 | 66645.9546 | 235331.9864 | 162732.4006 | 51616.3349 | 921864.3779 | 325213.9338 | 551095.036 | 100745.9068 | 0 | 3838746.7923 | 551.8421 | 10264317.6985
LV Sub Medium Non-Domestic | 1983.9186 | 183.5737 | 649.3204 | 112.2515 | 35.5438 | 635.8946 | 32.836 | 0 | 0 | 0 | 720.5016 | 971.893 | 89.9301 | 318.0926 | 219.9615 | 69.6496 | 1246.0621 | 321.7179 | 0 | 62.8929 | 0 | 5183.7163 | -2.3806 | 12835.3756
HV Medium Non-Domestic | 2763.5054 | 157.3457 | 613.9686 | 80.851 | 28.5878 | 334.3163 | 0 | 0 | 0 | 0 | 975.0193 | 1353.8013 | 120.4397 | 469.9599 | 440.0857 | 155.6082 | 1819.7413 | 0 | 0 | 0 | 3607.4626 | 7014.8679 | 3.2941 | 19938.8549
LV Network Domestic | 0 | 0 | 0 | 0 | 0 | 0 | 0 | 0 | 0 | 0 | 0 | 0 | 0 | 0 | 0 | 0 | 0 | 0 | 0 | 0 | 0 | 0 | 0 | 0
LV Network Non-Domestic Non-CT | 0 | 0 | 0 | 0 | 0 | 0 | 0 | 0 | 0 | 0 | 0 | 0 | 0 | 0 | 0 | 0 | 0 | 0 | 0 | 0 | 0 | 0 | 0 | 0
LV HH Metered | 3595574.3876 | 332701.5656 | 1172563.7468 | 202707.3712 | 64418.1464 | 1300005.8197 | 134532.305 | 307752.9117 | 0 | 0 | 1304892.5187 | 1761419.8034 | 162985.6772 | 574421.9926 | 397213.6182 | 126230.0668 | 2547416.0716 | 1318108.5453 | 3015273.861 | 113809.6711 | 0 | 9388171.3478 | 4402.4261 | 27824601.8539
LV Sub HH Metered | 45629.0078 | 4222.091 | 14786.8609 | 2556.2838 | 817.4872 | 21957.0603 | 1549.1958 | 0 | 0 | 0 | 16536.2761 | 22352.9899 | 2068.3412 | 7243.8689 | 5009.1456 | 1601.9006 | 43025.7829 | 15178.5712 | 0 | 572.3611 | 0 | 118971.786 | -92.3854 | 323986.625
HV HH Metered | 5441485.7648 | 302927.1388 | 1244745.946 | 192471.6695 | 68055.3139 | 795864.7117 | 0 | 0 | 0 | 0 | 1833295.4626 | 2665705.0454 | 231874.4013 | 952785.9474 | 1047656.4726 | 370436.804 | 4332028.8065 | 0 | 0 | 0 | 166020.3645 | 13189815.7798 | 354.7444 | 32835524.3731
NHH UMS category A | 16918.1028 | 1565.4465 | 5444.444 | 941.2102 | 303.104 | 5331.8708 | 376.1939 | 806.8081 | 0 |  | 5960.8697 | 8287.9335 | 766.8896 | 2667.1542 | 1844.3409 | 593.945 | 10448.025 | 3685.8386 | 7904.8715 | 54365.9973 |  | 42886.0348 | -23.9573 | 171075.123
NHH UMS category B | 18345.0054 | 1697.479 | 5547.7388 | 959.0673 | 328.6683 | 5433.0298 | 383.3312 | 822.1152 | 0 |  | 4854.3891 | 8986.9524 | 831.5704 | 2717.7569 | 1879.3327 | 644.0393 | 10646.2503 | 3755.7682 | 8054.8468 | 42777.3673 |  | 34925.3569 | 15.2485 | 153605.3138
NHH UMS category C | 1898.5496 | 175.6744 | 579.6342 | 100.2045 | 34.0143 | 567.6493 | 40.0509 | 85.8956 | 0 |  | 521.8862 | 930.072 | 86.0604 | 283.9544 | 196.3549 | 66.6525 | 1112.3326 | 392.407 | 841.5798 | 2674.6863 |  | 3754.7593 | 1.5947 | 14344.0128
NHH UMS category D | 0 | 0 | 0 | 0 | 0 | 0 | 0 | 0 | 0 |  | 0 | 0 | 0 | 0 | 0 | 0 | 0 | 0 | 0 | 0 |  | 0 | 0 | 0
LV UMS (Pseudo HH Metered) | 446852.3697 | 41347.631 | 136241.8748 | 23552.8621 | 8005.7866 | 133424.8406 | 9413.8831 | 20189.5807 | 0 |  | 123071.152 | 218906.5024 | 20255.6054 | 66742.9207 | 46152.8238 | 15687.6756 | 261451.586 | 92234.4987 | 197811.6618 | 1022480.3946 |  | 885446.9213 | 88.0884 | 3769358.6595
LV Generation NHH or Aggregate HH | -1266.7322 | -117.2118 | -408.0319 | -70.5387 | -22.6947 | -399.5952 | -28.1937 | 0 | 0 | 0 | -448.1175 | -620.5538 | -57.4204 | -199.8889 | -138.2235 | -44.4713 | -783.0235 | -276.2339 | 0 | 0 | 0 | 0 | 2.3212 | -4878.6096
LV Sub Generation NHH | 0 | 0 | 0 | 0 | 0 | 0 | 0 | 0 | 0 | 0 | 0 | 0 | 0 | 0 | 0 | 0 | 0 | 0 | 0 | 0 | 0 | 0 | 0 | 0
LV Generation Intermittent | -19857.4315 | -1830.0631 | -6370.7245 | -1101.3412 | -348.0041 | -6264.0972 | -441.9678 | 8.8616 | 0 | 0 | -7024.7385 | -9727.868 | -896.5214 | -3120.9256 | -2158.1245 | -681.9287 | -12274.7618 | -4330.2721 | 86.8233 | 0 | 0 | 0 | 36.1863 | -76296.8988
LV Generation Non-Intermittent | -3841.069 | -354.7422 | -1246.9724 | -215.5708 | -68.1046 | -1223.491 | -86.3243 | 0.81275 | 0 | 0 | -1368.3166 | -1881.684 | -173.7831 | -610.8737 | -422.42 | -133.4539 | -2397.4821 | -845.7801 | 7.9631 | 0 | 0 | 0 | -0.12602 | -14861.418
LV Sub Generation Intermittent | -77.695 | -7.1892 | -25.0266 | -4.3265 | -1.392 | -24.5091 | 0 | 0 | 0 | 0 | -27.4853 | -38.0616 | -3.5219 | -12.2602 | -8.4779 | -2.7276 | -48.0267 | 0 | 0 | 0 | 0 | 0 | 0.050632 | -280.649
LV Sub Generation Non-Intermittent | 0 | 0 | 0 | 0 | 0 | 0 | 0 | 0 | 0 | 0 | 0 | 0 | 0 | 0 | 0 | 0 | 0 | 0 | 0 | 0 | 0 | 0 | 0 | 0
HV Generation Intermittent | -89748.9619 | -5303.39 | -18461.8972 | -1795.2789 | -572.0264 | 51.55 | 0 | 0 | 0 | 0 | -31749.4733 | -43966.7162 | -4059.4592 | -14131.5875 | -9772.0127 | -3113.6382 | 280.5957 | 0 | 0 | 0 | 3619.7804 | 0 | 185.8017 | -218536.7136
HV Generation Non-Intermittent | -230545.2068 | -13642.877 | -47158.3868 | -4585.7941 | -1481.0565 | 44.5287 | 0 | 0 | 0 | 0 | -81950.9516 | -112940.7569 | -10442.8872 | -36097.204 | -24961.2675 | -8061.6459 | 242.3772 | 0 | 0 | 0 | 3619.7804 | 0 | 223.057 | -567738.2911
3902. Revenues by charging element and network level
Total net revenue by charging element and network level (£/year)
| Assets 132kV | Assets 132kV/EHV | Assets EHV | Assets EHV/HV | Assets 132kV/HV | Assets HV | Assets HV/LV | Assets LV circuits | Assets LV customer | Assets HV customer | Transmission exit | Operating 132kV | Operating 132kV/EHV | Operating EHV | Operating EHV/HV | Operating 132kV/HV | Operating HV | Operating HV/LV | Operating LV circuits | Operating LV customer | Operating HV customer | Scaler | Rounding | Total net revenue (£/year)
Revenues by charging element and network level | 28411192.9393 | 2438934.2393 | 8691279.785 | 1484731.6005 | 483252.3802 | 8311656.6806 | 573050.7822 | 1107902.9405 | 0 | 0 | 9957480.1737 | 13918231.8284 | 1273095.849 | 4582821.8179 | 3557946.5053 | 1176980.3228 | 19061038.5613 | 5614585.528 | 10854912.0077 | 10382201.5913 | 176867.3879 | 72521857.747 | 25755.6186 | 204605776.2866

## CData
Additional calculations for tariff comparisons for WPD South Wales in April 15 (DCP179)
This sheet is for information only. It can be deleted without affecting any calculations elsewhere in the model.
4001. Revenues under current tariffs (£)
Data sources:
x1 = 1201. Current revenues if known (£) (in Current tariff information)
x2 = 1010. Days in the charging year (in Financial and general assumptions)
x3 = 1201. Current Fixed charge p/MPAN/day (in Current tariff information)
x4 = 1053. MPANs by tariff (in Volume forecasts for the charging year)
x5 = 1201. Current Capacity charge p/kVA/day (in Current tariff information)
x6 = 1053. Import capacity (kVA) by tariff (in Volume forecasts for the charging year)
x7 = 1201. Current Unit rate 1 p/kWh (in Current tariff information)
x8 = 1053. Rate 1 units (MWh) by tariff (in Volume forecasts for the charging year)
x9 = 1201. Current Unit rate 2 p/kWh (in Current tariff information)
x10 = 1053. Rate 2 units (MWh) by tariff (in Volume forecasts for the charging year)
x11 = 1201. Current Unit rate 3 p/kWh (in Current tariff information)
x12 = 1053. Rate 3 units (MWh) by tariff (in Volume forecasts for the charging year)
x13 = 1201. Current Reactive power charge p/kVArh (in Current tariff information)
x14 = 1053. Reactive power units (MVArh) by tariff (in Volume forecasts for the charging year)
Calculation =IF(x1,x1,0.01*x2*(x3*x4+x5*x6)+10*(x7*x8+x9*x10+x11*x12+x13*x14))
Revenues under current tariffs (£)
Domestic Unrestricted | 126948162.5105
Domestic Two Rate | 7887798.217
Domestic Off Peak (related MPAN) | 11381.4039
Small Non Domestic Unrestricted | 24567168.1707
Small Non Domestic Two Rate | 7999684.2098
Small Non Domestic Off Peak (related MPAN) | 7397.4246
LV Medium Non-Domestic | 14070521.7404
LV Sub Medium Non-Domestic | 16849.5183
HV Medium Non-Domestic | 26404.2514
LV Network Domestic | 0
LV Network Non-Domestic Non-CT | 0
LV HH Metered | 34974189.4256
LV Sub HH Metered | 358454.892
HV HH Metered | 42669618.3864
NHH UMS category A | 200644.5803
NHH UMS category B | 180184.4297
NHH UMS category C | 18391.5059
NHH UMS category D | 0
LV UMS (Pseudo HH Metered) | 4516788.7003
4002. All-the-way volumes
Data sources:
x1 = 1053. Rate 1 units (MWh) by tariff (in Volume forecasts for the charging year)
x2 = 1053. Rate 2 units (MWh) by tariff (in Volume forecasts for the charging year)
x3 = 1053. Rate 3 units (MWh) by tariff (in Volume forecasts for the charging year)
x4 = 1053. MPANs by tariff (in Volume forecasts for the charging year)
x5 = 1053. Import capacity (kVA) by tariff (in Volume forecasts for the charging year)
x6 = 1053. Reactive power units (MVArh) by tariff (in Volume forecasts for the charging year)
x7 = 3802. All units (MWh) (in Revenue summary)
Kind: | Copy cells | Copy cells | Copy cells | Copy cells | Copy cells | Copy cells | Copy cells
Formula: | = x1 | = x2 | = x3 | = x4 | = x5 | = x6 | = x7
| Rate 1 units (MWh) | Rate 2 units (MWh) | Rate 3 units (MWh) | MPANs | Import capacity (kVA) | Reactive power units (MVArh) | All units (MWh)
Domestic Unrestricted | 3242264.6558 | 0 | 0 | 964740 | 0 | 0 | 3242264.6558
Domestic Two Rate | 174847.8894 | 180701.5563 | 0 | 58083 | 0 | 0 | 355549.4458
Domestic Off Peak (related MPAN) | 3613.1441 | 0 | 0 | 1012 | 0 | 0 | 3613.1441
Small Non Domestic Unrestricted | 823197.9586 | 0 | 0 | 63787 | 0 | 0 | 823197.9586
Small Non Domestic Two Rate | 206801.4093 | 92825.5376 | 0 | 13441 | 0 | 0 | 299626.9469
Small Non Domestic Off Peak (related MPAN) | 2262.2094 | 0 | 0 | 290 | 0 | 0 | 2262.2094
LV Medium Non-Domestic | 379857.6711 | 99896.6398 | 0 | 4728 | 0 | 0 | 479754.3109
LV Sub Medium Non-Domestic | 517.0405 | 136.8978 | 0 | 4 | 0 | 0 | 653.9383
HV Medium Non-Domestic | 753.6075 | 161.5955 | 0 | 13 | 0 | 0 | 915.2031
LV Network Domestic | 0 | 0 | 0 | 0 | 0 | 0 | 0
LV Network Non-Domestic Non-CT | 0 | 0 | 0 | 0 | 0 | 0 | 0
LV HH Metered | 105280.6077 | 666906.9124 | 493272.9047 | 3111 | 578357 | 121162 | 1265460.4249
LV Sub HH Metered | 1334.7867 | 7582.7475 | 5677.7124 | 18 | 6238 | 1758 | 14595.2466
HV HH Metered | 168212.6081 | 1015521.4628 | 952719.5658 | 595 | 696791 | 160841 | 2136453.6366
NHH UMS category A | 7597.2957 | 0 | 0 | 514 | 0 | 0 | 7597.2957
NHH UMS category B | 5952.5745 | 0 | 0 | 749 | 0 | 0 | 5952.5745
NHH UMS category C | 378.2704 | 0 | 0 | 84 | 0 | 0 | 378.2704
NHH UMS category D | 0 | 0 | 0 | 1 | 0 | 0 | 0
LV UMS (Pseudo HH Metered) | 6228.096 | 35918.7459 | 102458.5463 | 26 | 0 | 0 | 144605.3882
LV Generation NHH or Aggregate HH | 602.2975 | 0 | 0 | 130 | 0 | 0 | 602.2975
LV Sub Generation NHH | 0 | 0 | 0 | 0 | 0 | 0 | 0
LV Generation Intermittent | 9529.9505 | 0 | 0 | 146 | 0 | 338 | 9529.9505
LV Generation Non-Intermittent | 130.2286 | 867.1493 | 897.9 | 11 | 0 | 31 | 1895.2779
LV Sub Generation Intermittent | 37.671 | 0 | 0 | 1 | 0 | 0 | 37.671
LV Sub Generation Non-Intermittent | 0 | 0 | 0 | 0 | 0 | 0 | 0
HV Generation Intermittent | 44577.6893 | 0 | 0 | 27 | 0 | 859 | 44577.6893
HV Generation Non-Intermittent | 9070.7236 | 44174.5584 | 48120.1562 | 27 | 0 | 742 | 101365.4382
4003. Normalised to
Normalised to
Domestic Unrestricted | MPAN
Domestic Two Rate | MPAN
Domestic Off Peak (related MPAN) | MPAN
Small Non Domestic Unrestricted | MPAN
Small Non Domestic Two Rate | MPAN
Small Non Domestic Off Peak (related MPAN) | MPAN
LV Medium Non-Domestic | MPAN
LV Sub Medium Non-Domestic | MPAN
HV Medium Non-Domestic | MPAN
LV Network Domestic | MPAN
LV Network Non-Domestic Non-CT | MPAN
LV HH Metered | kVA
LV Sub HH Metered | kVA
HV HH Metered | kVA
NHH UMS category A | MWh
NHH UMS category B | MWh
NHH UMS category C | MWh
NHH UMS category D | MWh
LV UMS (Pseudo HH Metered) | MWh
LV Generation NHH or Aggregate HH | MWh
LV Sub Generation NHH | MWh
LV Generation Intermittent | MWh
LV Generation Non-Intermittent | MWh
LV Sub Generation Intermittent | MWh
LV Sub Generation Non-Intermittent | MWh
HV Generation Intermittent | MWh
HV Generation Non-Intermittent | MWh
4004. Normalised volumes for comparisons
Data sources:
x1 = 4002. Rate 1 units (MWh) by tariff (in Volume forecasts for the charging year) (in All-the-way volumes)
x2 = 4003. Normalised to
x3 = 4002. Import capacity (kVA) by tariff (in Volume forecasts for the charging year) (in All-the-way volumes)
x4 = 4002. MPANs by tariff (in Volume forecasts for the charging year) (in All-the-way volumes)
x5 = 4002. All units (MWh) (in Revenue summary) (in All-the-way volumes)
x6 = 4002. Rate 2 units (MWh) by tariff (in Volume forecasts for the charging year) (in All-the-way volumes)
x7 = 4002. Rate 3 units (MWh) by tariff (in Volume forecasts for the charging year) (in All-the-way volumes)
x8 = 4002. Reactive power units (MVArh) by tariff (in Volume forecasts for the charging year) (in All-the-way volumes)
x9 = 1010. Days in the charging year (in Financial and general assumptions)
x10 = 3607. Fixed charge p/MPAN/day (in Tariffs)
x11 = Normalised MPANs (in Normalised volumes for comparisons)
x12 = 3607. Capacity charge p/kVA/day (in Tariffs)
x13 = Normalised Import capacity (kVA) (in Normalised volumes for comparisons)
x14 = 3607. Unit rate 1 p/kWh (in Tariffs)
x15 = Normalised Rate 1 units (MWh) (in Normalised volumes for comparisons)
x16 = 3607. Unit rate 2 p/kWh (in Tariffs)
x17 = Normalised Rate 2 units (MWh) (in Normalised volumes for comparisons)
x18 = 3607. Unit rate 3 p/kWh (in Tariffs)
x19 = Normalised Rate 3 units (MWh) (in Normalised volumes for comparisons)
x20 = 3607. Reactive power charge p/kVArh (in Tariffs)
x21 = Normalised Reactive power units (MVArh) (in Normalised volumes for comparisons)
Kind: | Calculation | Calculation | Calculation | Calculation | Calculation | Calculation | Calculation
Formula: | =x1/IF(x2="kVA",IF(x3,x3,1),IF(x2="MPAN",IF(x4,x4,1),IF(x5,x5,1))) | =x6/IF(x2="kVA",IF(x3,x3,1),IF(x2="MPAN",IF(x4,x4,1),IF(x5,x5,1))) | =x7/IF(x2="kVA",IF(x3,x3,1),IF(x2="MPAN",IF(x4,x4,1),IF(x5,x5,1))) | =x4/IF(x2="kVA",IF(x3,x3,1),IF(x2="MPAN",IF(x4,x4,1),IF(x5,x5,1))) | =x3/IF(x2="kVA",IF(x3,x3,1),IF(x2="MPAN",IF(x4,x4,1),IF(x5,x5,1))) | =x8/IF(x2="kVA",IF(x3,x3,1),IF(x2="MPAN",IF(x4,x4,1),IF(x5,x5,1))) | =0.01*x9*(x10*x11+x12*x13)+10*(x14*x15+x16*x17+x18*x19+x20*x21)
| Normalised Rate 1 units (MWh) | Normalised Rate 2 units (MWh) | Normalised Rate 3 units (MWh) | Normalised MPANs | Normalised Import capacity (kVA) | Normalised Reactive power units (MVArh) | Normalised revenues (£)
Domestic Unrestricted
Domestic Unrestricted | 3.3608 | 0 | 0 | 1 | 0 | 0 | 102.6831
LDNO LV: Domestic Unrestricted | 3.3608 | 0 | 0 | 1 | 0 | 0 | 69.8717
LDNO HV: Domestic Unrestricted | 3.3608 | 0 | 0 | 1 | 0 | 0 | 37.1305
Domestic Two Rate
Domestic Two Rate | 3.0103 | 3.1111 | 0 | 1 | 0 | 0 | 105.7183
LDNO LV: Domestic Two Rate | 3.0103 | 3.1111 | 0 | 1 | 0 | 0 | 71.9311
LDNO HV: Domestic Two Rate | 3.0103 | 3.1111 | 0 | 1 | 0 | 0 | 38.2406
Domestic Off Peak (related MPAN)
Domestic Off Peak (related MPAN) | 3.5703 | 0 | 0 | 1 | 0 | 0 | 9.7469
LDNO LV: Domestic Off Peak (related MPAN) | 3.5703 | 0 | 0 | 1 | 0 | 0 | 6.6408
LDNO HV: Domestic Off Peak (related MPAN) | 3.5703 | 0 | 0 | 1 | 0 | 0 | 3.5346
Small Non Domestic Unrestricted
Small Non Domestic Unrestricted | 12.9054 | 0 | 0 | 1 | 0 | 0 | 291.5294
LDNO LV: Small Non Domestic Unrestricted | 12.9054 | 0 | 0 | 1 | 0 | 0 | 198.3941
LDNO HV: Small Non Domestic Unrestricted | 12.9054 | 0 | 0 | 1 | 0 | 0 | 105.4244
Small Non Domestic Two Rate
Small Non Domestic Two Rate | 15.3859 | 6.9061 | 0 | 1 | 0 | 0 | 449.999
LDNO LV: Small Non Domestic Two Rate | 15.3859 | 6.9061 | 0 | 1 | 0 | 0 | 306.1896
LDNO HV: Small Non Domestic Two Rate | 15.3859 | 6.9061 | 0 | 1 | 0 | 0 | 162.7936
Small Non Domestic Off Peak (related MPAN)
Small Non Domestic Off Peak (related MPAN) | 7.8007 | 0 | 0 | 1 | 0 | 0 | 21.998
LDNO LV: Small Non Domestic Off Peak (related MPAN) | 7.8007 | 0 | 0 | 1 | 0 | 0 | 14.9774
LDNO HV: Small Non Domestic Off Peak (related MPAN) | 7.8007 | 0 | 0 | 1 | 0 | 0 | 7.9567
LV Medium Non-Domestic
LV Medium Non-Domestic | 80.3421 | 21.1287 | 0 | 1 | 0 | 0 | 2168.7622
LDNO LV: LV Medium Non-Domestic | 80.3421 | 21.1287 | 0 | 1 | 0 | 0 | 1475.7004
LDNO HV: LV Medium Non-Domestic | 80.3421 | 21.1287 | 0 | 1 | 0 | 0 | 784.144
LV Sub Medium Non-Domestic
LV Sub Medium Non-Domestic | 129.2601 | 34.2245 | 0 | 1 | 0 | 0 | 3208.8439
HV Medium Non-Domestic
HV Medium Non-Domestic | 57.9698 | 12.4304 | 0 | 1 | 0 | 0 | 1533.7581
LV Network Domestic
LV Network Domestic | 0 | 0 | 0 | 0 | 0 | 0 | 0
LDNO LV: LV Network Domestic | 0 | 0 | 0 | 0 | 0 | 0 | 0
LDNO HV: LV Network Domestic | 0 | 0 | 0 | 0 | 0 | 0 | 0
LV Network Non-Domestic Non-CT
LV Network Non-Domestic Non-CT | 0 | 0 | 0 | 0 | 0 | 0 | 0
LDNO LV: LV Network Non-Domestic Non-CT | 0 | 0 | 0 | 0 | 0 | 0 | 0
LDNO HV: LV Network Non-Domestic Non-CT | 0 | 0 | 0 | 0 | 0 | 0 | 0
LV HH Metered
LV HH Metered | 0.18203 | 1.1531 | 0.85289 | 0.005379 | 1 | 0.20949 | 47.8706
LDNO LV: LV HH Metered | 0.18203 | 1.1531 | 0.85289 | 0.005379 | 1 | 0.20949 | 32.5635
LDNO HV: LV HH Metered | 0.18203 | 1.1531 | 0.85289 | 0.005379 | 1 | 0.20949 | 17.3305
LV Sub HH Metered
LV Sub HH Metered | 0.21398 | 1.2156 | 0.91018 | 0.0028855 | 1 | 0.28182 | 45.101
LDNO HV: LV Sub HH Metered | 0.21398 | 1.2156 | 0.91018 | 0.0028855 | 1 | 0.28182 | 24.6562
HV HH Metered
HV HH Metered | 0.24141 | 1.4574 | 1.3673 | 0.00085391 | 1 | 0.23083 | 46.9773
LDNO HV: HV HH Metered | 0.24141 | 1.4574 | 1.3673 | 0.00085391 | 1 | 0.23083 | 30.7744
NHH UMS category A
NHH UMS category A | 1 | 0 | 0 | 0.067656 | 0 | 0 | 22.25
LDNO LV: NHH UMS category A | 1 | 0 | 0 | 0.067656 | 0 | 0 | 15.14
LDNO HV: NHH UMS category A | 1 | 0 | 0 | 0.067656 | 0 | 0 | 8.04
NHH UMS category B
NHH UMS category B | 1 | 0 | 0 | 0.12583 | 0 | 0 | 25.39
LDNO LV: NHH UMS category B | 1 | 0 | 0 | 0.12583 | 0 | 0 | 17.27
LDNO HV: NHH UMS category B | 1 | 0 | 0 | 0.12583 | 0 | 0 | 9.18
NHH UMS category C
NHH UMS category C | 1 | 0 | 0 | 0.22206 | 0 | 0 | 37.92
LDNO LV: NHH UMS category C | 1 | 0 | 0 | 0.22206 | 0 | 0 | 25.8
LDNO HV: NHH UMS category C | 1 | 0 | 0 | 0.22206 | 0 | 0 | 13.71
NHH UMS category D
NHH UMS category D | 0 | 0 | 0 | 1 | 0 | 0 | 0
LDNO LV: NHH UMS category D | 0 | 0 | 0 | 1 | 0 | 0 | 0
LDNO HV: NHH UMS category D | 0 | 0 | 0 | 1 | 0 | 0 | 0
LV UMS (Pseudo HH Metered)
LV UMS (Pseudo HH Metered) | 0.04307 | 0.24839 | 0.70854 | 0.0001798 | 0 | 0 | 26.0665
LDNO LV: LV UMS (Pseudo HH Metered) | 0.04307 | 0.24839 | 0.70854 | 0.0001798 | 0 | 0 | 17.7318
LDNO HV: LV UMS (Pseudo HH Metered) | 0.04307 | 0.24839 | 0.70854 | 0.0001798 | 0 | 0 | 9.4213
LV Generation NHH or Aggregate HH
LV Generation NHH or Aggregate HH | 1 | 0 | 0 | 0.21584 | 0 | 0 | -8.1
LDNO LV: LV Generation NHH or Aggregate HH | 1 | 0 | 0 | 0.21584 | 0 | 0 | -8.1
LDNO HV: LV Generation NHH or Aggregate HH | 1 | 0 | 0 | 0.21584 | 0 | 0 | -8.1
LV Sub Generation NHH
LV Sub Generation NHH | 0 | 0 | 0 | 0 | 0 | 0 | 0
LDNO HV: LV Sub Generation NHH | 0 | 0 | 0 | 0 | 0 | 0 | 0
LV Generation Intermittent
LV Generation Intermittent | 1 | 0 | 0 | 0.01532 | 0 | 0.035467 | -8.006
LDNO LV: LV Generation Intermittent | 1 | 0 | 0 | 0.01532 | 0 | 0.035467 | -8.006
LDNO HV: LV Generation Intermittent | 1 | 0 | 0 | 0.01532 | 0 | 0.035467 | -8.006
LV Generation Non-Intermittent
LV Generation Non-Intermittent | 0.068712 | 0.45753 | 0.47376 | 0.0058039 | 0 | 0.016356 | -7.8413
LDNO LV: LV Generation Non-Intermittent | 0.068712 | 0.45753 | 0.47376 | 0.0058039 | 0 | 0.016356 | -7.8413
LDNO HV: LV Generation Non-Intermittent | 0.068712 | 0.45753 | 0.47376 | 0.0058039 | 0 | 0.016356 | -7.8413
LV Sub Generation Intermittent
LV Sub Generation Intermittent | 1 | 0 | 0 | 0.026546 | 0 | 0 | -7.45
LDNO HV: LV Sub Generation Intermittent | 1 | 0 | 0 | 0.026546 | 0 | 0 | -7.45
LV Sub Generation Non-Intermittent
LV Sub Generation Non-Intermittent | 0 | 0 | 0 | 0 | 0 | 0 | 0
LDNO HV: LV Sub Generation Non-Intermittent | 0 | 0 | 0 | 0 | 0 | 0 | 0
HV Generation Intermittent
HV Generation Intermittent | 1 | 0 | 0 | 0.00060568 | 0 | 0.01927 | -4.9024
LDNO HV: HV Generation Intermittent | 1 | 0 | 0 | 0.00060568 | 0 | 0.01927 | -4.9836
HV Generation Non-Intermittent
HV Generation Non-Intermittent | 0.089485 | 0.4358 | 0.47472 | 0.00026636 | 0 | 0.00732 | -5.6009
LDNO HV: HV Generation Non-Intermittent | 0.089485 | 0.4358 | 0.47472 | 0.00026636 | 0 | 0.00732 | -5.6366
4005. LDNO LV charges (normalised £)
Data sources:
x1 = 4004. Normalised revenues (£) (in Normalised volumes for comparisons)
Copy cells = x1
LDNO LV charges (normalised £)
LDNO LV: Domestic Unrestricted | 69.8717
LDNO LV: Domestic Two Rate | 71.9311
LDNO LV: Domestic Off Peak (related MPAN) | 6.6408
LDNO LV: Small Non Domestic Unrestricted | 198.3941
LDNO LV: Small Non Domestic Two Rate | 306.1896
LDNO LV: Small Non Domestic Off Peak (related MPAN) | 14.9774
LDNO LV: LV Medium Non-Domestic | 1475.7004
LDNO LV: LV Network Domestic | 0
LDNO LV: LV Network Non-Domestic Non-CT | 0
LDNO LV: LV HH Metered | 32.5635
N/A
N/A
LDNO LV: NHH UMS category A | 15.14
LDNO LV: NHH UMS category B | 17.27
LDNO LV: NHH UMS category C | 25.8
LDNO LV: NHH UMS category D | 0
LDNO LV: LV UMS (Pseudo HH Metered) | 17.7318
LDNO LV: LV Generation NHH or Aggregate HH | -8.1
N/A
LDNO LV: LV Generation Intermittent | -8.006
LDNO LV: LV Generation Non-Intermittent | -7.8413
N/A
N/A
N/A
N/A
4006. LDNO HV charges (normalised £)
Data sources:
x1 = 4004. Normalised revenues (£) (in Normalised volumes for comparisons)
Copy cells = x1
LDNO HV charges (normalised £)
LDNO HV: Domestic Unrestricted | 37.1305
LDNO HV: Domestic Two Rate | 38.2406
LDNO HV: Domestic Off Peak (related MPAN) | 3.5346
LDNO HV: Small Non Domestic Unrestricted | 105.4244
LDNO HV: Small Non Domestic Two Rate | 162.7936
LDNO HV: Small Non Domestic Off Peak (related MPAN) | 7.9567
LDNO HV: LV Medium Non-Domestic | 784.144
LDNO HV: LV Network Domestic | 0
LDNO HV: LV Network Non-Domestic Non-CT | 0
LDNO HV: LV HH Metered | 17.3305
LDNO HV: LV Sub HH Metered | 24.6562
LDNO HV: HV HH Metered | 30.7744
LDNO HV: NHH UMS category A | 8.04
LDNO HV: NHH UMS category B | 9.18
LDNO HV: NHH UMS category C | 13.71
LDNO HV: NHH UMS category D | 0
LDNO HV: LV UMS (Pseudo HH Metered) | 9.4213
LDNO HV: LV Generation NHH or Aggregate HH | -8.1
LDNO HV: LV Sub Generation NHH | 0
LDNO HV: LV Generation Intermittent | -8.006
LDNO HV: LV Generation Non-Intermittent | -7.8413
LDNO HV: LV Sub Generation Intermittent | -7.45
LDNO HV: LV Sub Generation Non-Intermittent | 0
LDNO HV: HV Generation Intermittent | -4.9836
LDNO HV: HV Generation Non-Intermittent | -5.6366

## CTables
Tariff comparisons for WPD South Wales in April 15 (DCP179)
This sheet is for information only. It can be deleted without affecting any calculations elsewhere in the model.
4101. Comparison with current all-the-way demand tariffs
Data sources:
x1 = 4001. Revenues under current tariffs (£)
x2 = 3802. Net revenues (£) (in Revenue summary)
x3 = 3802. All units (MWh) (in Revenue summary)
x4 = 1053. MPANs by tariff (in Volume forecasts for the charging year)
Kind: | Calculation | Calculation | Copy cells
Formula: | =IF(x1,x2/x1-1,"") | =(x2-x1)/IF(x3,x3,1)/10 | = x4
| Change | Absolute change (average p/kWh) | MPANs
Domestic Unrestricted | -21.97% | -0.86007 | 964740
Domestic Two Rate | -22.15% | -0.49145 | 58083
Domestic Off Peak (related MPAN) | -13.33% | -0.042 | 1012
Small Non Domestic Unrestricted | -24.31% | -0.72539 | 63787
Small Non Domestic Two Rate | -24.39% | -0.65123 | 13441
Small Non Domestic Off Peak (related MPAN) | -13.76% | -0.045 | 290
LV Medium Non-Domestic | -27.12% | -0.79554 | 4728
LV Sub Medium Non-Domestic | -23.82% | -0.61384 | 4
HV Medium Non-Domestic | -24.49% | -0.70644 | 13
LV Network Domestic |  | 0 | 0
LV Network Non-Domestic Non-CT |  | 0 | 0
LV HH Metered | -20.84% | -0.57591 | 3111
LV Sub HH Metered | -21.51% | -0.52836 | 18
HV HH Metered | -23.29% | -0.46508 | 595
NHH UMS category A | -15.75% | -0.416 | 514
NHH UMS category B | -16.12% | -0.488 | 749
NHH UMS category C | -22.01% | -1.07 | 84
NHH UMS category D |  | 0 | 1
LV UMS (Pseudo HH Metered) | -16.55% | -0.51688 | 26
4102. LDNO margins in use of system charges
Data sources:
x1 = 4003. Normalised to
x2 = 4004. Normalised revenues (£) (in Normalised volumes for comparisons)
x3 = 4005. LDNO LV charges (normalised £)
x4 = All-the-way charges (normalised £) (in LDNO margins in use of system charges)
x5 = 4006. LDNO HV charges (normalised £)
Kind: | Copy cells | Copy cells | Calculation | Calculation
Formula: | = x1 | = x2 | =IF(x3,x4-x3,"") | =IF(x5,x4-x5,"")
| Normalised to | All-the-way charges (normalised £) | LDNO LV margin (normalised £) | LDNO HV margin (normalised £)
Domestic Unrestricted | MPAN | 102.6831 | 32.8114 | 65.5526
Domestic Two Rate | MPAN | 105.7183 | 33.7873 | 67.4777
Domestic Off Peak (related MPAN) | MPAN | 9.7469 | 3.1062 | 6.2123
Small Non Domestic Unrestricted | MPAN | 291.5294 | 93.1353 | 186.105
Small Non Domestic Two Rate | MPAN | 449.999 | 143.8094 | 287.2054
Small Non Domestic Off Peak (related MPAN) | MPAN | 21.998 | 7.0206 | 14.0413
LV Medium Non-Domestic | MPAN | 2168.7622 | 693.0618 | 1384.6182
LV Network Domestic | MPAN | 0
LV Network Non-Domestic Non-CT | MPAN | 0
LV HH Metered | kVA | 47.8706 | 15.3071 | 30.54
LV Sub HH Metered | kVA | 45.101 |  | 20.4448
HV HH Metered | kVA | 46.9773 |  | 16.2029
NHH UMS category A | MWh | 22.25 | 7.11 | 14.21
NHH UMS category B | MWh | 25.39 | 8.12 | 16.21
NHH UMS category C | MWh | 37.92 | 12.12 | 24.21
NHH UMS category D | MWh | 0
LV UMS (Pseudo HH Metered) | MWh | 26.0665 | 8.3347 | 16.6452
LV Generation NHH or Aggregate HH | MWh | -8.1 | 0 | 0
LV Sub Generation NHH | MWh | 0
LV Generation Intermittent | MWh | -8.006 | 0 | 0
LV Generation Non-Intermittent | MWh | -7.8413 | 0 | 0
LV Sub Generation Intermittent | MWh | -7.45 |  | 0
LV Sub Generation Non-Intermittent | MWh | 0
HV Generation Intermittent | MWh | -4.9024 |  | 0.081202
HV Generation Non-Intermittent | MWh | -5.6009 |  | 0.03571