## Index
Overview for WPD South West in April 15 (DCP179)
This document, model or dataset has been prepared by Reckon LLP on the instructions of the DCUSA Panel or |  | Colour coding
one of its working groups. Only the DCUSA Panel and its working groups have authority to approve this |  | Input data
material as meeting their requirements. Reckon LLP makes no representation about the suitability of this |  | Constant value
material for the purposes of complying with any licence conditions or furthering any relevant objective. |  | Formula: calculation
Formula: copy
UNLESS STATED OTHERWISE, THIS WORKBOOK IS ONLY A PROTOTYPE FOR TESTING |  | Void cell in input data table
PURPOSES AND ALL THE DATA IN THIS MODEL ARE FOR ILLUSTRATION ONLY. |  | Void cell in other table
Unlocked cell for notes
This workbook is structured as a series of named and numbered tables. There is a list of tables below, with
hyperlinks. Above each calculation table, there is a description of the calculations made, and a hyperlinked
list of the tables or parts of tables from which data are used in the calculation. Hyperlinks point to the
relevant table column heading of the relevant table. Scrolling up or down is usually required after clicking
a hyperlink in order to bring the relevant data and/or headings into view. Some versions of Microsoft Excel
can display a "Back" button, which can be useful when using hyperlinks to navigate around the workbook.
Copyright 2009-2011 Energy Networks Association Limited and others. Copyright 2011-2014 Franck Latrémolière, Reckon LLP and others.
The code used to generate this spreadsheet includes open-source software published at https://github.com/f20/power-models.
Use and distribution of the source code is subject to the conditions stated therein.
Any redistribution of this software must retain the following disclaimer:
THIS SOFTWARE IS PROVIDED BY AUTHORS AND CONTRIBUTORS "AS IS" AND ANY EXPRESS OR IMPLIED WARRANTIES, INCLUDING, BUT NOT LIMITED TO, THE IMPLIED
WARRANTIES OF MERCHANTABILITY AND FITNESS FOR A PARTICULAR PURPOSE ARE DISCLAIMED. IN NO EVENT SHALL AUTHORS OR CONTRIBUTORS BE LIABLE FOR ANY DIRECT,
INDIRECT, INCIDENTAL, SPECIAL, EXEMPLARY, OR CONSEQUENTIAL DAMAGES (INCLUDING, BUT NOT LIMITED TO, PROCUREMENT OF SUBSTITUTE GOODS OR SERVICES; LOSS
OF USE, DATA, OR PROFITS; OR BUSINESS INTERRUPTION) HOWEVER CAUSED AND ON ANY THEORY OF LIABILITY, WHETHER IN CONTRACT, STRICT LIABILITY, OR TORT
(INCLUDING NEGLIGENCE OR OTHERWISE) ARISING IN ANY WAY OUT OF THE USE OF THIS SOFTWARE, EVEN IF ADVISED OF THE POSSIBILITY OF SUCH DAMAGE.
List of data tables
Worksheet | Data table | Type of table
Input | 1000. Company, charging year, data version | Input data
Input | 1001. CDCM target revenue | Composite
Input | 1010. Financial and general assumptions | Composite
Input | 1017. Diversity allowance between top and bottom of network level | Input data
Input | 1018. Proportion of relevant load going through 132kV/HV direct transformation | Input data
Input | 1019. Network model GSP peak demand (MW) | Input data
Input | 1020. Gross asset cost by network level (£) | Input data
Input | 1022. LV service model asset cost (£) | Input data
Input | 1023. HV service model asset cost (£) | Input data
Input | 1025. Matrix of applicability of LV service models to tariffs with fixed charges | Input data
Input | 1026. Matrix of applicability of LV service models to unmetered tariffs | Input data
Input | 1028. Matrix of applicability of HV service models to tariffs with fixed charges | Input data
Input | 1032. Loss adjustment factors to transmission | Input data
Input | 1037. Embedded network (LDNO) discounts | Input data
Input | 1041. Load profile data for demand users | Input data
Input | 1053. Volume forecasts for the charging year | Input data
Input | 1055. Transmission exit charges (£/year) | Input data
Input | 1059. Other expenditure | Input data
Input | 1060. Customer contributions under current connection charging policy | Input data
Input | 1061. Average split of rate 1 units by distribution time band | Input data
Input | 1062. Average split of rate 2 units by distribution time band | Input data
Input | 1064. Average split of rate 1 units by special distribution time band | Input data
Input | 1066. Typical annual hours by special distribution time band | Input data
Input | 1068. Typical annual hours by distribution time band | Input data
Input | 1069. Peaking probabilities by network level | Input data
Input | 1092. Average kVAr by kVA, by network level | Input data
Input | 1201. Current tariff information | Input data
LAFs | 2001. Loss adjustment factors to transmission | Composite
LAFs | 2002. Mapping of DRM network levels to core network levels | Fixed data
LAFs | 2003. Loss adjustment factor to transmission for each DRM network level | Sum-product calculation
LAFs | 2004. Loss adjustment factor to transmission for each network level | Combine tables
LAFs | 2005. Network use factors | Fixed data
LAFs | 2006. Proportion going through 132kV/EHV | Calculation
LAFs | 2007. Proportion going through EHV | Calculation
LAFs | 2008. Proportion going through EHV/HV | Calculation
LAFs | 2009. Rerouteing matrix for all network levels | Combine tables
LAFs | 2010. Network use factors: interim step in calculations before adjustments | Sum-product calculation
LAFs | 2011. Network use factors for all tariffs | Combine tables
LAFs | 2012. Loss adjustment factors between end user meter reading and each network level, scaled by network use | Calculation
DRM | 2101. Annuity rate | Calculation
DRM | 2102. Loss adjustment factor to transmission for each core level | Combine tables
DRM | 2103. Loss adjustment factors | Composite
DRM | 2104. Diversity calculations | Special calculation
DRM | 2105. Network model total maximum demand at substation (MW) | Calculation
DRM | 2106. Network model contribution to system maximum load measured at network level exit (MW) | Calculation
DRM | 2107. Rerouteing matrix for DRM network levels | Combine tables
DRM | 2108. GSP simultaneous maximum load assumed through each network level (MW) | Sum-product calculation
DRM | 2109. Network model annuity by simultaneous maximum load for each network level (£/kW/year) | Calculation
SM | 2201. Asset £/customer from LV service models | Sum-product calculation
SM | 2202. Asset £/(MWh/year) from LV service models | Sum-product calculation
SM | 2203. Service model asset p/kWh charge for unmetered tariffs | Calculation
SM | 2204. Asset £/customer from HV service models | Sum-product calculation
SM | 2205. Service model assets by tariff (£) | Combine tables
SM | 2206. Replacement annuities for service models | Composite
Loads | 2301. Demand coefficient (load at time of system maximum load divided by average load) | Calculation
Loads | 2302. Load coefficient | Combine tables
Loads | 2303. Discount map | Fixed data
Loads | 2304. LDNO discounts and volumes adjusted for discount | Composite
Loads | 2305. Equivalent volume for each end user | Cell summation
Multi | 2401. Adjust annual hours by distribution time band to match days in year | Composite
Multi | 2402. Normalisation of split of rate 1 units by time band | Composite
Multi | 2403. Split of rate 1 units between distribution time bands | Combine tables
Multi | 2404. Normalisation of split of rate 2 units by time band | Composite
Multi | 2405. Split of rate 2 units between distribution time bands | Combine tables
Multi | 2406. Split of rate 3 units between distribution time bands (default) | Fixed data
Multi | 2407. All units (MWh) | Calculation
Multi | 2408. Calculation of implied load coefficients for one-rate users | Calculation
Multi | 2409. Calculation of implied load coefficients for two-rate users | Calculation
Multi | 2410. Calculation of implied load coefficients for three-rate users | Calculation
Multi | 2411. Calculation of adjusted time band load coefficients | Composite
Multi | 2412. Normalisation of peaking probabilities | Composite
Multi | 2413. Peaking probabilities by network level (reshaped) | Reshape table
Multi | 2414. Pseudo load coefficient by time band and network level | Calculation
Multi | 2415. Aggregated half hourly pseudo timeband load coefficients | Copy cells
Multi | 2416. Off-peak non half hourly units (MWh) | Copy cells
Multi | 2417. Off-peak non half hourly timeband use | Copy cells
Multi | 2418. Multi rate non half hourly units (MWh) | Copy cells
Multi | 2419. Single rate non half hourly timeband use | Copy cells
Multi | 2420. Single rate non half hourly units (MWh) | Copy cells
Multi | 2421. Multi rate non half hourly timeband use | Copy cells
Multi | 2422. Average non half hourly timeband use | Calculation
Multi | 2423. Aggregated half hourly tariff pseudo load coefficient using average non half hourly unit mix | Sum-product calculation
Multi | 2424. Off-peak non half hourly pseudo timeband load coefficients | Copy cells
Multi | 2425. Off-peak non half hourly tariff pseudo load coefficient | Sum-product calculation
Multi | 2426. Single rate non half hourly tariff load coefficient | Copy cells
Multi | 2427. Multi rate non half hourly pseudo timeband load coefficients | Copy cells
Multi | 2428. Multi rate non half hourly tariff pseudo load coefficient | Sum-product calculation
Multi | 2429. Average non half hourly tariff pseudo load coefficient | Calculation
Multi | 2430. Relative correction factor for aggregated half hourly tariff | Calculation
Multi | 2431. Aggregated half hourly units (MWh) | Copy cells
Multi | 2432. Aggregated half hourly timeband use | Copy cells
Multi | 2433. Aggregated half hourly tariff pseudo load coefficient | Sum-product calculation
Multi | 2434. Correction factor for non half hourly tariffs | Calculation
Multi | 2435. Single rate non half hourly corrected pseudo timeband load coefficient | Calculation
Multi | 2436. Multi rate non half hourly corrected pseudo timeband load coefficient | Calculation
Multi | 2437. Off-peak non half hourly corrected pseudo timeband load coefficient | Calculation
Multi | 2438. Aggregated half hourly corrected pseudo timeband load coefficient | Calculation
Multi | 2439. Pseudo load coefficient by time band and network level (equalised) | Combine tables
Multi | 2440. Unit rate 1 pseudo load coefficient by network level | Sum-product calculation
Multi | 2441. Unit rate 2 pseudo load coefficient by network level | Sum-product calculation
Multi | 2442. Unit rate 3 pseudo load coefficient by network level | Sum-product calculation
Multi | 2443. Adjust annual hours by special distribution time band to match days in year | Composite
Multi | 2444. Normalisation of split of rate 1 units by special time band | Composite
Multi | 2445. Split of rate 1 units between special distribution time bands | Combine tables
Multi | 2446. Split of rate 2 units between special distribution time bands (default) | Fixed data
Multi | 2447. Split of rate 3 units between special distribution time bands (default) | Fixed data
Multi | 2448. Calculation of implied special load coefficients for one-rate users | Calculation
Multi | 2449. Calculation of implied special load coefficients for three-rate users | Calculation
Multi | 2450. Estimated contributions to peak demand | Composite
Multi | 2451. Load coefficient correction factor for the group | Calculation
Multi | 2452. Calculation of special peaking probabilities | Composite
Multi | 2453. Special peaking probabilities by network level | Combine tables
Multi | 2454. Special peaking probabilities by network level (reshaped) | Reshape table
Multi | 2455. Pseudo load coefficient by time band and network level | Calculation
Multi | 2456. Unit rate 1 pseudo load coefficient by network level (special) | Sum-product calculation
Multi | 2457. Unit rate 2 pseudo load coefficient by network level (special) | Sum-product calculation
Multi | 2458. Unit rate 3 pseudo load coefficient by network level (special) | Sum-product calculation
Multi | 2459. Unit rate 1 pseudo load coefficient by network level (combined) | Combine tables
Multi | 2460. Unit rate 2 pseudo load coefficient by network level (combined) | Combine tables
Multi | 2461. Unit rate 3 pseudo load coefficient by network level (combined) | Combine tables
SMD | 2501. Contributions of users on one-rate multi tariffs to system simultaneous maximum load by network level (kW) | Calculation
SMD | 2502. Contributions of users on two-rate multi tariffs to system simultaneous maximum load by network level (kW) | Calculation
SMD | 2503. Contributions of users on three-rate multi tariffs to system simultaneous maximum load by network level (kW) | Calculation
SMD | 2504. Estimated contributions of users on each tariff to system simultaneous maximum load by network level (kW) | Calculation
SMD | 2505. Contributions of users on each tariff to system simultaneous maximum load by network level (kW) | Combine tables
SMD | 2506. Forecast system simultaneous maximum load (kW) from forecast units | Cell summation
AMD | 2601. Pre-processing of data for standing charge factors | Composite
AMD | 2602. Standing charges factors adapted to use 132kV/HV | Combine tables
AMD | 2603. Capacity-based contributions to chargeable aggregate maximum load by network level (kW) | Calculation
AMD | 2604. Unit-based contributions to chargeable aggregate maximum load (kW) | Calculation
AMD | 2605. Contributions to aggregate maximum load by network level (kW) | Combine tables
AMD | 2606. Forecast chargeable aggregate maximum load (kW) | Cell summation
AMD | 2607. Forecast simultaneous load subject to standing charge factors (kW) | Calculation
AMD | 2608. Forecast simultaneous load replaced by standing charge (kW) | Cell summation
AMD | 2609. Calculated LV diversity allowance | Calculation
AMD | 2610. Network level mapping for diversity allowances | Fixed data
AMD | 2611. Diversity allowances including 132kV/HV | Sum-product calculation
AMD | 2612. Diversity allowances (including calculated LV value) | Combine tables
AMD | 2613. Forecast simultaneous maximum load (kW) adjusted for standing charges | Calculation
Otex | 2701. Operating expenditure coded by network level (£/year) | Combine tables
Otex | 2702. Network model assets (£) scaled by load forecast | Calculation
Otex | 2703. Annual consumption by tariff for unmetered users (MWh) | Copy cells
Otex | 2704. Total unmetered units | Cell summation
Otex | 2705. Service model asset data | Composite
Otex | 2706. Data for allocation of operating expenditure | Composite
Otex | 2707. Amount of expenditure to be allocated according to asset values (£/year) | Calculation
Otex | 2708. Total operating expenditure by network level (£/year) | Calculation
Otex | 2709. Operating expenditure percentage by network level | Calculation
Otex | 2710. Unit operating expenditure based on simultaneous maximum load (£/kW/year) | Calculation
Otex | 2711. Operating expenditure for customer assets p/MPAN/day | Composite
Otex | 2712. Operating expenditure for unmetered customer assets (p/kWh) | Calculation
Contrib | 2801. Network level of supply (for customer contributions) by tariff | Fixed data
Contrib | 2802. Contribution proportion of asset annuities, by customer type and network level of assets | Calculation
Contrib | 2803. Proportion of assets annuities deemed to be covered by customer contributions | Sum-product calculation
Contrib | 2804. Proportion of annual charge covered by contributions (for all charging levels) | Combine tables
Yard | 2901. Unit cost at each level, £/kW/year (relative to system simultaneous maximum load) | Combine tables
Yard | 2902. Pay-as-you-go yardstick unit costs by charging level (p/kWh) | Calculation
Yard | 2903. Contributions to pay-as-you-go unit rate 1 (p/kWh) | Calculation
Yard | 2904. Contributions to pay-as-you-go unit rate 2 (p/kWh) | Calculation
Yard | 2905. Contributions to pay-as-you-go unit rate 3 (p/kWh) | Calculation
Standing | 3001. Costs based on aggregate maximum load (£/kW/year) | Calculation
Standing | 3002. Capacity elements p/kVA/day | Calculation
Standing | 3003. Yardstick components p/kWh (taking account of standing charges) | Calculation
Standing | 3004. Contributions to unit rate 1 p/kWh by network level (taking account of standing charges) | Calculation
Standing | 3005. Contributions to unit rate 2 p/kWh by network level (taking account of standing charges) | Calculation
Standing | 3006. Contributions to unit rate 3 p/kWh by network level (taking account of standing charges) | Calculation
AggCap | 3101. Mapping of tariffs to tariff groups | Fixed data
AggCap | 3102. Capacity use for tariffs charged for capacity on an exit point basis | Composite
AggCap | 3103. Aggregate number of users charged for capacity on an exit point basis | Sum-product calculation
AggCap | 3104. Aggregate capacity (kW) | Sum-product calculation
AggCap | 3105. Average maximum kVA by exit point | Calculation
AggCap | 3106. Deemed average maximum kVA for each tariff | Sum-product calculation
AggCap | 3107. Capacity-driven fixed charge elements from standing charges factors p/MPAN/day | Calculation
Reactive | 3201. Standard components p/kWh for reactive power (absolute value) | Calculation
Reactive | 3202. Standard reactive p/kVArh | Calculation
Reactive | 3203. Network use factors for generator reactive unit charges | Fixed data
Reactive | 3204. Absolute value of load coefficient (kW peak / average kW) | Calculation
Reactive | 3205. Pay-as-you-go components p/kWh for reactive power (absolute value) | Calculation
Reactive | 3206. Pay-as-you-go reactive p/kVArh | Calculation
Aggreg | 3301. Unit rate 1 p/kWh (elements) | Combine tables
Aggreg | 3302. Unit rate 2 p/kWh (elements) | Combine tables
Aggreg | 3303. Unit rate 3 p/kWh (elements) | Combine tables
Aggreg | 3304. Fixed charge p/MPAN/day (elements) | Combine tables
Aggreg | 3305. Capacity charge p/kVA/day (elements) | Copy cells
Aggreg | 3306. Reactive power charge p/kVArh (elements) | Combine tables
Aggreg | 3307. Summary of charges before revenue matching | Cell summation
Revenue | 3401. Net revenues by tariff before matching (£) | Calculation
Revenue | 3402. Target CDCM revenue | Composite
Revenue | 3403. Revenue surplus or shortfall | Composite
Scaler | 3501. Factor to scale to £1/kW at transmission exit level | Calculation
Scaler | 3502. Applicability factor for £1/kW scaler | Combine tables
Scaler | 3503. Scalable elements of tariff components | Sum-product calculation
Scaler | 3504. Scaler value at which the minimum is breached | Calculation
Scaler | 3505. Marginal revenue effect of scaler | Calculation
Scaler | 3506. Constraint-free solution | Calculation
Scaler | 3507. Starting point | Calculation
Scaler | 3508. Solve for General scaler rate | Composite
Scaler | 3509. General scaler rate | Calculation
Scaler | 3510. Scaler | Calculation
Adjust | 3601. Tariffs before rounding | Calculation
Adjust | 3602. Decimal places | Fixed data
Adjust | 3603. Tariff rounding | Calculation
Adjust | 3604. All the way tariffs | Calculation
Adjust | 3605. Net revenues by tariff from rounding | Calculation
Adjust | 3606. Revenue forecast summary | Composite
Adjust | 3607. Tariffs | Calculation
Tariffs | 3701. Tariffs | Composite
Summary | 3801. Headline parameters | Composite
Summary | 3802. Revenue summary | Composite
Summary | 3803. Revenue summary by tariff component | Cell summation
M-Rev | 3901. Revenue matrix by tariff | Composite
M-Rev | 3902. Revenues by charging element and network level | Cell summation
CData | 4001. Revenues under current tariffs (£) | Calculation
CData | 4002. All-the-way volumes | Copy cells
CData | 4003. Normalised to | Fixed data
CData | 4004. Normalised volumes for comparisons | Calculation
CData | 4005. LDNO LV charges (normalised £) | Copy cells
CData | 4006. LDNO HV charges (normalised £) | Copy cells
CTables | 4101. Comparison with current all-the-way demand tariffs | Composite
CTables | 4102. LDNO margins in use of system charges | Composite
M-ATW | Tariff matrices | Notes
Technical notes, configuration and code identification
---
PerlModule: CDCM
agghhequalisation: 1
alwaysUseRAG: 1
colour: orange
drm: top500gsp
extraLevels: 1
fixedCap: 1-4
matrices: big
noReplacement: blanket
pcd: 1
portfolio: 1
protect: 1
revisionText: r6565
scaler: levelledpickexitnogenminzero
standing: sub132
summary: consultation
targetRevenue: dcp132
tariffs: commongensubdcp130dcp163pc12hhpc34hh
template: '%-dcp179apr-ctables+'
timeOfDay: timeOfDay179
validation: lenientnomsg
'~codeValidation':
Ancillary/Validation.pm: 3654bbaa7b87feb68586bd73ec7cf260a709c477
CDCM/AML.pm: e2d3c030073e365b1437feef81a5b49e32683cbc
CDCM/Aggregation.pm: 764647a2bdac82f6e88855774ae67cf18f39644d
CDCM/Contributions.pm: 2f31246642588d289e13d0aea0f8c2cf61eb4d3b
CDCM/Loads.pm: 83f0ec5251a230358df1a9ffdee0b4ab943853a9
CDCM/Master.pm: 66d81d8472b047c86f557cd45fcb40187bb7ffe8
CDCM/Matching.pm: d81128fb35c766acb5a3e9e89aaa4b595f9fe402
CDCM/NetworkSizer.pm: 2a6f2bfa1963c81211a527f5e03e88a5dc03044a
CDCM/Operating.pm: 44208c4912d7cd552726cce14284999a3a0b5a30
CDCM/Reactive.pm: 123211c1681680ec6c0f32291329f042a5d38160
CDCM/Revenue.pm: 5ac88d48b3f27e3bcfe429b76e902aad6c9a8ded
CDCM/Routeing.pm: f2fec7754f4045b643bca636f1a32fde75b5c8a5
CDCM/SML.pm: 9a59ad5be0f50b659561a33cd43b28b764d8f07d
CDCM/ServiceModels.pm: 6aef717f9faaa1f39c59408c64cd9d3fb65533fe
CDCM/Setup.pm: b54690e66166bcd6c403e199d9db536713bae46b
CDCM/Sheets.pm: bf14f7586c4c11858cf3b648a1fade12561afa9f
CDCM/Standing.pm: ccfec510581933673aa436c83d44b7e5b406643e
CDCM/Summary.pm: d850ec342829e8c9d0095f2b62faad07956452db
CDCM/Table1001.pm: b36a1bf054b92e4bc5cd3e5a31a5e016927f4ac5
CDCM/TariffList.pm: c0ebac2b8114b5670cf91fd07b143e248ce20510
CDCM/Tariffs.pm: 8050f59a1a368909e901eb609906d38b8c96674c
CDCM/TimeOfDay179.pm: fadad26dcc3cc6dc0f11c7a6285f6324ce4e2197
CDCM/Yardsticks.pm: 8bc0af24d08486e555ee227cb16e2fcd926e673f
SpreadsheetModel/Arithmetic.pm: 670ae75296cec7af2e634ed927328908a52d5f67
SpreadsheetModel/Columnset.pm: 5c34600e89d3f723b31b3087d38117999ff690c3
SpreadsheetModel/Custom.pm: ba775a3f973deebb6f66fb33b97e32847a1700ad
SpreadsheetModel/Dataset.pm: 3d4fb887276e2951db041c3c37e60857b5626c48
SpreadsheetModel/GroupBy.pm: 289df4c58bbfea7cee8fbc376fa82bb2c266eeff
SpreadsheetModel/Label.pm: 053d8801da63a168d467ae3cf12c6c32325befe3
SpreadsheetModel/Labelset.pm: ee0eb50104977e351e1be4e410bf1f49668fd61d
SpreadsheetModel/Logger.pm: 52b3c6966e77692799835df66ff45e57c239e564
SpreadsheetModel/Notes.pm: ff8403ff84922e96921b10fbad37b998dc10ed8c
SpreadsheetModel/Object.pm: 0e1d7536f3a22d6a9c868f56f33110b25681f34c
SpreadsheetModel/Reshape.pm: db327684ed6c50c3084959ea625b473eb287e3c8
SpreadsheetModel/SegmentRoot.pm: ecdfe570dcb673e31228edd1da3569cc1140a6a7
SpreadsheetModel/Shortcuts.pm: 81b68efc70dd2263c3478f3ce3269cf6ebb3ee8b
SpreadsheetModel/Stack.pm: 124115bcc7dec07a0e5364ad9141a4ae1e3a036a
SpreadsheetModel/SumProduct.pm: 25580363232a65f6bf14f9c3c5941af65abcfea7
SpreadsheetModel/WorkbookCreate.pm: f102b5aacedb6303a2646fe56c783e8ec1ab9b12
SpreadsheetModel/WorkbookFormats.pm: 719330a80e943d14a8248d5bdb8e25f1b718b887
SpreadsheetModel/WorkbookXLSX.pm: 993aed4d3b85aea1488bfb58de2974b81e89d8a2
'~datasetName': Blank1001
'~datasetSource':
file: CDCM/Current/Blank1001.yml
validation: fe3068be7cd6db232031351ddfe2bf4adf1572eb
Generated on Fri 25 Apr 2014 12:02:18 by dcmf.co.uk

## Input
Input data for WPD South West in April 15 (DCP179)
This sheet contains all the input data (except LLFCs which can be entered directly into the Tariff sheet).
1000. Company, charging year, data version
| Company | Year | Version
Company, charging year, data version | WPD South West | April 15 | DCP179
1001. CDCM target revenue
| Further description | Term | CRC | Value | Revenue elements and subtotals (£/year)
Base Demand Revenue Before Inflation | A1 | PUt | CRC3 | 286900000 | 286900000
RPI Indexation Factor | A2 | PIADt | CRC3 | 1.082 | 23525800
Merger Adjustment | A3 | MGt | CRC3 | 0 | 0
Base Demand Revenue | A = A1*A2 – A3 | BRt | CRC3 |  | 310425800
Pass-Through Business Rates | B1 | RBt | CRC4 | 0 | 0
Pass-Through Licence Fees | B2 | LFt | CRC4 | 0 | 0
Pass-Through Transmission Exit | B3 | TBt | CRC4 | 0 | 0
Pass-Through Price Control Reopener | B4 | UNCt | CRC4 | 0 | 0
Pass-Through Others | B5 | MPTt, HBt, IEDt | CRC4 | 0 | 0
Allowed Pass-Through Items | B=B1+B2+B3+B4+B5 | PTt | CRC3 |  | 0
Losses Incentive #1 | C1 | UILt | CRC7 |  | 0
Losses Incentive #2 | C1 | PCOLt | CRC7 |  | 0
Losses Incentive #3 | C1 | -COLt | CRC7 |  | 0
Losses Incentive #4 | C1 | PPLt | CRC7 | -9402303 | -9402303
Quality of Service Incentive Adjustment | C2 | IQt | CRC8 | 7276859.5408 | 7276859.5408
Transmission Connection Point Charges Incentive Adjustment | C3 | ITt | CRC9 | 0 | 0
Innovation Funding Incentive Adjustment | C4 | IFIt | CRC10 | 1147500 | 1147500
Incentive Revenue for Distributed Generation | C5 | IGt | CRC11 | 0 | 0
Connection Guaranteed Standards Systems & Processes penalty | C6 | CGSRAt, CGSSPt & AUMt | CRC12 | 0 | 0
Low Carbon Network Fund #1 | C7 | LCN1t | CRC13 |  | 0
Low Carbon Network Fund #2 | C7 | LCN2t | CRC13 | 1167597.4314 | 1167597.4314
Low Carbon Network Fund #3 | C7 | LCN3t | CRC13 |  | 0
Incentive Revenue and Other Adjustments | C=C1+C2+C3+C4+C5+C6+C7 |  |  |  | 189653.9722
Correction Factor | D | -Kt | CRC3 |  | 0
Tax Trigger Mechanism Adjustment | E | CTRAt | CRC3 |  | 0
Total Allowed Revenue | F=A+B+C+D+E | ARt |  |  | 310615453.9722
Other 1. Excluded services - Top-up, standby, and enhanced system security | G1 (see note 1) | ES4 | CRC15 |  | 0
Other 2. Excluded services - Revenue protection services | G2 (see note 1) | ES5 | CRC15 |  | 0
Other 3. Excluded services - Miscellaneous | G3 (see note 1) | ES7 | CRC15 |  | 0
Other 4. - please provide description if used | G4 |  |  |  | 0
Other 5. - please provide description if used | G5 |  |  |  | 0
Total Other Revenue to be Recovered by Use of System Charges | G=G1+G2+G3+G4+G5 |  |  |  | 0
Total Revenue for Use of System Charges | H = F + G |  |  |  | 310615453.9722
1. Revenue raised outside CDCM - EDCM and Certain Interconnector Revenue | I1 |  |  | 5152027.9116 | -5152027.9116
2. Voluntary under-recovery | I2 |  |  |  | 0
3. Revenue raised outside CDCM - please provide description if used | I3 |  |  |  | 0
4. Revenue raised outside CDCM - please provide description if used | I4 |  |  |  | 0
Total Revenue to be raised outside the CDCM | I=I1+I2+I3+I4 |  |  |  | -5152027.9116
Latest Forecast of CDCM Revenue | J = H – I |  |  |  | 305463426.0606
Note 1: Revenues associated with excluded services should only be included insofar as they are charged as Use of System Charges.
1010. Financial and general assumptions
Sources: financial assumptions; calendar; network model.
These financial assumptions determine the annuity rate applied to convert the asset values of the network model into an annual charge.
| Rate of return | Annualisation period (years) | Annuity proportion for customer-contributed assets | Power factor | Days in the charging year
Financial and general assumptions | 5.6% | 40 | 0 | 0.95 | 366
1017. Diversity allowance between top and bottom of network level
Source: operational data analysis and/or network model.
The diversity figure against GSP is the diversity between GSP Group (the whole system) and individual GSPs.
The diversity figure against 132kV is the diversity between GSPs (the top of the 132kV network) and 132kV/EHV bulk supply points (the bottom of the 132kV network).
The diversity figure against EHV is the diversity between 132kV/EHV bulk supply points (the top of the EHV network) and EHV/HV primary substations (the bottom of the EHV network).
The diversity figure against HV is the diversity between EHV/HV primary substations (the top of the HV network) and HV/LV substations (the bottom of the HV network).
Diversity allowance between top and bottom of network level
GSPs | 2.2%
132kV | 3.1%
132kV/EHV
EHV | 7.5%
EHV/HV
HV | 37%
HV/LV
LV circuits
1018. Proportion of relevant load going through 132kV/HV direct transformation
132kV/HV
EHV/HV
1019. Network model GSP peak demand (MW)
Network model GSP peak demand (MW)
Network model GSP peak demand (MW) | 500
1020. Gross asset cost by network level (£)
Gross assets £
132kV | 108796668.7499
132kV/EHV | 16204582.0451
EHV | 47812491.2125
EHV/HV | 38220798.7103
132kV/HV | 0
HV | 159774060.0118
HV/LV | 62354022.6212
LV circuits | 139051883.2844
1022. LV service model asset cost (£)
| LV service model 1 | LV service model 2 | LV service model 3 | LV service model 4 | LV service model 5 | LV service model 6 | LV service model 7 | LV service model 8
LV service model asset cost (£) | 4818.3125 | 588.8476 | 688.355 | 508.3187 | 1179.955 | 892.5079 | 0 | 468.8148
1023. HV service model asset cost (£)
| HV service model 1 | HV service model 2 | HV service model 3 | HV service model 4 | HV service model 5
HV service model asset cost (£) | 8971.2506 | 4334.24
1025. Matrix of applicability of LV service models to tariffs with fixed charges
| LV service model 1 | LV service model 2 | LV service model 3 | LV service model 4 | LV service model 5 | LV service model 6 | LV service model 7 | LV service model 8
Domestic Unrestricted | 5% | 0% | 0% | 0%
Domestic Two Rate | 5% | 0% | 0% | 0%
Small Non Domestic Unrestricted | 0% | 100% | 0% | 0%
Small Non Domestic Two Rate | 0% | 100% | 0% | 0%
LV Medium Non-Domestic | 0% | 0% | 100% | 0%
LV Sub Medium Non-Domestic | 0% | 0% | 0% | 100%
LV Network Domestic | 5%
LV Network Non-Domestic Non-CT |  | 100%
LV HH Metered | 0% | 0% | 0% | 0% | 100% | 0% | 0% | 0%
LV Sub HH Metered | 0% | 0% | 0% | 0% | 0% | 100% | 0% | 0%
LV Generation NHH or Aggregate HH | 0% | 0% | 0% | 0% | 0% | 0% | 100% | 0%
LV Sub Generation NHH | 0% | 0% | 0% | 0% | 0% | 0% | 100% | 0%
LV Generation Intermittent | 0% | 0% | 0% | 0% | 0% | 0% | 100% | 0%
LV Generation Non-Intermittent | 0% | 0% | 0% | 0% | 0% | 0% | 0% | 0%
LV Sub Generation Intermittent | 0% | 0% | 0% | 0% | 0% | 0% | 0% | 0%
LV Sub Generation Non-Intermittent | 0% | 0% | 0% | 0% | 0% | 0% | 0% | 0%
1026. Matrix of applicability of LV service models to unmetered tariffs
Source: service models
Proportion of service model involved in connecting load of 1 MWh/year
| LV service model 1 | LV service model 2 | LV service model 3 | LV service model 4 | LV service model 5 | LV service model 6 | LV service model 7 | LV service model 8
All LV unmetered tariffs | [7 empty] | 0.4876
1028. Matrix of applicability of HV service models to tariffs with fixed charges
| HV service model 1 | HV service model 2 | HV service model 3 | HV service model 4 | HV service model 5
HV Medium Non-Domestic | 100%
HV HH Metered | 100%
HV Generation Intermittent |  | 100%
HV Generation Non-Intermittent |  | 100%
1032. Loss adjustment factors to transmission
Source: losses model or loss adjustment factors at time of system peak.
| 132kV | 132kV/EHV | EHV | EHV/HV | HV | HV/LV | LV circuits
Loss adjustment factor | 1.008 | 1.011 | 1.024 | 1.034 | 1.057 | 1.07 | 1.085
1037. Embedded network (LDNO) discounts
Source: separate price control disaggregation model.
| No discount | LDNO LV: LV user | LDNO HV: LV user | LDNO HV: LV sub user | LDNO HV: HV user
LDNO discount |  | 36.57% | 62.46% | 38.94% | 27.75%
1041. Load profile data for demand users
Source: load data analysis.
| Coincidence factor | Load factor
Domestic Unrestricted | 0.91792 | 0.41567
Domestic Two Rate | 0.3201 | 0.2451
Domestic Off Peak (related MPAN) |  | 0.13687
Small Non Domestic Unrestricted | 0.61679 | 0.39519
Small Non Domestic Two Rate | 0.56593 | 0.43304
Small Non Domestic Off Peak (related MPAN) |  | 0.19713
LV Medium Non-Domestic | 0.84028 | 0.59172
LV Sub Medium Non-Domestic | 0.81644 | 0.59944
HV Medium Non-Domestic | 0.73551 | 0.46595
LV Network Domestic | 0.82398 | 0.38602
LV Network Non-Domestic Non-CT | 0.60656 | 0.39773
LV HH Metered | 0.80481 | 0.58597
LV Sub HH Metered | 0.76781 | 0.61243
HV HH Metered | 0.79828 | 0.7209
NHH UMS category A | 1 | 1
NHH UMS category B | 1 | 0.47288
NHH UMS category C | 1 | 0.24804
NHH UMS category D | 0 | 0.51386
LV UMS (Pseudo HH Metered) | 0.97671 | 0.46995
1053. Volume forecasts for the charging year
Source: forecast.
Please include MPAN counts for tariffs with no fixed charge (e.g. off-peak tariffs),
but exclude MPANs on tariffs with a fixed charge that are not subject to a fixed charge due to a site grouping arrangement.
| Rate 1 units (MWh) | Rate 2 units (MWh) | Rate 3 units (MWh) | MPANs | Import capacity (kVA) | Reactive power units (MVArh)
> Domestic Unrestricted
Domestic Unrestricted | 4290939.5165 |  |  | 1195490
LDNO LV: Domestic Unrestricted | 14926.8483 |  |  | 4822
LDNO HV: Domestic Unrestricted | 19637.8689 |  |  | 6443
> Domestic Two Rate
Domestic Two Rate | 705713.8558 | 762376.7408 |  | 224253 |  |  | 3.147
LDNO LV: Domestic Two Rate | 1609.7846 | 652.4538 |  | 438
LDNO HV: Domestic Two Rate | 743.891 | 336.0472 |  | 273
> Domestic Off Peak (related MPAN)
Domestic Off Peak (related MPAN) | 73622.9004 |  |  | 16320 |  |  | 4.5112
LDNO LV: Domestic Off Peak (related MPAN)
LDNO HV: Domestic Off Peak (related MPAN)
> Small Non Domestic Unrestricted
Small Non Domestic Unrestricted | 1193627.2538 |  |  | 108227
LDNO LV: Small Non Domestic Unrestricted | 732.3359 |  |  | 89
LDNO HV: Small Non Domestic Unrestricted | 5309.6832 |  |  | 236
> Small Non Domestic Two Rate
Small Non Domestic Two Rate | 375235.737 | 180177.0378 |  | 27300 |  |  | 13.7449
LDNO LV: Small Non Domestic Two Rate | 419.0898 | 205.1707 |  | 1
LDNO HV: Small Non Domestic Two Rate | 565.9256 | 220.111 |  | 15
> Small Non Domestic Off Peak (related MPAN)
Small Non Domestic Off Peak (related MPAN) | 26247.1019 |  |  | 3435 |  |  | 7.6411
LDNO LV: Small Non Domestic Off Peak (related MPAN)
LDNO HV: Small Non Domestic Off Peak (related MPAN)
> LV Medium Non-Domestic
LV Medium Non-Domestic | 700742.3663 | 174053.3221 |  | 9354
LDNO LV: LV Medium Non-Domestic | 0.28371 | 0.36448 |  | 1
LDNO HV: LV Medium Non-Domestic | 4381.329 | 719.3878 |  | 47
> LV Sub Medium Non-Domestic
LV Sub Medium Non-Domestic | 70119.3934 | 19612.9083 |  | 707
> HV Medium Non-Domestic
HV Medium Non-Domestic | 2124.7531 | 555.3477 |  | 26
> LV Network Domestic
LV Network Domestic
LDNO LV: LV Network Domestic
LDNO HV: LV Network Domestic
> LV Network Non-Domestic Non-CT
LV Network Non-Domestic Non-CT
LDNO LV: LV Network Non-Domestic Non-CT
LDNO HV: LV Network Non-Domestic Non-CT
> LV HH Metered
LV HH Metered | 58121.0737 | 415490.1951 | 353097.5434 | 3115 | 400000 | 79172.705
LDNO LV: LV HH Metered | 0 | 0 | 0
LDNO HV: LV HH Metered | 2320.5436 | 15183.8582 | 13036.5384 | 69 | 19000 | 1650.56
> LV Sub HH Metered
LV Sub HH Metered | 49274.6991 | 364799.304 | 328189.7348 | 1328 | 327000 | 77243.021
LDNO HV: LV Sub HH Metered
> HV HH Metered
HV HH Metered | 171615.9697 | 1222113.1062 | 1301017.156 | 987 | 964000 | 196467.337
LDNO HV: HV HH Metered | 688.0613 | 3907.5044 | 5074.3516 | 4 | 5000 | 45.941
> NHH UMS category A
NHH UMS category A | 13888.8809 |  |  | 705
LDNO LV: NHH UMS category A | 123.8792
LDNO HV: NHH UMS category A | 10.4042
> NHH UMS category B
NHH UMS category B | 5281.8847 |  |  | 659
LDNO LV: NHH UMS category B | 74.4295
LDNO HV: NHH UMS category B | 172.6343
> NHH UMS category C
NHH UMS category C | 618.2508 |  |  | 168
LDNO LV: NHH UMS category C
LDNO HV: NHH UMS category C | 128.4095
> NHH UMS category D
NHH UMS category D | 0 |  |  | 1
LDNO LV: NHH UMS category D | 0
LDNO HV: NHH UMS category D | 0
> LV UMS (Pseudo HH Metered)
LV UMS (Pseudo HH Metered) | 4455.7295 | 27997.889 | 96620.9245 | 17
LDNO LV: LV UMS (Pseudo HH Metered)
LDNO HV: LV UMS (Pseudo HH Metered)
> LV Generation NHH or Aggregate HH
LV Generation NHH or Aggregate HH | 2351.3903 |  |  | 260
LDNO LV: LV Generation NHH or Aggregate HH | 115.0887
LDNO HV: LV Generation NHH or Aggregate HH
> LV Sub Generation NHH
LV Sub Generation NHH
LDNO HV: LV Sub Generation NHH
> LV Generation Intermittent
LV Generation Intermittent | 38618.9454 |  |  | 496 |  | 2200.6
LDNO LV: LV Generation Intermittent
LDNO HV: LV Generation Intermittent
> LV Generation Non-Intermittent
LV Generation Non-Intermittent | 416.5198 | 2168.2443 | 1902.9217 | 8 |  | 4.002
LDNO LV: LV Generation Non-Intermittent
LDNO HV: LV Generation Non-Intermittent
> LV Sub Generation Intermittent
LV Sub Generation Intermittent | 5874.3071 |  |  | 60 |  | 608.533
LDNO HV: LV Sub Generation Intermittent
> LV Sub Generation Non-Intermittent
LV Sub Generation Non-Intermittent | 183.9762 | 970.384 | 1572.2649 | 9 |  | 207.562
LDNO HV: LV Sub Generation Non-Intermittent
> HV Generation Intermittent
HV Generation Intermittent | 199644.0463 |  |  | 112 |  | 1479.683
LDNO HV: HV Generation Intermittent | 0
> HV Generation Non-Intermittent
HV Generation Non-Intermittent | 13655.4847 | 81256.3362 | 113691.1286 | 50 |  | 535.564
LDNO HV: HV Generation Non-Intermittent
1055. Transmission exit charges (£/year)
Source: forecast.
Transmission exit
Transmission exit charges (£/year) | 8546468.4189
1059. Other expenditure
| Direct cost (£/year) | Indirect cost (£/year) | Indirect cost proportion | Network rates (£/year)
Other expenditure | 27455199.8406 | 95880661.4613 | 60% | 15553031
1060. Customer contributions under current connection charging policy
Source: analysis of expenditure data and/or survey of capital expenditure schemes.
Customer contribution percentages by network level of supply and by asset network level.
These proportions should reflect the current connection charging method, not necessarily the method that was in place when the connection was built.
| Assets 132kV | Assets 132kV/EHV | Assets EHV | Assets EHV/HV | Assets 132kV/HV | Assets HV | Assets HV/LV | Assets LV circuits
LV network | 0% |  |  | 81% |  | 81% | 95% | 95%
LV substation | 0% | 0% |  | 81% |  | 81% | 95%
HV network | 0% | 67% | 67% | 100% |  | 100%
HV substation | 0% | 67% | 67% | 100%
1061. Average split of rate 1 units by distribution time band
| Red | Amber | Green
Domestic Unrestricted | 8.873% | 45.99% | 45.14%
Domestic Two Rate | 10.71% | 53.28% | 36%
Domestic Off Peak (related MPAN) | 0.1277% | 11.01% | 88.87%
Small Non Domestic Unrestricted | 6.236% | 57.26% | 36.5%
Small Non Domestic Two Rate | 8.006% | 63.1% | 28.89%
Small Non Domestic Off Peak (related MPAN) | 0.1778% | 11.32% | 88.5%
LV Medium Non-Domestic | 7.996% | 59.82% | 32.19%
LV Sub Medium Non-Domestic | 7.926% | 60.1% | 31.97%
HV Medium Non-Domestic | 7.913% | 59.89% | 32.2%
1062. Average split of rate 2 units by distribution time band
| Red | Amber | Green
Domestic Two Rate | 0% | 2.219% | 97.78%
Small Non Domestic Two Rate | 0% | 2.264% | 97.74%
LV Medium Non-Domestic | 0% | 0.06235% | 99.94%
LV Sub Medium Non-Domestic | 0% | 0.08536% | 99.91%
HV Medium Non-Domestic | 0% | 0% | 100%
1064. Average split of rate 1 units by special distribution time band
| Black | Yellow | Green
NHH UMS category A | 1.766% | 43.47% | 54.77%
NHH UMS category B | 3.372% | 14.75% | 81.87%
NHH UMS category C | 6.247% | 26.96% | 66.79%
NHH UMS category D | 0.351% | 69.17% | 30.48%
1066. Typical annual hours by special distribution time band
Source: definition of distribution time bands.
The figures in this table will be automatically adjusted to match the number of days in the charging period.
| Black | Yellow | Green
Annual hours | 152 | 3828 | 4804
1068. Typical annual hours by distribution time band
Source: definition of distribution time bands.
The figures in this table will be automatically adjusted to match the number of days in the charging period.
| Red | Amber | Green
Annual hours | 524 | 3456 | 4804
1069. Peaking probabilities by network level
Source: analysis of network operation data.
Red, amber and green peaking probabilities
| Red | Amber | Green | Black peaking probabilities
GSPs | 98.85% | 1.147% | 0% | 98.85%
132kV | 85.05% | 5.914% | 9.037% | 79.41%
132kV/EHV | 85.05% | 5.914% | 9.037% | 79.41%
EHV | 53.63% | 34.28% | 12.09% | 49.44%
EHV/HV | 53.63% | 34.28% | 12.09% | 49.44%
132kV/HV | 85.05% | 5.914% | 9.037% | 79.41%
HV | 53.63% | 34.28% | 12.09% | 49.44%
HV/LV | 53.63% | 34.28% | 12.09% | 49.44%
LV circuits | 53.63% | 34.28% | 12.09% | 49.44%
1092. Average kVAr by kVA, by network level
Source: analysis of operational data.
This is the average of MVAr/MVA or SQRT(1-PF^2) across relevant network elements.
| GSPs | 132kV | 132kV/EHV | EHV | EHV/HV | 132kV/HV | HV | HV/LV | LV circuits
Average kVAr by kVA, by network level | 0.20645 | 0.20645 | 0.20645 | 0.20645 | 0.20645 | 0.20645 | 0.20645 | 0.20645 | 0.20645
1201. Current tariff information
| Current revenues if known (£) | Current Unit rate 1 p/kWh | Current Unit rate 2 p/kWh | Current Unit rate 3 p/kWh | Current Fixed charge p/MPAN/day | Current Capacity charge p/kVA/day | Current Reactive power charge p/kVArh
Domestic Unrestricted |  | 3.456 |  |  | 4.32
Domestic Two Rate |  | 4.079 | 0.23 |  | 4.32
Domestic Off Peak (related MPAN) |  | 0.178
Small Non Domestic Unrestricted |  | 2.533 |  |  | 6.91
Small Non Domestic Two Rate |  | 2.992 | 0.215 |  | 6.91
Small Non Domestic Off Peak (related MPAN) |  | 0.202
LV Medium Non-Domestic |  | 2.7 | 0.198 |  | 37.02
LV Sub Medium Non-Domestic |  | 2.547 | 0.178 |  | 22.19
HV Medium Non-Domestic |  | 2.481 | 0.107 |  | 152.53
LV Network Domestic
LV Network Non-Domestic Non-CT
LV HH Metered |  | 25.405 | 0.344 | 0.147 | 8.78 | 2.69 | 0.399
LV Sub HH Metered |  | 23.131 | 0.213 | 0.106 | 6.45 | 2.95 | 0.33
HV HH Metered |  | 19.574 | 0.105 | 0.066 | 65.67 | 2.29 | 0.26
NHH UMS category A |  | 2.425
NHH UMS category B |  | 3.683
NHH UMS category C |  | 6.257
NHH UMS category D |  | 1.387
LV UMS (Pseudo HH Metered) |  | 85.375 | 1.122 | 0.785

## LAFs
Loss adjustment factors and network use matrices for WPD South West in April 15 (DCP179)
This sheet calculates matrices of loss adjustment factors and of network use factors.
These matrices map out the extent to which each type of user uses each level of the network, and are used throughout the workbook.
2001. Loss adjustment factors to transmission
Data sources:
x1 = Network level for each tariff (to get loss factors applicable to capacity) (in Loss adjustment factors to transmission)
x2 = 1032. Loss adjustment factors to transmission
Kind: | Fixed data | [6 empty] | Sum-product calculation
Formula: | [7 empty] | =SUMPRODUCT(x1, x2)
Network level for each tariff (to get loss factors applicable to capacity)
| 132kV | 132kV/EHV | EHV | EHV/HV | HV | HV/LV | LV circuits | Loss adjustment factor
Domestic Unrestricted | 0 | 0 | 0 | 0 | 0 | 0 | 1 | 1.085
Domestic Two Rate | 0 | 0 | 0 | 0 | 0 | 0 | 1 | 1.085
Domestic Off Peak (related MPAN) | 0 | 0 | 0 | 0 | 0 | 0 | 1 | 1.085
Small Non Domestic Unrestricted | 0 | 0 | 0 | 0 | 0 | 0 | 1 | 1.085
Small Non Domestic Two Rate | 0 | 0 | 0 | 0 | 0 | 0 | 1 | 1.085
Small Non Domestic Off Peak (related MPAN) | 0 | 0 | 0 | 0 | 0 | 0 | 1 | 1.085
LV Medium Non-Domestic | 0 | 0 | 0 | 0 | 0 | 0 | 1 | 1.085
LV Sub Medium Non-Domestic | 0 | 0 | 0 | 0 | 0 | 1 | 0 | 1.07
HV Medium Non-Domestic | 0 | 0 | 0 | 0 | 1 | 0 | 0 | 1.057
LV Network Domestic | 0 | 0 | 0 | 0 | 0 | 0 | 1 | 1.085
LV Network Non-Domestic Non-CT | 0 | 0 | 0 | 0 | 0 | 0 | 1 | 1.085
LV HH Metered | 0 | 0 | 0 | 0 | 0 | 0 | 1 | 1.085
LV Sub HH Metered | 0 | 0 | 0 | 0 | 0 | 1 | 0 | 1.07
HV HH Metered | 0 | 0 | 0 | 0 | 1 | 0 | 0 | 1.057
NHH UMS category A | 0 | 0 | 0 | 0 | 0 | 0 | 1 | 1.085
NHH UMS category B | 0 | 0 | 0 | 0 | 0 | 0 | 1 | 1.085
NHH UMS category C | 0 | 0 | 0 | 0 | 0 | 0 | 1 | 1.085
NHH UMS category D | 0 | 0 | 0 | 0 | 0 | 0 | 1 | 1.085
LV UMS (Pseudo HH Metered) | 0 | 0 | 0 | 0 | 0 | 0 | 1 | 1.085
LV Generation NHH or Aggregate HH | 0 | 0 | 0 | 0 | 0 | 0 | 1 | 1.085
LV Sub Generation NHH | 0 | 0 | 0 | 0 | 0 | 1 | 0 | 1.07
LV Generation Intermittent | 0 | 0 | 0 | 0 | 0 | 0 | 1 | 1.085
LV Generation Non-Intermittent | 0 | 0 | 0 | 0 | 0 | 0 | 1 | 1.085
LV Sub Generation Intermittent | 0 | 0 | 0 | 0 | 0 | 1 | 0 | 1.07
LV Sub Generation Non-Intermittent | 0 | 0 | 0 | 0 | 0 | 1 | 0 | 1.07
HV Generation Intermittent | 0 | 0 | 0 | 0 | 1 | 0 | 0 | 1.057
HV Generation Non-Intermittent | 0 | 0 | 0 | 0 | 1 | 0 | 0 | 1.057
2002. Mapping of DRM network levels to core network levels
| 132kV | 132kV/EHV | EHV | EHV/HV | HV | HV/LV | LV circuits
132kV | 1 | 0 | 0 | 0 | 0 | 0 | 0
132kV/EHV | 0 | 1 | 0 | 0 | 0 | 0 | 0
EHV | 0 | 0 | 1 | 0 | 0 | 0 | 0
EHV/HV | 0 | 0 | 0 | 1 | 0 | 0 | 0
132kV/HV | 0 | 0 | 0 | 1 | 0 | 0 | 0
HV | 0 | 0 | 0 | 0 | 1 | 0 | 0
HV/LV | 0 | 0 | 0 | 0 | 0 | 1 | 0
LV circuits | 0 | 0 | 0 | 0 | 0 | 0 | 1
2003. Loss adjustment factor to transmission for each DRM network level
Data sources:
x1 = 2002. Mapping of DRM network levels to core network levels
x2 = 1032. Loss adjustment factors to transmission
Sum-product calculation =SUMPRODUCT(x1, x2)
Loss adjustment factor to transmission for each DRM network level
132kV | 1.008
132kV/EHV | 1.011
EHV | 1.024
EHV/HV | 1.034
132kV/HV | 1.034
HV | 1.057
HV/LV | 1.07
LV circuits | 1.085
2004. Loss adjustment factor to transmission for each network level
Data sources:
x1 = 2003. Loss adjustment factor to transmission for each DRM network level
x2 = 1 for GSP level
Combine tables = x1 or x2
| GSPs | 132kV | 132kV/EHV | EHV | EHV/HV | 132kV/HV | HV | HV/LV | LV circuits
Loss adjustment factor to transmission for each network level | 1 | 1.008 | 1.011 | 1.024 | 1.034 | 1.034 | 1.057 | 1.07 | 1.085
2005. Network use factors
These network use factors indicate to what extent each network level is used by each tariff.
This table reflects the policy that generators receive credits only in respect of network levels above the voltage of connection. Generators do not receive credits at the voltage of connection.
The factors in this table are before any adjustment for a 132kV/HV network level or for generation-dominated areas.
| GSPs | 132kV | 132kV/EHV | EHV | EHV/HV | HV | HV/LV | LV circuits
Domestic Unrestricted | 1 | 1 | 1 | 1 | 1 | 1 | 1 | 1
Domestic Two Rate | 1 | 1 | 1 | 1 | 1 | 1 | 1 | 1
Domestic Off Peak (related MPAN) | 1 | 1 | 1 | 1 | 1 | 1 | 1 | 1
Small Non Domestic Unrestricted | 1 | 1 | 1 | 1 | 1 | 1 | 1 | 1
Small Non Domestic Two Rate | 1 | 1 | 1 | 1 | 1 | 1 | 1 | 1
Small Non Domestic Off Peak (related MPAN) | 1 | 1 | 1 | 1 | 1 | 1 | 1 | 1
LV Medium Non-Domestic | 1 | 1 | 1 | 1 | 1 | 1 | 1 | 1
LV Sub Medium Non-Domestic | 1 | 1 | 1 | 1 | 1 | 1 | 1 | 0
HV Medium Non-Domestic | 1 | 1 | 1 | 1 | 1 | 1 | 0 | 0
LV Network Domestic | 1 | 1 | 1 | 1 | 1 | 1 | 1 | 1
LV Network Non-Domestic Non-CT | 1 | 1 | 1 | 1 | 1 | 1 | 1 | 1
LV HH Metered | 1 | 1 | 1 | 1 | 1 | 1 | 1 | 1
LV Sub HH Metered | 1 | 1 | 1 | 1 | 1 | 1 | 1 | 0
HV HH Metered | 1 | 1 | 1 | 1 | 1 | 1 | 0 | 0
NHH UMS category A | 1 | 1 | 1 | 1 | 1 | 1 | 1 | 1
NHH UMS category B | 1 | 1 | 1 | 1 | 1 | 1 | 1 | 1
NHH UMS category C | 1 | 1 | 1 | 1 | 1 | 1 | 1 | 1
NHH UMS category D | 1 | 1 | 1 | 1 | 1 | 1 | 1 | 1
LV UMS (Pseudo HH Metered) | 1 | 1 | 1 | 1 | 1 | 1 | 1 | 1
LV Generation NHH or Aggregate HH | 1 | 1 | 1 | 1 | 1 | 1 | 1 | 0
LV Sub Generation NHH | 1 | 1 | 1 | 1 | 1 | 1 | 0 | 0
LV Generation Intermittent | 1 | 1 | 1 | 1 | 1 | 1 | 1 | 0
LV Generation Non-Intermittent | 1 | 1 | 1 | 1 | 1 | 1 | 1 | 0
LV Sub Generation Intermittent | 1 | 1 | 1 | 1 | 1 | 1 | 0 | 0
LV Sub Generation Non-Intermittent | 1 | 1 | 1 | 1 | 1 | 1 | 0 | 0
HV Generation Intermittent | 1 | 1 | 1 | 1 | 1 | 0 | 0 | 0
HV Generation Non-Intermittent | 1 | 1 | 1 | 1 | 1 | 0 | 0 | 0
2006. Proportion going through 132kV/EHV
Data sources:
x1 = 1018. Proportion of relevant load going through 132kV/HV direct transformation
Calculation =1-x1
132kV/EHV
132kV/EHV | 100%
2007. Proportion going through EHV
Data sources:
x1 = 1018. Proportion of relevant load going through 132kV/HV direct transformation
Calculation =1-x1
EHV
EHV | 100%
2008. Proportion going through EHV/HV
Data sources:
x1 = 1018. Proportion of relevant load going through 132kV/HV direct transformation
Calculation =1-x1
EHV/HV
EHV/HV | 100%
2009. Rerouteing matrix for all network levels
Data sources:
x1 = 1018. Proportion of relevant load going through 132kV/HV direct transformation
x2 = 2006. Proportion going through 132kV/EHV
x3 = 2007. Proportion going through EHV
x4 = 2008. Proportion going through EHV/HV
x5 = Rerouteing matrix: default elements
x6 = Map GSP to GSP
Combine tables = x1 or x2 or x3 or x4 or x5 or x6
| GSPs | 132kV | 132kV/EHV | EHV | EHV/HV | HV | HV/LV | LV circuits
GSPs | 1
132kV |  | 100% | 0% | 0% | 0% | 0% | 0% | 0%
132kV/EHV |  | 0% | 100% | 0% | 0% | 0% | 0% | 0%
EHV |  | 0% | 0% | 100% | 0% | 0% | 0% | 0%
EHV/HV |  | 0% | 0% | 0% | 100% | 0% | 0% | 0%
132kV/HV |  | 0% | 0% | 0% | 0% | 0% | 0% | 0%
HV |  | 0% | 0% | 0% | 0% | 100% | 0% | 0%
HV/LV |  | 0% | 0% | 0% | 0% | 0% | 100% | 0%
LV circuits |  | 0% | 0% | 0% | 0% | 0% | 0% | 100%
2010. Network use factors: interim step in calculations before adjustments
Data sources:
x1 = 2005. Network use factors
x2 = 2009. Rerouteing matrix for all network levels
Sum-product calculation =SUMPRODUCT(x1, x2)
| GSPs | 132kV | 132kV/EHV | EHV | EHV/HV | 132kV/HV | HV | HV/LV | LV circuits
Domestic Unrestricted | 1 | 1 | 1 | 1 | 1 | 0 | 1 | 1 | 1
Domestic Two Rate | 1 | 1 | 1 | 1 | 1 | 0 | 1 | 1 | 1
Domestic Off Peak (related MPAN) | 1 | 1 | 1 | 1 | 1 | 0 | 1 | 1 | 1
Small Non Domestic Unrestricted | 1 | 1 | 1 | 1 | 1 | 0 | 1 | 1 | 1
Small Non Domestic Two Rate | 1 | 1 | 1 | 1 | 1 | 0 | 1 | 1 | 1
Small Non Domestic Off Peak (related MPAN) | 1 | 1 | 1 | 1 | 1 | 0 | 1 | 1 | 1
LV Medium Non-Domestic | 1 | 1 | 1 | 1 | 1 | 0 | 1 | 1 | 1
LV Sub Medium Non-Domestic | 1 | 1 | 1 | 1 | 1 | 0 | 1 | 1 | 0
HV Medium Non-Domestic | 1 | 1 | 1 | 1 | 1 | 0 | 1 | 0 | 0
LV Network Domestic | 1 | 1 | 1 | 1 | 1 | 0 | 1 | 1 | 1
LV Network Non-Domestic Non-CT | 1 | 1 | 1 | 1 | 1 | 0 | 1 | 1 | 1
LV HH Metered | 1 | 1 | 1 | 1 | 1 | 0 | 1 | 1 | 1
LV Sub HH Metered | 1 | 1 | 1 | 1 | 1 | 0 | 1 | 1 | 0
HV HH Metered | 1 | 1 | 1 | 1 | 1 | 0 | 1 | 0 | 0
NHH UMS category A | 1 | 1 | 1 | 1 | 1 | 0 | 1 | 1 | 1
NHH UMS category B | 1 | 1 | 1 | 1 | 1 | 0 | 1 | 1 | 1
NHH UMS category C | 1 | 1 | 1 | 1 | 1 | 0 | 1 | 1 | 1
NHH UMS category D | 1 | 1 | 1 | 1 | 1 | 0 | 1 | 1 | 1
LV UMS (Pseudo HH Metered) | 1 | 1 | 1 | 1 | 1 | 0 | 1 | 1 | 1
LV Generation NHH or Aggregate HH | 1 | 1 | 1 | 1 | 1 | 0 | 1 | 1 | 0
LV Sub Generation NHH | 1 | 1 | 1 | 1 | 1 | 0 | 1 | 0 | 0
LV Generation Intermittent | 1 | 1 | 1 | 1 | 1 | 0 | 1 | 1 | 0
LV Generation Non-Intermittent | 1 | 1 | 1 | 1 | 1 | 0 | 1 | 1 | 0
LV Sub Generation Intermittent | 1 | 1 | 1 | 1 | 1 | 0 | 1 | 0 | 0
LV Sub Generation Non-Intermittent | 1 | 1 | 1 | 1 | 1 | 0 | 1 | 0 | 0
HV Generation Intermittent | 1 | 1 | 1 | 1 | 1 | 0 | 0 | 0 | 0
HV Generation Non-Intermittent | 1 | 1 | 1 | 1 | 1 | 0 | 0 | 0 | 0
2011. Network use factors for all tariffs
Data sources:
x1 = Network use factors including 132kV/HV for generation dominated tariffs
x2 = Network use factors including 132kV/HV for HV Sub tariffs
x3 = 2010. Network use factors: interim step in calculations before adjustments
Combine tables = x1 or x2 or x3
| GSPs | 132kV | 132kV/EHV | EHV | EHV/HV | 132kV/HV | HV | HV/LV | LV circuits
Domestic Unrestricted | 1 | 1 | 1 | 1 | 1 | 0 | 1 | 1 | 1
Domestic Two Rate | 1 | 1 | 1 | 1 | 1 | 0 | 1 | 1 | 1
Domestic Off Peak (related MPAN) | 1 | 1 | 1 | 1 | 1 | 0 | 1 | 1 | 1
Small Non Domestic Unrestricted | 1 | 1 | 1 | 1 | 1 | 0 | 1 | 1 | 1
Small Non Domestic Two Rate | 1 | 1 | 1 | 1 | 1 | 0 | 1 | 1 | 1
Small Non Domestic Off Peak (related MPAN) | 1 | 1 | 1 | 1 | 1 | 0 | 1 | 1 | 1
LV Medium Non-Domestic | 1 | 1 | 1 | 1 | 1 | 0 | 1 | 1 | 1
LV Sub Medium Non-Domestic | 1 | 1 | 1 | 1 | 1 | 0 | 1 | 1 | 0
HV Medium Non-Domestic | 1 | 1 | 1 | 1 | 1 | 0 | 1 | 0 | 0
LV Network Domestic | 1 | 1 | 1 | 1 | 1 | 0 | 1 | 1 | 1
LV Network Non-Domestic Non-CT | 1 | 1 | 1 | 1 | 1 | 0 | 1 | 1 | 1
LV HH Metered | 1 | 1 | 1 | 1 | 1 | 0 | 1 | 1 | 1
LV Sub HH Metered | 1 | 1 | 1 | 1 | 1 | 0 | 1 | 1 | 0
HV HH Metered | 1 | 1 | 1 | 1 | 1 | 0 | 1 | 0 | 0
NHH UMS category A | 1 | 1 | 1 | 1 | 1 | 0 | 1 | 1 | 1
NHH UMS category B | 1 | 1 | 1 | 1 | 1 | 0 | 1 | 1 | 1
NHH UMS category C | 1 | 1 | 1 | 1 | 1 | 0 | 1 | 1 | 1
NHH UMS category D | 1 | 1 | 1 | 1 | 1 | 0 | 1 | 1 | 1
LV UMS (Pseudo HH Metered) | 1 | 1 | 1 | 1 | 1 | 0 | 1 | 1 | 1
LV Generation NHH or Aggregate HH | 1 | 1 | 1 | 1 | 1 | 0 | 1 | 1 | 0
LV Sub Generation NHH | 1 | 1 | 1 | 1 | 1 | 0 | 1 | 0 | 0
LV Generation Intermittent | 1 | 1 | 1 | 1 | 1 | 0 | 1 | 1 | 0
LV Generation Non-Intermittent | 1 | 1 | 1 | 1 | 1 | 0 | 1 | 1 | 0
LV Sub Generation Intermittent | 1 | 1 | 1 | 1 | 1 | 0 | 1 | 0 | 0
LV Sub Generation Non-Intermittent | 1 | 1 | 1 | 1 | 1 | 0 | 1 | 0 | 0
HV Generation Intermittent | 1 | 1 | 1 | 1 | 1 | 0 | 0 | 0 | 0
HV Generation Non-Intermittent | 1 | 1 | 1 | 1 | 1 | 0 | 0 | 0 | 0
2012. Loss adjustment factors between end user meter reading and each network level, scaled by network use
Data sources:
x1 = 2004. Loss adjustment factor to transmission for each network level
x2 = 2011. Network use factors for all tariffs
x3 = 2001. Loss adjustment factor to transmission (in Loss adjustment factors to transmission)
Calculation =IF(x1="",x2,x2*x3/x1)
| GSPs | 132kV | 132kV/EHV | EHV | EHV/HV | 132kV/HV | HV | HV/LV | LV circuits
Domestic Unrestricted | 1.085 | 1.0764 | 1.0732 | 1.0596 | 1.0493 | 0 | 1.0265 | 1.014 | 1
Domestic Two Rate | 1.085 | 1.0764 | 1.0732 | 1.0596 | 1.0493 | 0 | 1.0265 | 1.014 | 1
Domestic Off Peak (related MPAN) | 1.085 | 1.0764 | 1.0732 | 1.0596 | 1.0493 | 0 | 1.0265 | 1.014 | 1
Small Non Domestic Unrestricted | 1.085 | 1.0764 | 1.0732 | 1.0596 | 1.0493 | 0 | 1.0265 | 1.014 | 1
Small Non Domestic Two Rate | 1.085 | 1.0764 | 1.0732 | 1.0596 | 1.0493 | 0 | 1.0265 | 1.014 | 1
Small Non Domestic Off Peak (related MPAN) | 1.085 | 1.0764 | 1.0732 | 1.0596 | 1.0493 | 0 | 1.0265 | 1.014 | 1
LV Medium Non-Domestic | 1.085 | 1.0764 | 1.0732 | 1.0596 | 1.0493 | 0 | 1.0265 | 1.014 | 1
LV Sub Medium Non-Domestic | 1.07 | 1.0615 | 1.0584 | 1.0449 | 1.0348 | 0 | 1.0123 | 1 | 0
HV Medium Non-Domestic | 1.057 | 1.0486 | 1.0455 | 1.0322 | 1.0222 | 0 | 1 | 0 | 0
LV Network Domestic | 1.085 | 1.0764 | 1.0732 | 1.0596 | 1.0493 | 0 | 1.0265 | 1.014 | 1
LV Network Non-Domestic Non-CT | 1.085 | 1.0764 | 1.0732 | 1.0596 | 1.0493 | 0 | 1.0265 | 1.014 | 1
LV HH Metered | 1.085 | 1.0764 | 1.0732 | 1.0596 | 1.0493 | 0 | 1.0265 | 1.014 | 1
LV Sub HH Metered | 1.07 | 1.0615 | 1.0584 | 1.0449 | 1.0348 | 0 | 1.0123 | 1 | 0
HV HH Metered | 1.057 | 1.0486 | 1.0455 | 1.0322 | 1.0222 | 0 | 1 | 0 | 0
NHH UMS category A | 1.085 | 1.0764 | 1.0732 | 1.0596 | 1.0493 | 0 | 1.0265 | 1.014 | 1
NHH UMS category B | 1.085 | 1.0764 | 1.0732 | 1.0596 | 1.0493 | 0 | 1.0265 | 1.014 | 1
NHH UMS category C | 1.085 | 1.0764 | 1.0732 | 1.0596 | 1.0493 | 0 | 1.0265 | 1.014 | 1
NHH UMS category D | 1.085 | 1.0764 | 1.0732 | 1.0596 | 1.0493 | 0 | 1.0265 | 1.014 | 1
LV UMS (Pseudo HH Metered) | 1.085 | 1.0764 | 1.0732 | 1.0596 | 1.0493 | 0 | 1.0265 | 1.014 | 1
LV Generation NHH or Aggregate HH | 1.085 | 1.0764 | 1.0732 | 1.0596 | 1.0493 | 0 | 1.0265 | 1.014 | 0
LV Sub Generation NHH | 1.07 | 1.0615 | 1.0584 | 1.0449 | 1.0348 | 0 | 1.0123 | 0 | 0
LV Generation Intermittent | 1.085 | 1.0764 | 1.0732 | 1.0596 | 1.0493 | 0 | 1.0265 | 1.014 | 0
LV Generation Non-Intermittent | 1.085 | 1.0764 | 1.0732 | 1.0596 | 1.0493 | 0 | 1.0265 | 1.014 | 0
LV Sub Generation Intermittent | 1.07 | 1.0615 | 1.0584 | 1.0449 | 1.0348 | 0 | 1.0123 | 0 | 0
LV Sub Generation Non-Intermittent | 1.07 | 1.0615 | 1.0584 | 1.0449 | 1.0348 | 0 | 1.0123 | 0 | 0
HV Generation Intermittent | 1.057 | 1.0486 | 1.0455 | 1.0322 | 1.0222 | 0 | 0 | 0 | 0
HV Generation Non-Intermittent | 1.057 | 1.0486 | 1.0455 | 1.0322 | 1.0222 | 0 | 0 | 0 | 0

## DRM
Network model for WPD South West in April 15 (DCP179)
This sheet collects data from a network model and calculates aggregated annuitised unit costs from these data.
2101. Annuity rate
Data sources:
x1 = 1010. Rate of return (in Financial and general assumptions)
x2 = 1010. Annualisation period (years) (in Financial and general assumptions)
x3 = 1010. Days in the charging year (in Financial and general assumptions)
Calculation =PMT(x1,x2,-1)*IF(OR(x3>366,x3<365),x3/365.25,1)
Annuity rate
Annuity rate | 6.314%
2102. Loss adjustment factor to transmission for each core level
Data sources:
x1 = 1032. Loss adjustment factors to transmission
x2 = 1 for GSP level
Combine tables = x1 or x2
| GSPs | 132kV | 132kV/EHV | EHV | EHV/HV | HV | HV/LV | LV circuits
Loss adjustment factor to transmission for each core level | 1 | 1.008 | 1.011 | 1.024 | 1.034 | 1.057 | 1.07 | 1.085
2103. Loss adjustment factors
Data sources:
x1 = 2102. Loss adjustment factor to transmission for each core level
x2 = Loss adjustment factor to transmission for network level exit (in Loss adjustment factors)
Kind: | Copy cells | Special copy
Formula: | =x1 | = x2
| Loss adjustment factor to transmission for network level exit | Loss adjustment factor to transmission for network level entry
GSPs | 1
132kV | 1.008 | 1
132kV/EHV | 1.011 | 1.008
EHV | 1.024 | 1.011
EHV/HV | 1.034 | 1.024
HV | 1.057 | 1.034
HV/LV | 1.07 | 1.057
LV circuits | 1.085 | 1.07
2104. Diversity calculations
Data sources:
x1 = 1017. Diversity allowance between top and bottom of network level
x2 = Coincidence to system peak at level exit (in Diversity calculations)
Kind: | Special calculation | Special calculation | Special calculation
Formula: | =previous/(1+x1) | =previous/(1+x1) | =1/x2-1
| Coincidence to GSP peak at level exit | Coincidence to system peak at level exit | Diversity allowance between level exit and GSP Group
GSPs |  | 97.85% | 2.2%
132kV | 96.99% | 94.91% | 5.368%
132kV/EHV | 96.99% | 94.91% | 5.368%
EHV | 90.23% | 88.28% | 13.27%
EHV/HV | 90.23% | 88.28% | 13.27%
HV | 65.86% | 64.44% | 55.18%
HV/LV | 65.86% | 64.44% | 55.18%
LV circuits | 65.86% | 64.44%
2105. Network model total maximum demand at substation (MW)
Data sources:
x1 = 1019. Network model GSP peak demand (MW)
x2 = 2104. Coincidence to GSP peak at level exit (in Diversity calculations)
Calculation =x1/x2
Network model total maximum demand at substation (MW)
132kV | 515.5
132kV/EHV | 515.5
EHV | 554.1625
EHV/HV | 554.1625
HV | 759.2026
HV/LV | 759.2026
LV circuits | 759.2026
2106. Network model contribution to system maximum load measured at network level exit (MW)
Data sources:
x1 = 2105. Network model total maximum demand at substation (MW)
x2 = 2104. Coincidence to system peak at level exit (in Diversity calculations)
x3 = 2103. Loss adjustment factor to transmission for network level exit (in Loss adjustment factors)
Calculation =x1*x2/x3
Network model contribution to system maximum load measured at network level exit (MW)
132kV | 485.354
132kV/EHV | 483.9137
EHV | 477.7703
EHV/HV | 473.1497
HV | 462.8541
HV/LV | 457.2306
LV circuits | 450.9095
2107. Rerouteing matrix for DRM network levels
Data sources:
x1 = 1018. Proportion of relevant load going through 132kV/HV direct transformation
x2 = 2006. Proportion going through 132kV/EHV
x3 = 2007. Proportion going through EHV
x4 = 2008. Proportion going through EHV/HV
x5 = Rerouteing matrix: default elements
Combine tables = x1 or x2 or x3 or x4 or x5
| 132kV | 132kV/EHV | EHV | EHV/HV | 132kV/HV | HV | HV/LV | LV circuits
132kV | 100% | 0% | 0% | 0% | 0% | 0% | 0% | 0%
132kV/EHV | 0% | 100% | 0% | 0% | 0% | 0% | 0% | 0%
EHV | 0% | 0% | 100% | 0% | 0% | 0% | 0% | 0%
EHV/HV | 0% | 0% | 0% | 100% | 0% | 0% | 0% | 0%
HV | 0% | 0% | 0% | 0% | 0% | 100% | 0% | 0%
HV/LV | 0% | 0% | 0% | 0% | 0% | 0% | 100% | 0%
LV circuits | 0% | 0% | 0% | 0% | 0% | 0% | 0% | 100%
2108. GSP simultaneous maximum load assumed through each network level (MW)
Data sources:
x1 = 2106. Network model contribution to system maximum load measured at network level exit (MW)
x2 = 2107. Rerouteing matrix for DRM network levels
Sum-product calculation =SUMPRODUCT(x1, x2)
GSP simultaneous maximum load assumed through each network level (MW)
132kV | 485.354
132kV/EHV | 483.9137
EHV | 477.7703
EHV/HV | 473.1497
132kV/HV | 0
HV | 462.8541
HV/LV | 457.2306
LV circuits | 450.9095
2109. Network model annuity by simultaneous maximum load for each network level (£/kW/year)
Data sources:
x1 = 2108. GSP simultaneous maximum load assumed through each network level (MW)
x2 = 1020. Gross asset cost by network level (£)
x3 = 2101. Annuity rate
Calculation =IF(x1,0.001*x2*x3/x1,0)
Model £/kW SML
Assets 132kV | 14.1536
Assets 132kV/EHV | 2.1144
Assets EHV | 6.3188
Assets EHV/HV | 5.1005
Assets 132kV/HV | 0
Assets HV | 21.7958
Assets HV/LV | 8.6107
Assets LV circuits | 19.4715

## SM
Service models for WPD South West in April 15 (DCP179)
This sheet collects and processes data from the service models.
2201. Asset £/customer from LV service models
Data sources:
x1 = 1025. Matrix of applicability of LV service models to tariffs with fixed charges
x2 = 1022. LV service model asset cost (£)
Sum-product calculation =SUMPRODUCT(x1, x2)
Assets LV customer
Domestic Unrestricted | 240.9156
Domestic Two Rate | 240.9156
Small Non Domestic Unrestricted | 588.8476
Small Non Domestic Two Rate | 588.8476
LV Medium Non-Domestic | 688.355
LV Sub Medium Non-Domestic | 508.3187
LV Network Domestic | 240.9156
LV Network Non-Domestic Non-CT | 588.8476
LV HH Metered | 1179.955
LV Sub HH Metered | 892.5079
LV Generation NHH or Aggregate HH | 0
LV Sub Generation NHH | 0
LV Generation Intermittent | 0
LV Generation Non-Intermittent | 0
LV Sub Generation Intermittent | 0
LV Sub Generation Non-Intermittent | 0
2202. Asset £/(MWh/year) from LV service models
Data sources:
x1 = 1026. Matrix of applicability of LV service models to unmetered tariffs
x2 = 1022. LV service model asset cost (£)
Sum-product calculation =SUMPRODUCT(x1, x2)
Assets LV customer
Asset £/(MWh/year) from LV service models | 228.5941
2203. Service model asset p/kWh charge for unmetered tariffs
Data sources:
x1 = 1010. Annuity proportion for customer-contributed assets (in Financial and general assumptions)
x2 = 2202. Asset £/(MWh/year) from LV service models
x3 = 2101. Annuity rate
Calculation =0.1*x1*x2*x3
Assets LV customer
Service model asset p/kWh charge for unmetered tariffs | 0
2204. Asset £/customer from HV service models
Data sources:
x1 = 1028. Matrix of applicability of HV service models to tariffs with fixed charges
x2 = 1023. HV service model asset cost (£)
Sum-product calculation =SUMPRODUCT(x1, x2)
Assets HV customer
HV Medium Non-Domestic | 8971.2506
HV HH Metered | 8971.2506
HV Generation Intermittent | 4334.24
HV Generation Non-Intermittent | 4334.24
2205. Service model assets by tariff (£)
Data sources:
x1 = 2201. Asset £/customer from LV service models
x2 = 2204. Asset £/customer from HV service models
Combine tables = x1 or x2
| Assets LV customer | Assets HV customer
Domestic Unrestricted | 240.9156
Domestic Two Rate | 240.9156
Domestic Off Peak (related MPAN)
Small Non Domestic Unrestricted | 588.8476
Small Non Domestic Two Rate | 588.8476
Small Non Domestic Off Peak (related MPAN)
LV Medium Non-Domestic | 688.355
LV Sub Medium Non-Domestic | 508.3187
HV Medium Non-Domestic |  | 8971.2506
LV Network Domestic | 240.9156
LV Network Non-Domestic Non-CT | 588.8476
LV HH Metered | 1179.955
LV Sub HH Metered | 892.5079
HV HH Metered |  | 8971.2506
NHH UMS category A
NHH UMS category B
NHH UMS category C
NHH UMS category D
LV UMS (Pseudo HH Metered)
LV Generation NHH or Aggregate HH | 0
LV Sub Generation NHH | 0
LV Generation Intermittent | 0
LV Generation Non-Intermittent | 0
LV Sub Generation Intermittent | 0
LV Sub Generation Non-Intermittent | 0
HV Generation Intermittent |  | 4334.24
HV Generation Non-Intermittent |  | 4334.24
2206. Replacement annuities for service models
Data sources:
x1 = 1010. Days in the charging year (in Financial and general assumptions)
x2 = 2205. Service model assets by tariff (£)
x3 = 2101. Annuity rate
x4 = 1010. Annuity proportion for customer-contributed assets (in Financial and general assumptions)
x5 = Service model p/MPAN/day charge (in Replacement annuities for service models)
Kind: | Calculation |  | Cell summation
Formula: | =100/x1*x2*x3*x4 |  | =SUM(x5)
Service model p/MPAN/day charge
| Assets LV customer | Assets HV customer | Service model p/MPAN/day
Domestic Unrestricted | 0 | 0 | 0
Domestic Two Rate | 0 | 0 | 0
Domestic Off Peak (related MPAN) | 0 | 0 | 0
Small Non Domestic Unrestricted | 0 | 0 | 0
Small Non Domestic Two Rate | 0 | 0 | 0
Small Non Domestic Off Peak (related MPAN) | 0 | 0 | 0
LV Medium Non-Domestic | 0 | 0 | 0
LV Sub Medium Non-Domestic | 0 | 0 | 0
HV Medium Non-Domestic | 0 | 0 | 0
LV Network Domestic | 0 | 0 | 0
LV Network Non-Domestic Non-CT | 0 | 0 | 0
LV HH Metered | 0 | 0 | 0
LV Sub HH Metered | 0 | 0 | 0
HV HH Metered | 0 | 0 | 0
NHH UMS category A | 0 | 0 | 0
NHH UMS category B | 0 | 0 | 0
NHH UMS category C | 0 | 0 | 0
NHH UMS category D | 0 | 0 | 0
LV UMS (Pseudo HH Metered) | 0 | 0 | 0
LV Generation NHH or Aggregate HH | 0 | 0 | 0
LV Sub Generation NHH | 0 | 0 | 0
LV Generation Intermittent | 0 | 0 | 0
LV Generation Non-Intermittent | 0 | 0 | 0
LV Sub Generation Intermittent | 0 | 0 | 0
LV Sub Generation Non-Intermittent | 0 | 0 | 0
HV Generation Intermittent | 0 | 0 | 0
HV Generation Non-Intermittent | 0 | 0 | 0

## Loads
Load characteristics for WPD South West in April 15 (DCP179)
This sheet compiles information about the assumed characteristics of network users.
A load factor represents the average load of a user or user group, relative to the maximum load level of that user or
user group. Load factors are numbers between 0 and 1.
A coincidence factor represents the expectation value of the load of a user or user group at the time of system maximum load,
relative to the maximum load level of that user or user group. Coincidence factors are numbers between 0 and 1.
A load coefficient is the expectation value of the load of a user or user group at the time of system maximum load, relative to the average load level of that user or user group.
For demand users, the load coefficient is a demand coefficient and can be calculated as the ratio of the coincidence factor to the load factor.
2301. Demand coefficient (load at time of system maximum load divided by average load)
Data sources:
x1 = 1041. Coincidence factor to system maximum load for each type of demand user (in Load profile data for demand users)
x2 = 1041. Load factor for each type of demand user (in Load profile data for demand users)
Calculation =x1/x2
Demand coefficient
Domestic Unrestricted | 2.2083
Domestic Two Rate | 1.306
Domestic Off Peak (related MPAN) | 0
Small Non Domestic Unrestricted | 1.5607
Small Non Domestic Two Rate | 1.3069
Small Non Domestic Off Peak (related MPAN) | 0
LV Medium Non-Domestic | 1.4201
LV Sub Medium Non-Domestic | 1.362
HV Medium Non-Domestic | 1.5785
LV Network Domestic | 2.1345
LV Network Non-Domestic Non-CT | 1.5251
LV HH Metered | 1.3735
LV Sub HH Metered | 1.2537
HV HH Metered | 1.1073
NHH UMS category A | 1
NHH UMS category B | 2.1147
NHH UMS category C | 4.0317
NHH UMS category D | 0
LV UMS (Pseudo HH Metered) | 2.0783
2302. Load coefficient
Data sources:
x1 = 2301. Demand coefficient (load at time of system maximum load divided by average load)
x2 = Negative of generation coefficient; set to -1
Combine tables = x1 or x2
Load coefficient
Domestic Unrestricted | 2.2083
Domestic Two Rate | 1.306
Domestic Off Peak (related MPAN) | 0
Small Non Domestic Unrestricted | 1.5607
Small Non Domestic Two Rate | 1.3069
Small Non Domestic Off Peak (related MPAN) | 0
LV Medium Non-Domestic | 1.4201
LV Sub Medium Non-Domestic | 1.362
HV Medium Non-Domestic | 1.5785
LV Network Domestic | 2.1345
LV Network Non-Domestic Non-CT | 1.5251
LV HH Metered | 1.3735
LV Sub HH Metered | 1.2537
HV HH Metered | 1.1073
NHH UMS category A | 1
NHH UMS category B | 2.1147
NHH UMS category C | 4.0317
NHH UMS category D | 0
LV UMS (Pseudo HH Metered) | 2.0783
LV Generation NHH or Aggregate HH | -1
LV Sub Generation NHH | -1
LV Generation Intermittent | -1
LV Generation Non-Intermittent | -1
LV Sub Generation Intermittent | -1
LV Sub Generation Non-Intermittent | -1
HV Generation Intermittent | -1
HV Generation Non-Intermittent | -1
2303. Discount map
| No discount | LDNO LV: LV user | LDNO HV: LV user | LDNO HV: LV sub user | LDNO HV: HV user
> Domestic Unrestricted
Domestic Unrestricted | 1 | 0 | 0 | 0 | 0
LDNO LV: Domestic Unrestricted | 0 | 1 | 0 | 0 | 0
LDNO HV: Domestic Unrestricted | 0 | 0 | 1 | 0 | 0
> Domestic Two Rate
Domestic Two Rate | 1 | 0 | 0 | 0 | 0
LDNO LV: Domestic Two Rate | 0 | 1 | 0 | 0 | 0
LDNO HV: Domestic Two Rate | 0 | 0 | 1 | 0 | 0
> Domestic Off Peak (related MPAN)
Domestic Off Peak (related MPAN) | 1 | 0 | 0 | 0 | 0
LDNO LV: Domestic Off Peak (related MPAN) | 0 | 1 | 0 | 0 | 0
LDNO HV: Domestic Off Peak (related MPAN) | 0 | 0 | 1 | 0 | 0
> Small Non Domestic Unrestricted
Small Non Domestic Unrestricted | 1 | 0 | 0 | 0 | 0
LDNO LV: Small Non Domestic Unrestricted | 0 | 1 | 0 | 0 | 0
LDNO HV: Small Non Domestic Unrestricted | 0 | 0 | 1 | 0 | 0
> Small Non Domestic Two Rate
Small Non Domestic Two Rate | 1 | 0 | 0 | 0 | 0
LDNO LV: Small Non Domestic Two Rate | 0 | 1 | 0 | 0 | 0
LDNO HV: Small Non Domestic Two Rate | 0 | 0 | 1 | 0 | 0
> Small Non Domestic Off Peak (related MPAN)
Small Non Domestic Off Peak (related MPAN) | 1 | 0 | 0 | 0 | 0
LDNO LV: Small Non Domestic Off Peak (related MPAN) | 0 | 1 | 0 | 0 | 0
LDNO HV: Small Non Domestic Off Peak (related MPAN) | 0 | 0 | 1 | 0 | 0
> LV Medium Non-Domestic
LV Medium Non-Domestic | 1 | 0 | 0 | 0 | 0
LDNO LV: LV Medium Non-Domestic | 0 | 1 | 0 | 0 | 0
LDNO HV: LV Medium Non-Domestic | 0 | 0 | 1 | 0 | 0
> LV Sub Medium Non-Domestic
LV Sub Medium Non-Domestic | 1 | 0 | 0 | 0 | 0
> HV Medium Non-Domestic
HV Medium Non-Domestic | 1 | 0 | 0 | 0 | 0
> LV Network Domestic
LV Network Domestic | 1 | 0 | 0 | 0 | 0
LDNO LV: LV Network Domestic | 0 | 1 | 0 | 0 | 0
LDNO HV: LV Network Domestic | 0 | 0 | 1 | 0 | 0
> LV Network Non-Domestic Non-CT
LV Network Non-Domestic Non-CT | 1 | 0 | 0 | 0 | 0
LDNO LV: LV Network Non-Domestic Non-CT | 0 | 1 | 0 | 0 | 0
LDNO HV: LV Network Non-Domestic Non-CT | 0 | 0 | 1 | 0 | 0
> LV HH Metered
LV HH Metered | 1 | 0 | 0 | 0 | 0
LDNO LV: LV HH Metered | 0 | 1 | 0 | 0 | 0
LDNO HV: LV HH Metered | 0 | 0 | 1 | 0 | 0
> LV Sub HH Metered
LV Sub HH Metered | 1 | 0 | 0 | 0 | 0
LDNO HV: LV Sub HH Metered | 0 | 0 | 0 | 1 | 0
> HV HH Metered
HV HH Metered | 1 | 0 | 0 | 0 | 0
LDNO HV: HV HH Metered | 0 | 0 | 0 | 0 | 1
> NHH UMS category A
NHH UMS category A | 1 | 0 | 0 | 0 | 0
LDNO LV: NHH UMS category A | 0 | 1 | 0 | 0 | 0
LDNO HV: NHH UMS category A | 0 | 0 | 1 | 0 | 0
> NHH UMS category B
NHH UMS category B | 1 | 0 | 0 | 0 | 0
LDNO LV: NHH UMS category B | 0 | 1 | 0 | 0 | 0
LDNO HV: NHH UMS category B | 0 | 0 | 1 | 0 | 0
> NHH UMS category C
NHH UMS category C | 1 | 0 | 0 | 0 | 0
LDNO LV: NHH UMS category C | 0 | 1 | 0 | 0 | 0
LDNO HV: NHH UMS category C | 0 | 0 | 1 | 0 | 0
> NHH UMS category D
NHH UMS category D | 1 | 0 | 0 | 0 | 0
LDNO LV: NHH UMS category D | 0 | 1 | 0 | 0 | 0
LDNO HV: NHH UMS category D | 0 | 0 | 1 | 0 | 0
> LV UMS (Pseudo HH Metered)
LV UMS (Pseudo HH Metered) | 1 | 0 | 0 | 0 | 0
LDNO LV: LV UMS (Pseudo HH Metered) | 0 | 1 | 0 | 0 | 0
LDNO HV: LV UMS (Pseudo HH Metered) | 0 | 0 | 1 | 0 | 0
> LV Generation NHH or Aggregate HH
LV Generation NHH or Aggregate HH | 1 | 0 | 0 | 0 | 0
LDNO LV: LV Generation NHH or Aggregate HH | 1 | 0 | 0 | 0 | 0
LDNO HV: LV Generation NHH or Aggregate HH | 1 | 0 | 0 | 0 | 0
> LV Sub Generation NHH
LV Sub Generation NHH | 1 | 0 | 0 | 0 | 0
LDNO HV: LV Sub Generation NHH | 1 | 0 | 0 | 0 | 0
> LV Generation Intermittent
LV Generation Intermittent | 1 | 0 | 0 | 0 | 0
LDNO LV: LV Generation Intermittent | 1 | 0 | 0 | 0 | 0
LDNO HV: LV Generation Intermittent | 1 | 0 | 0 | 0 | 0
> LV Generation Non-Intermittent
LV Generation Non-Intermittent | 1 | 0 | 0 | 0 | 0
LDNO LV: LV Generation Non-Intermittent | 1 | 0 | 0 | 0 | 0
LDNO HV: LV Generation Non-Intermittent | 1 | 0 | 0 | 0 | 0
> LV Sub Generation Intermittent
LV Sub Generation Intermittent | 1 | 0 | 0 | 0 | 0
LDNO HV: LV Sub Generation Intermittent | 1 | 0 | 0 | 0 | 0
> LV Sub Generation Non-Intermittent
LV Sub Generation Non-Intermittent | 1 | 0 | 0 | 0 | 0
LDNO HV: LV Sub Generation Non-Intermittent | 1 | 0 | 0 | 0 | 0
> HV Generation Intermittent
HV Generation Intermittent | 1 | 0 | 0 | 0 | 0
LDNO HV: HV Generation Intermittent | 1 | 0 | 0 | 0 | 0
> HV Generation Non-Intermittent
HV Generation Non-Intermittent | 1 | 0 | 0 | 0 | 0
LDNO HV: HV Generation Non-Intermittent | 1 | 0 | 0 | 0 | 0
2304. LDNO discounts and volumes adjusted for discount
Data sources:
x1 = 2303. Discount map
x2 = 1037. Embedded network (LDNO) discounts
x3 = 100 per cent discount for generators on LDNO networks
x4 = Discount for each tariff (except for fixed charges) (in LDNO discounts and volumes adjusted for discount)
x5 = 1053. Rate 1 units (MWh) by tariff (in Volume forecasts for the charging year)
x6 = 1053. Rate 2 units (MWh) by tariff (in Volume forecasts for the charging year)
x7 = 1053. Rate 3 units (MWh) by tariff (in Volume forecasts for the charging year)
x8 = 1053. MPANs by tariff (in Volume forecasts for the charging year)
x9 = Discount for each tariff for fixed charges only (in LDNO discounts and volumes adjusted for discount)
x10 = 1053. Import capacity (kVA) by tariff (in Volume forecasts for the charging year)
x11 = 1053. Reactive power units (MVArh) by tariff (in Volume forecasts for the charging year)
Kind: | Sum-product calculation | Combine tables | Calculation | Calculation | Calculation | Calculation | Calculation | Calculation
Formula: | =SUMPRODUCT(x1, x2) | = x3 or x4 | =x5*(1-x4) | =x6*(1-x4) | =x7*(1-x4) | =x8*(1-x9) | =x10*(1-x4) | =x11*(1-x4)
| Discount for each tariff (except for fixed charges) | Discount for each tariff for fixed charges only | Rate 1 units (MWh) | Rate 2 units (MWh) | Rate 3 units (MWh) | MPANs | Import capacity (kVA) | Reactive power units (MVArh)
> Domestic Unrestricted
Domestic Unrestricted | 0% | 0% | 4290939.5165 | 0 | 0 | 1195490 | 0 | 0
LDNO LV: Domestic Unrestricted | 36.57% | 36.57% | 9468.1936 | 0 | 0 | 3058.6249 | 0 | 0
LDNO HV: Domestic Unrestricted | 62.46% | 62.46% | 7372.9959 | 0 | 0 | 2419.0106 | 0 | 0
> Domestic Two Rate
Domestic Two Rate | 0% | 0% | 705713.8558 | 762376.7408 | 0 | 224253 | 0 | 0
LDNO LV: Domestic Two Rate | 36.57% | 36.57% | 1021.0965 | 413.8555 | 0 | 277.8262 | 0 | 0
LDNO HV: Domestic Two Rate | 62.46% | 62.46% | 279.2923 | 126.1682 | 0 | 102.4973 | 0 | 0
> Domestic Off Peak (related MPAN)
Domestic Off Peak (related MPAN) | 0% | 0% | 73622.9004 | 0 | 0 | 16320 | 0 | 0
LDNO LV: Domestic Off Peak (related MPAN) | 36.57% | 36.57% | 0 | 0 | 0 | 0 | 0 | 0
LDNO HV: Domestic Off Peak (related MPAN) | 62.46% | 62.46% | 0 | 0 | 0 | 0 | 0 | 0
> Small Non Domestic Unrestricted
Small Non Domestic Unrestricted | 0% | 0% | 1193627.2538 | 0 | 0 | 108227 | 0 | 0
LDNO LV: Small Non Domestic Unrestricted | 36.57% | 36.57% | 464.5253 | 0 | 0 | 56.4533 | 0 | 0
LDNO HV: Small Non Domestic Unrestricted | 62.46% | 62.46% | 1993.5092 | 0 | 0 | 88.6057 | 0 | 0
> Small Non Domestic Two Rate
Small Non Domestic Two Rate | 0% | 0% | 375235.737 | 180177.0378 | 0 | 27300 | 0 | 0
LDNO LV: Small Non Domestic Two Rate | 36.57% | 36.57% | 265.8313 | 130.1411 | 0 | 0.63431 | 0 | 0
LDNO HV: Small Non Domestic Two Rate | 62.46% | 62.46% | 212.4756 | 82.6402 | 0 | 5.6317 | 0 | 0
> Small Non Domestic Off Peak (related MPAN)
Small Non Domestic Off Peak (related MPAN) | 0% | 0% | 26247.1019 | 0 | 0 | 3435 | 0 | 0
LDNO LV: Small Non Domestic Off Peak (related MPAN) | 36.57% | 36.57% | 0 | 0 | 0 | 0 | 0 | 0
LDNO HV: Small Non Domestic Off Peak (related MPAN) | 62.46% | 62.46% | 0 | 0 | 0 | 0 | 0 | 0
> LV Medium Non-Domestic
LV Medium Non-Domestic | 0% | 0% | 700742.3663 | 174053.3221 | 0 | 9354 | 0 | 0
LDNO LV: LV Medium Non-Domestic | 36.57% | 36.57% | 0.17996 | 0.23119 | 0 | 0.63431 | 0 | 0
LDNO HV: LV Medium Non-Domestic | 62.46% | 62.46% | 1644.9606 | 270.0926 | 0 | 17.646 | 0 | 0
> LV Sub Medium Non-Domestic
LV Sub Medium Non-Domestic | 0% | 0% | 70119.3934 | 19612.9083 | 0 | 707 | 0 | 0
> HV Medium Non-Domestic
HV Medium Non-Domestic | 0% | 0% | 2124.7531 | 555.3477 | 0 | 26 | 0 | 0
> LV Network Domestic
LV Network Domestic | 0% | 0% | 0 | 0 | 0 | 0 | 0 | 0
LDNO LV: LV Network Domestic | 36.57% | 36.57% | 0 | 0 | 0 | 0 | 0 | 0
LDNO HV: LV Network Domestic | 62.46% | 62.46% | 0 | 0 | 0 | 0 | 0 | 0
> LV Network Non-Domestic Non-CT
LV Network Non-Domestic Non-CT | 0% | 0% | 0 | 0 | 0 | 0 | 0 | 0
LDNO LV: LV Network Non-Domestic Non-CT | 36.57% | 36.57% | 0 | 0 | 0 | 0 | 0 | 0
LDNO HV: LV Network Non-Domestic Non-CT | 62.46% | 62.46% | 0 | 0 | 0 | 0 | 0 | 0
> LV HH Metered
LV HH Metered | 0% | 0% | 58121.0737 | 415490.1951 | 353097.5434 | 3115 | 400000 | 79172.705
LDNO LV: LV HH Metered | 36.57% | 36.57% | 0 | 0 | 0 | 0 | 0 | 0
LDNO HV: LV HH Metered | 62.46% | 62.46% | 871.2431 | 5700.7471 | 4894.5405 | 25.9059 | 7133.5093 | 619.6992
> LV Sub HH Metered
LV Sub HH Metered | 0% | 0% | 49274.6991 | 364799.304 | 328189.7348 | 1328 | 327000 | 77243.021
LDNO HV: LV Sub HH Metered | 38.94% | 38.94% | 0 | 0 | 0 | 0 | 0 | 0
> HV HH Metered
HV HH Metered | 0% | 0% | 171615.9697 | 1222113.1062 | 1301017.156 | 987 | 964000 | 196467.337
LDNO HV: HV HH Metered | 27.75% | 27.75% | 497.1048 | 2823.0615 | 3666.0756 | 2.8899 | 3612.3587 | 33.1911
> NHH UMS category A
NHH UMS category A | 0% | 0% | 13888.8809 | 0 | 0 | 705 | 0 | 0
LDNO LV: NHH UMS category A | 36.57% | 36.57% | 78.5774 | 0 | 0 | 0 | 0 | 0
LDNO HV: NHH UMS category A | 62.46% | 62.46% | 3.9062 | 0 | 0 | 0 | 0 | 0
> NHH UMS category B
NHH UMS category B | 0% | 0% | 5281.8847 | 0 | 0 | 659 | 0 | 0
LDNO LV: NHH UMS category B | 36.57% | 36.57% | 47.2111 | 0 | 0 | 0 | 0 | 0
LDNO HV: NHH UMS category B | 62.46% | 62.46% | 64.8152 | 0 | 0 | 0 | 0 | 0
> NHH UMS category C
NHH UMS category C | 0% | 0% | 618.2508 | 0 | 0 | 168 | 0 | 0
LDNO LV: NHH UMS category C | 36.57% | 36.57% | 0 | 0 | 0 | 0 | 0 | 0
LDNO HV: NHH UMS category C | 62.46% | 62.46% | 48.2111 | 0 | 0 | 0 | 0 | 0
> NHH UMS category D
NHH UMS category D | 0% | 0% | 0 | 0 | 0 | 1 | 0 | 0
LDNO LV: NHH UMS category D | 36.57% | 36.57% | 0 | 0 | 0 | 0 | 0 | 0
LDNO HV: NHH UMS category D | 62.46% | 62.46% | 0 | 0 | 0 | 0 | 0 | 0
> LV UMS (Pseudo HH Metered)
LV UMS (Pseudo HH Metered) | 0% | 0% | 4455.7295 | 27997.889 | 96620.9245 | 17 | 0 | 0
LDNO LV: LV UMS (Pseudo HH Metered) | 36.57% | 36.57% | 0 | 0 | 0 | 0 | 0 | 0
LDNO HV: LV UMS (Pseudo HH Metered) | 62.46% | 62.46% | 0 | 0 | 0 | 0 | 0 | 0
> LV Generation NHH or Aggregate HH
LV Generation NHH or Aggregate HH | 0% | 0% | 2351.3903 | 0 | 0 | 260 | 0 | 0
LDNO LV: LV Generation NHH or Aggregate HH | 0% | 100% | 115.0887 | 0 | 0 | 0 | 0 | 0
LDNO HV: LV Generation NHH or Aggregate HH | 0% | 100% | 0 | 0 | 0 | 0 | 0 | 0
> LV Sub Generation NHH
LV Sub Generation NHH | 0% | 0% | 0 | 0 | 0 | 0 | 0 | 0
LDNO HV: LV Sub Generation NHH | 0% | 100% | 0 | 0 | 0 | 0 | 0 | 0
> LV Generation Intermittent
LV Generation Intermittent | 0% | 0% | 38618.9454 | 0 | 0 | 496 | 0 | 2200.6
LDNO LV: LV Generation Intermittent | 0% | 100% | 0 | 0 | 0 | 0 | 0 | 0
LDNO HV: LV Generation Intermittent | 0% | 100% | 0 | 0 | 0 | 0 | 0 | 0
> LV Generation Non-Intermittent
LV Generation Non-Intermittent | 0% | 0% | 416.5198 | 2168.2443 | 1902.9217 | 8 | 0 | 4.002
LDNO LV: LV Generation Non-Intermittent | 0% | 100% | 0 | 0 | 0 | 0 | 0 | 0
LDNO HV: LV Generation Non-Intermittent | 0% | 100% | 0 | 0 | 0 | 0 | 0 | 0
> LV Sub Generation Intermittent
LV Sub Generation Intermittent | 0% | 0% | 5874.3071 | 0 | 0 | 60 | 0 | 608.533
LDNO HV: LV Sub Generation Intermittent | 0% | 100% | 0 | 0 | 0 | 0 | 0 | 0
> LV Sub Generation Non-Intermittent
LV Sub Generation Non-Intermittent | 0% | 0% | 183.9762 | 970.384 | 1572.2649 | 9 | 0 | 207.562
LDNO HV: LV Sub Generation Non-Intermittent | 0% | 100% | 0 | 0 | 0 | 0 | 0 | 0
> HV Generation Intermittent
HV Generation Intermittent | 0% | 0% | 199644.0463 | 0 | 0 | 112 | 0 | 1479.683
LDNO HV: HV Generation Intermittent | 0% | 100% | 0 | 0 | 0 | 0 | 0 | 0
> HV Generation Non-Intermittent
HV Generation Non-Intermittent | 0% | 0% | 13655.4847 | 81256.3362 | 113691.1286 | 50 | 0 | 535.564
LDNO HV: HV Generation Non-Intermittent | 0% | 100% | 0 | 0 | 0 | 0 | 0 | 0
2305. Equivalent volume for each end user
Data sources:
x1 = 2304. Rate 1 units (MWh) (in LDNO discounts and volumes adjusted for discount)
x2 = 2304. Rate 2 units (MWh) (in LDNO discounts and volumes adjusted for discount)
x3 = 2304. Rate 3 units (MWh) (in LDNO discounts and volumes adjusted for discount)
x4 = 2304. MPANs (in LDNO discounts and volumes adjusted for discount)
x5 = 2304. Import capacity (kVA) (in LDNO discounts and volumes adjusted for discount)
x6 = 2304. Reactive power units (MVArh) (in LDNO discounts and volumes adjusted for discount)
Kind: | Cell summation | Cell summation | Cell summation | Cell summation | Cell summation | Cell summation
Formula: | =SUM(x1) | =SUM(x2) | =SUM(x3) | =SUM(x4) | =SUM(x5) | =SUM(x6)
| Rate 1 units (MWh) | Rate 2 units (MWh) | Rate 3 units (MWh) | MPANs | Import capacity (kVA) | Reactive power units (MVArh)
Domestic Unrestricted | 4307780.706 | 0 | 0 | 1200967.6354 | 0 | 0
Domestic Two Rate | 707014.2446 | 762916.7646 | 0 | 224633.3234 | 0 | 0
Domestic Off Peak (related MPAN) | 73622.9004 | 0 | 0 | 16320 | 0 | 0
Small Non Domestic Unrestricted | 1196085.2883 | 0 | 0 | 108372.059 | 0 | 0
Small Non Domestic Two Rate | 375714.0438 | 180389.8191 | 0 | 27306.266 | 0 | 0
Small Non Domestic Off Peak (related MPAN) | 26247.1019 | 0 | 0 | 3435 | 0 | 0
LV Medium Non-Domestic | 702387.5069 | 174323.646 | 0 | 9372.2804 | 0 | 0
LV Sub Medium Non-Domestic | 70119.3934 | 19612.9083 | 0 | 707 | 0 | 0
HV Medium Non-Domestic | 2124.7531 | 555.3477 | 0 | 26 | 0 | 0
LV Network Domestic | 0 | 0 | 0 | 0 | 0 | 0
LV Network Non-Domestic Non-CT | 0 | 0 | 0 | 0 | 0 | 0
LV HH Metered | 58992.3168 | 421190.9422 | 357992.0838 | 3140.9059 | 407133.5093 | 79792.4042
LV Sub HH Metered | 49274.6991 | 364799.304 | 328189.7348 | 1328 | 327000 | 77243.021
HV HH Metered | 172113.0746 | 1224936.1677 | 1304683.2316 | 989.8899 | 967612.3587 | 196500.5281
NHH UMS category A | 13971.3645 | 0 | 0 | 705 | 0 | 0
NHH UMS category B | 5393.911 | 0 | 0 | 659 | 0 | 0
NHH UMS category C | 666.4619 | 0 | 0 | 168 | 0 | 0
NHH UMS category D | 0 | 0 | 0 | 1 | 0 | 0
LV UMS (Pseudo HH Metered) | 4455.7295 | 27997.889 | 96620.9245 | 17 | 0 | 0
LV Generation NHH or Aggregate HH | 2466.4791 | 0 | 0 | 260 | 0 | 0
LV Sub Generation NHH | 0 | 0 | 0 | 0 | 0 | 0
LV Generation Intermittent | 38618.9454 | 0 | 0 | 496 | 0 | 2200.6
LV Generation Non-Intermittent | 416.5198 | 2168.2443 | 1902.9217 | 8 | 0 | 4.002
LV Sub Generation Intermittent | 5874.3071 | 0 | 0 | 60 | 0 | 608.533
LV Sub Generation Non-Intermittent | 183.9762 | 970.384 | 1572.2649 | 9 | 0 | 207.562
HV Generation Intermittent | 199644.0463 | 0 | 0 | 112 | 0 | 1479.683
HV Generation Non-Intermittent | 13655.4847 | 81256.3362 | 113691.1286 | 50 | 0 | 535.564

## Multi
Load characteristics for multiple unit rates for WPD South West in April 15 (DCP179)
2401. Adjust annual hours by distribution time band to match days in year
Data sources:
x1 = 1068. Typical annual hours by distribution time band
x2 = 1010. Days in the charging year (in Financial and general assumptions)
x3 = Total hours in the year according to time band hours input data (in Adjust annual hours by distribution time band to match days in year)
Kind: | Cell summation | Calculation
Formula: | =SUM(x1) | =x1*24*x2/x3
Annual hours by distribution time band (reconciled to days in year)
| Hours aggregate | Red | Amber | Green
Adjust annual hours by distribution time band to match days in year | 8784 | 524 | 3456 | 4804
2402. Normalisation of split of rate 1 units by time band
Data sources:
x1 = 1061. Average split of rate 1 units by distribution time band
x2 = Total split (in Normalisation of split of rate 1 units by time band)
x3 = 2401. Annual hours by distribution time band (reconciled to days in year) (in Adjust annual hours by distribution time band to match days in year)
x4 = 1010. Days in the charging year (in Financial and general assumptions)
Kind: | Cell summation | Calculation
Formula: | =SUM(x1) | =IF(x2,x1/x2,x3/x4/24)
Normalised split of rate 1 units by distribution time band
| Total split | Red | Amber | Green
Domestic Unrestricted | 100% | 8.873% | 45.99% | 45.14%
Domestic Two Rate | 100% | 10.71% | 53.28% | 36%
Domestic Off Peak (related MPAN) | 100% | 0.1277% | 11.01% | 88.87%
Small Non Domestic Unrestricted | 100% | 6.236% | 57.26% | 36.5%
Small Non Domestic Two Rate | 100% | 8.006% | 63.1% | 28.89%
Small Non Domestic Off Peak (related MPAN) | 100% | 0.1778% | 11.32% | 88.5%
LV Medium Non-Domestic | 100% | 7.996% | 59.82% | 32.19%
LV Sub Medium Non-Domestic | 100% | 7.926% | 60.1% | 31.97%
HV Medium Non-Domestic | 100% | 7.913% | 59.89% | 32.2%
2403. Split of rate 1 units between distribution time bands
Data sources:
x1 = 2402. Normalised split of rate 1 units by distribution time band (in Normalisation of split of rate 1 units by time band)
x2 = Split of rate 1 units between distribution time bands (default)
Combine tables = x1 or x2
| Red | Amber | Green
Domestic Unrestricted | 8.873% | 45.99% | 45.14%
Domestic Two Rate | 10.71% | 53.28% | 36%
Domestic Off Peak (related MPAN) | 0.1277% | 11.01% | 88.87%
Small Non Domestic Unrestricted | 6.236% | 57.26% | 36.5%
Small Non Domestic Two Rate | 8.006% | 63.1% | 28.89%
Small Non Domestic Off Peak (related MPAN) | 0.1778% | 11.32% | 88.5%
LV Medium Non-Domestic | 7.996% | 59.82% | 32.19%
LV Sub Medium Non-Domestic | 7.926% | 60.1% | 31.97%
HV Medium Non-Domestic | 7.913% | 59.89% | 32.2%
LV Network Domestic | 100% | 0% | 0%
LV Network Non-Domestic Non-CT | 100% | 0% | 0%
LV HH Metered | 100% | 0% | 0%
LV Sub HH Metered | 100% | 0% | 0%
HV HH Metered | 100% | 0% | 0%
LV Generation Non-Intermittent | 100% | 0% | 0%
LV Sub Generation Non-Intermittent | 100% | 0% | 0%
HV Generation Non-Intermittent | 100% | 0% | 0%
2404. Normalisation of split of rate 2 units by time band
Data sources:
x1 = 1062. Average split of rate 2 units by distribution time band
x2 = Total split (in Normalisation of split of rate 2 units by time band)
x3 = 2401. Annual hours by distribution time band (reconciled to days in year) (in Adjust annual hours by distribution time band to match days in year)
x4 = 1010. Days in the charging year (in Financial and general assumptions)
Kind: | Cell summation | Calculation
Formula: | =SUM(x1) | =IF(x2,x1/x2,x3/x4/24)
Normalised split of rate 2 units by distribution time band
| Total split | Red | Amber | Green
Domestic Two Rate | 100% | 0% | 2.219% | 97.78%
Small Non Domestic Two Rate | 100% | 0% | 2.264% | 97.74%
LV Medium Non-Domestic | 100% | 0% | 0.06235% | 99.94%
LV Sub Medium Non-Domestic | 100% | 0% | 0.08536% | 99.91%
HV Medium Non-Domestic | 100% | 0% | 0% | 100%
2405. Split of rate 2 units between distribution time bands
Data sources:
x1 = 2404. Normalised split of rate 2 units by distribution time band (in Normalisation of split of rate 2 units by time band)
x2 = Split of rate 2 units between distribution time bands (default)
Combine tables = x1 or x2
| Red | Amber | Green
Domestic Two Rate | 0% | 2.219% | 97.78%
Small Non Domestic Two Rate | 0% | 2.264% | 97.74%
LV Medium Non-Domestic | 0% | 0.06235% | 99.94%
LV Sub Medium Non-Domestic | 0% | 0.08536% | 99.91%
HV Medium Non-Domestic | 0% | 0% | 100%
LV Network Domestic | 0% | 100% | 0%
LV Network Non-Domestic Non-CT | 0% | 100% | 0%
LV HH Metered | 0% | 100% | 0%
LV Sub HH Metered | 0% | 100% | 0%
HV HH Metered | 0% | 100% | 0%
LV Generation Non-Intermittent | 0% | 100% | 0%
LV Sub Generation Non-Intermittent | 0% | 100% | 0%
HV Generation Non-Intermittent | 0% | 100% | 0%
2406. Split of rate 3 units between distribution time bands (default)
| Red | Amber | Green
LV Network Domestic | 0% | 0% | 100%
LV Network Non-Domestic Non-CT | 0% | 0% | 100%
LV HH Metered | 0% | 0% | 100%
LV Sub HH Metered | 0% | 0% | 100%
HV HH Metered | 0% | 0% | 100%
LV Generation Non-Intermittent | 0% | 0% | 100%
LV Sub Generation Non-Intermittent | 0% | 0% | 100%
HV Generation Non-Intermittent | 0% | 0% | 100%
2407. All units (MWh)
Data sources:
x1 = 2305. Rate 1 units (MWh) (in Equivalent volume for each end user)
x2 = 2305. Rate 2 units (MWh) (in Equivalent volume for each end user)
x3 = 2305. Rate 3 units (MWh) (in Equivalent volume for each end user)
Calculation =x1+x2+x3
All units (MWh)
Domestic Unrestricted | 4307780.706
Domestic Two Rate | 1469931.0092
Domestic Off Peak (related MPAN) | 73622.9004
Small Non Domestic Unrestricted | 1196085.2883
Small Non Domestic Two Rate | 556103.8629
Small Non Domestic Off Peak (related MPAN) | 26247.1019
LV Medium Non-Domestic | 876711.1528
LV Sub Medium Non-Domestic | 89732.3017
HV Medium Non-Domestic | 2680.1007
LV Network Domestic | 0
LV Network Non-Domestic Non-CT | 0
LV HH Metered | 838175.3428
LV Sub HH Metered | 742263.7379
HV HH Metered | 2701732.4738
NHH UMS category A | 13971.3645
NHH UMS category B | 5393.911
NHH UMS category C | 666.4619
NHH UMS category D | 0
LV UMS (Pseudo HH Metered) | 129074.5431
LV Generation NHH or Aggregate HH | 2466.4791
LV Sub Generation NHH | 0
LV Generation Intermittent | 38618.9454
LV Generation Non-Intermittent | 4487.6859
LV Sub Generation Intermittent | 5874.3071
LV Sub Generation Non-Intermittent | 2726.6251
HV Generation Intermittent | 199644.0463
HV Generation Non-Intermittent | 208602.9495
2408. Calculation of implied load coefficients for one-rate users
Data sources:
x1 = 2407. All units (MWh)
x2 = 2305. Rate 1 units (MWh) (in Equivalent volume for each end user)
x3 = 2403. Split of rate 1 units between distribution time bands
x4 = 2401. Annual hours by distribution time band (reconciled to days in year) (in Adjust annual hours by distribution time band to match days in year)
x5 = Use of distribution time bands by units in demand forecast for one-rate tariffs (in Calculation of implied load coefficients for one-rate users)
x6 = 1010. Days in the charging year (in Financial and general assumptions)
Kind: | Calculation |  |  | Calculation
Formula: | =IF(x1>0,(x2*x3)/x1,0) |  |  | =IF(x4>0,x5*x6*24/x4,0)
Use of distribution time bands by units in demand forecast for one-rate tariffs
| Red | Amber | Green | Peak band load coefficient for one-rate tariffs
Domestic Unrestricted | 8.873% | 45.99% | 45.14% | 1.4874
Small Non Domestic Unrestricted | 6.236% | 57.26% | 36.5% | 1.0454
2409. Calculation of implied load coefficients for two-rate users
Data sources:
x1 = 2407. All units (MWh)
x2 = 2305. Rate 1 units (MWh) (in Equivalent volume for each end user)
x3 = 2403. Split of rate 1 units between distribution time bands
x4 = 2305. Rate 2 units (MWh) (in Equivalent volume for each end user)
x5 = 2405. Split of rate 2 units between distribution time bands
x6 = 2401. Annual hours by distribution time band (reconciled to days in year) (in Adjust annual hours by distribution time band to match days in year)
x7 = Use of distribution time bands by units in demand forecast for two-rate tariffs (in Calculation of implied load coefficients for two-rate users)
x8 = 1010. Days in the charging year (in Financial and general assumptions)
Kind: | Calculation |  |  | Calculation
Formula: | =IF(x1>0,(x2*x3+x4*x5)/x1,0) |  |  | =IF(x6>0,x7*x8*24/x6,0)
Use of distribution time bands by units in demand forecast for two-rate tariffs
| Red | Amber | Green | Peak band load coefficient for two-rate tariffs
Domestic Two Rate | 5.152% | 26.78% | 68.07% | 0.8637
Small Non Domestic Two Rate | 5.409% | 43.37% | 51.22% | 0.90675
LV Medium Non-Domestic | 6.406% | 47.94% | 45.66% | 1.0739
LV Sub Medium Non-Domestic | 6.194% | 46.98% | 46.82% | 1.0383
HV Medium Non-Domestic | 6.273% | 47.48% | 46.25% | 1.0516
2410. Calculation of implied load coefficients for three-rate users
Data sources:
x1 = 2407. All units (MWh)
x2 = 2305. Rate 1 units (MWh) (in Equivalent volume for each end user)
x3 = 2403. Split of rate 1 units between distribution time bands
x4 = 2305. Rate 2 units (MWh) (in Equivalent volume for each end user)
x5 = 2405. Split of rate 2 units between distribution time bands
x6 = 2305. Rate 3 units (MWh) (in Equivalent volume for each end user)
x7 = 2406. Split of rate 3 units between distribution time bands (default)
x8 = 2401. Annual hours by distribution time band (reconciled to days in year) (in Adjust annual hours by distribution time band to match days in year)
x9 = Use of distribution time bands by units in demand forecast for three-rate tariffs (in Calculation of implied load coefficients for three-rate users)
x10 = 1010. Days in the charging year (in Financial and general assumptions)
Kind: | Calculation |  |  | Calculation
Formula: | =IF(x1>0,(x2*x3+x4*x5+x6*x7)/x1,0) |  |  | =IF(x8>0,x9*x10*24/x8,0)
Use of distribution time bands by units in demand forecast for three-rate tariffs
| Red | Amber | Green | Peak band load coefficient for three-rate tariffs
LV Network Domestic | 0% | 0% | 0% | 0
LV Network Non-Domestic Non-CT | 0% | 0% | 0% | 0
LV HH Metered | 7.038% | 50.25% | 42.71% | 1.1798
LV Sub HH Metered | 6.638% | 49.15% | 44.21% | 1.1128
HV HH Metered | 6.37% | 45.34% | 48.29% | 1.0679
2411. Calculation of adjusted time band load coefficients
Data sources:
x1 = 2408. Peak band load coefficient for one-rate tariffs (in Calculation of implied load coefficients for one-rate users)
x2 = 2409. Peak band load coefficient for two-rate tariffs (in Calculation of implied load coefficients for two-rate users)
x3 = 2410. Peak band load coefficient for three-rate tariffs (in Calculation of implied load coefficients for three-rate users)
x4 = Peak band load coefficient (in Calculation of adjusted time band load coefficients)
x5 = 2302. Load coefficient
Kind: | Combine tables | Calculation
Formula: | = x1 or x2 or x3 | =IF(x4<>0,x5/x4,IF(x5<0,-1,1))
| Peak band load coefficient | Load coefficient correction factor (kW at peak in band / band average kW)
Domestic Unrestricted | 1.4874 | 1.4847
Domestic Two Rate | 0.8637 | 1.5121
Domestic Off Peak (related MPAN) |  | 1
Small Non Domestic Unrestricted | 1.0454 | 1.4929
Small Non Domestic Two Rate | 0.90675 | 1.4413
Small Non Domestic Off Peak (related MPAN) |  | 1
LV Medium Non-Domestic | 1.0739 | 1.3224
LV Sub Medium Non-Domestic | 1.0383 | 1.3118
HV Medium Non-Domestic | 1.0516 | 1.501
LV Network Domestic | 0 | 1
LV Network Non-Domestic Non-CT | 0 | 1
LV HH Metered | 1.1798 | 1.1641
LV Sub HH Metered | 1.1128 | 1.1266
HV HH Metered | 1.0679 | 1.0369
LV Generation Non-Intermittent |  | -1
LV Sub Generation Non-Intermittent |  | -1
HV Generation Non-Intermittent |  | -1
2412. Normalisation of peaking probabilities
Data sources:
x1 = 1069. Red, amber and green peaking probabilities (in Peaking probabilities by network level)
x2 = Total probability (should be 100%) (in Normalisation of peaking probabilities)
x3 = 1068. Typical annual hours by distribution time band
x4 = 2401. Total hours in the year according to time band hours input data (in Adjust annual hours by distribution time band to match days in year)
Kind: | Cell summation | Calculation
Formula: | =SUM(x1) | =IF(x2,x1/x2,x3/x4)
Normalised peaking probabilities
| Total probability (should be 100%) | Red | Amber | Green
GSPs | 100% | 98.85% | 1.147% | 0%
132kV | 100% | 85.05% | 5.914% | 9.037%
132kV/EHV | 100% | 85.05% | 5.914% | 9.037%
EHV | 100% | 53.63% | 34.28% | 12.09%
EHV/HV | 100% | 53.63% | 34.28% | 12.09%
132kV/HV | 100% | 85.05% | 5.914% | 9.037%
HV | 100% | 53.63% | 34.28% | 12.09%
HV/LV | 100% | 53.63% | 34.28% | 12.09%
LV circuits | 100% | 53.63% | 34.28% | 12.09%
2413. Peaking probabilities by network level (reshaped)
Data sources:
x1 = 2412. Normalised peaking probabilities (in Normalisation of peaking probabilities)
Reshape table = x1
| GSPs | Red | Amber | Green | 132kV | Red | Amber | Green | 132kV/EHV | Red | Amber | Green | EHV | Red | Amber | Green | EHV/HV | Red | Amber | Green | 132kV/HV | Red | Amber | Green | HV | Red | Amber | Green | HV/LV | Red | Amber | Green | LV circuits | Red | Amber | Green
Probability of peak within timeband |  | 98.85% | 1.147% | 0% |  | 85.05% | 5.914% | 9.037% |  | 85.05% | 5.914% | 9.037% |  | 53.63% | 34.28% | 12.09% |  | 53.63% | 34.28% | 12.09% |  | 85.05% | 5.914% | 9.037% |  | 53.63% | 34.28% | 12.09% |  | 53.63% | 34.28% | 12.09% |  | 53.63% | 34.28% | 12.09%
2414. Pseudo load coefficient by time band and network level
Data sources:
x1 = 2401. Annual hours by distribution time band (reconciled to days in year) (in Adjust annual hours by distribution time band to match days in year)
x2 = 2411. Load coefficient correction factor (kW at peak in band / band average kW) (in Calculation of adjusted time band load coefficients)
x3 = 2413. Peaking probabilities by network level (reshaped)
x4 = 1010. Days in the charging year (in Financial and general assumptions)
Calculation =IF(x1>0,x2*x3*24*x4/x1,0)
| GSPs | Red | Amber | Green | 132kV | Red | Amber | Green | 132kV/EHV | Red | Amber | Green | EHV | Red | Amber | Green | EHV/HV | Red | Amber | Green | 132kV/HV | Red | Amber | Green | HV | Red | Amber | Green | HV/LV | Red | Amber | Green | LV circuits | Red | Amber | Green
Domestic Unrestricted |  | 24.6031 | 0.04329 | 0 |  | 21.1675 | 0.22317 | 0.24534 |  | 21.1675 | 0.22317 | 0.24534 |  | 13.3474 | 1.2938 | 0.32812 |  | 13.3474 | 1.2938 | 0.32812 |  | 21.1675 | 0.22317 | 0.24534 |  | 13.3474 | 1.2938 | 0.32812 |  | 13.3474 | 1.2938 | 0.32812 |  | 13.3474 | 1.2938 | 0.32812
Domestic Two Rate |  | 25.0573 | 0.044089 | 0 |  | 21.5583 | 0.22729 | 0.24986 |  | 21.5583 | 0.22729 | 0.24986 |  | 13.5938 | 1.3177 | 0.33418 |  | 13.5938 | 1.3177 | 0.33418 |  | 21.5583 | 0.22729 | 0.24986 |  | 13.5938 | 1.3177 | 0.33418 |  | 13.5938 | 1.3177 | 0.33418 |  | 13.5938 | 1.3177 | 0.33418
Domestic Off Peak (related MPAN) |  | 16.5711 | 0.029157 | 0 |  | 14.2571 | 0.15031 | 0.16524 |  | 14.2571 | 0.15031 | 0.16524 |  | 8.9899 | 0.87141 | 0.221 |  | 8.9899 | 0.87141 | 0.221 |  | 14.2571 | 0.15031 | 0.16524 |  | 8.9899 | 0.87141 | 0.221 |  | 8.9899 | 0.87141 | 0.221 |  | 8.9899 | 0.87141 | 0.221
Small Non Domestic Unrestricted |  | 24.7391 | 0.04353 | 0 |  | 21.2846 | 0.2244 | 0.24669 |  | 21.2846 | 0.2244 | 0.24669 |  | 13.4212 | 1.3009 | 0.32994 |  | 13.4212 | 1.3009 | 0.32994 |  | 21.2846 | 0.2244 | 0.24669 |  | 13.4212 | 1.3009 | 0.32994 |  | 13.4212 | 1.3009 | 0.32994 |  | 13.4212 | 1.3009 | 0.32994
Small Non Domestic Two Rate |  | 23.8837 | 0.042024 | 0 |  | 20.5486 | 0.21664 | 0.23816 |  | 20.5486 | 0.21664 | 0.23816 |  | 12.9571 | 1.2559 | 0.31853 |  | 12.9571 | 1.2559 | 0.31853 |  | 20.5486 | 0.21664 | 0.23816 |  | 12.9571 | 1.2559 | 0.31853 |  | 12.9571 | 1.2559 | 0.31853 |  | 12.9571 | 1.2559 | 0.31853
Small Non Domestic Off Peak (related MPAN) |  | 16.5711 | 0.029157 | 0 |  | 14.2571 | 0.15031 | 0.16524 |  | 14.2571 | 0.15031 | 0.16524 |  | 8.9899 | 0.87141 | 0.221 |  | 8.9899 | 0.87141 | 0.221 |  | 14.2571 | 0.15031 | 0.16524 |  | 8.9899 | 0.87141 | 0.221 |  | 8.9899 | 0.87141 | 0.221 |  | 8.9899 | 0.87141 | 0.221
LV Medium Non-Domestic |  | 21.9137 | 0.038558 | 0 |  | 18.8536 | 0.19877 | 0.21852 |  | 18.8536 | 0.19877 | 0.21852 |  | 11.8883 | 1.1524 | 0.29226 |  | 11.8883 | 1.1524 | 0.29226 |  | 18.8536 | 0.19877 | 0.21852 |  | 11.8883 | 1.1524 | 0.29226 |  | 11.8883 | 1.1524 | 0.29226 |  | 11.8883 | 1.1524 | 0.29226
LV Sub Medium Non-Domestic |  | 21.7376 | 0.038248 | 0 |  | 18.7022 | 0.19717 | 0.21676 |  | 18.7022 | 0.19717 | 0.21676 |  | 11.7928 | 1.1431 | 0.28991 |  | 11.7928 | 1.1431 | 0.28991 |  | 18.7022 | 0.19717 | 0.21676 |  | 11.7928 | 1.1431 | 0.28991 |  | 11.7928 | 1.1431 | 0.28991 |  | 11.7928 | 1.1431 | 0.28991
HV Medium Non-Domestic |  | 24.8739 | 0.043767 | 0 |  | 21.4005 | 0.22562 | 0.24804 |  | 21.4005 | 0.22562 | 0.24804 |  | 13.4943 | 1.308 | 0.33174 |  | 13.4943 | 1.308 | 0.33174 |  | 21.4005 | 0.22562 | 0.24804 |  | 13.4943 | 1.308 | 0.33174 |  | 13.4943 | 1.308 | 0.33174 |  | 13.4943 | 1.308 | 0.33174
LV Network Domestic |  | 16.5711 | 0.029157 | 0 |  | 14.2571 | 0.15031 | 0.16524 |  | 14.2571 | 0.15031 | 0.16524 |  | 8.9899 | 0.87141 | 0.221 |  | 8.9899 | 0.87141 | 0.221 |  | 14.2571 | 0.15031 | 0.16524 |  | 8.9899 | 0.87141 | 0.221 |  | 8.9899 | 0.87141 | 0.221 |  | 8.9899 | 0.87141 | 0.221
LV Network Non-Domestic Non-CT |  | 16.5711 | 0.029157 | 0 |  | 14.2571 | 0.15031 | 0.16524 |  | 14.2571 | 0.15031 | 0.16524 |  | 8.9899 | 0.87141 | 0.221 |  | 8.9899 | 0.87141 | 0.221 |  | 14.2571 | 0.15031 | 0.16524 |  | 8.9899 | 0.87141 | 0.221 |  | 8.9899 | 0.87141 | 0.221 |  | 8.9899 | 0.87141 | 0.221
LV HH Metered |  | 19.2905 | 0.033942 | 0 |  | 16.5968 | 0.17498 | 0.19236 |  | 16.5968 | 0.17498 | 0.19236 |  | 10.4653 | 1.0144 | 0.25727 |  | 10.4653 | 1.0144 | 0.25727 |  | 16.5968 | 0.17498 | 0.19236 |  | 10.4653 | 1.0144 | 0.25727 |  | 10.4653 | 1.0144 | 0.25727 |  | 10.4653 | 1.0144 | 0.25727
LV Sub HH Metered |  | 18.669 | 0.032849 | 0 |  | 16.0621 | 0.16934 | 0.18616 |  | 16.0621 | 0.16934 | 0.18616 |  | 10.1281 | 0.98173 | 0.24898 |  | 10.1281 | 0.98173 | 0.24898 |  | 16.0621 | 0.16934 | 0.18616 |  | 10.1281 | 0.98173 | 0.24898 |  | 10.1281 | 0.98173 | 0.24898 |  | 10.1281 | 0.98173 | 0.24898
HV HH Metered |  | 17.183 | 0.030234 | 0 |  | 14.7836 | 0.15586 | 0.17134 |  | 14.7836 | 0.15586 | 0.17134 |  | 9.3219 | 0.90359 | 0.22916 |  | 9.3219 | 0.90359 | 0.22916 |  | 14.7836 | 0.15586 | 0.17134 |  | 9.3219 | 0.90359 | 0.22916 |  | 9.3219 | 0.90359 | 0.22916 |  | 9.3219 | 0.90359 | 0.22916
LV Generation Non-Intermittent |  | -16.5711 | -0.029157 | 0 |  | -14.2571 | -0.15031 | -0.16524 |  | -14.2571 | -0.15031 | -0.16524 |  | -8.9899 | -0.87141 | -0.221 |  | -8.9899 | -0.87141 | -0.221 |  | -14.2571 | -0.15031 | -0.16524 |  | -8.9899 | -0.87141 | -0.221 |  | -8.9899 | -0.87141 | -0.221 |  | -8.9899 | -0.87141 | -0.221
LV Sub Generation Non-Intermittent |  | -16.5711 | -0.029157 | 0 |  | -14.2571 | -0.15031 | -0.16524 |  | -14.2571 | -0.15031 | -0.16524 |  | -8.9899 | -0.87141 | -0.221 |  | -8.9899 | -0.87141 | -0.221 |  | -14.2571 | -0.15031 | -0.16524 |  | -8.9899 | -0.87141 | -0.221 |  | -8.9899 | -0.87141 | -0.221 |  | -8.9899 | -0.87141 | -0.221
HV Generation Non-Intermittent |  | -16.5711 | -0.029157 | 0 |  | -14.2571 | -0.15031 | -0.16524 |  | -14.2571 | -0.15031 | -0.16524 |  | -8.9899 | -0.87141 | -0.221 |  | -8.9899 | -0.87141 | -0.221 |  | -14.2571 | -0.15031 | -0.16524 |  | -8.9899 | -0.87141 | -0.221 |  | -8.9899 | -0.87141 | -0.221 |  | -8.9899 | -0.87141 | -0.221
2415. Aggregated half hourly pseudo timeband load coefficients
Data sources:
x1 = 2414. Pseudo load coefficient by time band and network level
Copy cells = x1
| GSPs | Red | Amber | Green | 132kV | Red | Amber | Green | 132kV/EHV | Red | Amber | Green | EHV | Red | Amber | Green | EHV/HV | Red | Amber | Green | 132kV/HV | Red | Amber | Green | HV | Red | Amber | Green | HV/LV | Red | Amber | Green | LV circuits | Red | Amber | Green
LV Network Domestic |  | 16.5711 | 0.029157 | 0 |  | 14.2571 | 0.15031 | 0.16524 |  | 14.2571 | 0.15031 | 0.16524 |  | 8.9899 | 0.87141 | 0.221 |  | 8.9899 | 0.87141 | 0.221 |  | 14.2571 | 0.15031 | 0.16524 |  | 8.9899 | 0.87141 | 0.221 |  | 8.9899 | 0.87141 | 0.221 |  | 8.9899 | 0.87141 | 0.221
LV Network Non-Domestic Non-CT |  | 16.5711 | 0.029157 | 0 |  | 14.2571 | 0.15031 | 0.16524 |  | 14.2571 | 0.15031 | 0.16524 |  | 8.9899 | 0.87141 | 0.221 |  | 8.9899 | 0.87141 | 0.221 |  | 14.2571 | 0.15031 | 0.16524 |  | 8.9899 | 0.87141 | 0.221 |  | 8.9899 | 0.87141 | 0.221 |  | 8.9899 | 0.87141 | 0.221
2416. Off-peak non half hourly units (MWh)
Data sources:
x1 = 2407. All units (MWh)
Copy cells = x1
Off-peak non half hourly units (MWh)
Domestic Off Peak (related MPAN) | 73622.9004
Small Non Domestic Off Peak (related MPAN) | 26247.1019
2417. Off-peak non half hourly timeband use
Data sources:
x1 = 2403. Split of rate 1 units between distribution time bands
Copy cells = x1
| Red | Amber | Green
Domestic Off Peak (related MPAN) | 0.1277% | 11.01% | 88.87%
Small Non Domestic Off Peak (related MPAN) | 0.1778% | 11.32% | 88.5%
2418. Multi rate non half hourly units (MWh)
Data sources:
x1 = 2407. All units (MWh)
Copy cells = x1
Multi rate non half hourly units (MWh)
Domestic Two Rate | 1469931.0092
Small Non Domestic Two Rate | 556103.8629
2419. Single rate non half hourly timeband use
Data sources:
x1 = 2403. Split of rate 1 units between distribution time bands
Copy cells = x1
| Red | Amber | Green
Domestic Unrestricted | 8.873% | 45.99% | 45.14%
Small Non Domestic Unrestricted | 6.236% | 57.26% | 36.5%
2420. Single rate non half hourly units (MWh)
Data sources:
x1 = 2407. All units (MWh)
Copy cells = x1
Single rate non half hourly units (MWh)
Domestic Unrestricted | 4307780.706
Small Non Domestic Unrestricted | 1196085.2883
2421. Multi rate non half hourly timeband use
Data sources:
x1 = 2409. Use of distribution time bands by units in demand forecast for two-rate tariffs (in Calculation of implied load coefficients for two-rate users)
Copy cells = x1
| Red | Amber | Green
Domestic Two Rate | 5.152% | 26.78% | 68.07%
Small Non Domestic Two Rate | 5.409% | 43.37% | 51.22%
2422. Average non half hourly timeband use
Data sources:
x1 = 2420. Single rate non half hourly units (MWh)
x2 = 2419. Single rate non half hourly timeband use
x3 = 2418. Multi rate non half hourly units (MWh)
x4 = 2421. Multi rate non half hourly timeband use
x5 = 2416. Off-peak non half hourly units (MWh)
x6 = 2417. Off-peak non half hourly timeband use
Calculation =(x1*x2+x3*x4+x5*x6)/(x1+x3+x5)
| Red | Amber | Green
LV Network Domestic | 7.828% | 40.72% | 51.45%
LV Network Non-Domestic Non-CT | 5.888% | 52.24% | 41.87%
2423. Aggregated half hourly tariff pseudo load coefficient using average non half hourly unit mix
Data sources:
x1 = 2415. Aggregated half hourly pseudo timeband load coefficients
x2 = 2422. Average non half hourly timeband use
Sum-product calculation =SUMPRODUCT(x1, x2)
| GSPs | 132kV | 132kV/EHV | EHV | EHV/HV | 132kV/HV | HV | HV/LV | LV circuits
LV Network Domestic | 1.3091 | 1.2623 | 1.2623 | 1.1723 | 1.1723 | 1.2623 | 1.1723 | 1.1723 | 1.1723
LV Network Non-Domestic Non-CT | 0.99098 | 0.98721 | 0.98721 | 1.0771 | 1.0771 | 0.98721 | 1.0771 | 1.0771 | 1.0771
2424. Off-peak non half hourly pseudo timeband load coefficients
Data sources:
x1 = 2414. Pseudo load coefficient by time band and network level
Copy cells = x1
| GSPs | Red | Amber | Green | 132kV | Red | Amber | Green | 132kV/EHV | Red | Amber | Green | EHV | Red | Amber | Green | EHV/HV | Red | Amber | Green | 132kV/HV | Red | Amber | Green | HV | Red | Amber | Green | HV/LV | Red | Amber | Green | LV circuits | Red | Amber | Green
Domestic Off Peak (related MPAN) |  | 16.5711 | 0.029157 | 0 |  | 14.2571 | 0.15031 | 0.16524 |  | 14.2571 | 0.15031 | 0.16524 |  | 8.9899 | 0.87141 | 0.221 |  | 8.9899 | 0.87141 | 0.221 |  | 14.2571 | 0.15031 | 0.16524 |  | 8.9899 | 0.87141 | 0.221 |  | 8.9899 | 0.87141 | 0.221 |  | 8.9899 | 0.87141 | 0.221
Small Non Domestic Off Peak (related MPAN) |  | 16.5711 | 0.029157 | 0 |  | 14.2571 | 0.15031 | 0.16524 |  | 14.2571 | 0.15031 | 0.16524 |  | 8.9899 | 0.87141 | 0.221 |  | 8.9899 | 0.87141 | 0.221 |  | 14.2571 | 0.15031 | 0.16524 |  | 8.9899 | 0.87141 | 0.221 |  | 8.9899 | 0.87141 | 0.221 |  | 8.9899 | 0.87141 | 0.221
2425. Off-peak non half hourly tariff pseudo load coefficient
Data sources:
x1 = 2424. Off-peak non half hourly pseudo timeband load coefficients
x2 = 2417. Off-peak non half hourly timeband use
Sum-product calculation =SUMPRODUCT(x1, x2)
| GSPs | 132kV | 132kV/EHV | EHV | EHV/HV | 132kV/HV | HV | HV/LV | LV circuits
Domestic Off Peak (related MPAN) | 0.024366 | 0.18159 | 0.18159 | 0.30379 | 0.30379 | 0.18159 | 0.30379 | 0.30379 | 0.30379
Small Non Domestic Off Peak (related MPAN) | 0.032769 | 0.18861 | 0.18861 | 0.31024 | 0.31024 | 0.18861 | 0.31024 | 0.31024 | 0.31024
2426. Single rate non half hourly tariff load coefficient
Data sources:
x1 = 2302. Load coefficient
Copy cells = x1
Single rate non half hourly tariff load coefficient
Domestic Unrestricted | 2.2083
Small Non Domestic Unrestricted | 1.5607
2427. Multi rate non half hourly pseudo timeband load coefficients
Data sources:
x1 = 2414. Pseudo load coefficient by time band and network level
Copy cells = x1
| GSPs | Red | Amber | Green | 132kV | Red | Amber | Green | 132kV/EHV | Red | Amber | Green | EHV | Red | Amber | Green | EHV/HV | Red | Amber | Green | 132kV/HV | Red | Amber | Green | HV | Red | Amber | Green | HV/LV | Red | Amber | Green | LV circuits | Red | Amber | Green
Domestic Two Rate |  | 25.0573 | 0.044089 | 0 |  | 21.5583 | 0.22729 | 0.24986 |  | 21.5583 | 0.22729 | 0.24986 |  | 13.5938 | 1.3177 | 0.33418 |  | 13.5938 | 1.3177 | 0.33418 |  | 21.5583 | 0.22729 | 0.24986 |  | 13.5938 | 1.3177 | 0.33418 |  | 13.5938 | 1.3177 | 0.33418 |  | 13.5938 | 1.3177 | 0.33418
Small Non Domestic Two Rate |  | 23.8837 | 0.042024 | 0 |  | 20.5486 | 0.21664 | 0.23816 |  | 20.5486 | 0.21664 | 0.23816 |  | 12.9571 | 1.2559 | 0.31853 |  | 12.9571 | 1.2559 | 0.31853 |  | 20.5486 | 0.21664 | 0.23816 |  | 12.9571 | 1.2559 | 0.31853 |  | 12.9571 | 1.2559 | 0.31853 |  | 12.9571 | 1.2559 | 0.31853
2428. Multi rate non half hourly tariff pseudo load coefficient
Data sources:
x1 = 2427. Multi rate non half hourly pseudo timeband load coefficients
x2 = 2421. Multi rate non half hourly timeband use
Sum-product calculation =SUMPRODUCT(x1, x2)
| GSPs | 132kV | 132kV/EHV | EHV | EHV/HV | 132kV/HV | HV | HV/LV | LV circuits
Domestic Two Rate | 1.3028 | 1.3417 | 1.3417 | 1.2807 | 1.2807 | 1.3417 | 1.2807 | 1.2807 | 1.2807
Small Non Domestic Two Rate | 1.3101 | 1.3274 | 1.3274 | 1.4087 | 1.4087 | 1.3274 | 1.4087 | 1.4087 | 1.4087
2429. Average non half hourly tariff pseudo load coefficient
Data sources:
x1 = 2420. Single rate non half hourly units (MWh)
x2 = 2426. Single rate non half hourly tariff load coefficient
x3 = 2418. Multi rate non half hourly units (MWh)
x4 = 2428. Multi rate non half hourly tariff pseudo load coefficient
x5 = 2416. Off-peak non half hourly units (MWh)
x6 = 2425. Off-peak non half hourly tariff pseudo load coefficient
Calculation =(x1*x2+x3*x4+x5*x6)/(x1+x3+x5)
| GSPs | 132kV | 132kV/EHV | EHV | EHV/HV | 132kV/HV | HV | HV/LV | LV circuits
Domestic equalisation group | 1.9534 | 1.9651 | 1.9651 | 1.9513 | 1.9513 | 1.9651 | 1.9513 | 1.9513 | 1.9513
Non-domestic equalisation group | 1.4598 | 1.4675 | 1.4675 | 1.4947 | 1.4947 | 1.4675 | 1.4947 | 1.4947 | 1.4947
2430. Relative correction factor for aggregated half hourly tariff
Data sources:
x1 = 2429. Average non half hourly tariff pseudo load coefficient
x2 = 2423. Aggregated half hourly tariff pseudo load coefficient using average non half hourly unit mix
Calculation =x1/x2
| GSPs | 132kV | 132kV/EHV | EHV | EHV/HV | 132kV/HV | HV | HV/LV | LV circuits
Domestic equalisation group | 1.4922 | 1.5568 | 1.5568 | 1.6645 | 1.6645 | 1.5568 | 1.6645 | 1.6645 | 1.6645
Non-domestic equalisation group | 1.4731 | 1.4865 | 1.4865 | 1.3877 | 1.3877 | 1.4865 | 1.3877 | 1.3877 | 1.3877
2431. Aggregated half hourly units (MWh)
Data sources:
x1 = 2407. All units (MWh)
Copy cells = x1
Aggregated half hourly units (MWh)
LV Network Domestic | 0
LV Network Non-Domestic Non-CT | 0
2432. Aggregated half hourly timeband use
Data sources:
x1 = 2410. Use of distribution time bands by units in demand forecast for three-rate tariffs (in Calculation of implied load coefficients for three-rate users)
Copy cells = x1
| Red | Amber | Green
LV Network Domestic | 0% | 0% | 0%
LV Network Non-Domestic Non-CT | 0% | 0% | 0%
2433. Aggregated half hourly tariff pseudo load coefficient
Data sources:
x1 = 2415. Aggregated half hourly pseudo timeband load coefficients
x2 = 2432. Aggregated half hourly timeband use
Sum-product calculation =SUMPRODUCT(x1, x2)
| GSPs | 132kV | 132kV/EHV | EHV | EHV/HV | 132kV/HV | HV | HV/LV | LV circuits
LV Network Domestic | 0 | 0 | 0 | 0 | 0 | 0 | 0 | 0 | 0
LV Network Non-Domestic Non-CT | 0 | 0 | 0 | 0 | 0 | 0 | 0 | 0 | 0
2434. Correction factor for non half hourly tariffs
Data sources:
x1 = 2420. Single rate non half hourly units (MWh)
x2 = 2426. Single rate non half hourly tariff load coefficient
x3 = 2418. Multi rate non half hourly units (MWh)
x4 = 2428. Multi rate non half hourly tariff pseudo load coefficient
x5 = 2416. Off-peak non half hourly units (MWh)
x6 = 2425. Off-peak non half hourly tariff pseudo load coefficient
x7 = 2431. Aggregated half hourly units (MWh)
x8 = 2433. Aggregated half hourly tariff pseudo load coefficient
x9 = 2430. Relative correction factor for aggregated half hourly tariff
Calculation =(x1*x2+x3*x4+x5*x6+x7*x8)/(x1*x2+x3*x4+x5*x6+x7*x8*x9)
| GSPs | 132kV | 132kV/EHV | EHV | EHV/HV | 132kV/HV | HV | HV/LV | LV circuits
Domestic equalisation group | 1 | 1 | 1 | 1 | 1 | 1 | 1 | 1 | 1
Non-domestic equalisation group | 1 | 1 | 1 | 1 | 1 | 1 | 1 | 1 | 1
2435. Single rate non half hourly corrected pseudo timeband load coefficient
Data sources:
x1 = 2426. Single rate non half hourly tariff load coefficient
x2 = 2434. Correction factor for non half hourly tariffs
Calculation =x1*x2
| GSPs | Red | Amber | Green | 132kV | Red | Amber | Green | 132kV/EHV | Red | Amber | Green | EHV | Red | Amber | Green | EHV/HV | Red | Amber | Green | 132kV/HV | Red | Amber | Green | HV | Red | Amber | Green | HV/LV | Red | Amber | Green | LV circuits | Red | Amber | Green
Domestic Unrestricted |  | 2.2083 | 2.2083 | 2.2083 |  | 2.2083 | 2.2083 | 2.2083 |  | 2.2083 | 2.2083 | 2.2083 |  | 2.2083 | 2.2083 | 2.2083 |  | 2.2083 | 2.2083 | 2.2083 |  | 2.2083 | 2.2083 | 2.2083 |  | 2.2083 | 2.2083 | 2.2083 |  | 2.2083 | 2.2083 | 2.2083 |  | 2.2083 | 2.2083 | 2.2083
Small Non Domestic Unrestricted |  | 1.5607 | 1.5607 | 1.5607 |  | 1.5607 | 1.5607 | 1.5607 |  | 1.5607 | 1.5607 | 1.5607 |  | 1.5607 | 1.5607 | 1.5607 |  | 1.5607 | 1.5607 | 1.5607 |  | 1.5607 | 1.5607 | 1.5607 |  | 1.5607 | 1.5607 | 1.5607 |  | 1.5607 | 1.5607 | 1.5607 |  | 1.5607 | 1.5607 | 1.5607
2436. Multi rate non half hourly corrected pseudo timeband load coefficient
Data sources:
x1 = 2427. Multi rate non half hourly pseudo timeband load coefficients
x2 = 2434. Correction factor for non half hourly tariffs
Calculation =x1*x2
| GSPs | Red | Amber | Green | 132kV | Red | Amber | Green | 132kV/EHV | Red | Amber | Green | EHV | Red | Amber | Green | EHV/HV | Red | Amber | Green | 132kV/HV | Red | Amber | Green | HV | Red | Amber | Green | HV/LV | Red | Amber | Green | LV circuits | Red | Amber | Green
Domestic Two Rate |  | 25.0573 | 0.044089 | 0 |  | 21.5583 | 0.22729 | 0.24986 |  | 21.5583 | 0.22729 | 0.24986 |  | 13.5938 | 1.3177 | 0.33418 |  | 13.5938 | 1.3177 | 0.33418 |  | 21.5583 | 0.22729 | 0.24986 |  | 13.5938 | 1.3177 | 0.33418 |  | 13.5938 | 1.3177 | 0.33418 |  | 13.5938 | 1.3177 | 0.33418
Small Non Domestic Two Rate |  | 23.8837 | 0.042024 | 0 |  | 20.5486 | 0.21664 | 0.23816 |  | 20.5486 | 0.21664 | 0.23816 |  | 12.9571 | 1.2559 | 0.31853 |  | 12.9571 | 1.2559 | 0.31853 |  | 20.5486 | 0.21664 | 0.23816 |  | 12.9571 | 1.2559 | 0.31853 |  | 12.9571 | 1.2559 | 0.31853 |  | 12.9571 | 1.2559 | 0.31853
2437. Off-peak non half hourly corrected pseudo timeband load coefficient
Data sources:
x1 = 2424. Off-peak non half hourly pseudo timeband load coefficients
x2 = 2434. Correction factor for non half hourly tariffs
Calculation =x1*x2
| GSPs | Red | Amber | Green | 132kV | Red | Amber | Green | 132kV/EHV | Red | Amber | Green | EHV | Red | Amber | Green | EHV/HV | Red | Amber | Green | 132kV/HV | Red | Amber | Green | HV | Red | Amber | Green | HV/LV | Red | Amber | Green | LV circuits | Red | Amber | Green
Domestic Off Peak (related MPAN) |  | 16.5711 | 0.029157 | 0 |  | 14.2571 | 0.15031 | 0.16524 |  | 14.2571 | 0.15031 | 0.16524 |  | 8.9899 | 0.87141 | 0.221 |  | 8.9899 | 0.87141 | 0.221 |  | 14.2571 | 0.15031 | 0.16524 |  | 8.9899 | 0.87141 | 0.221 |  | 8.9899 | 0.87141 | 0.221 |  | 8.9899 | 0.87141 | 0.221
Small Non Domestic Off Peak (related MPAN) |  | 16.5711 | 0.029157 | 0 |  | 14.2571 | 0.15031 | 0.16524 |  | 14.2571 | 0.15031 | 0.16524 |  | 8.9899 | 0.87141 | 0.221 |  | 8.9899 | 0.87141 | 0.221 |  | 14.2571 | 0.15031 | 0.16524 |  | 8.9899 | 0.87141 | 0.221 |  | 8.9899 | 0.87141 | 0.221 |  | 8.9899 | 0.87141 | 0.221
2438. Aggregated half hourly corrected pseudo timeband load coefficient
Data sources:
x1 = 2415. Aggregated half hourly pseudo timeband load coefficients
x2 = 2434. Correction factor for non half hourly tariffs
x3 = 2430. Relative correction factor for aggregated half hourly tariff
Calculation =x1*x2*x3
| GSPs | Red | Amber | Green | 132kV | Red | Amber | Green | 132kV/EHV | Red | Amber | Green | EHV | Red | Amber | Green | EHV/HV | Red | Amber | Green | 132kV/HV | Red | Amber | Green | HV | Red | Amber | Green | HV/LV | Red | Amber | Green | LV circuits | Red | Amber | Green
LV Network Domestic |  | 24.7269 | 0.043508 | 0 |  | 22.1952 | 0.234 | 0.25725 |  | 22.1952 | 0.234 | 0.25725 |  | 14.9641 | 1.4505 | 0.36787 |  | 14.9641 | 1.4505 | 0.36787 |  | 22.1952 | 0.234 | 0.25725 |  | 14.9641 | 1.4505 | 0.36787 |  | 14.9641 | 1.4505 | 0.36787 |  | 14.9641 | 1.4505 | 0.36787
LV Network Non-Domestic Non-CT |  | 24.4108 | 0.042952 | 0 |  | 21.1938 | 0.22344 | 0.24564 |  | 21.1938 | 0.22344 | 0.24564 |  | 12.4755 | 1.2093 | 0.30669 |  | 12.4755 | 1.2093 | 0.30669 |  | 21.1938 | 0.22344 | 0.24564 |  | 12.4755 | 1.2093 | 0.30669 |  | 12.4755 | 1.2093 | 0.30669 |  | 12.4755 | 1.2093 | 0.30669
2439. Pseudo load coefficient by time band and network level (equalised)
Data sources:
x1 = 2435. Single rate non half hourly corrected pseudo timeband load coefficient
x2 = 2436. Multi rate non half hourly corrected pseudo timeband load coefficient
x3 = 2437. Off-peak non half hourly corrected pseudo timeband load coefficient
x4 = 2438. Aggregated half hourly corrected pseudo timeband load coefficient
x5 = 2414. Pseudo load coefficient by time band and network level
Combine tables = x1 or x2 or x3 or x4 or x5
| GSPs | Red | Amber | Green | 132kV | Red | Amber | Green | 132kV/EHV | Red | Amber | Green | EHV | Red | Amber | Green | EHV/HV | Red | Amber | Green | 132kV/HV | Red | Amber | Green | HV | Red | Amber | Green | HV/LV | Red | Amber | Green | LV circuits | Red | Amber | Green
Domestic Unrestricted |  | 2.2083 | 2.2083 | 2.2083 |  | 2.2083 | 2.2083 | 2.2083 |  | 2.2083 | 2.2083 | 2.2083 |  | 2.2083 | 2.2083 | 2.2083 |  | 2.2083 | 2.2083 | 2.2083 |  | 2.2083 | 2.2083 | 2.2083 |  | 2.2083 | 2.2083 | 2.2083 |  | 2.2083 | 2.2083 | 2.2083 |  | 2.2083 | 2.2083 | 2.2083
Domestic Two Rate |  | 25.0573 | 0.044089 | 0 |  | 21.5583 | 0.22729 | 0.24986 |  | 21.5583 | 0.22729 | 0.24986 |  | 13.5938 | 1.3177 | 0.33418 |  | 13.5938 | 1.3177 | 0.33418 |  | 21.5583 | 0.22729 | 0.24986 |  | 13.5938 | 1.3177 | 0.33418 |  | 13.5938 | 1.3177 | 0.33418 |  | 13.5938 | 1.3177 | 0.33418
Domestic Off Peak (related MPAN) |  | 16.5711 | 0.029157 | 0 |  | 14.2571 | 0.15031 | 0.16524 |  | 14.2571 | 0.15031 | 0.16524 |  | 8.9899 | 0.87141 | 0.221 |  | 8.9899 | 0.87141 | 0.221 |  | 14.2571 | 0.15031 | 0.16524 |  | 8.9899 | 0.87141 | 0.221 |  | 8.9899 | 0.87141 | 0.221 |  | 8.9899 | 0.87141 | 0.221
Small Non Domestic Unrestricted |  | 1.5607 | 1.5607 | 1.5607 |  | 1.5607 | 1.5607 | 1.5607 |  | 1.5607 | 1.5607 | 1.5607 |  | 1.5607 | 1.5607 | 1.5607 |  | 1.5607 | 1.5607 | 1.5607 |  | 1.5607 | 1.5607 | 1.5607 |  | 1.5607 | 1.5607 | 1.5607 |  | 1.5607 | 1.5607 | 1.5607 |  | 1.5607 | 1.5607 | 1.5607
Small Non Domestic Two Rate |  | 23.8837 | 0.042024 | 0 |  | 20.5486 | 0.21664 | 0.23816 |  | 20.5486 | 0.21664 | 0.23816 |  | 12.9571 | 1.2559 | 0.31853 |  | 12.9571 | 1.2559 | 0.31853 |  | 20.5486 | 0.21664 | 0.23816 |  | 12.9571 | 1.2559 | 0.31853 |  | 12.9571 | 1.2559 | 0.31853 |  | 12.9571 | 1.2559 | 0.31853
Small Non Domestic Off Peak (related MPAN) |  | 16.5711 | 0.029157 | 0 |  | 14.2571 | 0.15031 | 0.16524 |  | 14.2571 | 0.15031 | 0.16524 |  | 8.9899 | 0.87141 | 0.221 |  | 8.9899 | 0.87141 | 0.221 |  | 14.2571 | 0.15031 | 0.16524 |  | 8.9899 | 0.87141 | 0.221 |  | 8.9899 | 0.87141 | 0.221 |  | 8.9899 | 0.87141 | 0.221
LV Medium Non-Domestic |  | 21.9137 | 0.038558 | 0 |  | 18.8536 | 0.19877 | 0.21852 |  | 18.8536 | 0.19877 | 0.21852 |  | 11.8883 | 1.1524 | 0.29226 |  | 11.8883 | 1.1524 | 0.29226 |  | 18.8536 | 0.19877 | 0.21852 |  | 11.8883 | 1.1524 | 0.29226 |  | 11.8883 | 1.1524 | 0.29226 |  | 11.8883 | 1.1524 | 0.29226
LV Sub Medium Non-Domestic |  | 21.7376 | 0.038248 | 0 |  | 18.7022 | 0.19717 | 0.21676 |  | 18.7022 | 0.19717 | 0.21676 |  | 11.7928 | 1.1431 | 0.28991 |  | 11.7928 | 1.1431 | 0.28991 |  | 18.7022 | 0.19717 | 0.21676 |  | 11.7928 | 1.1431 | 0.28991 |  | 11.7928 | 1.1431 | 0.28991 |  | 11.7928 | 1.1431 | 0.28991
HV Medium Non-Domestic |  | 24.8739 | 0.043767 | 0 |  | 21.4005 | 0.22562 | 0.24804 |  | 21.4005 | 0.22562 | 0.24804 |  | 13.4943 | 1.308 | 0.33174 |  | 13.4943 | 1.308 | 0.33174 |  | 21.4005 | 0.22562 | 0.24804 |  | 13.4943 | 1.308 | 0.33174 |  | 13.4943 | 1.308 | 0.33174 |  | 13.4943 | 1.308 | 0.33174
LV Network Domestic |  | 24.7269 | 0.043508 | 0 |  | 22.1952 | 0.234 | 0.25725 |  | 22.1952 | 0.234 | 0.25725 |  | 14.9641 | 1.4505 | 0.36787 |  | 14.9641 | 1.4505 | 0.36787 |  | 22.1952 | 0.234 | 0.25725 |  | 14.9641 | 1.4505 | 0.36787 |  | 14.9641 | 1.4505 | 0.36787 |  | 14.9641 | 1.4505 | 0.36787
LV Network Non-Domestic Non-CT |  | 24.4108 | 0.042952 | 0 |  | 21.1938 | 0.22344 | 0.24564 |  | 21.1938 | 0.22344 | 0.24564 |  | 12.4755 | 1.2093 | 0.30669 |  | 12.4755 | 1.2093 | 0.30669 |  | 21.1938 | 0.22344 | 0.24564 |  | 12.4755 | 1.2093 | 0.30669 |  | 12.4755 | 1.2093 | 0.30669 |  | 12.4755 | 1.2093 | 0.30669
LV HH Metered |  | 19.2905 | 0.033942 | 0 |  | 16.5968 | 0.17498 | 0.19236 |  | 16.5968 | 0.17498 | 0.19236 |  | 10.4653 | 1.0144 | 0.25727 |  | 10.4653 | 1.0144 | 0.25727 |  | 16.5968 | 0.17498 | 0.19236 |  | 10.4653 | 1.0144 | 0.25727 |  | 10.4653 | 1.0144 | 0.25727 |  | 10.4653 | 1.0144 | 0.25727
LV Sub HH Metered |  | 18.669 | 0.032849 | 0 |  | 16.0621 | 0.16934 | 0.18616 |  | 16.0621 | 0.16934 | 0.18616 |  | 10.1281 | 0.98173 | 0.24898 |  | 10.1281 | 0.98173 | 0.24898 |  | 16.0621 | 0.16934 | 0.18616 |  | 10.1281 | 0.98173 | 0.24898 |  | 10.1281 | 0.98173 | 0.24898 |  | 10.1281 | 0.98173 | 0.24898
HV HH Metered |  | 17.183 | 0.030234 | 0 |  | 14.7836 | 0.15586 | 0.17134 |  | 14.7836 | 0.15586 | 0.17134 |  | 9.3219 | 0.90359 | 0.22916 |  | 9.3219 | 0.90359 | 0.22916 |  | 14.7836 | 0.15586 | 0.17134 |  | 9.3219 | 0.90359 | 0.22916 |  | 9.3219 | 0.90359 | 0.22916 |  | 9.3219 | 0.90359 | 0.22916
LV Generation Non-Intermittent |  | -16.5711 | -0.029157 | 0 |  | -14.2571 | -0.15031 | -0.16524 |  | -14.2571 | -0.15031 | -0.16524 |  | -8.9899 | -0.87141 | -0.221 |  | -8.9899 | -0.87141 | -0.221 |  | -14.2571 | -0.15031 | -0.16524 |  | -8.9899 | -0.87141 | -0.221 |  | -8.9899 | -0.87141 | -0.221 |  | -8.9899 | -0.87141 | -0.221
LV Sub Generation Non-Intermittent |  | -16.5711 | -0.029157 | 0 |  | -14.2571 | -0.15031 | -0.16524 |  | -14.2571 | -0.15031 | -0.16524 |  | -8.9899 | -0.87141 | -0.221 |  | -8.9899 | -0.87141 | -0.221 |  | -14.2571 | -0.15031 | -0.16524 |  | -8.9899 | -0.87141 | -0.221 |  | -8.9899 | -0.87141 | -0.221 |  | -8.9899 | -0.87141 | -0.221
HV Generation Non-Intermittent |  | -16.5711 | -0.029157 | 0 |  | -14.2571 | -0.15031 | -0.16524 |  | -14.2571 | -0.15031 | -0.16524 |  | -8.9899 | -0.87141 | -0.221 |  | -8.9899 | -0.87141 | -0.221 |  | -14.2571 | -0.15031 | -0.16524 |  | -8.9899 | -0.87141 | -0.221 |  | -8.9899 | -0.87141 | -0.221 |  | -8.9899 | -0.87141 | -0.221
2440. Unit rate 1 pseudo load coefficient by network level
Data sources:
x1 = 2439. Pseudo load coefficient by time band and network level (equalised)
x2 = 2403. Split of rate 1 units between distribution time bands
Sum-product calculation =SUMPRODUCT(x1, x2)
| GSPs | 132kV | 132kV/EHV | EHV | EHV/HV | 132kV/HV | HV | HV/LV | LV circuits
Domestic Unrestricted | 2.2083 | 2.2083 | 2.2083 | 2.2083 | 2.2083 | 2.2083 | 2.2083 | 2.2083 | 2.2083
Domestic Two Rate | 2.7076 | 2.5204 | 2.5204 | 2.2786 | 2.2786 | 2.5204 | 2.2786 | 2.2786 | 2.2786
Domestic Off Peak (related MPAN) | 0.024366 | 0.18159 | 0.18159 | 0.30379 | 0.30379 | 0.18159 | 0.30379 | 0.30379 | 0.30379
Small Non Domestic Unrestricted | 1.5607 | 1.5607 | 1.5607 | 1.5607 | 1.5607 | 1.5607 | 1.5607 | 1.5607 | 1.5607
Small Non Domestic Two Rate | 1.9387 | 1.8507 | 1.8507 | 1.9219 | 1.9219 | 1.8507 | 1.9219 | 1.9219 | 1.9219
Small Non Domestic Off Peak (related MPAN) | 0.032769 | 0.18861 | 0.18861 | 0.31024 | 0.31024 | 0.18861 | 0.31024 | 0.31024 | 0.31024
LV Medium Non-Domestic | 1.7753 | 1.6967 | 1.6967 | 1.734 | 1.734 | 1.6967 | 1.734 | 1.734 | 1.734
LV Sub Medium Non-Domestic | 1.746 | 1.6702 | 1.6702 | 1.7144 | 1.7144 | 1.6702 | 1.7144 | 1.7144 | 1.7144
HV Medium Non-Domestic | 1.9945 | 1.9084 | 1.9084 | 1.958 | 1.958 | 1.9084 | 1.958 | 1.958 | 1.958
LV Network Domestic | 24.7269 | 22.1952 | 22.1952 | 14.9641 | 14.9641 | 22.1952 | 14.9641 | 14.9641 | 14.9641
LV Network Non-Domestic Non-CT | 24.4108 | 21.1938 | 21.1938 | 12.4755 | 12.4755 | 21.1938 | 12.4755 | 12.4755 | 12.4755
LV HH Metered | 19.2905 | 16.5968 | 16.5968 | 10.4653 | 10.4653 | 16.5968 | 10.4653 | 10.4653 | 10.4653
LV Sub HH Metered | 18.669 | 16.0621 | 16.0621 | 10.1281 | 10.1281 | 16.0621 | 10.1281 | 10.1281 | 10.1281
HV HH Metered | 17.183 | 14.7836 | 14.7836 | 9.3219 | 9.3219 | 14.7836 | 9.3219 | 9.3219 | 9.3219
LV Generation Non-Intermittent | -16.5711 | -14.2571 | -14.2571 | -8.9899 | -8.9899 | -14.2571 | -8.9899 | -8.9899 | -8.9899
LV Sub Generation Non-Intermittent | -16.5711 | -14.2571 | -14.2571 | -8.9899 | -8.9899 | -14.2571 | -8.9899 | -8.9899 | -8.9899
HV Generation Non-Intermittent | -16.5711 | -14.2571 | -14.2571 | -8.9899 | -8.9899 | -14.2571 | -8.9899 | -8.9899 | -8.9899
2441. Unit rate 2 pseudo load coefficient by network level
Data sources:
x1 = 2439. Pseudo load coefficient by time band and network level (equalised)
x2 = 2405. Split of rate 2 units between distribution time bands
Sum-product calculation =SUMPRODUCT(x1, x2)
| GSPs | 132kV | 132kV/EHV | EHV | EHV/HV | 132kV/HV | HV | HV/LV | LV circuits
Domestic Two Rate | 0.00097836 | 0.24936 | 0.24936 | 0.35601 | 0.35601 | 0.24936 | 0.35601 | 0.35601 | 0.35601
Small Non Domestic Two Rate | 0.00095129 | 0.23768 | 0.23768 | 0.33975 | 0.33975 | 0.23768 | 0.33975 | 0.33975 | 0.33975
LV Medium Non-Domestic | 2.4041e-05 | 0.21851 | 0.21851 | 0.29279 | 0.29279 | 0.21851 | 0.29279 | 0.29279 | 0.29279
LV Sub Medium Non-Domestic | 3.2648e-05 | 0.21675 | 0.21675 | 0.29064 | 0.29064 | 0.21675 | 0.29064 | 0.29064 | 0.29064
HV Medium Non-Domestic | 0 | 0.24804 | 0.24804 | 0.33174 | 0.33174 | 0.24804 | 0.33174 | 0.33174 | 0.33174
LV Network Domestic | 0.043508 | 0.234 | 0.234 | 1.4505 | 1.4505 | 0.234 | 1.4505 | 1.4505 | 1.4505
LV Network Non-Domestic Non-CT | 0.042952 | 0.22344 | 0.22344 | 1.2093 | 1.2093 | 0.22344 | 1.2093 | 1.2093 | 1.2093
LV HH Metered | 0.033942 | 0.17498 | 0.17498 | 1.0144 | 1.0144 | 0.17498 | 1.0144 | 1.0144 | 1.0144
LV Sub HH Metered | 0.032849 | 0.16934 | 0.16934 | 0.98173 | 0.98173 | 0.16934 | 0.98173 | 0.98173 | 0.98173
HV HH Metered | 0.030234 | 0.15586 | 0.15586 | 0.90359 | 0.90359 | 0.15586 | 0.90359 | 0.90359 | 0.90359
LV Generation Non-Intermittent | -0.029157 | -0.15031 | -0.15031 | -0.87141 | -0.87141 | -0.15031 | -0.87141 | -0.87141 | -0.87141
LV Sub Generation Non-Intermittent | -0.029157 | -0.15031 | -0.15031 | -0.87141 | -0.87141 | -0.15031 | -0.87141 | -0.87141 | -0.87141
HV Generation Non-Intermittent | -0.029157 | -0.15031 | -0.15031 | -0.87141 | -0.87141 | -0.15031 | -0.87141 | -0.87141 | -0.87141
2442. Unit rate 3 pseudo load coefficient by network level
Data sources:
x1 = 2439. Pseudo load coefficient by time band and network level (equalised)
x2 = 2406. Split of rate 3 units between distribution time bands (default)
Sum-product calculation =SUMPRODUCT(x1, x2)
| GSPs | 132kV | 132kV/EHV | EHV | EHV/HV | 132kV/HV | HV | HV/LV | LV circuits
LV Network Domestic | 0 | 0.25725 | 0.25725 | 0.36787 | 0.36787 | 0.25725 | 0.36787 | 0.36787 | 0.36787
LV Network Non-Domestic Non-CT | 0 | 0.24564 | 0.24564 | 0.30669 | 0.30669 | 0.24564 | 0.30669 | 0.30669 | 0.30669
LV HH Metered | 0 | 0.19236 | 0.19236 | 0.25727 | 0.25727 | 0.19236 | 0.25727 | 0.25727 | 0.25727
LV Sub HH Metered | 0 | 0.18616 | 0.18616 | 0.24898 | 0.24898 | 0.18616 | 0.24898 | 0.24898 | 0.24898
HV HH Metered | 0 | 0.17134 | 0.17134 | 0.22916 | 0.22916 | 0.17134 | 0.22916 | 0.22916 | 0.22916
LV Generation Non-Intermittent | 0 | -0.16524 | -0.16524 | -0.221 | -0.221 | -0.16524 | -0.221 | -0.221 | -0.221
LV Sub Generation Non-Intermittent | 0 | -0.16524 | -0.16524 | -0.221 | -0.221 | -0.16524 | -0.221 | -0.221 | -0.221
HV Generation Non-Intermittent | 0 | -0.16524 | -0.16524 | -0.221 | -0.221 | -0.16524 | -0.221 | -0.221 | -0.221
2443. Adjust annual hours by special distribution time band to match days in year
Data sources:
x1 = 1066. Typical annual hours by special distribution time band
x2 = 1010. Days in the charging year (in Financial and general assumptions)
x3 = Total hours in the year according to special time band hours input data (in Adjust annual hours by special distribution time band to match days in year)
Kind: | Cell summation | Calculation
Formula: | =SUM(x1) | =x1*24*x2/x3
Annual hours by special distribution time band (reconciled to days in year)
| Hours aggregate | Black | Yellow | Green
Adjust annual hours by special distribution time band to match days in year | 8784 | 152 | 3828 | 4804
2444. Normalisation of split of rate 1 units by special time band
Data sources:
x1 = 1064. Average split of rate 1 units by special distribution time band
x2 = Total split (in Normalisation of split of rate 1 units by special time band)
x3 = 2443. Annual hours by special distribution time band (reconciled to days in year) (in Adjust annual hours by special distribution time band to match days in year)
x4 = 1010. Days in the charging year (in Financial and general assumptions)
Kind: | Cell summation | Calculation
Formula: | =SUM(x1) | =IF(x2,x1/x2,x3/x4/24)
Normalised split of rate 1 units by special distribution time band
| Total split | Black | Yellow | Green
NHH UMS category A | 100% | 1.766% | 43.47% | 54.77%
NHH UMS category B | 100% | 3.372% | 14.75% | 81.87%
NHH UMS category C | 100% | 6.247% | 26.96% | 66.79%
NHH UMS category D | 100% | 0.351% | 69.17% | 30.48%
2445. Split of rate 1 units between special distribution time bands
Data sources:
x1 = 2444. Normalised split of rate 1 units by special distribution time band (in Normalisation of split of rate 1 units by special time band)
x2 = Split of rate 1 units between special distribution time bands (default)
Combine tables = x1 or x2
| Black | Yellow | Green
NHH UMS category A | 1.766% | 43.47% | 54.77%
NHH UMS category B | 3.372% | 14.75% | 81.87%
NHH UMS category C | 6.247% | 26.96% | 66.79%
NHH UMS category D | 0.351% | 69.17% | 30.48%
LV UMS (Pseudo HH Metered) | 100% | 0% | 0%
2446. Split of rate 2 units between special distribution time bands (default)
| Black | Yellow | Green
LV UMS (Pseudo HH Metered) | 0% | 100% | 0%
2447. Split of rate 3 units between special distribution time bands (default)
| Black | Yellow | Green
LV UMS (Pseudo HH Metered) | 0% | 0% | 100%
2448. Calculation of implied special load coefficients for one-rate users
Data sources:
x1 = 2407. All units (MWh)
x2 = 2305. Rate 1 units (MWh) (in Equivalent volume for each end user)
x3 = 2445. Split of rate 1 units between special distribution time bands
x4 = 2443. Annual hours by special distribution time band (reconciled to days in year) (in Adjust annual hours by special distribution time band to match days in year)
x5 = Use of special distribution time bands by units in demand forecast for one-rate tariffs (in Calculation of implied special load coefficients for one-rate users)
x6 = 1010. Days in the charging year (in Financial and general assumptions)
Kind: | Calculation |  |  | Calculation
Formula: | =IF(x1>0,(x2*x3)/x1,0) |  |  | =IF(x4>0,x5*x6*24/x4,0)
Use of special distribution time bands by units in demand forecast for one-rate tariffs
| Black | Yellow | Green | Peak band special load coefficient for one-rate tariffs
NHH UMS category A | 1.766% | 43.47% | 54.77% | 1.0203
NHH UMS category B | 3.372% | 14.75% | 81.87% | 1.9486
NHH UMS category C | 6.247% | 26.96% | 66.79% | 3.61
NHH UMS category D | 0% | 0% | 0% | 0
2449. Calculation of implied special load coefficients for three-rate users
Data sources:
x1 = 2407. All units (MWh)
x2 = 2305. Rate 1 units (MWh) (in Equivalent volume for each end user)
x3 = 2445. Split of rate 1 units between special distribution time bands
x4 = 2305. Rate 2 units (MWh) (in Equivalent volume for each end user)
x5 = 2446. Split of rate 2 units between special distribution time bands (default)
x6 = 2305. Rate 3 units (MWh) (in Equivalent volume for each end user)
x7 = 2447. Split of rate 3 units between special distribution time bands (default)
x8 = 2443. Annual hours by special distribution time band (reconciled to days in year) (in Adjust annual hours by special distribution time band to match days in year)
x9 = Use of special distribution time bands by units in demand forecast for three-rate tariffs (in Calculation of implied special load coefficients for three-rate users)
x10 = 1010. Days in the charging year (in Financial and general assumptions)
Kind: | Calculation |  |  | Calculation
Formula: | =IF(x1>0,(x2*x3+x4*x5+x6*x7)/x1,0) |  |  | =IF(x8>0,x9*x10*24/x8,0)
Use of special distribution time bands by units in demand forecast for three-rate tariffs
| Black | Yellow | Green | Peak band special load coefficient for three-rate tariffs
LV UMS (Pseudo HH Metered) | 3.452% | 21.69% | 74.86% | 1.9949
2450. Estimated contributions to peak demand
Data sources:
x1 = 2448. Peak band special load coefficient for one-rate tariffs (in Calculation of implied special load coefficients for one-rate users)
x2 = 2449. Peak band special load coefficient for three-rate tariffs (in Calculation of implied special load coefficients for three-rate users)
x3 = Peak band special load coefficient (in Estimated contributions to peak demand)
x4 = 2407. All units (MWh)
x5 = 1010. Days in the charging year (in Financial and general assumptions)
x6 = 2302. Load coefficient
Kind: | Combine tables | Calculation | Calculation
Formula: | = x1 or x2 | =x3*x4/24/x5*1000 | =x6*x4/24/x5*1000
| Peak band special load coefficient | Contribution to peak band kW | Contribution to system-peak-time kW
NHH UMS category A | 1.0203 | 1622.8854 | 1590.547
NHH UMS category B | 1.9486 | 1196.5519 | 1298.5507
NHH UMS category C | 3.61 | 273.9014 | 305.8906
NHH UMS category D | 0 | 0 | 0
LV UMS (Pseudo HH Metered) | 1.9949 | 29314.0102 | 30539.6403
2451. Load coefficient correction factor for the group
Data sources:
x1 = 2450. Contribution to peak band kW (in Estimated contributions to peak demand)
x2 = 2450. Contribution to system-peak-time kW (in Estimated contributions to peak demand)
Calculation =IF(SUM(x1),SUM(x2)/SUM(x1),0)
Load coefficient correction factor for the group
Load coefficient correction factor for the group | 1.041
2452. Calculation of special peaking probabilities
Data sources:
x1 = 2412. Normalised peaking probabilities (in Normalisation of peaking probabilities)
x2 = Amber peaking probabilities (in Calculation of special peaking probabilities)
x3 = 1010. Days in the charging year (in Financial and general assumptions)
x4 = 2401. Annual hours by distribution time band (reconciled to days in year) (in Adjust annual hours by distribution time band to match days in year)
x5 = 1069. Black peaking probabilities (in Peaking probabilities by network level)
x6 = Red peaking probabilities (in Calculation of special peaking probabilities)
x7 = Amber peaking rates (in Calculation of special peaking probabilities)
x8 = 2443. Annual hours by special distribution time band (reconciled to days in year) (in Adjust annual hours by special distribution time band to match days in year)
x9 = Yellow peaking probabilities (in Calculation of special peaking probabilities)
x10 = Green peaking probabilities (in Calculation of special peaking probabilities)
Kind: | Copy cells | Copy cells | Copy cells | Calculation | Calculation | Calculation
Formula: | =x1 | =x1 | =x1 | =x2*24*x3/x4 | =IF(x5,x2+x6-x5,x7*x8/x3/24) | =1-x9-x10
| Red peaking probabilities | Amber peaking probabilities | Green peaking probabilities | Amber peaking rates | Yellow peaking probabilities | Black peaking probabilities
GSPs | 98.85% | 1.147% | 0% | 0.029157 | 1.147% | 98.85%
132kV | 85.05% | 5.914% | 9.037% | 0.15031 | 11.55% | 79.41%
132kV/EHV | 85.05% | 5.914% | 9.037% | 0.15031 | 11.55% | 79.41%
EHV | 53.63% | 34.28% | 12.09% | 0.87141 | 38.48% | 49.44%
EHV/HV | 53.63% | 34.28% | 12.09% | 0.87141 | 38.48% | 49.44%
132kV/HV | 85.05% | 5.914% | 9.037% | 0.15031 | 11.55% | 79.41%
HV | 53.63% | 34.28% | 12.09% | 0.87141 | 38.48% | 49.44%
HV/LV | 53.63% | 34.28% | 12.09% | 0.87141 | 38.48% | 49.44%
LV circuits | 53.63% | 34.28% | 12.09% | 0.87141 | 38.48% | 49.44%
2453. Special peaking probabilities by network level
Data sources:
x1 = 2452. Green peaking probabilities (in Calculation of special peaking probabilities)
x2 = 2452. Yellow peaking probabilities (in Calculation of special peaking probabilities)
x3 = 2452. Black peaking probabilities (in Calculation of special peaking probabilities)
Combine tables = x1 or x2 or x3
| Black | Yellow | Green
GSPs | 98.85% | 1.147% | 0%
132kV | 79.41% | 11.55% | 9.037%
132kV/EHV | 79.41% | 11.55% | 9.037%
EHV | 49.44% | 38.48% | 12.09%
EHV/HV | 49.44% | 38.48% | 12.09%
132kV/HV | 79.41% | 11.55% | 9.037%
HV | 49.44% | 38.48% | 12.09%
HV/LV | 49.44% | 38.48% | 12.09%
LV circuits | 49.44% | 38.48% | 12.09%
2454. Special peaking probabilities by network level (reshaped)
Data sources:
x1 = 2453. Special peaking probabilities by network level
Reshape table = x1
| GSPs | Black | Yellow | Green | 132kV | Black | Yellow | Green | 132kV/EHV | Black | Yellow | Green | EHV | Black | Yellow | Green | EHV/HV | Black | Yellow | Green | 132kV/HV | Black | Yellow | Green | HV | Black | Yellow | Green | HV/LV | Black | Yellow | Green | LV circuits | Black | Yellow | Green
Probability of peak within timeband |  | 98.85% | 1.147% | 0% |  | 79.41% | 11.55% | 9.037% |  | 79.41% | 11.55% | 9.037% |  | 49.44% | 38.48% | 12.09% |  | 49.44% | 38.48% | 12.09% |  | 79.41% | 11.55% | 9.037% |  | 49.44% | 38.48% | 12.09% |  | 49.44% | 38.48% | 12.09% |  | 49.44% | 38.48% | 12.09%
2455. Pseudo load coefficient by time band and network level
Data sources:
x1 = 2443. Annual hours by special distribution time band (reconciled to days in year) (in Adjust annual hours by special distribution time band to match days in year)
x2 = 2451. Load coefficient correction factor for the group
x3 = 2454. Special peaking probabilities by network level (reshaped)
x4 = 1010. Days in the charging year (in Financial and general assumptions)
Calculation =IF(x1>0,x2*x3*24*x4/x1,0)
| GSPs | Black | Yellow | Green | 132kV | Black | Yellow | Green | 132kV/EHV | Black | Yellow | Green | EHV | Black | Yellow | Green | EHV/HV | Black | Yellow | Green | 132kV/HV | Black | Yellow | Green | HV | Black | Yellow | Green | HV/LV | Black | Yellow | Green | LV circuits | Black | Yellow | Green
Pseudo load coefficient by time band and network level |  | 59.4662 | 0.027402 | 0 |  | 47.769 | 0.276 | 0.17201 |  | 47.769 | 0.276 | 0.17201 |  | 29.7401 | 0.91904 | 0.23005 |  | 29.7401 | 0.91904 | 0.23005 |  | 47.769 | 0.276 | 0.17201 |  | 29.7401 | 0.91904 | 0.23005 |  | 29.7401 | 0.91904 | 0.23005 |  | 29.7401 | 0.91904 | 0.23005
2456. Unit rate 1 pseudo load coefficient by network level (special)
Data sources:
x1 = 2455. Pseudo load coefficient by time band and network level
x2 = 2445. Split of rate 1 units between special distribution time bands
Sum-product calculation =SUMPRODUCT(x1, x2)
| GSPs | 132kV | 132kV/EHV | EHV | EHV/HV | 132kV/HV | HV | HV/LV | LV circuits
NHH UMS category A | 1.0618 | 1.0576 | 1.0576 | 1.0506 | 1.0506 | 1.0576 | 1.0506 | 1.0506 | 1.0506
NHH UMS category B | 2.0092 | 1.7923 | 1.7923 | 1.3268 | 1.3268 | 1.7923 | 1.3268 | 1.3268 | 1.3268
NHH UMS category C | 3.7222 | 3.1734 | 3.1734 | 2.2593 | 2.2593 | 3.1734 | 2.2593 | 2.2593 | 2.2593
NHH UMS category D | 0.22769 | 0.41102 | 0.41102 | 0.81023 | 0.81023 | 0.41102 | 0.81023 | 0.81023 | 0.81023
LV UMS (Pseudo HH Metered) | 59.4662 | 47.769 | 47.769 | 29.7401 | 29.7401 | 47.769 | 29.7401 | 29.7401 | 29.7401
2457. Unit rate 2 pseudo load coefficient by network level (special)
Data sources:
x1 = 2455. Pseudo load coefficient by time band and network level
x2 = 2446. Split of rate 2 units between special distribution time bands (default)
Sum-product calculation =SUMPRODUCT(x1, x2)
| GSPs | 132kV | 132kV/EHV | EHV | EHV/HV | 132kV/HV | HV | HV/LV | LV circuits
LV UMS (Pseudo HH Metered) | 0.027402 | 0.276 | 0.276 | 0.91904 | 0.91904 | 0.276 | 0.91904 | 0.91904 | 0.91904
2458. Unit rate 3 pseudo load coefficient by network level (special)
Data sources:
x1 = 2455. Pseudo load coefficient by time band and network level
x2 = 2447. Split of rate 3 units between special distribution time bands (default)
Sum-product calculation =SUMPRODUCT(x1, x2)
| GSPs | 132kV | 132kV/EHV | EHV | EHV/HV | 132kV/HV | HV | HV/LV | LV circuits
LV UMS (Pseudo HH Metered) | 0 | 0.17201 | 0.17201 | 0.23005 | 0.23005 | 0.17201 | 0.23005 | 0.23005 | 0.23005
2459. Unit rate 1 pseudo load coefficient by network level (combined)
Data sources:
x1 = 2440. Unit rate 1 pseudo load coefficient by network level
x2 = 2456. Unit rate 1 pseudo load coefficient by network level (special)
Combine tables = x1 or x2
| GSPs | 132kV | 132kV/EHV | EHV | EHV/HV | 132kV/HV | HV | HV/LV | LV circuits
Domestic Unrestricted | 2.2083 | 2.2083 | 2.2083 | 2.2083 | 2.2083 | 2.2083 | 2.2083 | 2.2083 | 2.2083
Domestic Two Rate | 2.7076 | 2.5204 | 2.5204 | 2.2786 | 2.2786 | 2.5204 | 2.2786 | 2.2786 | 2.2786
Domestic Off Peak (related MPAN) | 0.024366 | 0.18159 | 0.18159 | 0.30379 | 0.30379 | 0.18159 | 0.30379 | 0.30379 | 0.30379
Small Non Domestic Unrestricted | 1.5607 | 1.5607 | 1.5607 | 1.5607 | 1.5607 | 1.5607 | 1.5607 | 1.5607 | 1.5607
Small Non Domestic Two Rate | 1.9387 | 1.8507 | 1.8507 | 1.9219 | 1.9219 | 1.8507 | 1.9219 | 1.9219 | 1.9219
Small Non Domestic Off Peak (related MPAN) | 0.032769 | 0.18861 | 0.18861 | 0.31024 | 0.31024 | 0.18861 | 0.31024 | 0.31024 | 0.31024
LV Medium Non-Domestic | 1.7753 | 1.6967 | 1.6967 | 1.734 | 1.734 | 1.6967 | 1.734 | 1.734 | 1.734
LV Sub Medium Non-Domestic | 1.746 | 1.6702 | 1.6702 | 1.7144 | 1.7144 | 1.6702 | 1.7144 | 1.7144 | 1.7144
HV Medium Non-Domestic | 1.9945 | 1.9084 | 1.9084 | 1.958 | 1.958 | 1.9084 | 1.958 | 1.958 | 1.958
LV Network Domestic | 24.7269 | 22.1952 | 22.1952 | 14.9641 | 14.9641 | 22.1952 | 14.9641 | 14.9641 | 14.9641
LV Network Non-Domestic Non-CT | 24.4108 | 21.1938 | 21.1938 | 12.4755 | 12.4755 | 21.1938 | 12.4755 | 12.4755 | 12.4755
LV HH Metered | 19.2905 | 16.5968 | 16.5968 | 10.4653 | 10.4653 | 16.5968 | 10.4653 | 10.4653 | 10.4653
LV Sub HH Metered | 18.669 | 16.0621 | 16.0621 | 10.1281 | 10.1281 | 16.0621 | 10.1281 | 10.1281 | 10.1281
HV HH Metered | 17.183 | 14.7836 | 14.7836 | 9.3219 | 9.3219 | 14.7836 | 9.3219 | 9.3219 | 9.3219
NHH UMS category A | 1.0618 | 1.0576 | 1.0576 | 1.0506 | 1.0506 | 1.0576 | 1.0506 | 1.0506 | 1.0506
NHH UMS category B | 2.0092 | 1.7923 | 1.7923 | 1.3268 | 1.3268 | 1.7923 | 1.3268 | 1.3268 | 1.3268
NHH UMS category C | 3.7222 | 3.1734 | 3.1734 | 2.2593 | 2.2593 | 3.1734 | 2.2593 | 2.2593 | 2.2593
NHH UMS category D | 0.22769 | 0.41102 | 0.41102 | 0.81023 | 0.81023 | 0.41102 | 0.81023 | 0.81023 | 0.81023
LV UMS (Pseudo HH Metered) | 59.4662 | 47.769 | 47.769 | 29.7401 | 29.7401 | 47.769 | 29.7401 | 29.7401 | 29.7401
LV Generation Non-Intermittent | -16.5711 | -14.2571 | -14.2571 | -8.9899 | -8.9899 | -14.2571 | -8.9899 | -8.9899 | -8.9899
LV Sub Generation Non-Intermittent | -16.5711 | -14.2571 | -14.2571 | -8.9899 | -8.9899 | -14.2571 | -8.9899 | -8.9899 | -8.9899
HV Generation Non-Intermittent | -16.5711 | -14.2571 | -14.2571 | -8.9899 | -8.9899 | -14.2571 | -8.9899 | -8.9899 | -8.9899
2460. Unit rate 2 pseudo load coefficient by network level (combined)
Data sources:
x1 = 2441. Unit rate 2 pseudo load coefficient by network level
x2 = 2457. Unit rate 2 pseudo load coefficient by network level (special)
Combine tables = x1 or x2
| GSPs | 132kV | 132kV/EHV | EHV | EHV/HV | 132kV/HV | HV | HV/LV | LV circuits
Domestic Two Rate | 0.00097836 | 0.24936 | 0.24936 | 0.35601 | 0.35601 | 0.24936 | 0.35601 | 0.35601 | 0.35601
Small Non Domestic Two Rate | 0.00095129 | 0.23768 | 0.23768 | 0.33975 | 0.33975 | 0.23768 | 0.33975 | 0.33975 | 0.33975
LV Medium Non-Domestic | 2.4041e-05 | 0.21851 | 0.21851 | 0.29279 | 0.29279 | 0.21851 | 0.29279 | 0.29279 | 0.29279
LV Sub Medium Non-Domestic | 3.2648e-05 | 0.21675 | 0.21675 | 0.29064 | 0.29064 | 0.21675 | 0.29064 | 0.29064 | 0.29064
HV Medium Non-Domestic | 0 | 0.24804 | 0.24804 | 0.33174 | 0.33174 | 0.24804 | 0.33174 | 0.33174 | 0.33174
LV Network Domestic | 0.043508 | 0.234 | 0.234 | 1.4505 | 1.4505 | 0.234 | 1.4505 | 1.4505 | 1.4505
LV Network Non-Domestic Non-CT | 0.042952 | 0.22344 | 0.22344 | 1.2093 | 1.2093 | 0.22344 | 1.2093 | 1.2093 | 1.2093
LV HH Metered | 0.033942 | 0.17498 | 0.17498 | 1.0144 | 1.0144 | 0.17498 | 1.0144 | 1.0144 | 1.0144
LV Sub HH Metered | 0.032849 | 0.16934 | 0.16934 | 0.98173 | 0.98173 | 0.16934 | 0.98173 | 0.98173 | 0.98173
HV HH Metered | 0.030234 | 0.15586 | 0.15586 | 0.90359 | 0.90359 | 0.15586 | 0.90359 | 0.90359 | 0.90359
LV UMS (Pseudo HH Metered) | 0.027402 | 0.276 | 0.276 | 0.91904 | 0.91904 | 0.276 | 0.91904 | 0.91904 | 0.91904
LV Generation Non-Intermittent | -0.029157 | -0.15031 | -0.15031 | -0.87141 | -0.87141 | -0.15031 | -0.87141 | -0.87141 | -0.87141
LV Sub Generation Non-Intermittent | -0.029157 | -0.15031 | -0.15031 | -0.87141 | -0.87141 | -0.15031 | -0.87141 | -0.87141 | -0.87141
HV Generation Non-Intermittent | -0.029157 | -0.15031 | -0.15031 | -0.87141 | -0.87141 | -0.15031 | -0.87141 | -0.87141 | -0.87141
2461. Unit rate 3 pseudo load coefficient by network level (combined)
Data sources:
x1 = 2442. Unit rate 3 pseudo load coefficient by network level
x2 = 2458. Unit rate 3 pseudo load coefficient by network level (special)
Combine tables = x1 or x2
| GSPs | 132kV | 132kV/EHV | EHV | EHV/HV | 132kV/HV | HV | HV/LV | LV circuits
LV Network Domestic | 0 | 0.25725 | 0.25725 | 0.36787 | 0.36787 | 0.25725 | 0.36787 | 0.36787 | 0.36787
LV Network Non-Domestic Non-CT | 0 | 0.24564 | 0.24564 | 0.30669 | 0.30669 | 0.24564 | 0.30669 | 0.30669 | 0.30669
LV HH Metered | 0 | 0.19236 | 0.19236 | 0.25727 | 0.25727 | 0.19236 | 0.25727 | 0.25727 | 0.25727
LV Sub HH Metered | 0 | 0.18616 | 0.18616 | 0.24898 | 0.24898 | 0.18616 | 0.24898 | 0.24898 | 0.24898
HV HH Metered | 0 | 0.17134 | 0.17134 | 0.22916 | 0.22916 | 0.17134 | 0.22916 | 0.22916 | 0.22916
LV UMS (Pseudo HH Metered) | 0 | 0.17201 | 0.17201 | 0.23005 | 0.23005 | 0.17201 | 0.23005 | 0.23005 | 0.23005
LV Generation Non-Intermittent | 0 | -0.16524 | -0.16524 | -0.221 | -0.221 | -0.16524 | -0.221 | -0.221 | -0.221
LV Sub Generation Non-Intermittent | 0 | -0.16524 | -0.16524 | -0.221 | -0.221 | -0.16524 | -0.221 | -0.221 | -0.221
HV Generation Non-Intermittent | 0 | -0.16524 | -0.16524 | -0.221 | -0.221 | -0.16524 | -0.221 | -0.221 | -0.221

## SMD
Forecast simultaneous maximum load for WPD South West in April 15 (DCP179)
2501. Contributions of users on one-rate multi tariffs to system simultaneous maximum load by network level (kW)
Data sources:
x1 = 2305. Rate 1 units (MWh) (in Equivalent volume for each end user)
x2 = 2459. Unit rate 1 pseudo load coefficient by network level (combined)
x3 = 2012. Loss adjustment factors between end user meter reading and each network level, scaled by network use
x4 = 1010. Days in the charging year (in Financial and general assumptions)
Calculation =(x1*x2)*x3/(24*x4)*1000
| GSPs | 132kV | 132kV/EHV | EHV | EHV/HV | 132kV/HV | HV | HV/LV | LV circuits
Domestic Unrestricted | 1175037.0734 | 1165711.3823 | 1162252.2981 | 1147497.142 | 1136399.4907 | 0 | 1111671.7818 | 1098165.4891 | 1082983.4778
Domestic Off Peak (related MPAN) | 221.5835 | 1638.2574 | 1633.3961 | 2697.8901 | 2671.7983 | 0 | 2613.6608 | 2581.906 | 2546.2114
Small Non Domestic Unrestricted | 230583.2181 | 228753.1926 | 228074.3997 | 225178.924 | 223001.1781 | 0 | 218148.74 | 215498.3347 | 212519.0951
Small Non Domestic Off Peak (related MPAN) | 106.2382 | 606.6294 | 604.8293 | 982.2489 | 972.7494 | 0 | 951.5826 | 940.0213 | 927.0256
NHH UMS category A | 1832.4752 | 1810.6347 | 1805.2619 | 1770.508 | 1753.3851 | 0 | 1715.232 | 1694.3927 | 1670.9679
NHH UMS category B | 1338.6209 | 1184.6309 | 1181.1157 | 863.2403 | 854.8917 | 0 | 836.2896 | 826.129 | 814.7079
NHH UMS category C | 306.4139 | 259.1634 | 258.3944 | 181.6288 | 179.8723 | 0 | 175.9583 | 173.8205 | 171.4174
NHH UMS category D | 0 | 0 | 0 | 0 | 0 | 0 | 0 | 0 | 0
2502. Contributions of users on two-rate multi tariffs to system simultaneous maximum load by network level (kW)
Data sources:
x1 = 2305. Rate 1 units (MWh) (in Equivalent volume for each end user)
x2 = 2459. Unit rate 1 pseudo load coefficient by network level (combined)
x3 = 2305. Rate 2 units (MWh) (in Equivalent volume for each end user)
x4 = 2460. Unit rate 2 pseudo load coefficient by network level (combined)
x5 = 2012. Loss adjustment factors between end user meter reading and each network level, scaled by network use
x6 = 1010. Days in the charging year (in Financial and general assumptions)
Calculation =(x1*x2+x3*x4)*x5/(24*x6)*1000
| GSPs | 132kV | 132kV/EHV | EHV | EHV/HV | 132kV/HV | HV | HV/LV | LV circuits
Domestic Two Rate | 236549.5604 | 241671.567 | 240954.4407 | 227087.2672 | 224891.0653 | 0 | 219997.5038 | 217324.637 | 214320.1489
Small Non Domestic Two Rate | 89992.2811 | 90458.4108 | 90189.9882 | 94495.0805 | 93581.2016 | 0 | 91544.903 | 90432.6752 | 89182.4539
LV Medium Non-Domestic | 154019.5437 | 150707.098 | 150259.8959 | 153067.4466 | 151587.1038 | 0 | 148288.6143 | 146486.977 | 144461.8114
LV Sub Medium Non-Domestic | 14913.0577 | 14666.248 | 14622.7279 | 14978.5179 | 14833.658 | 0 | 14510.8821 | 14334.5816 | 0
HV Medium Non-Domestic | 509.9369 | 500.5012 | 499.016 | 510.5265 | 505.5892 | 0 | 494.5877 | 0 | 0
2503. Contributions of users on three-rate multi tariffs to system simultaneous maximum load by network level (kW)
Data sources:
x1 = 2305. Rate 1 units (MWh) (in Equivalent volume for each end user)
x2 = 2459. Unit rate 1 pseudo load coefficient by network level (combined)
x3 = 2305. Rate 2 units (MWh) (in Equivalent volume for each end user)
x4 = 2460. Unit rate 2 pseudo load coefficient by network level (combined)
x5 = 2305. Rate 3 units (MWh) (in Equivalent volume for each end user)
x6 = 2461. Unit rate 3 pseudo load coefficient by network level (combined)
x7 = 2012. Loss adjustment factors between end user meter reading and each network level, scaled by network use
x8 = 1010. Days in the charging year (in Financial and general assumptions)
Calculation =(x1*x2+x3*x4+x5*x6)*x7/(24*x8)*1000
| GSPs | 132kV | 132kV/EHV | EHV | EHV/HV | 132kV/HV | HV | HV/LV | LV circuits
LV Network Domestic | 0 | 0 | 0 | 0 | 0 | 0 | 0 | 0 | 0
LV Network Non-Domestic Non-CT | 0 | 0 | 0 | 0 | 0 | 0 | 0 | 0 | 0
LV HH Metered | 142330.7918 | 137446.1469 | 137038.2948 | 137118.4212 | 135792.3243 | 0 | 132837.5244 | 131223.6106 | 129409.4593
LV Sub HH Metered | 113516.2369 | 110492.3112 | 110164.4408 | 111689.9547 | 110609.781 | 0 | 108202.9457 | 106888.3304 | 0
HV HH Metered | 360330.1868 | 353227.8045 | 352179.6508 | 353740.6159 | 350319.5268 | 0 | 342696.68 | 0 | 0
LV UMS (Pseudo HH Metered) | 32823.2925 | 29065.5819 | 28979.3339 | 21769.5774 | 21559.0399 | 0 | 21089.9218 | 20833.6891 | 20545.6657
LV Generation Non-Intermittent | -860.3656 | -806.1526 | -803.7604 | -730.3189 | -723.2559 | 0 | -707.5181 | -698.9221 | 0
LV Sub Generation Non-Intermittent | -374.8134 | -365.996 | -364.9099 | -338.6725 | -335.3971 | 0 | -328.099 | 0 | 0
HV Generation Non-Intermittent | -27514.6089 | -26941.9786 | -26862.0321 | -25699.3351 | -25450.7922 | 0 | 0 | 0 | 0
2504. Estimated contributions of users on each tariff to system simultaneous maximum load by network level (kW)
Data sources:
x1 = 2407. All units (MWh)
x2 = 2302. Load coefficient
x3 = 2012. Loss adjustment factors between end user meter reading and each network level, scaled by network use
x4 = 1010. Days in the charging year (in Financial and general assumptions)
Calculation =x1*x2*x3/(24*x4)*1000
| GSPs | 132kV | 132kV/EHV | EHV | EHV/HV | 132kV/HV | HV | HV/LV | LV circuits
Domestic Unrestricted | 1175037.0734 | 1165711.3823 | 1162252.2981 | 1147497.142 | 1136399.4907 | 0 | 1111671.7818 | 1098165.4891 | 1082983.4778
Domestic Two Rate | 237126.0279 | 235244.0753 | 234546.0216 | 231568.3866 | 229328.8471 | 0 | 224338.7208 | 221613.1101 | 218549.3344
Domestic Off Peak (related MPAN) | 0 | 0 | 0 | 0 | 0 | 0 | 0 | 0 | 0
Small Non Domestic Unrestricted | 230583.2181 | 228753.1926 | 228074.3997 | 225178.924 | 223001.1781 | 0 | 218148.74 | 215498.3347 | 212519.0951
Small Non Domestic Two Rate | 89770.2659 | 89057.8035 | 88793.537 | 87666.2753 | 86818.439 | 0 | 84929.296 | 83897.4448 | 82737.5722
Small Non Domestic Off Peak (related MPAN) | 0 | 0 | 0 | 0 | 0 | 0 | 0 | 0 | 0
LV Medium Non-Domestic | 153782.1034 | 152561.6105 | 152108.9055 | 150177.8354 | 148725.4385 | 0 | 145489.218 | 143721.592 | 141734.6575
LV Sub Medium Non-Domestic | 14887.4193 | 14769.2652 | 14725.4395 | 14538.4955 | 14397.8911 | 0 | 14084.5973 | 13913.476 | 0
HV Medium Non-Domestic | 509.075 | 505.0347 | 503.5361 | 497.1435 | 492.3356 | 0 | 481.6225 | 0 | 0
LV Network Domestic | 0 | 0 | 0 | 0 | 0 | 0 | 0 | 0 | 0
LV Network Non-Domestic Non-CT | 0 | 0 | 0 | 0 | 0 | 0 | 0 | 0 | 0
LV HH Metered | 142196.1604 | 141067.6195 | 140649.0212 | 138863.4379 | 137520.4646 | 0 | 134528.061 | 132893.6079 | 131056.3691
LV Sub HH Metered | 113356.9331 | 112457.2749 | 112123.5737 | 110700.1299 | 109629.5291 | 0 | 107244.0237 | 105941.0589 | 0
HV HH Metered | 360003.5597 | 357146.3886 | 356086.607 | 351565.9763 | 348165.9185 | 0 | 340589.9335 | 0 | 0
NHH UMS category A | 1725.7435 | 1712.0471 | 1706.9668 | 1685.2963 | 1668.9975 | 0 | 1632.6807 | 1612.8443 | 1590.547
NHH UMS category B | 1408.9275 | 1397.7455 | 1393.5979 | 1375.9058 | 1362.5991 | 0 | 1332.9494 | 1316.7547 | 1298.5507
NHH UMS category C | 331.8913 | 329.2572 | 328.2802 | 324.1126 | 320.978 | 0 | 313.9936 | 310.1788 | 305.8906
NHH UMS category D | 0 | 0 | 0 | 0 | 0 | 0 | 0 | 0 | 0
LV UMS (Pseudo HH Metered) | 33135.5097 | 32872.5295 | 32774.9849 | 32358.8962 | 32045.9475 | 0 | 31348.6374 | 30967.7661 | 30539.6403
LV Generation NHH or Aggregate HH | -304.6596 | -302.2416 | -301.3448 | -297.5191 | -294.6418 | 0 | -288.2304 | -284.7286 | 0
LV Sub Generation NHH | 0 | 0 | 0 | 0 | 0 | 0 | 0 | 0 | 0
LV Generation Intermittent | -4770.2135 | -4732.3547 | -4718.3121 | -4658.4117 | -4613.3593 | 0 | -4512.974 | -4458.1435 | 0
LV Generation Non-Intermittent | -554.3191 | -549.9198 | -548.288 | -541.3273 | -536.092 | 0 | -524.4268 | -518.0553 | 0
LV Sub Generation Intermittent | -715.5634 | -709.8843 | -707.7778 | -698.7923 | -692.0342 | 0 | -676.9757 | 0 | 0
LV Sub Generation Non-Intermittent | -332.1367 | -329.5007 | -328.523 | -324.3523 | -321.2154 | 0 | -314.2258 | 0 | 0
HV Generation Intermittent | -24023.6517 | -23832.9878 | -23762.2668 | -23460.5974 | -23233.7057 | 0 | 0 | 0 | 0
HV Generation Non-Intermittent | -25101.6983 | -24902.4784 | -24828.5838 | -24513.3772 | -24276.3039 | 0 | 0 | 0 | 0
2505. Contributions of users on each tariff to system simultaneous maximum load by network level (kW)
Data sources:
x1 = 2501. Contributions of users on one-rate multi tariffs to system simultaneous maximum load by network level (kW)
x2 = 2502. Contributions of users on two-rate multi tariffs to system simultaneous maximum load by network level (kW)
x3 = 2503. Contributions of users on three-rate multi tariffs to system simultaneous maximum load by network level (kW)
x4 = 2504. Estimated contributions of users on each tariff to system simultaneous maximum load by network level (kW)
Combine tables = x1 or x2 or x3 or x4
| GSPs | 132kV | 132kV/EHV | EHV | EHV/HV | 132kV/HV | HV | HV/LV | LV circuits
Domestic Unrestricted | 1175037.0734 | 1165711.3823 | 1162252.2981 | 1147497.142 | 1136399.4907 | 0 | 1111671.7818 | 1098165.4891 | 1082983.4778
Domestic Two Rate | 236549.5604 | 241671.567 | 240954.4407 | 227087.2672 | 224891.0653 | 0 | 219997.5038 | 217324.637 | 214320.1489
Domestic Off Peak (related MPAN) | 221.5835 | 1638.2574 | 1633.3961 | 2697.8901 | 2671.7983 | 0 | 2613.6608 | 2581.906 | 2546.2114
Small Non Domestic Unrestricted | 230583.2181 | 228753.1926 | 228074.3997 | 225178.924 | 223001.1781 | 0 | 218148.74 | 215498.3347 | 212519.0951
Small Non Domestic Two Rate | 89992.2811 | 90458.4108 | 90189.9882 | 94495.0805 | 93581.2016 | 0 | 91544.903 | 90432.6752 | 89182.4539
Small Non Domestic Off Peak (related MPAN) | 106.2382 | 606.6294 | 604.8293 | 982.2489 | 972.7494 | 0 | 951.5826 | 940.0213 | 927.0256
LV Medium Non-Domestic | 154019.5437 | 150707.098 | 150259.8959 | 153067.4466 | 151587.1038 | 0 | 148288.6143 | 146486.977 | 144461.8114
LV Sub Medium Non-Domestic | 14913.0577 | 14666.248 | 14622.7279 | 14978.5179 | 14833.658 | 0 | 14510.8821 | 14334.5816 | 0
HV Medium Non-Domestic | 509.9369 | 500.5012 | 499.016 | 510.5265 | 505.5892 | 0 | 494.5877 | 0 | 0
LV Network Domestic | 0 | 0 | 0 | 0 | 0 | 0 | 0 | 0 | 0
LV Network Non-Domestic Non-CT | 0 | 0 | 0 | 0 | 0 | 0 | 0 | 0 | 0
LV HH Metered | 142330.7918 | 137446.1469 | 137038.2948 | 137118.4212 | 135792.3243 | 0 | 132837.5244 | 131223.6106 | 129409.4593
LV Sub HH Metered | 113516.2369 | 110492.3112 | 110164.4408 | 111689.9547 | 110609.781 | 0 | 108202.9457 | 106888.3304 | 0
HV HH Metered | 360330.1868 | 353227.8045 | 352179.6508 | 353740.6159 | 350319.5268 | 0 | 342696.68 | 0 | 0
NHH UMS category A | 1832.4752 | 1810.6347 | 1805.2619 | 1770.508 | 1753.3851 | 0 | 1715.232 | 1694.3927 | 1670.9679
NHH UMS category B | 1338.6209 | 1184.6309 | 1181.1157 | 863.2403 | 854.8917 | 0 | 836.2896 | 826.129 | 814.7079
NHH UMS category C | 306.4139 | 259.1634 | 258.3944 | 181.6288 | 179.8723 | 0 | 175.9583 | 173.8205 | 171.4174
NHH UMS category D | 0 | 0 | 0 | 0 | 0 | 0 | 0 | 0 | 0
LV UMS (Pseudo HH Metered) | 32823.2925 | 29065.5819 | 28979.3339 | 21769.5774 | 21559.0399 | 0 | 21089.9218 | 20833.6891 | 20545.6657
LV Generation NHH or Aggregate HH | -304.6596 | -302.2416 | -301.3448 | -297.5191 | -294.6418 | 0 | -288.2304 | -284.7286 | 0
LV Sub Generation NHH | 0 | 0 | 0 | 0 | 0 | 0 | 0 | 0 | 0
LV Generation Intermittent | -4770.2135 | -4732.3547 | -4718.3121 | -4658.4117 | -4613.3593 | 0 | -4512.974 | -4458.1435 | 0
LV Generation Non-Intermittent | -860.3656 | -806.1526 | -803.7604 | -730.3189 | -723.2559 | 0 | -707.5181 | -698.9221 | 0
LV Sub Generation Intermittent | -715.5634 | -709.8843 | -707.7778 | -698.7923 | -692.0342 | 0 | -676.9757 | 0 | 0
LV Sub Generation Non-Intermittent | -374.8134 | -365.996 | -364.9099 | -338.6725 | -335.3971 | 0 | -328.099 | 0 | 0
HV Generation Intermittent | -24023.6517 | -23832.9878 | -23762.2668 | -23460.5974 | -23233.7057 | 0 | 0 | 0 | 0
HV Generation Non-Intermittent | -27514.6089 | -26941.9786 | -26862.0321 | -25699.3351 | -25450.7922 | 0 | 0 | 0 | 0
2506. Forecast system simultaneous maximum load (kW) from forecast units
Data sources:
x1 = 2505. Contributions of users on each tariff to system simultaneous maximum load by network level (kW)
Cell summation =SUM(x1)
| GSPs | 132kV | 132kV/EHV | EHV | EHV/HV | 132kV/HV | HV | HV/LV | LV circuits
Forecast system simultaneous maximum load (kW) from forecast units | 2495846.635 | 2470507.9646 | 2463177.0804 | 2437745.3429 | 2414169.4692 | 0 | 2409263.0104 | 2041962.8001 | 1899552.4423

## AMD
Forecast aggregate maximum load for WPD South West in April 15 (DCP179)
2601. Pre-processing of data for standing charge factors
Data sources:
x1 = Standing charges factors (in Pre-processing of data for standing charge factors)
x2 = 1018. Proportion of relevant load going through 132kV/HV direct transformation
x3 = Standing charges factors for 132kV/HV (in Pre-processing of data for standing charge factors)
Kind: | Fixed data | [7 empty] | Fixed data | Calculation
Formula: | [9 empty] | =x1+0.2*x2*x3
Standing charges factors
| GSPs | 132kV | 132kV/EHV | EHV | EHV/HV | HV | HV/LV | LV circuits | Standing charges factors for 132kV/HV | Adjusted standing charges factors for 132kV
Domestic Unrestricted | 0 | 0 | 0 | 0 | 0 | 0 | 0 | 1 | 0 | 0
Domestic Two Rate | 0 | 0 | 0 | 0 | 0 | 0 | 0 | 1 | 0 | 0
Domestic Off Peak (related MPAN) | 0 | 0 | 0 | 0 | 0 | 0 | 0 | 1 | 0 | 0
Small Non Domestic Unrestricted | 0 | 0 | 0 | 0 | 0 | 0 | 0 | 1 | 0 | 0
Small Non Domestic Two Rate | 0 | 0 | 0 | 0 | 0 | 0 | 0 | 1 | 0 | 0
Small Non Domestic Off Peak (related MPAN) | 0 | 0 | 0 | 0 | 0 | 0 | 0 | 1 | 0 | 0
LV Medium Non-Domestic | 0 | 0 | 0 | 0 | 0 | 0 | 0 | 1 | 0 | 0
LV Sub Medium Non-Domestic | 0 | 0 | 0 | 0 | 0 | 0 | 1 | 0 | 0 | 0
HV Medium Non-Domestic | 0 | 0 | 0 | 0.2 | 1 | 1 | 0 | 0 | 1 | 0
LV Network Domestic | 0 | 0 | 0 | 0 | 0 | 0 | 0 | 1 | 0 | 0
LV Network Non-Domestic Non-CT | 0 | 0 | 0 | 0 | 0 | 0 | 0 | 1 | 0 | 0
LV HH Metered | 0 | 0 | 0 | 0 | 0 | 0.2 | 1 | 1 | 0 | 0
LV Sub HH Metered | 0 | 0 | 0 | 0 | 0 | 1 | 1 | 0 | 0 | 0
HV HH Metered | 0 | 0 | 0 | 0.2 | 1 | 1 | 0 | 0 | 1 | 0
NHH UMS category A | 0 | 0 | 0 | 0 | 0 | 0 | 0 | 0 | 0 | 0
NHH UMS category B | 0 | 0 | 0 | 0 | 0 | 0 | 0 | 0 | 0 | 0
NHH UMS category C | 0 | 0 | 0 | 0 | 0 | 0 | 0 | 0 | 0 | 0
NHH UMS category D | 0 | 0 | 0 | 0 | 0 | 0 | 0 | 0 | 0 | 0
LV UMS (Pseudo HH Metered) | 0 | 0 | 0 | 0 | 0 | 0 | 0 | 0 | 0 | 0
2602. Standing charges factors adapted to use 132kV/HV
Data sources:
x1 = 2601. Standing charges factors for 132kV/HV (in Pre-processing of data for standing charge factors)
x2 = 2601. Adjusted standing charges factors for 132kV (in Pre-processing of data for standing charge factors)
x3 = 2601. Standing charges factors (in Pre-processing of data for standing charge factors)
Combine tables = x1 or x2 or x3
| GSPs | 132kV | 132kV/EHV | EHV | EHV/HV | 132kV/HV | HV | HV/LV | LV circuits
Domestic Unrestricted | 0 | 0 | 0 | 0 | 0 | 0 | 0 | 0 | 1
Domestic Two Rate | 0 | 0 | 0 | 0 | 0 | 0 | 0 | 0 | 1
Domestic Off Peak (related MPAN) | 0 | 0 | 0 | 0 | 0 | 0 | 0 | 0 | 1
Small Non Domestic Unrestricted | 0 | 0 | 0 | 0 | 0 | 0 | 0 | 0 | 1
Small Non Domestic Two Rate | 0 | 0 | 0 | 0 | 0 | 0 | 0 | 0 | 1
Small Non Domestic Off Peak (related MPAN) | 0 | 0 | 0 | 0 | 0 | 0 | 0 | 0 | 1
LV Medium Non-Domestic | 0 | 0 | 0 | 0 | 0 | 0 | 0 | 0 | 1
LV Sub Medium Non-Domestic | 0 | 0 | 0 | 0 | 0 | 0 | 0 | 1 | 0
HV Medium Non-Domestic | 0 | 0 | 0 | 0.2 | 1 | 1 | 1 | 0 | 0
LV Network Domestic | 0 | 0 | 0 | 0 | 0 | 0 | 0 | 0 | 1
LV Network Non-Domestic Non-CT | 0 | 0 | 0 | 0 | 0 | 0 | 0 | 0 | 1
LV HH Metered | 0 | 0 | 0 | 0 | 0 | 0 | 0.2 | 1 | 1
LV Sub HH Metered | 0 | 0 | 0 | 0 | 0 | 0 | 1 | 1 | 0
HV HH Metered | 0 | 0 | 0 | 0.2 | 1 | 1 | 1 | 0 | 0
NHH UMS category A | 0 | 0 | 0 | 0 | 0 | 0 | 0 | 0 | 0
NHH UMS category B | 0 | 0 | 0 | 0 | 0 | 0 | 0 | 0 | 0
NHH UMS category C | 0 | 0 | 0 | 0 | 0 | 0 | 0 | 0 | 0
NHH UMS category D | 0 | 0 | 0 | 0 | 0 | 0 | 0 | 0 | 0
LV UMS (Pseudo HH Metered) | 0 | 0 | 0 | 0 | 0 | 0 | 0 | 0 | 0
2603. Capacity-based contributions to chargeable aggregate maximum load by network level (kW)
Data sources:
x1 = 2305. Import capacity (kVA) (in Equivalent volume for each end user)
x2 = 1010. Power factor for all flows in the network model (in Financial and general assumptions)
x3 = 2602. Standing charges factors adapted to use 132kV/HV
x4 = 2012. Loss adjustment factors between end user meter reading and each network level, scaled by network use
Calculation =x1*x2*x3*x4
| GSPs | 132kV | 132kV/EHV | EHV | EHV/HV | 132kV/HV | HV | HV/LV | LV circuits
LV HH Metered | 0 | 0 | 0 | 0 | 0 | 0 | 79404.5156 | 392198.939 | 386776.8339
LV Sub HH Metered | 0 | 0 | 0 | 0 | 0 | 0 | 314470.6717 | 310650 | 0
HV HH Metered | 0 | 0 | 0 | 189771.084 | 939678.8684 | 0 | 919231.7407 | 0 | 0
2604. Unit-based contributions to chargeable aggregate maximum load (kW)
Data sources:
x1 = 2407. All units (MWh)
x2 = 1041. Load factor for each type of demand user (in Load profile data for demand users)
x3 = 2602. Standing charges factors adapted to use 132kV/HV
x4 = 2012. Loss adjustment factors between end user meter reading and each network level, scaled by network use
x5 = 1010. Days in the charging year (in Financial and general assumptions)
Calculation =x1/x2*x3*x4/(24*x5)*1000
| GSPs | 132kV | 132kV/EHV | EHV | EHV/HV | 132kV/HV | HV | HV/LV | LV circuits
Domestic Unrestricted | 0 | 0 | 0 | 0 | 0 | 0 | 0 | 0 | 1179825.3999
Domestic Two Rate | 0 | 0 | 0 | 0 | 0 | 0 | 0 | 0 | 682761.4118
Small Non Domestic Unrestricted | 0 | 0 | 0 | 0 | 0 | 0 | 0 | 0 | 344558.8917
Small Non Domestic Two Rate | 0 | 0 | 0 | 0 | 0 | 0 | 0 | 0 | 146196.8973
LV Medium Non-Domestic | 0 | 0 | 0 | 0 | 0 | 0 | 0 | 0 | 168674.8472
LV Sub Medium Non-Domestic | 0 | 0 | 0 | 0 | 0 | 0 | 0 | 17041.6777 | 0
HV Medium Non-Domestic | 0 | 0 | 0 | 135.1835 | 669.3808 | 0 | 654.8153 | 0 | 0
LV Network Domestic | 0 | 0 | 0 | 0 | 0 | 0 | 0 | 0 | 0
LV Network Non-Domestic Non-CT | 0 | 0 | 0 | 0 | 0 | 0 | 0 | 0 | 0
2605. Contributions to aggregate maximum load by network level (kW)
Data sources:
x1 = 2603. Capacity-based contributions to chargeable aggregate maximum load by network level (kW)
x2 = 2604. Unit-based contributions to chargeable aggregate maximum load (kW)
Combine tables = x1 or x2
| GSPs | 132kV | 132kV/EHV | EHV | EHV/HV | 132kV/HV | HV | HV/LV | LV circuits
Domestic Unrestricted | 0 | 0 | 0 | 0 | 0 | 0 | 0 | 0 | 1179825.3999
Domestic Two Rate | 0 | 0 | 0 | 0 | 0 | 0 | 0 | 0 | 682761.4118
Small Non Domestic Unrestricted | 0 | 0 | 0 | 0 | 0 | 0 | 0 | 0 | 344558.8917
Small Non Domestic Two Rate | 0 | 0 | 0 | 0 | 0 | 0 | 0 | 0 | 146196.8973
LV Medium Non-Domestic | 0 | 0 | 0 | 0 | 0 | 0 | 0 | 0 | 168674.8472
LV Sub Medium Non-Domestic | 0 | 0 | 0 | 0 | 0 | 0 | 0 | 17041.6777 | 0
HV Medium Non-Domestic | 0 | 0 | 0 | 135.1835 | 669.3808 | 0 | 654.8153 | 0 | 0
LV Network Domestic | 0 | 0 | 0 | 0 | 0 | 0 | 0 | 0 | 0
LV Network Non-Domestic Non-CT | 0 | 0 | 0 | 0 | 0 | 0 | 0 | 0 | 0
LV HH Metered | 0 | 0 | 0 | 0 | 0 | 0 | 79404.5156 | 392198.939 | 386776.8339
LV Sub HH Metered | 0 | 0 | 0 | 0 | 0 | 0 | 314470.6717 | 310650 | 0
HV HH Metered | 0 | 0 | 0 | 189771.084 | 939678.8684 | 0 | 919231.7407 | 0 | 0
NHH UMS category A
NHH UMS category B
NHH UMS category C
NHH UMS category D
LV UMS (Pseudo HH Metered)
2606. Forecast chargeable aggregate maximum load (kW)
Data sources:
x1 = 2605. Contributions to aggregate maximum load by network level (kW)
Cell summation =SUM(x1)
| GSPs | 132kV | 132kV/EHV | EHV | EHV/HV | 132kV/HV | HV | HV/LV | LV circuits
Forecast chargeable aggregate maximum load (kW) | 0 | 0 | 0 | 189906.2675 | 940348.2492 | 0 | 1313761.7433 | 719890.6167 | 2908794.2817
2607. Forecast simultaneous load subject to standing charge factors (kW)
Data sources:
x1 = 2505. Contributions of users on each tariff to system simultaneous maximum load by network level (kW)
x2 = 2602. Standing charges factors adapted to use 132kV/HV
Calculation =x1*x2
| GSPs | 132kV | 132kV/EHV | EHV | EHV/HV | 132kV/HV | HV | HV/LV | LV circuits
Domestic Unrestricted | 0 | 0 | 0 | 0 | 0 | 0 | 0 | 0 | 1082983.4778
Domestic Two Rate | 0 | 0 | 0 | 0 | 0 | 0 | 0 | 0 | 214320.1489
Domestic Off Peak (related MPAN) | 0 | 0 | 0 | 0 | 0 | 0 | 0 | 0 | 2546.2114
Small Non Domestic Unrestricted | 0 | 0 | 0 | 0 | 0 | 0 | 0 | 0 | 212519.0951
Small Non Domestic Two Rate | 0 | 0 | 0 | 0 | 0 | 0 | 0 | 0 | 89182.4539
Small Non Domestic Off Peak (related MPAN) | 0 | 0 | 0 | 0 | 0 | 0 | 0 | 0 | 927.0256
LV Medium Non-Domestic | 0 | 0 | 0 | 0 | 0 | 0 | 0 | 0 | 144461.8114
LV Sub Medium Non-Domestic | 0 | 0 | 0 | 0 | 0 | 0 | 0 | 14334.5816 | 0
HV Medium Non-Domestic | 0 | 0 | 0 | 102.1053 | 505.5892 | 0 | 494.5877 | 0 | 0
LV Network Domestic | 0 | 0 | 0 | 0 | 0 | 0 | 0 | 0 | 0
LV Network Non-Domestic Non-CT | 0 | 0 | 0 | 0 | 0 | 0 | 0 | 0 | 0
LV HH Metered | 0 | 0 | 0 | 0 | 0 | 0 | 26567.5049 | 131223.6106 | 129409.4593
LV Sub HH Metered | 0 | 0 | 0 | 0 | 0 | 0 | 108202.9457 | 106888.3304 | 0
HV HH Metered | 0 | 0 | 0 | 70748.1232 | 350319.5268 | 0 | 342696.68 | 0 | 0
NHH UMS category A | 0 | 0 | 0 | 0 | 0 | 0 | 0 | 0 | 0
NHH UMS category B | 0 | 0 | 0 | 0 | 0 | 0 | 0 | 0 | 0
NHH UMS category C | 0 | 0 | 0 | 0 | 0 | 0 | 0 | 0 | 0
NHH UMS category D | 0 | 0 | 0 | 0 | 0 | 0 | 0 | 0 | 0
LV UMS (Pseudo HH Metered) | 0 | 0 | 0 | 0 | 0 | 0 | 0 | 0 | 0
2608. Forecast simultaneous load replaced by standing charge (kW)
Data sources:
x1 = 2607. Forecast simultaneous load subject to standing charge factors (kW)
Cell summation =SUM(x1)
| GSPs | 132kV | 132kV/EHV | EHV | EHV/HV | 132kV/HV | HV | HV/LV | LV circuits
Forecast simultaneous load replaced by standing charge (kW) | 0 | 0 | 0 | 70850.2285 | 350825.116 | 0 | 477961.7182 | 252446.5227 | 1876349.6834
2609. Calculated LV diversity allowance
Data sources:
x1 = 2606. Forecast chargeable aggregate maximum load (kW)
x2 = 2608. Forecast simultaneous load replaced by standing charge (kW)
Calculation =x1/x2-1
LV circuits
Calculated LV diversity allowance | 55.02%
2610. Network level mapping for diversity allowances
| GSPs | 132kV | 132kV/EHV | EHV | EHV/HV | 132kV/HV | HV | HV/LV | LV circuits
GSPs | 100% | 0% | 0% | 0% | 0% | 0% | 0% | 0% | 0%
132kV | 0% | 100% | 0% | 0% | 0% | 0% | 0% | 0% | 0%
132kV/EHV | 0% | 0% | 100% | 0% | 0% | 100% | 0% | 0% | 0%
EHV | 0% | 0% | 0% | 100% | 0% | 0% | 0% | 0% | 0%
EHV/HV | 0% | 0% | 0% | 0% | 100% | 0% | 0% | 0% | 0%
HV | 0% | 0% | 0% | 0% | 0% | 0% | 100% | 0% | 0%
HV/LV | 0% | 0% | 0% | 0% | 0% | 0% | 0% | 100% | 0%
LV circuits | 0% | 0% | 0% | 0% | 0% | 0% | 0% | 0% | 100%
2611. Diversity allowances including 132kV/HV
Data sources:
x1 = 2104. Diversity allowance between level exit and GSP Group (in Diversity calculations)
x2 = 2610. Network level mapping for diversity allowances
Sum-product calculation =SUMPRODUCT(x1, x2)
Diversity allowances including 132kV/HV
GSPs | 2.2%
132kV | 5.368%
132kV/EHV | 5.368%
EHV | 13.27%
EHV/HV | 13.27%
132kV/HV | 5.368%
HV | 55.18%
HV/LV | 55.18%
LV circuits | 0%
2612. Diversity allowances (including calculated LV value)
Data sources:
x1 = 2609. Calculated LV diversity allowance
x2 = 2611. Diversity allowances including 132kV/HV
Combine tables = x1 or x2
| GSPs | 132kV | 132kV/EHV | EHV | EHV/HV | 132kV/HV | HV | HV/LV | LV circuits
Diversity allowances (including calculated LV value) | 2.2% | 5.368% | 5.368% | 13.27% | 13.27% | 5.368% | 55.18% | 55.18% | 55.02%
2613. Forecast simultaneous maximum load (kW) adjusted for standing charges
Data sources:
x1 = 2506. Forecast system simultaneous maximum load (kW) from forecast units
x2 = 2608. Forecast simultaneous load replaced by standing charge (kW)
x3 = 2606. Forecast chargeable aggregate maximum load (kW)
x4 = 2612. Diversity allowances (including calculated LV value)
Calculation =x1-x2+x3/(1+x4)
| GSPs | 132kV | 132kV/EHV | EHV | EHV/HV | 132kV/HV | HV | HV/LV | LV circuits
Forecast simultaneous maximum load (kW) adjusted for standing charges | 2495846.635 | 2470507.9646 | 2463177.0804 | 2534551.9531 | 2893521.3492 | 0 | 2777900.8135 | 2253420.0671 | 1899552.4423

## Otex
Other expenditure for WPD South West in April 15 (DCP179)
2701. Operating expenditure coded by network level (£/year)
Data sources:
x1 = 1055. Transmission exit charges (£/year)
x2 = Zero for levels other than transmission exit
Combine tables = x1 or x2
| Transmission exit | Operating 132kV | Operating 132kV/EHV | Operating EHV | Operating EHV/HV | Operating 132kV/HV | Operating HV | Operating HV/LV | Operating LV circuits | Operating LV customer | Operating HV customer
Operating expenditure coded by network level (£/year) | 8546468.4189 | 0 | 0 | 0 | 0 | 0 | 0 | 0 | 0 | 0 | 0
2702. Network model assets (£) scaled by load forecast
Data sources:
x1 = 2108. GSP simultaneous maximum load assumed through each network level (MW)
x2 = 2613. Forecast simultaneous maximum load (kW) adjusted for standing charges
x3 = 1020. Gross asset cost by network level (£)
Calculation =IF(x1,x2*x3/x1/1000,0)
| Assets 132kV | Assets 132kV/EHV | Assets EHV | Assets EHV/HV | Assets 132kV/HV | Assets HV | Assets HV/LV | Assets LV circuits
Network model assets (£) scaled by load forecast | 553787667.1551 | 82483202.7588 | 253643313.8272 | 233737222.8465 | 0 | 958912290.1233 | 307306186.158 | 585785736.6502
2703. Annual consumption by tariff for unmetered users (MWh)
Data sources:
x1 = 2407. All units (MWh)
Copy cells = x1
Annual consumption by tariff for unmetered users (MWh)
NHH UMS category A | 13971.3645
NHH UMS category B | 5393.911
NHH UMS category C | 666.4619
NHH UMS category D | 0
LV UMS (Pseudo HH Metered) | 129074.5431
2704. Total unmetered units
Data sources:
x1 = 2703. Annual consumption by tariff for unmetered users (MWh)
Cell summation =SUM(x1)
Total unmetered units
Total unmetered units | 149106.2805
2705. Service model asset data
Data sources:
x1 = 2205. Service model assets by tariff (£)
x2 = 2305. MPANs (in Equivalent volume for each end user)
x3 = 2202. Asset £/(MWh/year) from LV service models
x4 = 2704. Total unmetered units
x5 = Service model assets (£) scaled by annual MWh (in Service model asset data)
x6 = Service model assets (£) scaled by user count (in Service model asset data)
x7 = Service model assets (£) scaled by annual MWh (in Service model asset data)
Kind: | Sum-product calculation |  | Calculation | Copy cells |  | Calculation
Formula: | =SUMPRODUCT(x1, x2) |  | =x3*x4 | = x5 |  | =x6+x7
| Service model assets (£) scaled by user count |  |  | Service model assets (£) scaled by annual MWh |  | Service model assets (£)
| Assets LV customer | Assets HV customer | Service model assets (£) scaled by annual MWh | Assets LV customer | Assets HV customer | Assets LV customer | Assets HV customer
Service model asset data | 435045615.2941 | 9815949.5971 | 34084815.4681 | 34084815.4681 |  | 469130430.7622 | 9815949.5971
2706. Data for allocation of operating expenditure
Data sources:
x1 = 2702. Network model assets (£) scaled by load forecast
x2 = 2705. Service model assets (£) (in Service model asset data)
x3 = Model assets (£) scaled by demand forecast (in Data for allocation of operating expenditure)
Kind: | Combine tables | [10 empty] | Cell summation
Formula: | = x1 or x2 | [10 empty] | =SUM(x3)
Model assets (£) scaled by demand forecast
| GSPs | Assets 132kV | Assets 132kV/EHV | Assets EHV | Assets EHV/HV | Assets 132kV/HV | Assets HV | Assets HV/LV | Assets LV circuits | Assets LV customer | Assets HV customer | Denominator for allocation of operating expenditure
Data for allocation of operating expenditure |  | 553787667.1551 | 82483202.7588 | 253643313.8272 | 233737222.8465 | 0 | 958912290.1233 | 307306186.158 | 585785736.6502 | 469130430.7622 | 9815949.5971 | 3454601999.8783
2707. Amount of expenditure to be allocated according to asset values (£/year)
Data sources:
x1 = 1059. Direct cost (£/year) (in Other expenditure)
x2 = 1059. Network rates (£/year) (in Other expenditure)
x3 = 1059. Indirect cost (£/year) (in Other expenditure)
x4 = 1059. Indirect cost proportion (in Other expenditure)
Calculation =x1+x2+x3*x4
Amount of expenditure to be allocated according to asset values (£/year)
Other expenditure | 100536627.7174
2708. Total operating expenditure by network level (£/year)
Data sources:
x1 = 2701. Operating expenditure coded by network level (£/year)
x2 = 2707. Amount of expenditure to be allocated according to asset values (£/year)
x3 = 2706. Denominator for allocation of operating expenditure (in Data for allocation of operating expenditure)
x4 = 2706. Model assets (£) scaled by demand forecast (in Data for allocation of operating expenditure)
Calculation =x1+x2/x3*x4
| Transmission exit | Operating 132kV | Operating 132kV/EHV | Operating EHV | Operating EHV/HV | Operating 132kV/HV | Operating HV | Operating HV/LV | Operating LV circuits | Operating LV customer | Operating HV customer
Total operating expenditure by network level (£/year) | 8546468.4189 | 16116456.9838 | 2400445.2753 | 7381586.4798 | 6802274.8085 | 0 | 27906487.6154 | 8943295.8222 | 17047672.2152 | 13652742.478 | 285666.0392
2709. Operating expenditure percentage by network level
Data sources:
x1 = 2706. Model assets (£) scaled by demand forecast (in Data for allocation of operating expenditure)
x2 = 2708. Total operating expenditure by network level (£/year)
Calculation =IF(x1="","",IF(x1>0,x2/x1,0))
| Transmission exit | Operating 132kV | Operating 132kV/EHV | Operating EHV | Operating EHV/HV | Operating 132kV/HV | Operating HV | Operating HV/LV | Operating LV circuits | Operating LV customer | Operating HV customer
Operating expenditure percentage by network level |  | 2.91% | 2.91% | 2.91% | 2.91% | 0% | 2.91% | 2.91% | 2.91% | 2.91% | 2.91%
2710. Unit operating expenditure based on simultaneous maximum load (£/kW/year)
Data sources:
x1 = 2613. Forecast simultaneous maximum load (kW) adjusted for standing charges
x2 = 2708. Total operating expenditure by network level (£/year)
Calculation =IF(x1>0,x2/x1,0)
| Transmission exit | Operating 132kV | Operating 132kV/EHV | Operating EHV | Operating EHV/HV | Operating 132kV/HV | Operating HV | Operating HV/LV | Operating LV circuits
Unit operating expenditure based on simultaneous maximum load (£/kW/year) | 3.4243 | 6.5235 | 0.97453 | 2.9124 | 2.3509 | 0 | 10.0459 | 3.9688 | 8.9746
2711. Operating expenditure for customer assets p/MPAN/day
Data sources:
x1 = 1010. Days in the charging year (in Financial and general assumptions)
x2 = 2709. Operating expenditure percentage by network level
x3 = 2205. Service model assets by tariff (£)
x4 = Operating expenditure p/MPAN/day by level (in Operating expenditure for customer assets p/MPAN/day)
Kind: | Calculation |  | Cell summation
Formula: | =100/x1*x2*x3 |  | =SUM(x4)
Operating expenditure p/MPAN/day by level
| Operating LV customer | Operating HV customer | Operating expenditure for customer assets p/MPAN/day total
Domestic Unrestricted | 1.9156 | 0 | 1.9156
Domestic Two Rate | 1.9156 | 0 | 1.9156
Domestic Off Peak (related MPAN) | 0 | 0 | 0
Small Non Domestic Unrestricted | 4.6822 | 0 | 4.6822
Small Non Domestic Two Rate | 4.6822 | 0 | 4.6822
Small Non Domestic Off Peak (related MPAN) | 0 | 0 | 0
LV Medium Non-Domestic | 5.4734 | 0 | 5.4734
LV Sub Medium Non-Domestic | 4.0419 | 0 | 4.0419
HV Medium Non-Domestic | 0 | 71.3343 | 71.3343
LV Network Domestic | 1.9156 | 0 | 1.9156
LV Network Non-Domestic Non-CT | 4.6822 | 0 | 4.6822
LV HH Metered | 9.3823 | 0 | 9.3823
LV Sub HH Metered | 7.0967 | 0 | 7.0967
HV HH Metered | 0 | 71.3343 | 71.3343
NHH UMS category A | 0 | 0 | 0
NHH UMS category B | 0 | 0 | 0
NHH UMS category C | 0 | 0 | 0
NHH UMS category D | 0 | 0 | 0
LV UMS (Pseudo HH Metered) | 0 | 0 | 0
LV Generation NHH or Aggregate HH | 0 | 0 | 0
LV Sub Generation NHH | 0 | 0 | 0
LV Generation Intermittent | 0 | 0 | 0
LV Generation Non-Intermittent | 0 | 0 | 0
LV Sub Generation Intermittent | 0 | 0 | 0
LV Sub Generation Non-Intermittent | 0 | 0 | 0
HV Generation Intermittent | 0 | 34.4634 | 34.4634
HV Generation Non-Intermittent | 0 | 34.4634 | 34.4634
2712. Operating expenditure for unmetered customer assets (p/kWh)
Data sources:
x1 = 2709. Operating expenditure percentage by network level
x2 = 2202. Asset £/(MWh/year) from LV service models
Calculation =0.1*x1*x2
Operating LV customer
NHH UMS category A | 0.66526
NHH UMS category B | 0.66526
NHH UMS category C | 0.66526
NHH UMS category D | 0.66526
LV UMS (Pseudo HH Metered) | 0.66526

## Contrib
Customer contributions for WPD South West in April 15 (DCP179)
This sheet calculates factors used to take account of the costs deemed to be covered by connection charges.
2801. Network level of supply (for customer contributions) by tariff
| LV network | LV substation | HV network | HV substation
Domestic Unrestricted | 100% | 0% | 0% | 0%
Domestic Two Rate | 100% | 0% | 0% | 0%
Domestic Off Peak (related MPAN) | 100% | 0% | 0% | 0%
Small Non Domestic Unrestricted | 100% | 0% | 0% | 0%
Small Non Domestic Two Rate | 100% | 0% | 0% | 0%
Small Non Domestic Off Peak (related MPAN) | 100% | 0% | 0% | 0%
LV Medium Non-Domestic | 100% | 0% | 0% | 0%
LV Sub Medium Non-Domestic | 0% | 100% | 0% | 0%
HV Medium Non-Domestic | 0% | 0% | 100% | 0%
LV Network Domestic | 100% | 0% | 0% | 0%
LV Network Non-Domestic Non-CT | 100% | 0% | 0% | 0%
LV HH Metered | 100% | 0% | 0% | 0%
LV Sub HH Metered | 0% | 100% | 0% | 0%
HV HH Metered | 0% | 0% | 100% | 0%
NHH UMS category A | 100% | 0% | 0% | 0%
NHH UMS category B | 100% | 0% | 0% | 0%
NHH UMS category C | 100% | 0% | 0% | 0%
NHH UMS category D | 100% | 0% | 0% | 0%
LV UMS (Pseudo HH Metered) | 100% | 0% | 0% | 0%
LV Generation NHH or Aggregate HH | 100% | 0% | 0% | 0%
LV Sub Generation NHH | 0% | 100% | 0% | 0%
LV Generation Intermittent | 100% | 0% | 0% | 0%
LV Generation Non-Intermittent | 100% | 0% | 0% | 0%
LV Sub Generation Intermittent | 0% | 100% | 0% | 0%
LV Sub Generation Non-Intermittent | 0% | 100% | 0% | 0%
HV Generation Intermittent | 0% | 0% | 100% | 0%
HV Generation Non-Intermittent | 0% | 0% | 100% | 0%
2802. Contribution proportion of asset annuities, by customer type and network level of assets
Data sources:
x1 = 1060. Customer contributions under current connection charging policy
x2 = 1010. Annuity proportion for customer-contributed assets (in Financial and general assumptions)
Calculation =x1*(1-x2)
| LV network | LV substation | HV network | HV substation
Assets 132kV | 0% | 0% | 0% | 0%
Assets 132kV/EHV | 0% | 0% | 67% | 67%
Assets EHV | 0% | 0% | 67% | 67%
Assets EHV/HV | 81% | 81% | 100% | 100%
Assets 132kV/HV | 0% | 0% | 0% | 0%
Assets HV | 81% | 81% | 100% | 0%
Assets HV/LV | 95% | 95% | 0% | 0%
Assets LV circuits | 95% | 0% | 0% | 0%
2803. Proportion of assets annuities deemed to be covered by customer contributions
Data sources:
x1 = 2801. Network level of supply (for customer contributions) by tariff
x2 = 2802. Contribution proportion of asset annuities, by customer type and network level of assets
Sum-product calculation =SUMPRODUCT(x1, x2)
| Assets 132kV | Assets 132kV/EHV | Assets EHV | Assets EHV/HV | Assets 132kV/HV | Assets HV | Assets HV/LV | Assets LV circuits
Domestic Unrestricted | 0% | 0% | 0% | 81% | 0% | 81% | 95% | 95%
Domestic Two Rate | 0% | 0% | 0% | 81% | 0% | 81% | 95% | 95%
Domestic Off Peak (related MPAN) | 0% | 0% | 0% | 81% | 0% | 81% | 95% | 95%
Small Non Domestic Unrestricted | 0% | 0% | 0% | 81% | 0% | 81% | 95% | 95%
Small Non Domestic Two Rate | 0% | 0% | 0% | 81% | 0% | 81% | 95% | 95%
Small Non Domestic Off Peak (related MPAN) | 0% | 0% | 0% | 81% | 0% | 81% | 95% | 95%
LV Medium Non-Domestic | 0% | 0% | 0% | 81% | 0% | 81% | 95% | 95%
LV Sub Medium Non-Domestic | 0% | 0% | 0% | 81% | 0% | 81% | 95% | 0%
HV Medium Non-Domestic | 0% | 67% | 67% | 100% | 0% | 100% | 0% | 0%
LV Network Domestic | 0% | 0% | 0% | 81% | 0% | 81% | 95% | 95%
LV Network Non-Domestic Non-CT | 0% | 0% | 0% | 81% | 0% | 81% | 95% | 95%
LV HH Metered | 0% | 0% | 0% | 81% | 0% | 81% | 95% | 95%
LV Sub HH Metered | 0% | 0% | 0% | 81% | 0% | 81% | 95% | 0%
HV HH Metered | 0% | 67% | 67% | 100% | 0% | 100% | 0% | 0%
NHH UMS category A | 0% | 0% | 0% | 81% | 0% | 81% | 95% | 95%
NHH UMS category B | 0% | 0% | 0% | 81% | 0% | 81% | 95% | 95%
NHH UMS category C | 0% | 0% | 0% | 81% | 0% | 81% | 95% | 95%
NHH UMS category D | 0% | 0% | 0% | 81% | 0% | 81% | 95% | 95%
LV UMS (Pseudo HH Metered) | 0% | 0% | 0% | 81% | 0% | 81% | 95% | 95%
LV Generation NHH or Aggregate HH | 0% | 0% | 0% | 81% | 0% | 81% | 95% | 95%
LV Sub Generation NHH | 0% | 0% | 0% | 81% | 0% | 81% | 95% | 0%
LV Generation Intermittent | 0% | 0% | 0% | 81% | 0% | 81% | 95% | 95%
LV Generation Non-Intermittent | 0% | 0% | 0% | 81% | 0% | 81% | 95% | 95%
LV Sub Generation Intermittent | 0% | 0% | 0% | 81% | 0% | 81% | 95% | 0%
LV Sub Generation Non-Intermittent | 0% | 0% | 0% | 81% | 0% | 81% | 95% | 0%
HV Generation Intermittent | 0% | 67% | 67% | 100% | 0% | 100% | 0% | 0%
HV Generation Non-Intermittent | 0% | 67% | 67% | 100% | 0% | 100% | 0% | 0%
2804. Proportion of annual charge covered by contributions (for all charging levels)
Data sources:
x1 = Zero for operating expenditure
x2 = Zero for GSPs level
x3 = 2803. Proportion of assets annuities deemed to be covered by customer contributions
Combine tables = x1 or x2 or x3
| GSPs | Assets 132kV | Assets 132kV/EHV | Assets EHV | Assets EHV/HV | Assets 132kV/HV | Assets HV | Assets HV/LV | Assets LV circuits | Transmission exit | Operating 132kV | Operating 132kV/EHV | Operating EHV | Operating EHV/HV | Operating 132kV/HV | Operating HV | Operating HV/LV | Operating LV circuits
Domestic Unrestricted | 0% | 0% | 0% | 0% | 81% | 0% | 81% | 95% | 95% | 0% | 0% | 0% | 0% | 0% | 0% | 0% | 0% | 0%
Domestic Two Rate | 0% | 0% | 0% | 0% | 81% | 0% | 81% | 95% | 95% | 0% | 0% | 0% | 0% | 0% | 0% | 0% | 0% | 0%
Domestic Off Peak (related MPAN) | 0% | 0% | 0% | 0% | 81% | 0% | 81% | 95% | 95% | 0% | 0% | 0% | 0% | 0% | 0% | 0% | 0% | 0%
Small Non Domestic Unrestricted | 0% | 0% | 0% | 0% | 81% | 0% | 81% | 95% | 95% | 0% | 0% | 0% | 0% | 0% | 0% | 0% | 0% | 0%
Small Non Domestic Two Rate | 0% | 0% | 0% | 0% | 81% | 0% | 81% | 95% | 95% | 0% | 0% | 0% | 0% | 0% | 0% | 0% | 0% | 0%
Small Non Domestic Off Peak (related MPAN) | 0% | 0% | 0% | 0% | 81% | 0% | 81% | 95% | 95% | 0% | 0% | 0% | 0% | 0% | 0% | 0% | 0% | 0%
LV Medium Non-Domestic | 0% | 0% | 0% | 0% | 81% | 0% | 81% | 95% | 95% | 0% | 0% | 0% | 0% | 0% | 0% | 0% | 0% | 0%
LV Sub Medium Non-Domestic | 0% | 0% | 0% | 0% | 81% | 0% | 81% | 95% | 0% | 0% | 0% | 0% | 0% | 0% | 0% | 0% | 0% | 0%
HV Medium Non-Domestic | 0% | 0% | 67% | 67% | 100% | 0% | 100% | 0% | 0% | 0% | 0% | 0% | 0% | 0% | 0% | 0% | 0% | 0%
LV Network Domestic | 0% | 0% | 0% | 0% | 81% | 0% | 81% | 95% | 95% | 0% | 0% | 0% | 0% | 0% | 0% | 0% | 0% | 0%
LV Network Non-Domestic Non-CT | 0% | 0% | 0% | 0% | 81% | 0% | 81% | 95% | 95% | 0% | 0% | 0% | 0% | 0% | 0% | 0% | 0% | 0%
LV HH Metered | 0% | 0% | 0% | 0% | 81% | 0% | 81% | 95% | 95% | 0% | 0% | 0% | 0% | 0% | 0% | 0% | 0% | 0%
LV Sub HH Metered | 0% | 0% | 0% | 0% | 81% | 0% | 81% | 95% | 0% | 0% | 0% | 0% | 0% | 0% | 0% | 0% | 0% | 0%
HV HH Metered | 0% | 0% | 67% | 67% | 100% | 0% | 100% | 0% | 0% | 0% | 0% | 0% | 0% | 0% | 0% | 0% | 0% | 0%
NHH UMS category A | 0% | 0% | 0% | 0% | 81% | 0% | 81% | 95% | 95% | 0% | 0% | 0% | 0% | 0% | 0% | 0% | 0% | 0%
NHH UMS category B | 0% | 0% | 0% | 0% | 81% | 0% | 81% | 95% | 95% | 0% | 0% | 0% | 0% | 0% | 0% | 0% | 0% | 0%
NHH UMS category C | 0% | 0% | 0% | 0% | 81% | 0% | 81% | 95% | 95% | 0% | 0% | 0% | 0% | 0% | 0% | 0% | 0% | 0%
NHH UMS category D | 0% | 0% | 0% | 0% | 81% | 0% | 81% | 95% | 95% | 0% | 0% | 0% | 0% | 0% | 0% | 0% | 0% | 0%
LV UMS (Pseudo HH Metered) | 0% | 0% | 0% | 0% | 81% | 0% | 81% | 95% | 95% | 0% | 0% | 0% | 0% | 0% | 0% | 0% | 0% | 0%
LV Generation NHH or Aggregate HH | 0% | 0% | 0% | 0% | 81% | 0% | 81% | 95% | 95% | 0% | 0% | 0% | 0% | 0% | 0% | 0% | 0% | 0%
LV Sub Generation NHH | 0% | 0% | 0% | 0% | 81% | 0% | 81% | 95% | 0% | 0% | 0% | 0% | 0% | 0% | 0% | 0% | 0% | 0%
LV Generation Intermittent | 0% | 0% | 0% | 0% | 81% | 0% | 81% | 95% | 95% | 0% | 0% | 0% | 0% | 0% | 0% | 0% | 0% | 0%
LV Generation Non-Intermittent | 0% | 0% | 0% | 0% | 81% | 0% | 81% | 95% | 95% | 0% | 0% | 0% | 0% | 0% | 0% | 0% | 0% | 0%
LV Sub Generation Intermittent | 0% | 0% | 0% | 0% | 81% | 0% | 81% | 95% | 0% | 0% | 0% | 0% | 0% | 0% | 0% | 0% | 0% | 0%
LV Sub Generation Non-Intermittent | 0% | 0% | 0% | 0% | 81% | 0% | 81% | 95% | 0% | 0% | 0% | 0% | 0% | 0% | 0% | 0% | 0% | 0%
HV Generation Intermittent | 0% | 0% | 67% | 67% | 100% | 0% | 100% | 0% | 0% | 0% | 0% | 0% | 0% | 0% | 0% | 0% | 0% | 0%
HV Generation Non-Intermittent | 0% | 0% | 67% | 67% | 100% | 0% | 100% | 0% | 0% | 0% | 0% | 0% | 0% | 0% | 0% | 0% | 0% | 0%

## Yard
Yardsticks for WPD South West in April 15 (DCP179)
This sheet calculates average p/kWh and p/kW/day charges that would apply if no costs were recovered through capacity or fixed charges.
2901. Unit cost at each level, £/kW/year (relative to system simultaneous maximum load)
Data sources:
x1 = 2109. Network model annuity by simultaneous maximum load for each network level (£/kW/year)
x2 = 2710. Unit operating expenditure based on simultaneous maximum load (£/kW/year)
Combine tables = x1 or x2
| GSPs | Assets 132kV | Assets 132kV/EHV | Assets EHV | Assets EHV/HV | Assets 132kV/HV | Assets HV | Assets HV/LV | Assets LV circuits | Transmission exit | Operating 132kV | Operating 132kV/EHV | Operating EHV | Operating EHV/HV | Operating 132kV/HV | Operating HV | Operating HV/LV | Operating LV circuits
Unit cost at each level, £/kW/year (relative to system simultaneous maximum load) |  | 14.1536 | 2.1144 | 6.3188 | 5.1005 | 0 | 21.7958 | 8.6107 | 19.4715 | 3.4243 | 6.5235 | 0.97453 | 2.9124 | 2.3509 | 0 | 10.0459 | 3.9688 | 8.9746
2902. Pay-as-you-go yardstick unit costs by charging level (p/kWh)
Data sources:
x1 = 2901. Unit cost at each level, £/kW/year (relative to system simultaneous maximum load)
x2 = 2302. Load coefficient
x3 = 2012. Loss adjustment factors between end user meter reading and each network level, scaled by network use
x4 = 2804. Proportion of annual charge covered by contributions (for all charging levels)
x5 = 1010. Days in the charging year (in Financial and general assumptions)
Calculation =x1*x2*x3*(1-x4)/(24*x5)*100
| GSPs | Assets 132kV | Assets 132kV/EHV | Assets EHV | Assets EHV/HV | Assets 132kV/HV | Assets HV | Assets HV/LV | Assets LV circuits | Transmission exit | Operating 132kV | Operating 132kV/EHV | Operating EHV | Operating EHV/HV | Operating 132kV/HV | Operating HV | Operating HV/LV | Operating LV circuits
Domestic Unrestricted | 0 | 0.38301 | 0.057046 | 0.16832 | 0.025565 | 0 | 0.10687 | 0.010975 | 0.024476 | 0.093404 | 0.17653 | 0.026293 | 0.077579 | 0.062016 | 0 | 0.25925 | 0.10117 | 0.22562
Domestic Two Rate | 0 | 0.22651 | 0.033737 | 0.099544 | 0.015119 | 0 | 0.063202 | 0.006491 | 0.014475 | 0.05524 | 0.1044 | 0.01555 | 0.045881 | 0.036677 | 0 | 0.15332 | 0.059835 | 0.13343
Domestic Off Peak (related MPAN) | 0 | 0 | 0 | 0 | 0 | 0 | 0 | 0 | 0 | 0 | 0 | 0 | 0 | 0 | 0 | 0 | 0 | 0
Small Non Domestic Unrestricted | 0 | 0.27069 | 0.040318 | 0.11896 | 0.018068 | 0 | 0.07553 | 0.007757 | 0.017298 | 0.066014 | 0.12476 | 0.018583 | 0.054829 | 0.04383 | 0 | 0.18322 | 0.071505 | 0.15946
Small Non Domestic Two Rate | 0 | 0.22666 | 0.03376 | 0.099612 | 0.015129 | 0 | 0.063245 | 0.0064954 | 0.014485 | 0.055277 | 0.10447 | 0.01556 | 0.045912 | 0.036701 | 0 | 0.15342 | 0.059875 | 0.13352
Small Non Domestic Off Peak (related MPAN) | 0 | 0 | 0 | 0 | 0 | 0 | 0 | 0 | 0 | 0 | 0 | 0 | 0 | 0 | 0 | 0 | 0 | 0
LV Medium Non-Domestic | 0 | 0.2463 | 0.036684 | 0.10824 | 0.01644 | 0 | 0.068723 | 0.0070579 | 0.015739 | 0.060065 | 0.11352 | 0.016908 | 0.049888 | 0.03988 | 0 | 0.16671 | 0.065061 | 0.14509
LV Sub Medium Non-Domestic | 0 | 0.23296 | 0.034698 | 0.10238 | 0.015549 | 0 | 0.065001 | 0.0066757 | 0 | 0.056812 | 0.10737 | 0.015992 | 0.047187 | 0.037721 | 0 | 0.15768 | 0.061538 | 0
HV Medium Non-Domestic | 0 | 0.26671 | 0.013109 | 0.038679 | 0 | 0 | 0 | 0 | 0 | 0.065043 | 0.12293 | 0.018309 | 0.054023 | 0.043185 | 0 | 0.18053 | 0 | 0
LV Network Domestic | 0 | 0.37021 | 0.055141 | 0.1627 | 0.024711 | 0 | 0.1033 | 0.010609 | 0.023658 | 0.090284 | 0.17063 | 0.025415 | 0.074988 | 0.059944 | 0 | 0.25059 | 0.097794 | 0.21809
LV Network Non-Domestic Non-CT | 0 | 0.26451 | 0.039396 | 0.11624 | 0.017655 | 0 | 0.073804 | 0.0075797 | 0.016903 | 0.064505 | 0.12191 | 0.018158 | 0.053577 | 0.042829 | 0 | 0.17904 | 0.069871 | 0.15582
LV HH Metered | 0 | 0.23821 | 0.03548 | 0.10469 | 0.0159 | 0 | 0.066467 | 0.0068262 | 0.015223 | 0.058093 | 0.10979 | 0.016353 | 0.04825 | 0.038571 | 0 | 0.16124 | 0.062925 | 0.14033
LV Sub HH Metered | 0 | 0.21444 | 0.031939 | 0.094237 | 0.014313 | 0 | 0.059833 | 0.0061449 | 0 | 0.052295 | 0.098835 | 0.014721 | 0.043435 | 0.034721 | 0 | 0.14515 | 0.056645 | 0
HV HH Metered | 0 | 0.1871 | 0.0091962 | 0.027134 | 0 | 0 | 0 | 0 | 0 | 0.045628 | 0.086236 | 0.012844 | 0.037898 | 0.030295 | 0 | 0.12664 | 0 | 0
NHH UMS category A | 0 | 0.17344 | 0.025833 | 0.07622 | 0.011577 | 0 | 0.048394 | 0.0049701 | 0.011083 | 0.042297 | 0.079939 | 0.011906 | 0.035131 | 0.028083 | 0 | 0.1174 | 0.045815 | 0.10217
NHH UMS category B | 0 | 0.36677 | 0.054628 | 0.16118 | 0.024481 | 0 | 0.10234 | 0.01051 | 0.023438 | 0.089445 | 0.16905 | 0.025179 | 0.074291 | 0.059387 | 0 | 0.24826 | 0.096885 | 0.21606
NHH UMS category C | 0 | 0.69924 | 0.10415 | 0.30729 | 0.046673 | 0 | 0.19511 | 0.020038 | 0.044685 | 0.17053 | 0.32229 | 0.048003 | 0.14163 | 0.11322 | 0 | 0.4733 | 0.18471 | 0.41191
NHH UMS category D | 0 | 0 | 0 | 0 | 0 | 0 | 0 | 0 | 0 | 0 | 0 | 0 | 0 | 0 | 0 | 0 | 0 | 0
LV UMS (Pseudo HH Metered) | 0 | 0.36046 | 0.053689 | 0.15841 | 0.02406 | 0 | 0.10058 | 0.01033 | 0.023035 | 0.087907 | 0.16614 | 0.024746 | 0.073013 | 0.058366 | 0 | 0.24399 | 0.095219 | 0.21234
LV Generation NHH or Aggregate HH | 0 | -0.17344 | -0.025833 | -0.07622 | -0.011577 | 0 | -0.048394 | -0.0049701 | 0 | -0.042297 | -0.079939 | -0.011906 | -0.035131 | -0.028083 | 0 | -0.1174 | -0.045815 | 0
LV Sub Generation NHH | 0 | -0.17104 | -0.025475 | -0.075167 | -0.011417 | 0 | -0.047725 | 0 | 0 | -0.041712 | -0.078834 | -0.011742 | -0.034645 | -0.027695 | 0 | -0.11577 | 0 | 0
LV Generation Intermittent | 0 | -0.17344 | -0.025833 | -0.07622 | -0.011577 | 0 | -0.048394 | -0.0049701 | 0 | -0.042297 | -0.079939 | -0.011906 | -0.035131 | -0.028083 | 0 | -0.1174 | -0.045815 | 0
LV Generation Non-Intermittent | 0 | -0.17344 | -0.025833 | -0.07622 | -0.011577 | 0 | -0.048394 | -0.0049701 | 0 | -0.042297 | -0.079939 | -0.011906 | -0.035131 | -0.028083 | 0 | -0.1174 | -0.045815 | 0
LV Sub Generation Intermittent | 0 | -0.17104 | -0.025475 | -0.075167 | -0.011417 | 0 | -0.047725 | 0 | 0 | -0.041712 | -0.078834 | -0.011742 | -0.034645 | -0.027695 | 0 | -0.11577 | 0 | 0
LV Sub Generation Non-Intermittent | 0 | -0.17104 | -0.025475 | -0.075167 | -0.011417 | 0 | -0.047725 | 0 | 0 | -0.041712 | -0.078834 | -0.011742 | -0.034645 | -0.027695 | 0 | -0.11577 | 0 | 0
HV Generation Intermittent | 0 | -0.16896 | -0.0083047 | -0.024504 | 0 | 0 | 0 | 0 | 0 | -0.041205 | -0.077876 | -0.011599 | -0.034224 | -0.027358 | 0 | 0 | 0 | 0
HV Generation Non-Intermittent | 0 | -0.16896 | -0.0083047 | -0.024504 | 0 | 0 | 0 | 0 | 0 | -0.041205 | -0.077876 | -0.011599 | -0.034224 | -0.027358 | 0 | 0 | 0 | 0
2903. Contributions to pay-as-you-go unit rate 1 (p/kWh)
Data sources:
x1 = 2459. Unit rate 1 pseudo load coefficient by network level (combined)
x2 = 2901. Unit cost at each level, £/kW/year (relative to system simultaneous maximum load)
x3 = 2012. Loss adjustment factors between end user meter reading and each network level, scaled by network use
x4 = 2804. Proportion of annual charge covered by contributions (for all charging levels)
x5 = 1010. Days in the charging year (in Financial and general assumptions)
Calculation =x1*x2*x3*(1-x4)*100/(24*x5)
| GSPs | Assets 132kV | Assets 132kV/EHV | Assets EHV | Assets EHV/HV | Assets 132kV/HV | Assets HV | Assets HV/LV | Assets LV circuits | Transmission exit | Operating 132kV | Operating 132kV/EHV | Operating EHV | Operating EHV/HV | Operating 132kV/HV | Operating HV | Operating HV/LV | Operating LV circuits
Domestic Unrestricted | 0 | 0.38301 | 0.057046 | 0.16832 | 0.025565 | 0 | 0.10687 | 0.010975 | 0.024476 | 0.093404 | 0.17653 | 0.026293 | 0.077579 | 0.062016 | 0 | 0.25925 | 0.10117 | 0.22562
Domestic Two Rate | 0 | 0.43713 | 0.065108 | 0.17367 | 0.026378 | 0 | 0.11027 | 0.011325 | 0.025255 | 0.11452 | 0.20148 | 0.030009 | 0.080048 | 0.063989 | 0 | 0.26749 | 0.10439 | 0.2328
Domestic Off Peak (related MPAN) | 0 | 0.031495 | 0.0046909 | 0.023155 | 0.0035169 | 0 | 0.014702 | 0.0015099 | 0.0033671 | 0.0010306 | 0.014516 | 0.0021621 | 0.010672 | 0.0085314 | 0 | 0.035664 | 0.013918 | 0.031038
Small Non Domestic Unrestricted | 0 | 0.27069 | 0.040318 | 0.11896 | 0.018068 | 0 | 0.07553 | 0.007757 | 0.017298 | 0.066014 | 0.12476 | 0.018583 | 0.054829 | 0.04383 | 0 | 0.18322 | 0.071505 | 0.15946
Small Non Domestic Two Rate | 0 | 0.32098 | 0.047807 | 0.14649 | 0.022249 | 0 | 0.093009 | 0.0095521 | 0.021302 | 0.082 | 0.14794 | 0.022035 | 0.067518 | 0.053973 | 0 | 0.22562 | 0.088053 | 0.19636
Small Non Domestic Off Peak (related MPAN) | 0 | 0.032712 | 0.0048723 | 0.023647 | 0.0035916 | 0 | 0.015014 | 0.0015419 | 0.0034386 | 0.001386 | 0.015077 | 0.0022457 | 0.010899 | 0.0087126 | 0 | 0.036421 | 0.014214 | 0.031697
LV Medium Non-Domestic | 0 | 0.29428 | 0.043831 | 0.13216 | 0.020073 | 0 | 0.083913 | 0.0086179 | 0.019218 | 0.075087 | 0.13564 | 0.020202 | 0.060915 | 0.048695 | 0 | 0.20356 | 0.079442 | 0.17716
LV Sub Medium Non-Domestic | 0 | 0.28567 | 0.042549 | 0.12887 | 0.019573 | 0 | 0.081821 | 0.0084031 | 0 | 0.072827 | 0.13167 | 0.019611 | 0.059396 | 0.047481 | 0 | 0.19848 | 0.077461 | 0
HV Medium Non-Domestic | 0 | 0.32245 | 0.015849 | 0.047978 | 0 | 0 | 0 | 0 | 0 | 0.082182 | 0.14862 | 0.022136 | 0.06701 | 0.053567 | 0 | 0.22393 | 0 | 0
LV Network Domestic | 0 | 3.8495 | 0.57336 | 1.1406 | 0.17323 | 0 | 0.72417 | 0.074373 | 0.16585 | 1.0459 | 1.7743 | 0.26427 | 0.5257 | 0.42024 | 0 | 1.7567 | 0.68558 | 1.5289
LV Network Non-Domestic Non-CT | 0 | 3.6758 | 0.54749 | 0.95089 | 0.14442 | 0 | 0.60374 | 0.062004 | 0.13827 | 1.0325 | 1.6942 | 0.25234 | 0.43827 | 0.35035 | 0 | 1.4646 | 0.57157 | 1.2746
LV HH Metered | 0 | 2.8785 | 0.42874 | 0.79767 | 0.12115 | 0 | 0.50645 | 0.052013 | 0.11599 | 0.81593 | 1.3267 | 0.19761 | 0.36765 | 0.2939 | 0 | 1.2286 | 0.47947 | 1.0692
LV Sub HH Metered | 0 | 2.7473 | 0.40919 | 0.76129 | 0.11563 | 0 | 0.48336 | 0.049642 | 0 | 0.77872 | 1.2662 | 0.1886 | 0.35089 | 0.2805 | 0 | 1.1726 | 0.45761 | 0
HV HH Metered | 0 | 2.4979 | 0.12277 | 0.22842 | 0 | 0 | 0 | 0 | 0 | 0.70803 | 1.1513 | 0.17148 | 0.31903 | 0.25503 | 0 | 1.0661 | 0 | 0
NHH UMS category A | 0 | 0.18343 | 0.02732 | 0.080074 | 0.012162 | 0 | 0.050841 | 0.0052214 | 0.011644 | 0.044913 | 0.084543 | 0.012592 | 0.036907 | 0.029503 | 0 | 0.12333 | 0.048132 | 0.10734
NHH UMS category B | 0 | 0.31085 | 0.046299 | 0.10113 | 0.015359 | 0 | 0.064207 | 0.0065941 | 0.014705 | 0.084981 | 0.14327 | 0.02134 | 0.04661 | 0.037259 | 0 | 0.15575 | 0.060785 | 0.13555
NHH UMS category C | 0 | 0.55038 | 0.081976 | 0.1722 | 0.026155 | 0 | 0.10934 | 0.011229 | 0.025041 | 0.15744 | 0.25368 | 0.037784 | 0.07937 | 0.063448 | 0 | 0.26523 | 0.10351 | 0.23083
NHH UMS category D | 0 | 0.071286 | 0.010618 | 0.061756 | 0.0093797 | 0 | 0.03921 | 0.0040269 | 0.0089802 | 0.0096307 | 0.032856 | 0.0048938 | 0.028464 | 0.022754 | 0 | 0.095117 | 0.037121 | 0.082781
LV UMS (Pseudo HH Metered) | 0 | 8.285 | 1.234 | 2.2668 | 0.34429 | 0 | 1.4392 | 0.14781 | 0.32962 | 2.5152 | 3.8186 | 0.56876 | 1.0448 | 0.83519 | 0 | 3.4914 | 1.3625 | 3.0385
LV Generation Non-Intermittent | 0 | -2.4727 | -0.3683 | -0.68521 | -0.10407 | 0 | -0.43506 | -0.044681 | 0 | -0.7009 | -1.1397 | -0.16975 | -0.31582 | -0.25246 | 0 | -1.0554 | -0.41187 | 0
LV Sub Generation Non-Intermittent | 0 | -2.4385 | -0.3632 | -0.67574 | -0.10263 | 0 | -0.42904 | 0 | 0 | -0.69121 | -1.1239 | -0.1674 | -0.31146 | -0.24897 | 0 | -1.0408 | 0 | 0
HV Generation Non-Intermittent | 0 | -2.4089 | -0.1184 | -0.22029 | 0 | 0 | 0 | 0 | 0 | -0.68281 | -1.1103 | -0.16537 | -0.30767 | -0.24595 | 0 | 0 | 0 | 0
2904. Contributions to pay-as-you-go unit rate 2 (p/kWh)
Data sources:
x1 = 2460. Unit rate 2 pseudo load coefficient by network level (combined)
x2 = 2901. Unit cost at each level, £/kW/year (relative to system simultaneous maximum load)
x3 = 2012. Loss adjustment factors between end user meter reading and each network level, scaled by network use
x4 = 2804. Proportion of annual charge covered by contributions (for all charging levels)
x5 = 1010. Days in the charging year (in Financial and general assumptions)
Calculation =x1*x2*x3*(1-x4)*100/(24*x5)
| GSPs | Assets 132kV | Assets 132kV/EHV | Assets EHV | Assets EHV/HV | Assets 132kV/HV | Assets HV | Assets HV/LV | Assets LV circuits | Transmission exit | Operating 132kV | Operating 132kV/EHV | Operating EHV | Operating EHV/HV | Operating 132kV/HV | Operating HV | Operating HV/LV | Operating LV circuits
Domestic Two Rate | 0 | 0.043249 | 0.0064417 | 0.027135 | 0.0041213 | 0 | 0.017228 | 0.0017694 | 0.0039458 | 4.1381e-05 | 0.019934 | 0.002969 | 0.012507 | 0.0099977 | 0 | 0.041793 | 0.01631 | 0.036373
Small Non Domestic Two Rate | 0 | 0.041222 | 0.0061398 | 0.025896 | 0.0039332 | 0 | 0.016442 | 0.0016886 | 0.0037656 | 4.0236e-05 | 0.019 | 0.0028299 | 0.011936 | 0.0095412 | 0 | 0.039885 | 0.015566 | 0.034712
LV Medium Non-Domestic | 0 | 0.037897 | 0.0056445 | 0.022317 | 0.0033896 | 0 | 0.014169 | 0.0014552 | 0.0032452 | 1.0169e-06 | 0.017467 | 0.0026016 | 0.010286 | 0.0082225 | 0 | 0.034372 | 0.013414 | 0.029914
LV Sub Medium Non-Domestic | 0 | 0.037072 | 0.0055217 | 0.021846 | 0.0033181 | 0 | 0.013871 | 0.0014245 | 0 | 1.3618e-06 | 0.017087 | 0.002545 | 0.010069 | 0.0080491 | 0 | 0.033648 | 0.013131 | 0
HV Medium Non-Domestic | 0 | 0.041909 | 0.0020599 | 0.0081287 | 0 | 0 | 0 | 0 | 0 | 0 | 0.019316 | 0.002877 | 0.011353 | 0.0090757 | 0 | 0.037939 | 0 | 0
LV Network Domestic | 0 | 0.040584 | 0.0060448 | 0.11056 | 0.016792 | 0 | 0.070195 | 0.007209 | 0.016076 | 0.0018402 | 0.018706 | 0.0027861 | 0.050957 | 0.040734 | 0 | 0.17028 | 0.066454 | 0.1482
LV Network Non-Domestic Non-CT | 0 | 0.038754 | 0.0057721 | 0.092171 | 0.013999 | 0 | 0.058521 | 0.0060102 | 0.013403 | 0.0018167 | 0.017862 | 0.0026604 | 0.042482 | 0.03396 | 0 | 0.14196 | 0.055403 | 0.12355
LV HH Metered | 0 | 0.030348 | 0.0045201 | 0.077319 | 0.011743 | 0 | 0.049091 | 0.0050417 | 0.011243 | 0.0014357 | 0.013988 | 0.0020834 | 0.035637 | 0.028488 | 0 | 0.11909 | 0.046475 | 0.10364
LV Sub HH Metered | 0 | 0.028964 | 0.004314 | 0.073793 | 0.011208 | 0 | 0.046853 | 0.0048118 | 0 | 0.0013702 | 0.01335 | 0.0019884 | 0.034012 | 0.027189 | 0 | 0.11366 | 0.044356 | 0
HV HH Metered | 0 | 0.026335 | 0.0012944 | 0.022141 | 0 | 0 | 0 | 0 | 0 | 0.0012458 | 0.012138 | 0.0018079 | 0.030924 | 0.024721 | 0 | 0.10334 | 0 | 0
LV UMS (Pseudo HH Metered) | 0 | 0.047869 | 0.0071298 | 0.070049 | 0.010639 | 0 | 0.044476 | 0.0045677 | 0.010186 | 0.001159 | 0.022063 | 0.0032862 | 0.032286 | 0.025809 | 0 | 0.10789 | 0.042106 | 0.093898
LV Generation Non-Intermittent | 0 | -0.026069 | -0.0038829 | -0.066419 | -0.010088 | 0 | -0.042171 | -0.004331 | 0 | -0.0012333 | -0.012016 | -0.0017897 | -0.030613 | -0.024472 | 0 | -0.1023 | -0.039924 | 0
LV Sub Generation Non-Intermittent | 0 | -0.025709 | -0.0038292 | -0.065501 | -0.0099485 | 0 | -0.041588 | 0 | 0 | -0.0012162 | -0.01185 | -0.0017649 | -0.03019 | -0.024133 | 0 | -0.10088 | 0 | 0
HV Generation Non-Intermittent | 0 | -0.025397 | -0.0012483 | -0.021353 | 0 | 0 | 0 | 0 | 0 | -0.0012014 | -0.011706 | -0.0017435 | -0.029823 | -0.02384 | 0 | 0 | 0 | 0
2905. Contributions to pay-as-you-go unit rate 3 (p/kWh)
Data sources:
x1 = 2461. Unit rate 3 pseudo load coefficient by network level (combined)
x2 = 2901. Unit cost at each level, £/kW/year (relative to system simultaneous maximum load)
x3 = 2012. Loss adjustment factors between end user meter reading and each network level, scaled by network use
x4 = 2804. Proportion of annual charge covered by contributions (for all charging levels)
x5 = 1010. Days in the charging year (in Financial and general assumptions)
Calculation =x1*x2*x3*(1-x4)*100/(24*x5)
| GSPs | Assets 132kV | Assets 132kV/EHV | Assets EHV | Assets EHV/HV | Assets 132kV/HV | Assets HV | Assets HV/LV | Assets LV circuits | Transmission exit | Operating 132kV | Operating 132kV/EHV | Operating EHV | Operating EHV/HV | Operating 132kV/HV | Operating HV | Operating HV/LV | Operating LV circuits
LV Network Domestic | 0 | 0.044616 | 0.0066453 | 0.028039 | 0.0042587 | 0 | 0.017803 | 0.0018283 | 0.0040773 | 0 | 0.020564 | 0.0030629 | 0.012923 | 0.010331 | 0 | 0.043186 | 0.016854 | 0.037585
LV Network Non-Domestic Non-CT | 0 | 0.042604 | 0.0063455 | 0.023376 | 0.0035504 | 0 | 0.014842 | 0.0015243 | 0.0033992 | 0 | 0.019636 | 0.0029247 | 0.010774 | 0.0086128 | 0 | 0.036004 | 0.014051 | 0.031334
LV HH Metered | 0 | 0.033363 | 0.0049692 | 0.019609 | 0.0029783 | 0 | 0.01245 | 0.0012787 | 0.0028515 | 0 | 0.015377 | 0.0022903 | 0.0090381 | 0.007225 | 0 | 0.030203 | 0.011787 | 0.026285
LV Sub HH Metered | 0 | 0.031841 | 0.0047426 | 0.018715 | 0.0028425 | 0 | 0.011883 | 0.0012204 | 0 | 0 | 0.014676 | 0.0021859 | 0.008626 | 0.0068955 | 0 | 0.028825 | 0.011249 | 0
HV HH Metered | 0 | 0.028951 | 0.001423 | 0.0056154 | 0 | 0 | 0 | 0 | 0 | 0 | 0.013344 | 0.0019875 | 0.0078429 | 0.0062696 | 0 | 0.026209 | 0 | 0
LV UMS (Pseudo HH Metered) | 0 | 0.029833 | 0.0044435 | 0.017535 | 0.0026633 | 0 | 0.011133 | 0.0011434 | 0.0025498 | 0 | 0.01375 | 0.002048 | 0.008082 | 0.0064606 | 0 | 0.027007 | 0.01054 | 0.023505
LV Generation Non-Intermittent | 0 | -0.028659 | -0.0042686 | -0.016845 | -0.0025585 | 0 | -0.010695 | -0.0010984 | 0 | 0 | -0.013209 | -0.0019675 | -0.007764 | -0.0062064 | 0 | -0.025945 | -0.010125 | 0
LV Sub Generation Non-Intermittent | 0 | -0.028263 | -0.0042096 | -0.016612 | -0.0025231 | 0 | -0.010547 | 0 | 0 | 0 | -0.013027 | -0.0019403 | -0.0076566 | -0.0061206 | 0 | -0.025586 | 0 | 0
HV Generation Non-Intermittent | 0 | -0.02792 | -0.0013723 | -0.0054154 | 0 | 0 | 0 | 0 | 0 | 0 | -0.012868 | -0.0019167 | -0.0075636 | -0.0060463 | 0 | 0 | 0 | 0

## Standing
Allocation to standing charges for WPD South West in April 15 (DCP179)
This sheet reallocates some costs from unit charges to fixed or capacity charges, for demand users only.
3001. Costs based on aggregate maximum load (£/kW/year)
Data sources:
x1 = 2901. Unit cost at each level, £/kW/year (relative to system simultaneous maximum load)
x2 = 2612. Diversity allowances (including calculated LV value)
Calculation =x1/(1+x2)
| GSPs | Assets 132kV | Assets 132kV/EHV | Assets EHV | Assets EHV/HV | Assets 132kV/HV | Assets HV | Assets HV/LV | Assets LV circuits | Transmission exit | Operating 132kV | Operating 132kV/EHV | Operating EHV | Operating EHV/HV | Operating 132kV/HV | Operating HV | Operating HV/LV | Operating LV circuits
Costs based on aggregate maximum load (£/kW/year) | 0 | 13.4325 | 2.0066 | 5.5785 | 4.5029 | 0 | 14.0454 | 5.5488 | 12.5603 | 3.3506 | 6.1912 | 0.92488 | 2.5712 | 2.0754 | 0 | 6.4737 | 2.5575 | 5.7891
3002. Capacity elements p/kVA/day
This calculation uses aggregate maximum load and no coincidence factor.
Data sources:
x1 = 2602. Standing charges factors adapted to use 132kV/HV
x2 = 2012. Loss adjustment factors between end user meter reading and each network level, scaled by network use
x3 = 3001. Costs based on aggregate maximum load (£/kW/year)
x4 = 1010. Power factor for all flows in the network model (in Financial and general assumptions)
x5 = 1010. Days in the charging year (in Financial and general assumptions)
x6 = 2804. Proportion of annual charge covered by contributions (for all charging levels)
Calculation =100*x1*x2*x3*x4/x5*(1-x6)
| GSPs | Assets 132kV | Assets 132kV/EHV | Assets EHV | Assets EHV/HV | Assets 132kV/HV | Assets HV | Assets HV/LV | Assets LV circuits | Transmission exit | Operating 132kV | Operating 132kV/EHV | Operating EHV | Operating EHV/HV | Operating 132kV/HV | Operating HV | Operating HV/LV | Operating LV circuits
Domestic Unrestricted | 0 | 0 | 0 | 0 | 0 | 0 | 0 | 0 | 0.16301 | 0 | 0 | 0 | 0 | 0 | 0 | 0 | 0 | 1.5026
Domestic Two Rate | 0 | 0 | 0 | 0 | 0 | 0 | 0 | 0 | 0.16301 | 0 | 0 | 0 | 0 | 0 | 0 | 0 | 0 | 1.5026
Domestic Off Peak (related MPAN) | 0 | 0 | 0 | 0 | 0 | 0 | 0 | 0 | 0.16301 | 0 | 0 | 0 | 0 | 0 | 0 | 0 | 0 | 1.5026
Small Non Domestic Unrestricted | 0 | 0 | 0 | 0 | 0 | 0 | 0 | 0 | 0.16301 | 0 | 0 | 0 | 0 | 0 | 0 | 0 | 0 | 1.5026
Small Non Domestic Two Rate | 0 | 0 | 0 | 0 | 0 | 0 | 0 | 0 | 0.16301 | 0 | 0 | 0 | 0 | 0 | 0 | 0 | 0 | 1.5026
Small Non Domestic Off Peak (related MPAN) | 0 | 0 | 0 | 0 | 0 | 0 | 0 | 0 | 0.16301 | 0 | 0 | 0 | 0 | 0 | 0 | 0 | 0 | 1.5026
LV Medium Non-Domestic | 0 | 0 | 0 | 0 | 0 | 0 | 0 | 0 | 0.16301 | 0 | 0 | 0 | 0 | 0 | 0 | 0 | 0 | 1.5026
LV Sub Medium Non-Domestic | 0 | 0 | 0 | 0 | 0 | 0 | 0 | 0.072014 | 0 | 0 | 0 | 0 | 0 | 0 | 0 | 0 | 0.66383 | 0
HV Medium Non-Domestic | 0 | 0 | 0 | 0.098645 | 0 | 0 | 0 | 0 | 0 | 0 | 0 | 0 | 0.13778 | 0.55069 | 0 | 1.6803 | 0 | 0
LV Network Domestic | 0 | 0 | 0 | 0 | 0 | 0 | 0 | 0 | 0.16301 | 0 | 0 | 0 | 0 | 0 | 0 | 0 | 0 | 1.5026
LV Network Non-Domestic Non-CT | 0 | 0 | 0 | 0 | 0 | 0 | 0 | 0 | 0.16301 | 0 | 0 | 0 | 0 | 0 | 0 | 0 | 0 | 1.5026
LV HH Metered | 0 | 0 | 0 | 0 | 0 | 0 | 0.14221 | 0.073023 | 0.16301 | 0 | 0 | 0 | 0 | 0 | 0 | 0.34497 | 0.67314 | 1.5026
LV Sub HH Metered | 0 | 0 | 0 | 0 | 0 | 0 | 0.7012 | 0.072014 | 0 | 0 | 0 | 0 | 0 | 0 | 0 | 1.701 | 0.66383 | 0
HV HH Metered | 0 | 0 | 0 | 0.098645 | 0 | 0 | 0 | 0 | 0 | 0 | 0 | 0 | 0.13778 | 0.55069 | 0 | 1.6803 | 0 | 0
NHH UMS category A | 0 | 0 | 0 | 0 | 0 | 0 | 0 | 0 | 0 | 0 | 0 | 0 | 0 | 0 | 0 | 0 | 0 | 0
NHH UMS category B | 0 | 0 | 0 | 0 | 0 | 0 | 0 | 0 | 0 | 0 | 0 | 0 | 0 | 0 | 0 | 0 | 0 | 0
NHH UMS category C | 0 | 0 | 0 | 0 | 0 | 0 | 0 | 0 | 0 | 0 | 0 | 0 | 0 | 0 | 0 | 0 | 0 | 0
NHH UMS category D | 0 | 0 | 0 | 0 | 0 | 0 | 0 | 0 | 0 | 0 | 0 | 0 | 0 | 0 | 0 | 0 | 0 | 0
LV UMS (Pseudo HH Metered) | 0 | 0 | 0 | 0 | 0 | 0 | 0 | 0 | 0 | 0 | 0 | 0 | 0 | 0 | 0 | 0 | 0 | 0
3003. Yardstick components p/kWh (taking account of standing charges)
Data sources:
x1 = 2602. Standing charges factors adapted to use 132kV/HV
x2 = 2902. Pay-as-you-go yardstick unit costs by charging level (p/kWh)
Calculation =(1-x1)*x2
| GSPs | Assets 132kV | Assets 132kV/EHV | Assets EHV | Assets EHV/HV | Assets 132kV/HV | Assets HV | Assets HV/LV | Assets LV circuits | Transmission exit | Operating 132kV | Operating 132kV/EHV | Operating EHV | Operating EHV/HV | Operating 132kV/HV | Operating HV | Operating HV/LV | Operating LV circuits
Domestic Unrestricted | 0 | 0.38301 | 0.057046 | 0.16832 | 0.025565 | 0 | 0.10687 | 0.010975 | 0 | 0.093404 | 0.17653 | 0.026293 | 0.077579 | 0.062016 | 0 | 0.25925 | 0.10117 | 0
Domestic Two Rate | 0 | 0.22651 | 0.033737 | 0.099544 | 0.015119 | 0 | 0.063202 | 0.006491 | 0 | 0.05524 | 0.1044 | 0.01555 | 0.045881 | 0.036677 | 0 | 0.15332 | 0.059835 | 0
Domestic Off Peak (related MPAN) | 0 | 0 | 0 | 0 | 0 | 0 | 0 | 0 | 0 | 0 | 0 | 0 | 0 | 0 | 0 | 0 | 0 | 0
Small Non Domestic Unrestricted | 0 | 0.27069 | 0.040318 | 0.11896 | 0.018068 | 0 | 0.07553 | 0.007757 | 0 | 0.066014 | 0.12476 | 0.018583 | 0.054829 | 0.04383 | 0 | 0.18322 | 0.071505 | 0
Small Non Domestic Two Rate | 0 | 0.22666 | 0.03376 | 0.099612 | 0.015129 | 0 | 0.063245 | 0.0064954 | 0 | 0.055277 | 0.10447 | 0.01556 | 0.045912 | 0.036701 | 0 | 0.15342 | 0.059875 | 0
Small Non Domestic Off Peak (related MPAN) | 0 | 0 | 0 | 0 | 0 | 0 | 0 | 0 | 0 | 0 | 0 | 0 | 0 | 0 | 0 | 0 | 0 | 0
LV Medium Non-Domestic | 0 | 0.2463 | 0.036684 | 0.10824 | 0.01644 | 0 | 0.068723 | 0.0070579 | 0 | 0.060065 | 0.11352 | 0.016908 | 0.049888 | 0.03988 | 0 | 0.16671 | 0.065061 | 0
LV Sub Medium Non-Domestic | 0 | 0.23296 | 0.034698 | 0.10238 | 0.015549 | 0 | 0.065001 | 0 | 0 | 0.056812 | 0.10737 | 0.015992 | 0.047187 | 0.037721 | 0 | 0.15768 | 0 | 0
HV Medium Non-Domestic | 0 | 0.26671 | 0.013109 | 0.030943 | 0 | 0 | 0 | 0 | 0 | 0.065043 | 0.12293 | 0.018309 | 0.043218 | 0 | 0 | 0 | 0 | 0
LV Network Domestic | 0 | 0.37021 | 0.055141 | 0.1627 | 0.024711 | 0 | 0.1033 | 0.010609 | 0 | 0.090284 | 0.17063 | 0.025415 | 0.074988 | 0.059944 | 0 | 0.25059 | 0.097794 | 0
LV Network Non-Domestic Non-CT | 0 | 0.26451 | 0.039396 | 0.11624 | 0.017655 | 0 | 0.073804 | 0.0075797 | 0 | 0.064505 | 0.12191 | 0.018158 | 0.053577 | 0.042829 | 0 | 0.17904 | 0.069871 | 0
LV HH Metered | 0 | 0.23821 | 0.03548 | 0.10469 | 0.0159 | 0 | 0.053173 | 0 | 0 | 0.058093 | 0.10979 | 0.016353 | 0.04825 | 0.038571 | 0 | 0.12899 | 0 | 0
LV Sub HH Metered | 0 | 0.21444 | 0.031939 | 0.094237 | 0.014313 | 0 | 0 | 0 | 0 | 0.052295 | 0.098835 | 0.014721 | 0.043435 | 0.034721 | 0 | 0 | 0 | 0
HV HH Metered | 0 | 0.1871 | 0.0091962 | 0.021707 | 0 | 0 | 0 | 0 | 0 | 0.045628 | 0.086236 | 0.012844 | 0.030318 | 0 | 0 | 0 | 0 | 0
NHH UMS category A | 0 | 0.17344 | 0.025833 | 0.07622 | 0.011577 | 0 | 0.048394 | 0.0049701 | 0.011083 | 0.042297 | 0.079939 | 0.011906 | 0.035131 | 0.028083 | 0 | 0.1174 | 0.045815 | 0.10217
NHH UMS category B | 0 | 0.36677 | 0.054628 | 0.16118 | 0.024481 | 0 | 0.10234 | 0.01051 | 0.023438 | 0.089445 | 0.16905 | 0.025179 | 0.074291 | 0.059387 | 0 | 0.24826 | 0.096885 | 0.21606
NHH UMS category C | 0 | 0.69924 | 0.10415 | 0.30729 | 0.046673 | 0 | 0.19511 | 0.020038 | 0.044685 | 0.17053 | 0.32229 | 0.048003 | 0.14163 | 0.11322 | 0 | 0.4733 | 0.18471 | 0.41191
NHH UMS category D | 0 | 0 | 0 | 0 | 0 | 0 | 0 | 0 | 0 | 0 | 0 | 0 | 0 | 0 | 0 | 0 | 0 | 0
LV UMS (Pseudo HH Metered) | 0 | 0.36046 | 0.053689 | 0.15841 | 0.02406 | 0 | 0.10058 | 0.01033 | 0.023035 | 0.087907 | 0.16614 | 0.024746 | 0.073013 | 0.058366 | 0 | 0.24399 | 0.095219 | 0.21234
3004. Contributions to unit rate 1 p/kWh by network level (taking account of standing charges)
Data sources:
x1 = 2602. Standing charges factors adapted to use 132kV/HV
x2 = 2903. Contributions to pay-as-you-go unit rate 1 (p/kWh)
Calculation =(1-x1)*x2
| GSPs | Assets 132kV | Assets 132kV/EHV | Assets EHV | Assets EHV/HV | Assets 132kV/HV | Assets HV | Assets HV/LV | Assets LV circuits | Transmission exit | Operating 132kV | Operating 132kV/EHV | Operating EHV | Operating EHV/HV | Operating 132kV/HV | Operating HV | Operating HV/LV | Operating LV circuits
Domestic Unrestricted | 0 | 0.38301 | 0.057046 | 0.16832 | 0.025565 | 0 | 0.10687 | 0.010975 | 0 | 0.093404 | 0.17653 | 0.026293 | 0.077579 | 0.062016 | 0 | 0.25925 | 0.10117 | 0
Domestic Two Rate | 0 | 0.43713 | 0.065108 | 0.17367 | 0.026378 | 0 | 0.11027 | 0.011325 | 0 | 0.11452 | 0.20148 | 0.030009 | 0.080048 | 0.063989 | 0 | 0.26749 | 0.10439 | 0
Domestic Off Peak (related MPAN) | 0 | 0.031495 | 0.0046909 | 0.023155 | 0.0035169 | 0 | 0.014702 | 0.0015099 | 0 | 0.0010306 | 0.014516 | 0.0021621 | 0.010672 | 0.0085314 | 0 | 0.035664 | 0.013918 | 0
Small Non Domestic Unrestricted | 0 | 0.27069 | 0.040318 | 0.11896 | 0.018068 | 0 | 0.07553 | 0.007757 | 0 | 0.066014 | 0.12476 | 0.018583 | 0.054829 | 0.04383 | 0 | 0.18322 | 0.071505 | 0
Small Non Domestic Two Rate | 0 | 0.32098 | 0.047807 | 0.14649 | 0.022249 | 0 | 0.093009 | 0.0095521 | 0 | 0.082 | 0.14794 | 0.022035 | 0.067518 | 0.053973 | 0 | 0.22562 | 0.088053 | 0
Small Non Domestic Off Peak (related MPAN) | 0 | 0.032712 | 0.0048723 | 0.023647 | 0.0035916 | 0 | 0.015014 | 0.0015419 | 0 | 0.001386 | 0.015077 | 0.0022457 | 0.010899 | 0.0087126 | 0 | 0.036421 | 0.014214 | 0
LV Medium Non-Domestic | 0 | 0.29428 | 0.043831 | 0.13216 | 0.020073 | 0 | 0.083913 | 0.0086179 | 0 | 0.075087 | 0.13564 | 0.020202 | 0.060915 | 0.048695 | 0 | 0.20356 | 0.079442 | 0
LV Sub Medium Non-Domestic | 0 | 0.28567 | 0.042549 | 0.12887 | 0.019573 | 0 | 0.081821 | 0 | 0 | 0.072827 | 0.13167 | 0.019611 | 0.059396 | 0.047481 | 0 | 0.19848 | 0 | 0
HV Medium Non-Domestic | 0 | 0.32245 | 0.015849 | 0.038382 | 0 | 0 | 0 | 0 | 0 | 0.082182 | 0.14862 | 0.022136 | 0.053608 | 0 | 0 | 0 | 0 | 0
LV Network Domestic | 0 | 3.8495 | 0.57336 | 1.1406 | 0.17323 | 0 | 0.72417 | 0.074373 | 0 | 1.0459 | 1.7743 | 0.26427 | 0.5257 | 0.42024 | 0 | 1.7567 | 0.68558 | 0
LV Network Non-Domestic Non-CT | 0 | 3.6758 | 0.54749 | 0.95089 | 0.14442 | 0 | 0.60374 | 0.062004 | 0 | 1.0325 | 1.6942 | 0.25234 | 0.43827 | 0.35035 | 0 | 1.4646 | 0.57157 | 0
LV HH Metered | 0 | 2.8785 | 0.42874 | 0.79767 | 0.12115 | 0 | 0.40516 | 0 | 0 | 0.81593 | 1.3267 | 0.19761 | 0.36765 | 0.2939 | 0 | 0.98286 | 0 | 0
LV Sub HH Metered | 0 | 2.7473 | 0.40919 | 0.76129 | 0.11563 | 0 | 0 | 0 | 0 | 0.77872 | 1.2662 | 0.1886 | 0.35089 | 0.2805 | 0 | 0 | 0 | 0
HV HH Metered | 0 | 2.4979 | 0.12277 | 0.18274 | 0 | 0 | 0 | 0 | 0 | 0.70803 | 1.1513 | 0.17148 | 0.25523 | 0 | 0 | 0 | 0 | 0
NHH UMS category A | 0 | 0.18343 | 0.02732 | 0.080074 | 0.012162 | 0 | 0.050841 | 0.0052214 | 0.011644 | 0.044913 | 0.084543 | 0.012592 | 0.036907 | 0.029503 | 0 | 0.12333 | 0.048132 | 0.10734
NHH UMS category B | 0 | 0.31085 | 0.046299 | 0.10113 | 0.015359 | 0 | 0.064207 | 0.0065941 | 0.014705 | 0.084981 | 0.14327 | 0.02134 | 0.04661 | 0.037259 | 0 | 0.15575 | 0.060785 | 0.13555
NHH UMS category C | 0 | 0.55038 | 0.081976 | 0.1722 | 0.026155 | 0 | 0.10934 | 0.011229 | 0.025041 | 0.15744 | 0.25368 | 0.037784 | 0.07937 | 0.063448 | 0 | 0.26523 | 0.10351 | 0.23083
NHH UMS category D | 0 | 0.071286 | 0.010618 | 0.061756 | 0.0093797 | 0 | 0.03921 | 0.0040269 | 0.0089802 | 0.0096307 | 0.032856 | 0.0048938 | 0.028464 | 0.022754 | 0 | 0.095117 | 0.037121 | 0.082781
LV UMS (Pseudo HH Metered) | 0 | 8.285 | 1.234 | 2.2668 | 0.34429 | 0 | 1.4392 | 0.14781 | 0.32962 | 2.5152 | 3.8186 | 0.56876 | 1.0448 | 0.83519 | 0 | 3.4914 | 1.3625 | 3.0385
3005. Contributions to unit rate 2 p/kWh by network level (taking account of standing charges)
Data sources:
x1 = 2602. Standing charges factors adapted to use 132kV/HV
x2 = 2904. Contributions to pay-as-you-go unit rate 2 (p/kWh)
Calculation =(1-x1)*x2
| GSPs | Assets 132kV | Assets 132kV/EHV | Assets EHV | Assets EHV/HV | Assets 132kV/HV | Assets HV | Assets HV/LV | Assets LV circuits | Transmission exit | Operating 132kV | Operating 132kV/EHV | Operating EHV | Operating EHV/HV | Operating 132kV/HV | Operating HV | Operating HV/LV | Operating LV circuits
Domestic Two Rate | 0 | 0.043249 | 0.0064417 | 0.027135 | 0.0041213 | 0 | 0.017228 | 0.0017694 | 0 | 4.1381e-05 | 0.019934 | 0.002969 | 0.012507 | 0.0099977 | 0 | 0.041793 | 0.01631 | 0
Small Non Domestic Two Rate | 0 | 0.041222 | 0.0061398 | 0.025896 | 0.0039332 | 0 | 0.016442 | 0.0016886 | 0 | 4.0236e-05 | 0.019 | 0.0028299 | 0.011936 | 0.0095412 | 0 | 0.039885 | 0.015566 | 0
LV Medium Non-Domestic | 0 | 0.037897 | 0.0056445 | 0.022317 | 0.0033896 | 0 | 0.014169 | 0.0014552 | 0 | 1.0169e-06 | 0.017467 | 0.0026016 | 0.010286 | 0.0082225 | 0 | 0.034372 | 0.013414 | 0
LV Sub Medium Non-Domestic | 0 | 0.037072 | 0.0055217 | 0.021846 | 0.0033181 | 0 | 0.013871 | 0 | 0 | 1.3618e-06 | 0.017087 | 0.002545 | 0.010069 | 0.0080491 | 0 | 0.033648 | 0 | 0
HV Medium Non-Domestic | 0 | 0.041909 | 0.0020599 | 0.006503 | 0 | 0 | 0 | 0 | 0 | 0 | 0.019316 | 0.002877 | 0.0090827 | 0 | 0 | 0 | 0 | 0
LV Network Domestic | 0 | 0.040584 | 0.0060448 | 0.11056 | 0.016792 | 0 | 0.070195 | 0.007209 | 0 | 0.0018402 | 0.018706 | 0.0027861 | 0.050957 | 0.040734 | 0 | 0.17028 | 0.066454 | 0
LV Network Non-Domestic Non-CT | 0 | 0.038754 | 0.0057721 | 0.092171 | 0.013999 | 0 | 0.058521 | 0.0060102 | 0 | 0.0018167 | 0.017862 | 0.0026604 | 0.042482 | 0.03396 | 0 | 0.14196 | 0.055403 | 0
LV HH Metered | 0 | 0.030348 | 0.0045201 | 0.077319 | 0.011743 | 0 | 0.039273 | 0 | 0 | 0.0014357 | 0.013988 | 0.0020834 | 0.035637 | 0.028488 | 0 | 0.09527 | 0 | 0
LV Sub HH Metered | 0 | 0.028964 | 0.004314 | 0.073793 | 0.011208 | 0 | 0 | 0 | 0 | 0.0013702 | 0.01335 | 0.0019884 | 0.034012 | 0.027189 | 0 | 0 | 0 | 0
HV HH Metered | 0 | 0.026335 | 0.0012944 | 0.017713 | 0 | 0 | 0 | 0 | 0 | 0.0012458 | 0.012138 | 0.0018079 | 0.02474 | 0 | 0 | 0 | 0 | 0
LV UMS (Pseudo HH Metered) | 0 | 0.047869 | 0.0071298 | 0.070049 | 0.010639 | 0 | 0.044476 | 0.0045677 | 0.010186 | 0.001159 | 0.022063 | 0.0032862 | 0.032286 | 0.025809 | 0 | 0.10789 | 0.042106 | 0.093898
3006. Contributions to unit rate 3 p/kWh by network level (taking account of standing charges)
Data sources:
x1 = 2602. Standing charges factors adapted to use 132kV/HV
x2 = 2905. Contributions to pay-as-you-go unit rate 3 (p/kWh)
Calculation =(1-x1)*x2
| GSPs | Assets 132kV | Assets 132kV/EHV | Assets EHV | Assets EHV/HV | Assets 132kV/HV | Assets HV | Assets HV/LV | Assets LV circuits | Transmission exit | Operating 132kV | Operating 132kV/EHV | Operating EHV | Operating EHV/HV | Operating 132kV/HV | Operating HV | Operating HV/LV | Operating LV circuits
LV Network Domestic | 0 | 0.044616 | 0.0066453 | 0.028039 | 0.0042587 | 0 | 0.017803 | 0.0018283 | 0 | 0 | 0.020564 | 0.0030629 | 0.012923 | 0.010331 | 0 | 0.043186 | 0.016854 | 0
LV Network Non-Domestic Non-CT | 0 | 0.042604 | 0.0063455 | 0.023376 | 0.0035504 | 0 | 0.014842 | 0.0015243 | 0 | 0 | 0.019636 | 0.0029247 | 0.010774 | 0.0086128 | 0 | 0.036004 | 0.014051 | 0
LV HH Metered | 0 | 0.033363 | 0.0049692 | 0.019609 | 0.0029783 | 0 | 0.0099603 | 0 | 0 | 0 | 0.015377 | 0.0022903 | 0.0090381 | 0.007225 | 0 | 0.024162 | 0 | 0
LV Sub HH Metered | 0 | 0.031841 | 0.0047426 | 0.018715 | 0.0028425 | 0 | 0 | 0 | 0 | 0 | 0.014676 | 0.0021859 | 0.008626 | 0.0068955 | 0 | 0 | 0 | 0
HV HH Metered | 0 | 0.028951 | 0.001423 | 0.0044923 | 0 | 0 | 0 | 0 | 0 | 0 | 0.013344 | 0.0019875 | 0.0062744 | 0 | 0 | 0 | 0 | 0
LV UMS (Pseudo HH Metered) | 0 | 0.029833 | 0.0044435 | 0.017535 | 0.0026633 | 0 | 0.011133 | 0.0011434 | 0.0025498 | 0 | 0.01375 | 0.002048 | 0.008082 | 0.0064606 | 0 | 0.027007 | 0.01054 | 0.023505

## AggCap
Standing charges as fixed charges for WPD South West in April 15 (DCP179)
This sheet allocates standing charges to fixed charges for non half hourly settled demand users.
3101. Mapping of tariffs to tariff groups
| LV domestic and small non-domestic tariffs | LV medium non-domestic tariffs | LV substation aggregated tariffs | HV network aggregated tariffs
Domestic Unrestricted | 1 | 0 | 0 | 0
Domestic Two Rate | 1 | 0 | 0 | 0
Small Non Domestic Unrestricted | 1 | 0 | 0 | 0
Small Non Domestic Two Rate | 1 | 0 | 0 | 0
LV Medium Non-Domestic | 0 | 1 | 0 | 0
LV Sub Medium Non-Domestic | 0 | 0 | 1 | 0
HV Medium Non-Domestic | 0 | 0 | 0 | 1
LV Network Domestic | 1 | 0 | 0 | 0
LV Network Non-Domestic Non-CT | 1 | 0 | 0 | 0
3102. Capacity use for tariffs charged for capacity on an exit point basis
Data sources:
x1 = 2407. All units (MWh)
x2 = 1041. Load factor for each type of demand user (in Load profile data for demand users)
x3 = 1010. Days in the charging year (in Financial and general assumptions)
x4 = 2305. MPANs (in Equivalent volume for each end user)
Kind: | Calculation | Copy cells
Formula: | =x1/x2/(24*x3)*1000 | = x4
| Unit-based contributions to aggregate maximum load (kW) | MPANs
Domestic Unrestricted | 1179825.3999 | 1200967.6354
Domestic Two Rate | 682761.4118 | 224633.3234
Small Non Domestic Unrestricted | 344558.8917 | 108372.059
Small Non Domestic Two Rate | 146196.8973 | 27306.266
LV Medium Non-Domestic | 168674.8472 | 9372.2804
LV Sub Medium Non-Domestic | 17041.6777 | 707
HV Medium Non-Domestic | 654.8153 | 26
LV Network Domestic | 0 | 0
LV Network Non-Domestic Non-CT | 0 | 0
3103. Aggregate number of users charged for capacity on an exit point basis
Data sources:
x1 = 3101. Mapping of tariffs to tariff groups
x2 = 3102. MPANs (in Equivalent volume for each end user) (in Capacity use for tariffs charged for capacity on an exit point basis)
Sum-product calculation =SUMPRODUCT(x1, x2)
| LV domestic and small non-domestic tariffs | LV medium non-domestic tariffs | LV substation aggregated tariffs | HV network aggregated tariffs
Aggregate number of users charged for capacity on an exit point basis | 1561279.2838 | 9372.2804 | 707 | 26
3104. Aggregate capacity (kW)
Data sources:
x1 = 3101. Mapping of tariffs to tariff groups
x2 = 3102. Unit-based contributions to aggregate maximum load (kW) (in Capacity use for tariffs charged for capacity on an exit point basis)
Sum-product calculation =SUMPRODUCT(x1, x2)
| LV domestic and small non-domestic tariffs | LV medium non-domestic tariffs | LV substation aggregated tariffs | HV network aggregated tariffs
Aggregate capacity (kW) | 2353342.6007 | 168674.8472 | 17041.6777 | 654.8153
3105. Average maximum kVA by exit point
Data sources:
x1 = 3103. Aggregate number of users charged for capacity on an exit point basis
x2 = 3104. Aggregate capacity (kW)
x3 = 1010. Power factor for all flows in the network model (in Financial and general assumptions)
Calculation =IF(x1,x2/x1/x3,0)
| LV domestic and small non-domestic tariffs | LV medium non-domestic tariffs | LV substation aggregated tariffs | HV network aggregated tariffs
Average maximum kVA by exit point | 1.5866 | 18.9444 | 25.3729 | 26.5107
3106. Deemed average maximum kVA for each tariff
Data sources:
x1 = 3101. Mapping of tariffs to tariff groups
x2 = 3105. Average maximum kVA by exit point
Sum-product calculation =SUMPRODUCT(x1, x2)
Deemed average maximum kVA for each tariff
Domestic Unrestricted | 1.5866
Domestic Two Rate | 1.5866
Small Non Domestic Unrestricted | 1.5866
Small Non Domestic Two Rate | 1.5866
LV Medium Non-Domestic | 18.9444
LV Sub Medium Non-Domestic | 25.3729
HV Medium Non-Domestic | 26.5107
LV Network Domestic | 1.5866
LV Network Non-Domestic Non-CT | 1.5866
3107. Capacity-driven fixed charge elements from standing charges factors p/MPAN/day
Data sources:
x1 = 3002. Capacity elements p/kVA/day
x2 = 3106. Deemed average maximum kVA for each tariff
Calculation =x1*x2
| GSPs | Assets 132kV | Assets 132kV/EHV | Assets EHV | Assets EHV/HV | Assets 132kV/HV | Assets HV | Assets HV/LV | Assets LV circuits | Transmission exit | Operating 132kV | Operating 132kV/EHV | Operating EHV | Operating EHV/HV | Operating 132kV/HV | Operating HV | Operating HV/LV | Operating LV circuits
Domestic Unrestricted | 0 | 0 | 0 | 0 | 0 | 0 | 0 | 0 | 0.25864 | 0 | 0 | 0 | 0 | 0 | 0 | 0 | 0 | 2.3842
Domestic Two Rate | 0 | 0 | 0 | 0 | 0 | 0 | 0 | 0 | 0.25864 | 0 | 0 | 0 | 0 | 0 | 0 | 0 | 0 | 2.3842
Small Non Domestic Unrestricted | 0 | 0 | 0 | 0 | 0 | 0 | 0 | 0 | 0.25864 | 0 | 0 | 0 | 0 | 0 | 0 | 0 | 0 | 2.3842
Small Non Domestic Two Rate | 0 | 0 | 0 | 0 | 0 | 0 | 0 | 0 | 0.25864 | 0 | 0 | 0 | 0 | 0 | 0 | 0 | 0 | 2.3842
LV Medium Non-Domestic | 0 | 0 | 0 | 0 | 0 | 0 | 0 | 0 | 3.0881 | 0 | 0 | 0 | 0 | 0 | 0 | 0 | 0 | 28.4668
LV Sub Medium Non-Domestic | 0 | 0 | 0 | 0 | 0 | 0 | 0 | 1.8272 | 0 | 0 | 0 | 0 | 0 | 0 | 0 | 0 | 16.8434 | 0
HV Medium Non-Domestic | 0 | 0 | 0 | 2.6152 | 0 | 0 | 0 | 0 | 0 | 0 | 0 | 0 | 3.6526 | 14.5992 | 0 | 44.5466 | 0 | 0
LV Network Domestic | 0 | 0 | 0 | 0 | 0 | 0 | 0 | 0 | 0.25864 | 0 | 0 | 0 | 0 | 0 | 0 | 0 | 0 | 2.3842
LV Network Non-Domestic Non-CT | 0 | 0 | 0 | 0 | 0 | 0 | 0 | 0 | 0.25864 | 0 | 0 | 0 | 0 | 0 | 0 | 0 | 0 | 2.3842

## Reactive
Reactive power unit charges for WPD South West in April 15 (DCP179)
3201. Standard components p/kWh for reactive power (absolute value)
Data sources:
x1 = 3003. Yardstick components p/kWh (taking account of standing charges)
Calculation =ABS(x1)
| GSPs | Assets 132kV | Assets 132kV/EHV | Assets EHV | Assets EHV/HV | Assets 132kV/HV | Assets HV | Assets HV/LV | Assets LV circuits | Transmission exit | Operating 132kV | Operating 132kV/EHV | Operating EHV | Operating EHV/HV | Operating 132kV/HV | Operating HV | Operating HV/LV | Operating LV circuits
LV HH Metered | 0 | 0.23821 | 0.03548 | 0.10469 | 0.0159 | 0 | 0.053173 | 0 | 0 | 0.058093 | 0.10979 | 0.016353 | 0.04825 | 0.038571 | 0 | 0.12899 | 0 | 0
LV Sub HH Metered | 0 | 0.21444 | 0.031939 | 0.094237 | 0.014313 | 0 | 0 | 0 | 0 | 0.052295 | 0.098835 | 0.014721 | 0.043435 | 0.034721 | 0 | 0 | 0 | 0
HV HH Metered | 0 | 0.1871 | 0.0091962 | 0.021707 | 0 | 0 | 0 | 0 | 0 | 0.045628 | 0.086236 | 0.012844 | 0.030318 | 0 | 0 | 0 | 0 | 0
3202. Standard reactive p/kVArh
Data sources:
x1 = 3201. Standard components p/kWh for reactive power (absolute value)
x2 = 1092. Average kVAr by kVA, by network level
x3 = 1010. Power factor for all flows in the network model (in Financial and general assumptions)
Calculation =x1*x2*x3
| GSPs | Assets 132kV | Assets 132kV/EHV | Assets EHV | Assets EHV/HV | Assets 132kV/HV | Assets HV | Assets HV/LV | Assets LV circuits | Transmission exit | Operating 132kV | Operating 132kV/EHV | Operating EHV | Operating EHV/HV | Operating 132kV/HV | Operating HV | Operating HV/LV | Operating LV circuits
LV HH Metered | 0 | 0.046719 | 0.0069585 | 0.020532 | 0.0031184 | 0 | 0.010429 | 0 | 0 | 0.011393 | 0.021533 | 0.0032073 | 0.0094632 | 0.0075648 | 0 | 0.025298 | 0 | 0
LV Sub HH Metered | 0 | 0.042056 | 0.006264 | 0.018482 | 0.0028072 | 0 | 0 | 0 | 0 | 0.010256 | 0.019384 | 0.0028872 | 0.0085187 | 0.0068098 | 0 | 0 | 0 | 0
HV HH Metered | 0 | 0.036695 | 0.0018036 | 0.0042573 | 0 | 0 | 0 | 0 | 0 | 0.0089489 | 0.016913 | 0.0025191 | 0.0059462 | 0 | 0 | 0 | 0 | 0
3203. Network use factors for generator reactive unit charges
These factors differ from the network use factors for active power charges/credits in the case of generators,
who do not qualify for active power credits at the voltage of connection but are charged reactive unit charges for costs caused at that voltage.
| GSPs | 132kV | 132kV/EHV | EHV | EHV/HV | 132kV/HV | HV | HV/LV | LV circuits
LV Generation Intermittent | 1 | 1 | 1 | 1 | 1 | 1 | 1 | 1 | 1
LV Generation Non-Intermittent | 1 | 1 | 1 | 1 | 1 | 1 | 1 | 1 | 1
LV Sub Generation Intermittent | 1 | 1 | 1 | 1 | 1 | 1 | 1 | 1 | 0
LV Sub Generation Non-Intermittent | 1 | 1 | 1 | 1 | 1 | 1 | 1 | 1 | 0
HV Generation Intermittent | 1 | 1 | 1 | 1 | 1 | 1 | 1 | 0 | 0
HV Generation Non-Intermittent | 1 | 1 | 1 | 1 | 1 | 1 | 1 | 0 | 0
3204. Absolute value of load coefficient (kW peak / average kW)
Data sources:
x1 = 2302. Load coefficient
Calculation =ABS(x1)
Absolute load coefficient
LV Generation Intermittent | 1
LV Generation Non-Intermittent | 1
LV Sub Generation Intermittent | 1
LV Sub Generation Non-Intermittent | 1
HV Generation Intermittent | 1
HV Generation Non-Intermittent | 1
3205. Pay-as-you-go components p/kWh for reactive power (absolute value)
Data sources:
x1 = 2901. Unit cost at each level, £/kW/year (relative to system simultaneous maximum load)
x2 = 3204. Absolute value of load coefficient (kW peak / average kW)
x3 = 2001. Loss adjustment factor to transmission (in Loss adjustment factors to transmission)
x4 = 2004. Loss adjustment factor to transmission for each network level
x5 = 2804. Proportion of annual charge covered by contributions (for all charging levels)
x6 = 3203. Network use factors for generator reactive unit charges
x7 = 1010. Days in the charging year (in Financial and general assumptions)
Calculation =x1*x2*x3/x4*(1-x5)*x6/(24*x7)*100
| GSPs | Assets 132kV | Assets 132kV/EHV | Assets EHV | Assets EHV/HV | Assets 132kV/HV | Assets HV | Assets HV/LV | Assets LV circuits | Transmission exit | Operating 132kV | Operating 132kV/EHV | Operating EHV | Operating EHV/HV | Operating 132kV/HV | Operating HV | Operating HV/LV | Operating LV circuits
LV Generation Intermittent | 0 | 0.17344 | 0.025833 | 0.07622 | 0.011577 | 0 | 0.048394 | 0.0049701 | 0.011083 | 0.042297 | 0.079939 | 0.011906 | 0.035131 | 0.028083 | 0 | 0.1174 | 0.045815 | 0.10217
LV Generation Non-Intermittent | 0 | 0.17344 | 0.025833 | 0.07622 | 0.011577 | 0 | 0.048394 | 0.0049701 | 0.011083 | 0.042297 | 0.079939 | 0.011906 | 0.035131 | 0.028083 | 0 | 0.1174 | 0.045815 | 0.10217
LV Sub Generation Intermittent | 0 | 0.17104 | 0.025475 | 0.075167 | 0.011417 | 0 | 0.047725 | 0.0049014 | 0 | 0.041712 | 0.078834 | 0.011742 | 0.034645 | 0.027695 | 0 | 0.11577 | 0.045182 | 0
LV Sub Generation Non-Intermittent | 0 | 0.17104 | 0.025475 | 0.075167 | 0.011417 | 0 | 0.047725 | 0.0049014 | 0 | 0.041712 | 0.078834 | 0.011742 | 0.034645 | 0.027695 | 0 | 0.11577 | 0.045182 | 0
HV Generation Intermittent | 0 | 0.16896 | 0.0083047 | 0.024504 | 0 | 0 | 0 | 0 | 0 | 0.041205 | 0.077876 | 0.011599 | 0.034224 | 0.027358 | 0 | 0.11437 | 0 | 0
HV Generation Non-Intermittent | 0 | 0.16896 | 0.0083047 | 0.024504 | 0 | 0 | 0 | 0 | 0 | 0.041205 | 0.077876 | 0.011599 | 0.034224 | 0.027358 | 0 | 0.11437 | 0 | 0
3206. Pay-as-you-go reactive p/kVArh
Data sources:
x1 = 3205. Pay-as-you-go components p/kWh for reactive power (absolute value)
x2 = 1092. Average kVAr by kVA, by network level
x3 = 1010. Power factor for all flows in the network model (in Financial and general assumptions)
Calculation =x1*x2*x3
| GSPs | Assets 132kV | Assets 132kV/EHV | Assets EHV | Assets EHV/HV | Assets 132kV/HV | Assets HV | Assets HV/LV | Assets LV circuits | Transmission exit | Operating 132kV | Operating 132kV/EHV | Operating EHV | Operating EHV/HV | Operating 132kV/HV | Operating HV | Operating HV/LV | Operating LV circuits
LV Generation Intermittent | 0 | 0.034016 | 0.0050664 | 0.014949 | 0.0022705 | 0 | 0.0094913 | 0.00097476 | 0.0021738 | 0.0082955 | 0.015678 | 0.0023352 | 0.00689 | 0.0055078 | 0 | 0.023024 | 0.0089855 | 0.020038
LV Generation Non-Intermittent | 0 | 0.034016 | 0.0050664 | 0.014949 | 0.0022705 | 0 | 0.0094913 | 0.00097476 | 0.0021738 | 0.0082955 | 0.015678 | 0.0023352 | 0.00689 | 0.0055078 | 0 | 0.023024 | 0.0089855 | 0.020038
LV Sub Generation Intermittent | 0 | 0.033545 | 0.0049964 | 0.014742 | 0.0022391 | 0 | 0.0093601 | 0.00096129 | 0 | 0.0081808 | 0.015461 | 0.0023029 | 0.0067948 | 0.0054317 | 0 | 0.022706 | 0.0088613 | 0
LV Sub Generation Non-Intermittent | 0 | 0.033545 | 0.0049964 | 0.014742 | 0.0022391 | 0 | 0.0093601 | 0.00096129 | 0 | 0.0081808 | 0.015461 | 0.0023029 | 0.0067948 | 0.0054317 | 0 | 0.022706 | 0.0088613 | 0
HV Generation Intermittent | 0 | 0.033138 | 0.0016288 | 0.0048058 | 0 | 0 | 0 | 0 | 0 | 0.0080814 | 0.015274 | 0.0022749 | 0.0067122 | 0.0053657 | 0 | 0.02243 | 0 | 0
HV Generation Non-Intermittent | 0 | 0.033138 | 0.0016288 | 0.0048058 | 0 | 0 | 0 | 0 | 0 | 0.0080814 | 0.015274 | 0.0022749 | 0.0067122 | 0.0053657 | 0 | 0.02243 | 0 | 0

## Aggreg
Aggregation for WPD South West in April 15 (DCP179)
This sheet aggregates elements of tariffs excluding revenue matching and final adjustments and rounding.
3301. Unit rate 1 p/kWh (elements)
Data sources:
x1 = 3004. Unit rate 1 total p/kWh (taking account of standing charges) — for Tariffs with Unit rate 1 p/kWh from Standard 1 kWh
x2 = 2903. Pay-as-you-go unit rate 1 (p/kWh) — for Tariffs with Unit rate 1 p/kWh from PAYG 1 kWh
x3 = 2903. Pay-as-you-go unit rate 1 (p/kWh) — for Tariffs with Unit rate 1 p/kWh from PAYG 1 kWh & customer
x4 = 2902. Pay-as-you-go yardstick unit rate (p/kWh) — for Tariffs with Unit rate 1 p/kWh from PAYG yardstick kWh
x5 = 2203. Service model asset p/kWh charge for unmetered tariffs — for Tariffs with Unit rate 1 p/kWh from PAYG 1 kWh & customer
x6 = 2712. Operating expenditure for unmetered customer assets (p/kWh) — for Tariffs with Unit rate 1 p/kWh from PAYG 1 kWh & customer
Combine tables = x1 or x2 or x3 or x4 or x5 or x6
| GSPs | Assets 132kV | Assets 132kV/EHV | Assets EHV | Assets EHV/HV | Assets 132kV/HV | Assets HV | Assets HV/LV | Assets LV circuits | Assets LV customer | Assets HV customer | Transmission exit | Operating 132kV | Operating 132kV/EHV | Operating EHV | Operating EHV/HV | Operating 132kV/HV | Operating HV | Operating HV/LV | Operating LV circuits | Operating LV customer | Operating HV customer
Domestic Unrestricted | 0 | 0.38301 | 0.057046 | 0.16832 | 0.025565 | 0 | 0.10687 | 0.010975 | 0 |  |  | 0.093404 | 0.17653 | 0.026293 | 0.077579 | 0.062016 | 0 | 0.25925 | 0.10117 | 0
Domestic Two Rate | 0 | 0.43713 | 0.065108 | 0.17367 | 0.026378 | 0 | 0.11027 | 0.011325 | 0 |  |  | 0.11452 | 0.20148 | 0.030009 | 0.080048 | 0.063989 | 0 | 0.26749 | 0.10439 | 0
Domestic Off Peak (related MPAN) | 0 | 0.031495 | 0.0046909 | 0.023155 | 0.0035169 | 0 | 0.014702 | 0.0015099 | 0 |  |  | 0.0010306 | 0.014516 | 0.0021621 | 0.010672 | 0.0085314 | 0 | 0.035664 | 0.013918 | 0
Small Non Domestic Unrestricted | 0 | 0.27069 | 0.040318 | 0.11896 | 0.018068 | 0 | 0.07553 | 0.007757 | 0 |  |  | 0.066014 | 0.12476 | 0.018583 | 0.054829 | 0.04383 | 0 | 0.18322 | 0.071505 | 0
Small Non Domestic Two Rate | 0 | 0.32098 | 0.047807 | 0.14649 | 0.022249 | 0 | 0.093009 | 0.0095521 | 0 |  |  | 0.082 | 0.14794 | 0.022035 | 0.067518 | 0.053973 | 0 | 0.22562 | 0.088053 | 0
Small Non Domestic Off Peak (related MPAN) | 0 | 0.032712 | 0.0048723 | 0.023647 | 0.0035916 | 0 | 0.015014 | 0.0015419 | 0 |  |  | 0.001386 | 0.015077 | 0.0022457 | 0.010899 | 0.0087126 | 0 | 0.036421 | 0.014214 | 0
LV Medium Non-Domestic | 0 | 0.29428 | 0.043831 | 0.13216 | 0.020073 | 0 | 0.083913 | 0.0086179 | 0 |  |  | 0.075087 | 0.13564 | 0.020202 | 0.060915 | 0.048695 | 0 | 0.20356 | 0.079442 | 0
LV Sub Medium Non-Domestic | 0 | 0.28567 | 0.042549 | 0.12887 | 0.019573 | 0 | 0.081821 | 0 | 0 |  |  | 0.072827 | 0.13167 | 0.019611 | 0.059396 | 0.047481 | 0 | 0.19848 | 0 | 0
HV Medium Non-Domestic | 0 | 0.32245 | 0.015849 | 0.038382 | 0 | 0 | 0 | 0 | 0 |  |  | 0.082182 | 0.14862 | 0.022136 | 0.053608 | 0 | 0 | 0 | 0 | 0
LV Network Domestic | 0 | 3.8495 | 0.57336 | 1.1406 | 0.17323 | 0 | 0.72417 | 0.074373 | 0 |  |  | 1.0459 | 1.7743 | 0.26427 | 0.5257 | 0.42024 | 0 | 1.7567 | 0.68558 | 0
LV Network Non-Domestic Non-CT | 0 | 3.6758 | 0.54749 | 0.95089 | 0.14442 | 0 | 0.60374 | 0.062004 | 0 |  |  | 1.0325 | 1.6942 | 0.25234 | 0.43827 | 0.35035 | 0 | 1.4646 | 0.57157 | 0
LV HH Metered | 0 | 2.8785 | 0.42874 | 0.79767 | 0.12115 | 0 | 0.40516 | 0 | 0 |  |  | 0.81593 | 1.3267 | 0.19761 | 0.36765 | 0.2939 | 0 | 0.98286 | 0 | 0
LV Sub HH Metered | 0 | 2.7473 | 0.40919 | 0.76129 | 0.11563 | 0 | 0 | 0 | 0 |  |  | 0.77872 | 1.2662 | 0.1886 | 0.35089 | 0.2805 | 0 | 0 | 0 | 0
HV HH Metered | 0 | 2.4979 | 0.12277 | 0.18274 | 0 | 0 | 0 | 0 | 0 |  |  | 0.70803 | 1.1513 | 0.17148 | 0.25523 | 0 | 0 | 0 | 0 | 0
NHH UMS category A | 0 | 0.18343 | 0.02732 | 0.080074 | 0.012162 | 0 | 0.050841 | 0.0052214 | 0.011644 |  |  | 0.044913 | 0.084543 | 0.012592 | 0.036907 | 0.029503 | 0 | 0.12333 | 0.048132 | 0.10734 | 0.66526
NHH UMS category B | 0 | 0.31085 | 0.046299 | 0.10113 | 0.015359 | 0 | 0.064207 | 0.0065941 | 0.014705 |  |  | 0.084981 | 0.14327 | 0.02134 | 0.04661 | 0.037259 | 0 | 0.15575 | 0.060785 | 0.13555 | 0.66526
NHH UMS category C | 0 | 0.55038 | 0.081976 | 0.1722 | 0.026155 | 0 | 0.10934 | 0.011229 | 0.025041 |  |  | 0.15744 | 0.25368 | 0.037784 | 0.07937 | 0.063448 | 0 | 0.26523 | 0.10351 | 0.23083 | 0.66526
NHH UMS category D | 0 | 0.071286 | 0.010618 | 0.061756 | 0.0093797 | 0 | 0.03921 | 0.0040269 | 0.0089802 |  |  | 0.0096307 | 0.032856 | 0.0048938 | 0.028464 | 0.022754 | 0 | 0.095117 | 0.037121 | 0.082781 | 0.66526
LV UMS (Pseudo HH Metered) | 0 | 8.285 | 1.234 | 2.2668 | 0.34429 | 0 | 1.4392 | 0.14781 | 0.32962 |  |  | 2.5152 | 3.8186 | 0.56876 | 1.0448 | 0.83519 | 0 | 3.4914 | 1.3625 | 3.0385 | 0.66526
LV Generation NHH or Aggregate HH | 0 | -0.17344 | -0.025833 | -0.07622 | -0.011577 | 0 | -0.048394 | -0.0049701 | 0 |  |  | -0.042297 | -0.079939 | -0.011906 | -0.035131 | -0.028083 | 0 | -0.1174 | -0.045815 | 0
LV Sub Generation NHH | 0 | -0.17104 | -0.025475 | -0.075167 | -0.011417 | 0 | -0.047725 | 0 | 0 |  |  | -0.041712 | -0.078834 | -0.011742 | -0.034645 | -0.027695 | 0 | -0.11577 | 0 | 0
LV Generation Intermittent | 0 | -0.17344 | -0.025833 | -0.07622 | -0.011577 | 0 | -0.048394 | -0.0049701 | 0 |  |  | -0.042297 | -0.079939 | -0.011906 | -0.035131 | -0.028083 | 0 | -0.1174 | -0.045815 | 0
LV Generation Non-Intermittent | 0 | -2.4727 | -0.3683 | -0.68521 | -0.10407 | 0 | -0.43506 | -0.044681 | 0 |  |  | -0.7009 | -1.1397 | -0.16975 | -0.31582 | -0.25246 | 0 | -1.0554 | -0.41187 | 0
LV Sub Generation Intermittent | 0 | -0.17104 | -0.025475 | -0.075167 | -0.011417 | 0 | -0.047725 | 0 | 0 |  |  | -0.041712 | -0.078834 | -0.011742 | -0.034645 | -0.027695 | 0 | -0.11577 | 0 | 0
LV Sub Generation Non-Intermittent | 0 | -2.4385 | -0.3632 | -0.67574 | -0.10263 | 0 | -0.42904 | 0 | 0 |  |  | -0.69121 | -1.1239 | -0.1674 | -0.31146 | -0.24897 | 0 | -1.0408 | 0 | 0
HV Generation Intermittent | 0 | -0.16896 | -0.0083047 | -0.024504 | 0 | 0 | 0 | 0 | 0 |  |  | -0.041205 | -0.077876 | -0.011599 | -0.034224 | -0.027358 | 0 | 0 | 0 | 0
HV Generation Non-Intermittent | 0 | -2.4089 | -0.1184 | -0.22029 | 0 | 0 | 0 | 0 | 0 |  |  | -0.68281 | -1.1103 | -0.16537 | -0.30767 | -0.24595 | 0 | 0 | 0 | 0
3302. Unit rate 2 p/kWh (elements)
Data sources:
x1 = 3005. Unit rate 2 total p/kWh (taking account of standing charges) — for Tariffs with Unit rate 2 p/kWh from Standard 2 kWh
x2 = 2904. Pay-as-you-go unit rate 2 (p/kWh) — for Tariffs with Unit rate 2 p/kWh from PAYG 2 kWh
x3 = 2904. Pay-as-you-go unit rate 2 (p/kWh) — for Tariffs with Unit rate 2 p/kWh from PAYG 2 kWh & customer
x4 = 2203. Service model asset p/kWh charge for unmetered tariffs — for Tariffs with Unit rate 2 p/kWh from PAYG 2 kWh & customer
x5 = 2712. Operating expenditure for unmetered customer assets (p/kWh) — for Tariffs with Unit rate 2 p/kWh from PAYG 2 kWh & customer
Combine tables = x1 or x2 or x3 or x4 or x5
| GSPs | Assets 132kV | Assets 132kV/EHV | Assets EHV | Assets EHV/HV | Assets 132kV/HV | Assets HV | Assets HV/LV | Assets LV circuits | Assets LV customer | Assets HV customer | Transmission exit | Operating 132kV | Operating 132kV/EHV | Operating EHV | Operating EHV/HV | Operating 132kV/HV | Operating HV | Operating HV/LV | Operating LV circuits | Operating LV customer | Operating HV customer
Domestic Unrestricted
Domestic Two Rate | 0 | 0.043249 | 0.0064417 | 0.027135 | 0.0041213 | 0 | 0.017228 | 0.0017694 | 0 |  |  | 4.1381e-05 | 0.019934 | 0.002969 | 0.012507 | 0.0099977 | 0 | 0.041793 | 0.01631 | 0
Domestic Off Peak (related MPAN)
Small Non Domestic Unrestricted
Small Non Domestic Two Rate | 0 | 0.041222 | 0.0061398 | 0.025896 | 0.0039332 | 0 | 0.016442 | 0.0016886 | 0 |  |  | 4.0236e-05 | 0.019 | 0.0028299 | 0.011936 | 0.0095412 | 0 | 0.039885 | 0.015566 | 0
Small Non Domestic Off Peak (related MPAN)
LV Medium Non-Domestic | 0 | 0.037897 | 0.0056445 | 0.022317 | 0.0033896 | 0 | 0.014169 | 0.0014552 | 0 |  |  | 1.0169e-06 | 0.017467 | 0.0026016 | 0.010286 | 0.0082225 | 0 | 0.034372 | 0.013414 | 0
LV Sub Medium Non-Domestic | 0 | 0.037072 | 0.0055217 | 0.021846 | 0.0033181 | 0 | 0.013871 | 0 | 0 |  |  | 1.3618e-06 | 0.017087 | 0.002545 | 0.010069 | 0.0080491 | 0 | 0.033648 | 0 | 0
HV Medium Non-Domestic | 0 | 0.041909 | 0.0020599 | 0.006503 | 0 | 0 | 0 | 0 | 0 |  |  | 0 | 0.019316 | 0.002877 | 0.0090827 | 0 | 0 | 0 | 0 | 0
LV Network Domestic | 0 | 0.040584 | 0.0060448 | 0.11056 | 0.016792 | 0 | 0.070195 | 0.007209 | 0 |  |  | 0.0018402 | 0.018706 | 0.0027861 | 0.050957 | 0.040734 | 0 | 0.17028 | 0.066454 | 0
LV Network Non-Domestic Non-CT | 0 | 0.038754 | 0.0057721 | 0.092171 | 0.013999 | 0 | 0.058521 | 0.0060102 | 0 |  |  | 0.0018167 | 0.017862 | 0.0026604 | 0.042482 | 0.03396 | 0 | 0.14196 | 0.055403 | 0
LV HH Metered | 0 | 0.030348 | 0.0045201 | 0.077319 | 0.011743 | 0 | 0.039273 | 0 | 0 |  |  | 0.0014357 | 0.013988 | 0.0020834 | 0.035637 | 0.028488 | 0 | 0.09527 | 0 | 0
LV Sub HH Metered | 0 | 0.028964 | 0.004314 | 0.073793 | 0.011208 | 0 | 0 | 0 | 0 |  |  | 0.0013702 | 0.01335 | 0.0019884 | 0.034012 | 0.027189 | 0 | 0 | 0 | 0
HV HH Metered | 0 | 0.026335 | 0.0012944 | 0.017713 | 0 | 0 | 0 | 0 | 0 |  |  | 0.0012458 | 0.012138 | 0.0018079 | 0.02474 | 0 | 0 | 0 | 0 | 0
NHH UMS category A
NHH UMS category B
NHH UMS category C
NHH UMS category D
LV UMS (Pseudo HH Metered) | 0 | 0.047869 | 0.0071298 | 0.070049 | 0.010639 | 0 | 0.044476 | 0.0045677 | 0.010186 |  |  | 0.001159 | 0.022063 | 0.0032862 | 0.032286 | 0.025809 | 0 | 0.10789 | 0.042106 | 0.093898 | 0.66526
LV Generation NHH or Aggregate HH
LV Sub Generation NHH
LV Generation Intermittent
LV Generation Non-Intermittent | 0 | -0.026069 | -0.0038829 | -0.066419 | -0.010088 | 0 | -0.042171 | -0.004331 | 0 |  |  | -0.0012333 | -0.012016 | -0.0017897 | -0.030613 | -0.024472 | 0 | -0.1023 | -0.039924 | 0
LV Sub Generation Intermittent
LV Sub Generation Non-Intermittent | 0 | -0.025709 | -0.0038292 | -0.065501 | -0.0099485 | 0 | -0.041588 | 0 | 0 |  |  | -0.0012162 | -0.01185 | -0.0017649 | -0.03019 | -0.024133 | 0 | -0.10088 | 0 | 0
HV Generation Intermittent
HV Generation Non-Intermittent | 0 | -0.025397 | -0.0012483 | -0.021353 | 0 | 0 | 0 | 0 | 0 |  |  | -0.0012014 | -0.011706 | -0.0017435 | -0.029823 | -0.02384 | 0 | 0 | 0 | 0
3303. Unit rate 3 p/kWh (elements)
Data sources:
x1 = 3006. Unit rate 3 total p/kWh (taking account of standing charges) — for Tariffs with Unit rate 3 p/kWh from Standard 3 kWh
x2 = 2905. Pay-as-you-go unit rate 3 (p/kWh) — for Tariffs with Unit rate 3 p/kWh from PAYG 3 kWh
x3 = 2905. Pay-as-you-go unit rate 3 (p/kWh) — for Tariffs with Unit rate 3 p/kWh from PAYG 3 kWh & customer
x4 = 2203. Service model asset p/kWh charge for unmetered tariffs — for Tariffs with Unit rate 3 p/kWh from PAYG 3 kWh & customer
x5 = 2712. Operating expenditure for unmetered customer assets (p/kWh) — for Tariffs with Unit rate 3 p/kWh from PAYG 3 kWh & customer
Combine tables = x1 or x2 or x3 or x4 or x5
| GSPs | Assets 132kV | Assets 132kV/EHV | Assets EHV | Assets EHV/HV | Assets 132kV/HV | Assets HV | Assets HV/LV | Assets LV circuits | Assets LV customer | Assets HV customer | Transmission exit | Operating 132kV | Operating 132kV/EHV | Operating EHV | Operating EHV/HV | Operating 132kV/HV | Operating HV | Operating HV/LV | Operating LV circuits | Operating LV customer | Operating HV customer
Domestic Unrestricted
Domestic Two Rate
Domestic Off Peak (related MPAN)
Small Non Domestic Unrestricted
Small Non Domestic Two Rate
Small Non Domestic Off Peak (related MPAN)
LV Medium Non-Domestic
LV Sub Medium Non-Domestic
HV Medium Non-Domestic
LV Network Domestic | 0 | 0.044616 | 0.0066453 | 0.028039 | 0.0042587 | 0 | 0.017803 | 0.0018283 | 0 |  |  | 0 | 0.020564 | 0.0030629 | 0.012923 | 0.010331 | 0 | 0.043186 | 0.016854 | 0
LV Network Non-Domestic Non-CT | 0 | 0.042604 | 0.0063455 | 0.023376 | 0.0035504 | 0 | 0.014842 | 0.0015243 | 0 |  |  | 0 | 0.019636 | 0.0029247 | 0.010774 | 0.0086128 | 0 | 0.036004 | 0.014051 | 0
LV HH Metered | 0 | 0.033363 | 0.0049692 | 0.019609 | 0.0029783 | 0 | 0.0099603 | 0 | 0 |  |  | 0 | 0.015377 | 0.0022903 | 0.0090381 | 0.007225 | 0 | 0.024162 | 0 | 0
LV Sub HH Metered | 0 | 0.031841 | 0.0047426 | 0.018715 | 0.0028425 | 0 | 0 | 0 | 0 |  |  | 0 | 0.014676 | 0.0021859 | 0.008626 | 0.0068955 | 0 | 0 | 0 | 0
HV HH Metered | 0 | 0.028951 | 0.001423 | 0.0044923 | 0 | 0 | 0 | 0 | 0 |  |  | 0 | 0.013344 | 0.0019875 | 0.0062744 | 0 | 0 | 0 | 0 | 0
NHH UMS category A
NHH UMS category B
NHH UMS category C
NHH UMS category D
LV UMS (Pseudo HH Metered) | 0 | 0.029833 | 0.0044435 | 0.017535 | 0.0026633 | 0 | 0.011133 | 0.0011434 | 0.0025498 |  |  | 0 | 0.01375 | 0.002048 | 0.008082 | 0.0064606 | 0 | 0.027007 | 0.01054 | 0.023505 | 0.66526
LV Generation NHH or Aggregate HH
LV Sub Generation NHH
LV Generation Intermittent
LV Generation Non-Intermittent | 0 | -0.028659 | -0.0042686 | -0.016845 | -0.0025585 | 0 | -0.010695 | -0.0010984 | 0 |  |  | 0 | -0.013209 | -0.0019675 | -0.007764 | -0.0062064 | 0 | -0.025945 | -0.010125 | 0
LV Sub Generation Intermittent
LV Sub Generation Non-Intermittent | 0 | -0.028263 | -0.0042096 | -0.016612 | -0.0025231 | 0 | -0.010547 | 0 | 0 |  |  | 0 | -0.013027 | -0.0019403 | -0.0076566 | -0.0061206 | 0 | -0.025586 | 0 | 0
HV Generation Intermittent
HV Generation Non-Intermittent | 0 | -0.02792 | -0.0013723 | -0.0054154 | 0 | 0 | 0 | 0 | 0 |  |  | 0 | -0.012868 | -0.0019167 | -0.0075636 | -0.0060463 | 0 | 0 | 0 | 0
3304. Fixed charge p/MPAN/day (elements)
Data sources:
x1 = 3107. Fixed charge from standing charges factors p/MPAN/day — for Tariffs with Fixed charge p/MPAN/day from Fixed from network & customer
x2 = 2206. Service model p/MPAN/day (in Replacement annuities for service models) — for Tariffs with Fixed charge p/MPAN/day from Customer
x3 = 2206. Service model p/MPAN/day (in Replacement annuities for service models) — for Tariffs with Fixed charge p/MPAN/day from Fixed from network & customer
x4 = 2711. Operating expenditure for customer assets p/MPAN/day total (in Operating expenditure for customer assets p/MPAN/day) — for Tariffs with Fixed charge p/MPAN/day from Customer
x5 = 2711. Operating expenditure for customer assets p/MPAN/day total (in Operating expenditure for customer assets p/MPAN/day) — for Tariffs with Fixed charge p/MPAN/day from Fixed from network & customer
Combine tables = x1 or x2 or x3 or x4 or x5
| GSPs | Assets 132kV | Assets 132kV/EHV | Assets EHV | Assets EHV/HV | Assets 132kV/HV | Assets HV | Assets HV/LV | Assets LV circuits | Assets LV customer | Assets HV customer | Transmission exit | Operating 132kV | Operating 132kV/EHV | Operating EHV | Operating EHV/HV | Operating 132kV/HV | Operating HV | Operating HV/LV | Operating LV circuits | Operating LV customer | Operating HV customer
Domestic Unrestricted | 0 | 0 | 0 | 0 | 0 | 0 | 0 | 0 | 0.25864 | 0 | 0 | 0 | 0 | 0 | 0 | 0 | 0 | 0 | 0 | 2.3842 | 1.9156 | 0
Domestic Two Rate | 0 | 0 | 0 | 0 | 0 | 0 | 0 | 0 | 0.25864 | 0 | 0 | 0 | 0 | 0 | 0 | 0 | 0 | 0 | 0 | 2.3842 | 1.9156 | 0
Domestic Off Peak (related MPAN)
Small Non Domestic Unrestricted | 0 | 0 | 0 | 0 | 0 | 0 | 0 | 0 | 0.25864 | 0 | 0 | 0 | 0 | 0 | 0 | 0 | 0 | 0 | 0 | 2.3842 | 4.6822 | 0
Small Non Domestic Two Rate | 0 | 0 | 0 | 0 | 0 | 0 | 0 | 0 | 0.25864 | 0 | 0 | 0 | 0 | 0 | 0 | 0 | 0 | 0 | 0 | 2.3842 | 4.6822 | 0
Small Non Domestic Off Peak (related MPAN)
LV Medium Non-Domestic | 0 | 0 | 0 | 0 | 0 | 0 | 0 | 0 | 3.0881 | 0 | 0 | 0 | 0 | 0 | 0 | 0 | 0 | 0 | 0 | 28.4668 | 5.4734 | 0
LV Sub Medium Non-Domestic | 0 | 0 | 0 | 0 | 0 | 0 | 0 | 1.8272 | 0 | 0 | 0 | 0 | 0 | 0 | 0 | 0 | 0 | 0 | 16.8434 | 0 | 4.0419 | 0
HV Medium Non-Domestic | 0 | 0 | 0 | 2.6152 | 0 | 0 | 0 | 0 | 0 | 0 | 0 | 0 | 0 | 0 | 3.6526 | 14.5992 | 0 | 44.5466 | 0 | 0 | 0 | 71.3343
LV Network Domestic | 0 | 0 | 0 | 0 | 0 | 0 | 0 | 0 | 0.25864 | 0 | 0 | 0 | 0 | 0 | 0 | 0 | 0 | 0 | 0 | 2.3842 | 1.9156 | 0
LV Network Non-Domestic Non-CT | 0 | 0 | 0 | 0 | 0 | 0 | 0 | 0 | 0.25864 | 0 | 0 | 0 | 0 | 0 | 0 | 0 | 0 | 0 | 0 | 2.3842 | 4.6822 | 0
LV HH Metered | [9 empty] | 0 | 0 | [9 empty] | 9.3823 | 0
LV Sub HH Metered | [9 empty] | 0 | 0 | [9 empty] | 7.0967 | 0
HV HH Metered | [9 empty] | 0 | 0 | [9 empty] | 0 | 71.3343
NHH UMS category A
NHH UMS category B
NHH UMS category C
NHH UMS category D
LV UMS (Pseudo HH Metered)
LV Generation NHH or Aggregate HH | [9 empty] | 0 | 0 | [9 empty] | 0 | 0
LV Sub Generation NHH | [9 empty] | 0 | 0 | [9 empty] | 0 | 0
LV Generation Intermittent | [9 empty] | 0 | 0 | [9 empty] | 0 | 0
LV Generation Non-Intermittent | [9 empty] | 0 | 0 | [9 empty] | 0 | 0
LV Sub Generation Intermittent | [9 empty] | 0 | 0 | [9 empty] | 0 | 0
LV Sub Generation Non-Intermittent | [9 empty] | 0 | 0 | [9 empty] | 0 | 0
HV Generation Intermittent | [9 empty] | 0 | 0 | [9 empty] | 0 | 34.4634
HV Generation Non-Intermittent | [9 empty] | 0 | 0 | [9 empty] | 0 | 34.4634
3305. Capacity charge p/kVA/day (elements)
Data sources:
x1 = 3002. Capacity charge p/kVA/day — for Tariffs with Capacity charge p/kVA/day from Capacity
Copy cells = x1
| GSPs | Assets 132kV | Assets 132kV/EHV | Assets EHV | Assets EHV/HV | Assets 132kV/HV | Assets HV | Assets HV/LV | Assets LV circuits | Assets LV customer | Assets HV customer | Transmission exit | Operating 132kV | Operating 132kV/EHV | Operating EHV | Operating EHV/HV | Operating 132kV/HV | Operating HV | Operating HV/LV | Operating LV circuits | Operating LV customer | Operating HV customer
Domestic Unrestricted
Domestic Two Rate
Domestic Off Peak (related MPAN)
Small Non Domestic Unrestricted
Small Non Domestic Two Rate
Small Non Domestic Off Peak (related MPAN)
LV Medium Non-Domestic
LV Sub Medium Non-Domestic
HV Medium Non-Domestic
LV Network Domestic
LV Network Non-Domestic Non-CT
LV HH Metered | 0 | 0 | 0 | 0 | 0 | 0 | 0.14221 | 0.073023 | 0.16301 |  |  | 0 | 0 | 0 | 0 | 0 | 0 | 0.34497 | 0.67314 | 1.5026
LV Sub HH Metered | 0 | 0 | 0 | 0 | 0 | 0 | 0.7012 | 0.072014 | 0 |  |  | 0 | 0 | 0 | 0 | 0 | 0 | 1.701 | 0.66383 | 0
HV HH Metered | 0 | 0 | 0 | 0.098645 | 0 | 0 | 0 | 0 | 0 |  |  | 0 | 0 | 0 | 0.13778 | 0.55069 | 0 | 1.6803 | 0 | 0
NHH UMS category A
NHH UMS category B
NHH UMS category C
NHH UMS category D
LV UMS (Pseudo HH Metered)
LV Generation NHH or Aggregate HH
LV Sub Generation NHH
LV Generation Intermittent
LV Generation Non-Intermittent
LV Sub Generation Intermittent
LV Sub Generation Non-Intermittent
HV Generation Intermittent
HV Generation Non-Intermittent
3306. Reactive power charge p/kVArh (elements)
Data sources:
x1 = 3206. Pay-as-you-go reactive p/kVArh
x2 = 3202. Standard reactive p/kVArh
Combine tables = x1 or x2
| GSPs | Assets 132kV | Assets 132kV/EHV | Assets EHV | Assets EHV/HV | Assets 132kV/HV | Assets HV | Assets HV/LV | Assets LV circuits | Assets LV customer | Assets HV customer | Transmission exit | Operating 132kV | Operating 132kV/EHV | Operating EHV | Operating EHV/HV | Operating 132kV/HV | Operating HV | Operating HV/LV | Operating LV circuits | Operating LV customer | Operating HV customer
Domestic Unrestricted
Domestic Two Rate
Domestic Off Peak (related MPAN)
Small Non Domestic Unrestricted
Small Non Domestic Two Rate
Small Non Domestic Off Peak (related MPAN)
LV Medium Non-Domestic
LV Sub Medium Non-Domestic
HV Medium Non-Domestic
LV Network Domestic
LV Network Non-Domestic Non-CT
LV HH Metered | 0 | 0.046719 | 0.0069585 | 0.020532 | 0.0031184 | 0 | 0.010429 | 0 | 0 |  |  | 0.011393 | 0.021533 | 0.0032073 | 0.0094632 | 0.0075648 | 0 | 0.025298 | 0 | 0
LV Sub HH Metered | 0 | 0.042056 | 0.006264 | 0.018482 | 0.0028072 | 0 | 0 | 0 | 0 |  |  | 0.010256 | 0.019384 | 0.0028872 | 0.0085187 | 0.0068098 | 0 | 0 | 0 | 0
HV HH Metered | 0 | 0.036695 | 0.0018036 | 0.0042573 | 0 | 0 | 0 | 0 | 0 |  |  | 0.0089489 | 0.016913 | 0.0025191 | 0.0059462 | 0 | 0 | 0 | 0 | 0
NHH UMS category A
NHH UMS category B
NHH UMS category C
NHH UMS category D
LV UMS (Pseudo HH Metered)
LV Generation NHH or Aggregate HH
LV Sub Generation NHH
LV Generation Intermittent | 0 | 0.034016 | 0.0050664 | 0.014949 | 0.0022705 | 0 | 0.0094913 | 0.00097476 | 0.0021738 |  |  | 0.0082955 | 0.015678 | 0.0023352 | 0.00689 | 0.0055078 | 0 | 0.023024 | 0.0089855 | 0.020038
LV Generation Non-Intermittent | 0 | 0.034016 | 0.0050664 | 0.014949 | 0.0022705 | 0 | 0.0094913 | 0.00097476 | 0.0021738 |  |  | 0.0082955 | 0.015678 | 0.0023352 | 0.00689 | 0.0055078 | 0 | 0.023024 | 0.0089855 | 0.020038
LV Sub Generation Intermittent | 0 | 0.033545 | 0.0049964 | 0.014742 | 0.0022391 | 0 | 0.0093601 | 0.00096129 | 0 |  |  | 0.0081808 | 0.015461 | 0.0023029 | 0.0067948 | 0.0054317 | 0 | 0.022706 | 0.0088613 | 0
LV Sub Generation Non-Intermittent | 0 | 0.033545 | 0.0049964 | 0.014742 | 0.0022391 | 0 | 0.0093601 | 0.00096129 | 0 |  |  | 0.0081808 | 0.015461 | 0.0023029 | 0.0067948 | 0.0054317 | 0 | 0.022706 | 0.0088613 | 0
HV Generation Intermittent | 0 | 0.033138 | 0.0016288 | 0.0048058 | 0 | 0 | 0 | 0 | 0 |  |  | 0.0080814 | 0.015274 | 0.0022749 | 0.0067122 | 0.0053657 | 0 | 0.02243 | 0 | 0
HV Generation Non-Intermittent | 0 | 0.033138 | 0.0016288 | 0.0048058 | 0 | 0 | 0 | 0 | 0 |  |  | 0.0080814 | 0.015274 | 0.0022749 | 0.0067122 | 0.0053657 | 0 | 0.02243 | 0 | 0
3307. Summary of charges before revenue matching
Data sources:
x1 = 3301. Unit rate 1 p/kWh (elements)
x2 = 3302. Unit rate 2 p/kWh (elements)
x3 = 3303. Unit rate 3 p/kWh (elements)
x4 = 3304. Fixed charge p/MPAN/day (elements)
x5 = 3305. Capacity charge p/kVA/day (elements)
x6 = 3306. Reactive power charge p/kVArh (elements)
Kind: | Cell summation | Cell summation | Cell summation | Cell summation | Cell summation | Cell summation
Formula: | =SUM(x1) | =SUM(x2) | =SUM(x3) | =SUM(x4) | =SUM(x5) | =SUM(x6)
| Unit rate 1 p/kWh (total) | Unit rate 2 p/kWh (total) | Unit rate 3 p/kWh (total) | Fixed charge p/MPAN/day (total) | Capacity charge p/kVA/day (total) | Reactive power charge p/kVArh
Domestic Unrestricted | 1.548 | 0 | 0 | 4.5584 | 0 | 0
Domestic Two Rate | 1.6858 | 0.2035 | 0 | 4.5584 | 0 | 0
Domestic Off Peak (related MPAN) | 0.16556 | 0 | 0 | 0 | 0 | 0
Small Non Domestic Unrestricted | 1.0941 | 0 | 0 | 7.325 | 0 | 0
Small Non Domestic Two Rate | 1.3272 | 0.19412 | 0 | 7.325 | 0 | 0
Small Non Domestic Off Peak (related MPAN) | 0.17033 | 0 | 0 | 0 | 0 | 0
LV Medium Non-Domestic | 1.2064 | 0.17124 | 0 | 37.0283 | 0 | 0
LV Sub Medium Non-Domestic | 1.0879 | 0.15303 | 0 | 22.7124 | 0 | 0
HV Medium Non-Domestic | 0.68322 | 0.081747 | 0 | 136.7477 | 0 | 0
LV Network Domestic | 13.0078 | 0.60314 | 0.21011 | 4.5584 | 0 | 0
LV Network Non-Domestic Non-CT | 11.7882 | 0.51137 | 0.18424 | 7.325 | 0 | 0
LV HH Metered | 8.6159 | 0.3401 | 0.12897 | 9.3823 | 2.899 | 0.16622
LV Sub HH Metered | 6.8983 | 0.19619 | 0.090525 | 7.0967 | 3.138 | 0.11747
HV HH Metered | 5.0894 | 0.085273 | 0.056472 | 71.3343 | 2.4674 | 0.077083
NHH UMS category A | 1.5232 | 0 | 0 | 0 | 0 | 0
NHH UMS category B | 1.91 | 0 | 0 | 0 | 0 | 0
NHH UMS category C | 2.8329 | 0 | 0 | 0 | 0 | 0
NHH UMS category D | 1.1841 | 0 | 0 | 0 | 0 | 0
LV UMS (Pseudo HH Metered) | 31.387 | 1.1887 | 0.82595 | 0 | 0 | 0
LV Generation NHH or Aggregate HH | -0.701 | 0 | 0 | 0 | 0 | 0
LV Sub Generation NHH | -0.64122 | 0 | 0 | 0 | 0 | 0
LV Generation Intermittent | -0.701 | 0 | 0 | 0 | 0 | 0.1597
LV Generation Non-Intermittent | -8.1559 | -0.36531 | -0.12934 | 0 | 0 | 0.1597
LV Sub Generation Intermittent | -0.64122 | 0 | 0 | 0 | 0 | 0.13558
LV Sub Generation Non-Intermittent | -7.5929 | -0.31661 | -0.11649 | 0 | 0 | 0.13558
HV Generation Intermittent | -0.39403 | 0 | 0 | 34.4634 | 0 | 0.09971
HV Generation Non-Intermittent | -5.2597 | -0.11631 | -0.063102 | 34.4634 | 0 | 0.09971

## Revenue
Revenue shortfall or surplus for WPD South West in April 15 (DCP179)
3401. Net revenues by tariff before matching (£)
Data sources:
x1 = 1010. Days in the charging year (in Financial and general assumptions)
x2 = 3307. Fixed charge p/MPAN/day (total) (in Summary of charges before revenue matching)
x3 = 2305. MPANs (in Equivalent volume for each end user)
x4 = 3307. Capacity charge p/kVA/day (total) (in Summary of charges before revenue matching)
x5 = 2305. Import capacity (kVA) (in Equivalent volume for each end user)
x6 = 3307. Unit rate 1 p/kWh (total) (in Summary of charges before revenue matching)
x7 = 2305. Rate 1 units (MWh) (in Equivalent volume for each end user)
x8 = 3307. Unit rate 2 p/kWh (total) (in Summary of charges before revenue matching)
x9 = 2305. Rate 2 units (MWh) (in Equivalent volume for each end user)
x10 = 3307. Unit rate 3 p/kWh (total) (in Summary of charges before revenue matching)
x11 = 2305. Rate 3 units (MWh) (in Equivalent volume for each end user)
x12 = 3307. Reactive power charge p/kVArh (in Summary of charges before revenue matching)
x13 = 2305. Reactive power units (MVArh) (in Equivalent volume for each end user)
Calculation =0.01*x1*(x2*x3+x4*x5)+10*(x6*x7+x8*x9+x10*x11+x12*x13)
Net revenues
Domestic Unrestricted | 86722230.1475
Domestic Two Rate | 17219245.172
Domestic Off Peak (related MPAN) | 121892.4479
Small Non Domestic Unrestricted | 15991403.5722
Small Non Domestic Two Rate | 6068819.0208
Small Non Domestic Off Peak (related MPAN) | 44707.8438
LV Medium Non-Domestic | 10042383.6759
LV Sub Medium Non-Domestic | 851645.707
HV Medium Non-Domestic | 27983.6386
LV Network Domestic | 0
LV Network Non-Domestic Non-CT | 0
LV HH Metered | 11537222.0446
LV Sub HH Metered | 8292800.4378
HV HH Metered | 19689072.7359
NHH UMS category A | 212812.2049
NHH UMS category B | 103021.1565
NHH UMS category C | 18879.9954
NHH UMS category D | 0
LV UMS (Pseudo HH Metered) | 2529368.7447
LV Generation NHH or Aggregate HH | -17289.9706
LV Sub Generation NHH | 0
LV Generation Intermittent | -267203.7965
LV Generation Non-Intermittent | -44346.6978
LV Sub Generation Intermittent | -36842.3818
LV Sub Generation Non-Intermittent | -18591.5941
HV Generation Intermittent | -771062.3038
HV Generation Non-Intermittent | -877647.2603
3402. Target CDCM revenue
Data sources:
x1 = 1001. Value (in CDCM target revenue)
x2 = Target CDCM revenue (£/year) (in Target CDCM revenue)
x3 = 1001. Revenue elements and subtotals (£/year) (in CDCM target revenue)
Kind: | Special calculation | Calculation
Formula: | = derived from x1 | =x2-x3
| Target CDCM revenue (£/year) | Check (should be zero)
Latest Forecast of CDCM Revenue | 305463426.0606 | 0
3403. Revenue surplus or shortfall
Data sources:
x1 = 3401. Net revenues by tariff before matching (£)
x2 = 3402. Target CDCM revenue (£/year) (in Target CDCM revenue)
x3 = Total net revenues before matching (£) (in Revenue surplus or shortfall)
Kind: | Cell summation | Calculation
Formula: | =SUM(x1) | =x2-x3
| Total net revenues before matching (£) | Revenue shortfall (surplus) £
Revenue surplus or shortfall | 177440504.5405 | 128022921.5201

## Scaler
Revenue matching for WPD South West in April 15 (DCP179)
This sheet modifies tariffs so that the total expected net revenues matches the target.
3501. Factor to scale to £1/kW at transmission exit level
Data sources:
x1 = 2901. Unit cost at each level, £/kW/year (relative to system simultaneous maximum load)
Calculation =IF(x1,1/x1,0)
Transmission exit
Factor to scale to £1/kW at transmission exit level | 0.29203
3502. Applicability factor for £1/kW scaler
Data sources:
x1 = 3501. Factor to scale to £1/kW at transmission exit level
x2 = Zero for other levels
Combine tables = x1 or x2
| GSPs | Assets 132kV | Assets 132kV/EHV | Assets EHV | Assets EHV/HV | Assets 132kV/HV | Assets HV | Assets HV/LV | Assets LV circuits | Assets LV customer | Assets HV customer | Transmission exit | Operating 132kV | Operating 132kV/EHV | Operating EHV | Operating EHV/HV | Operating 132kV/HV | Operating HV | Operating HV/LV | Operating LV circuits | Operating LV customer | Operating HV customer
Applicability factor for £1/kW scaler | 0 | 0 | 0 | 0 | 0 | 0 | 0 | 0 | 0 | 0 | 0 | 0.29203 | 0 | 0 | 0 | 0 | 0 | 0 | 0 | 0 | 0 | 0
3503. Scalable elements of tariff components
Data sources:
x1 = 3301. Unit rate 1 p/kWh (elements)
x2 = 3502. Applicability factor for £1/kW scaler
x3 = 3302. Unit rate 2 p/kWh (elements)
x4 = 3303. Unit rate 3 p/kWh (elements)
x5 = 3304. Fixed charge p/MPAN/day (elements)
x6 = 3305. Capacity charge p/kVA/day (elements)
x7 = 3306. Reactive power charge p/kVArh (elements)
Kind: | Sum-product calculation | Sum-product calculation | Sum-product calculation | Sum-product calculation | Sum-product calculation | Sum-product calculation
Formula: | =SUMPRODUCT(x1, x2) | =SUMPRODUCT(x3, x2) | =SUMPRODUCT(x4, x2) | =SUMPRODUCT(x5, x2) | =SUMPRODUCT(x6, x2) | =SUMPRODUCT(x7, x2)
| Unit rate 1 p/kWh scalable part | Unit rate 2 p/kWh scalable part | Unit rate 3 p/kWh scalable part | Fixed charge p/MPAN/day scalable part | Capacity charge p/kVA/day scalable part | Reactive power charge p/kVArh scalable part
Domestic Unrestricted | 0.027277 | 0 | 0 | 0 | 0 | 0
Domestic Two Rate | 0.033444 | 1.2085e-05 | 0 | 0 | 0 | 0
Domestic Off Peak (related MPAN) | 0.00030097 | 0 | 0 | 0 | 0 | 0
Small Non Domestic Unrestricted | 0.019278 | 0 | 0 | 0 | 0 | 0
Small Non Domestic Two Rate | 0.023947 | 1.175e-05 | 0 | 0 | 0 | 0
Small Non Domestic Off Peak (related MPAN) | 0.00040476 | 0 | 0 | 0 | 0 | 0
LV Medium Non-Domestic | 0.021928 | 2.9696e-07 | 0 | 0 | 0 | 0
LV Sub Medium Non-Domestic | 0.021268 | 3.9769e-07 | 0 | 0 | 0 | 0
HV Medium Non-Domestic | 0.024 | 0 | 0 | 0 | 0 | 0
LV Network Domestic | 0.30543 | 0.00053741 | 0 | 0 | 0 | 0
LV Network Non-Domestic Non-CT | 0.30152 | 0.00053054 | 0 | 0 | 0 | 0
LV HH Metered | 0.23828 | 0.00041926 | 0 | 0 | 0 | 0.0033273
LV Sub HH Metered | 0.22741 | 0.00040014 | 0 | 0 | 0 | 0.0029952
HV HH Metered | 0.20677 | 0.00036382 | 0 | 0 | 0 | 0.0026134
NHH UMS category A | 0.013116 | 0 | 0 | 0 | 0 | 0
NHH UMS category B | 0.024817 | 0 | 0 | 0 | 0 | 0
NHH UMS category C | 0.045976 | 0 | 0 | 0 | 0 | 0
NHH UMS category D | 0.0028125 | 0 | 0 | 0 | 0 | 0
LV UMS (Pseudo HH Metered) | 0.73453 | 0.00033847 | 0 | 0 | 0 | 0
LV Generation NHH or Aggregate HH | -0.012352 | 0 | 0 | 0 | 0 | 0
LV Sub Generation NHH | -0.012181 | 0 | 0 | 0 | 0 | 0
LV Generation Intermittent | -0.012352 | 0 | 0 | 0 | 0 | 0.0024225
LV Generation Non-Intermittent | -0.20469 | -0.00036015 | 0 | 0 | 0 | 0.0024225
LV Sub Generation Intermittent | -0.012181 | 0 | 0 | 0 | 0 | 0.0023891
LV Sub Generation Non-Intermittent | -0.20186 | -0.00035517 | 0 | 0 | 0 | 0.0023891
HV Generation Intermittent | -0.012033 | 0 | 0 | 0 | 0 | 0.00236
HV Generation Non-Intermittent | -0.1994 | -0.00035086 | 0 | 0 | 0 | 0.00236
3504. Scaler value at which the minimum is breached
Data sources:
x1 = 3503. Unit rate 1 p/kWh scalable part (in Scalable elements of tariff components)
x2 = 3307. Unit rate 1 p/kWh (total) (in Summary of charges before revenue matching)
x3 = 3503. Unit rate 2 p/kWh scalable part (in Scalable elements of tariff components)
x4 = 3307. Unit rate 2 p/kWh (total) (in Summary of charges before revenue matching)
x5 = 3503. Unit rate 3 p/kWh scalable part (in Scalable elements of tariff components)
x6 = 3307. Unit rate 3 p/kWh (total) (in Summary of charges before revenue matching)
x7 = 3503. Fixed charge p/MPAN/day scalable part (in Scalable elements of tariff components)
x8 = 3307. Fixed charge p/MPAN/day (total) (in Summary of charges before revenue matching)
x9 = 3503. Capacity charge p/kVA/day scalable part (in Scalable elements of tariff components)
x10 = 3307. Capacity charge p/kVA/day (total) (in Summary of charges before revenue matching)
x11 = 3503. Reactive power charge p/kVArh scalable part (in Scalable elements of tariff components)
x12 = 3307. Reactive power charge p/kVArh (in Summary of charges before revenue matching)
Kind: | Calculation | Calculation | Calculation | Calculation | Calculation | Calculation
Formula: | =IF(x1,0-x2/x1,0) | =IF(x3,0-x4/x3,0) | =IF(x5,0-x6/x5,0) | =IF(x7,0-x8/x7,0) | =IF(x9,0-x10/x9,0) | =IF(x11,0-x12/x11,0)
| Scaler threshold for Unit rate 1 p/kWh | Scaler threshold for Unit rate 2 p/kWh | Scaler threshold for Unit rate 3 p/kWh | Scaler threshold for Fixed charge p/MPAN/day | Scaler threshold for Capacity charge p/kVA/day | Scaler threshold for Reactive power charge p/kVArh
Domestic Unrestricted | -56.7518 |  |  | 0
Domestic Two Rate | -50.4064 | -16839.3242 |  | 0
Domestic Off Peak (related MPAN) | -550.0971
Small Non Domestic Unrestricted | -56.7518 |  |  | 0
Small Non Domestic Two Rate | -55.4243 | -16520.301 |  | 0
Small Non Domestic Off Peak (related MPAN) | -420.8263
LV Medium Non-Domestic | -55.0173 | -576640.5296 |  | 0
LV Sub Medium Non-Domestic | -51.1542 | -384790.8963 |  | 0
HV Medium Non-Domestic | -28.4677 | 0 |  | 0
LV Network Domestic | -42.589 | -1122.3067 | 0 | 0
LV Network Non-Domestic Non-CT | -39.0955 | -963.8701 | 0 | 0
LV HH Metered | -36.1593 | -811.2058 | 0 | 0 | 0 | -49.9559
LV Sub HH Metered | -30.334 | -490.2986 | 0 | 0 | 0 | -39.2182
HV HH Metered | -24.6141 | -234.3848 | 0 | 0 | 0 | -29.4958
NHH UMS category A | -116.1337
NHH UMS category B | -76.9607
NHH UMS category C | -61.616
NHH UMS category D | -421.0299
LV UMS (Pseudo HH Metered) | -42.7309 | -3511.8995 | 0
LV Generation NHH or Aggregate HH | -56.7518 |  |  | 0
LV Sub Generation NHH | -52.6403 |  |  | 0
LV Generation Intermittent | -56.7518 |  |  | 0 |  | -65.9206
LV Generation Non-Intermittent | -39.8461 | -1014.3097 | 0 | 0 |  | -65.9206
LV Sub Generation Intermittent | -52.6403 |  |  | 0 |  | -56.7518
LV Sub Generation Non-Intermittent | -37.6156 | -891.4326 | 0 | 0 |  | -56.7518
HV Generation Intermittent | -32.7454 |  |  | 0 |  | -42.2496
HV Generation Non-Intermittent | -26.3771 | -331.5047 | 0 | 0 |  | -42.2496
3505. Marginal revenue effect of scaler
Data sources:
x1 = 2302. Load coefficient
x2 = 3503. Unit rate 1 p/kWh scalable part (in Scalable elements of tariff components)
x3 = 2305. Rate 1 units (MWh) (in Equivalent volume for each end user)
x4 = 3503. Unit rate 2 p/kWh scalable part (in Scalable elements of tariff components)
x5 = 2305. Rate 2 units (MWh) (in Equivalent volume for each end user)
x6 = 3503. Unit rate 3 p/kWh scalable part (in Scalable elements of tariff components)
x7 = 2305. Rate 3 units (MWh) (in Equivalent volume for each end user)
x8 = 3503. Fixed charge p/MPAN/day scalable part (in Scalable elements of tariff components)
x9 = 1010. Days in the charging year (in Financial and general assumptions)
x10 = 2305. MPANs (in Equivalent volume for each end user)
x11 = 3503. Capacity charge p/kVA/day scalable part (in Scalable elements of tariff components)
x12 = 2305. Import capacity (kVA) (in Equivalent volume for each end user)
x13 = 3503. Reactive power charge p/kVArh scalable part (in Scalable elements of tariff components)
x14 = 2305. Reactive power units (MVArh) (in Equivalent volume for each end user)
Kind: | Calculation | Calculation | Calculation | Calculation | Calculation | Calculation
Formula: | =IF(x1<0,0,x2*x3*10) | =IF(x1<0,0,x4*x5*10) | =IF(x1<0,0,x6*x7*10) | =x8*x9*x10/100 | =x11*x9*x12/100 | =IF(x1<0,0,x13*x14*10)
| Effect through Unit rate 1 p/kWh | Effect through Unit rate 2 p/kWh | Effect through Unit rate 3 p/kWh | Effect through Fixed charge p/MPAN/day | Effect through Capacity charge p/kVA/day | Effect through Reactive power charge p/kVArh
Domestic Unrestricted | 1175037.0734 | 0 | 0 | 0 | 0 | 0
Domestic Two Rate | 236457.3646 | 92.1959 | 0 | 0 | 0 | 0
Domestic Off Peak (related MPAN) | 221.5835 | 0 | 0 | 0 | 0 | 0
Small Non Domestic Unrestricted | 230583.2181 | 0 | 0 | 0 | 0 | 0
Small Non Domestic Two Rate | 89971.0848 | 21.1963 | 0 | 0 | 0 | 0
Small Non Domestic Off Peak (related MPAN) | 106.2382 | 0 | 0 | 0 | 0 | 0
LV Medium Non-Domestic | 154019.0261 | 0.51767 | 0 | 0 | 0 | 0
LV Sub Medium Non-Domestic | 14912.9797 | 0.077999 | 0 | 0 | 0 | 0
HV Medium Non-Domestic | 509.9369 | 0 | 0 | 0 | 0 | 0
LV Network Domestic | 0 | 0 | 0 | 0 | 0 | 0
LV Network Non-Domestic Non-CT | 0 | 0 | 0 | 0 | 0 | 0
LV HH Metered | 140564.9167 | 1765.875 | 0 | 0 | 0 | 2654.9094
LV Sub HH Metered | 112056.5268 | 1459.7102 | 0 | 0 | 0 | 2313.5786
HV HH Metered | 355873.6765 | 4456.5103 | 0 | 0 | 0 | 5135.2707
NHH UMS category A | 1832.4752 | 0 | 0 | 0 | 0 | 0
NHH UMS category B | 1338.6209 | 0 | 0 | 0 | 0 | 0
NHH UMS category C | 306.4139 | 0 | 0 | 0 | 0 | 0
NHH UMS category D | 0 | 0 | 0 | 0 | 0 | 0
LV UMS (Pseudo HH Metered) | 32728.5278 | 94.7647 | 0 | 0 | 0 | 0
LV Generation NHH or Aggregate HH | 0 | 0 | 0 | 0 | 0 | 0
LV Sub Generation NHH | 0 | 0 | 0 | 0 | 0 | 0
LV Generation Intermittent | 0 | 0 | 0 | 0 | 0 | 0
LV Generation Non-Intermittent | 0 | 0 | 0 | 0 | 0 | 0
LV Sub Generation Intermittent | 0 | 0 | 0 | 0 | 0 | 0
LV Sub Generation Non-Intermittent | 0 | 0 | 0 | 0 | 0 | 0
HV Generation Intermittent | 0 | 0 | 0 | 0 | 0 | 0
HV Generation Non-Intermittent | 0 | 0 | 0 | 0 | 0 | 0
3506. Constraint-free solution
Data sources:
x1 = 3403. Revenue shortfall (surplus) £ (in Revenue surplus or shortfall)
x2 = 3505. Effect through Unit rate 1 p/kWh (in Marginal revenue effect of scaler)
x3 = 3505. Effect through Unit rate 2 p/kWh (in Marginal revenue effect of scaler)
x4 = 3505. Effect through Unit rate 3 p/kWh (in Marginal revenue effect of scaler)
x5 = 3505. Effect through Fixed charge p/MPAN/day (in Marginal revenue effect of scaler)
x6 = 3505. Effect through Capacity charge p/kVA/day (in Marginal revenue effect of scaler)
x7 = 3505. Effect through Reactive power charge p/kVArh (in Marginal revenue effect of scaler)
Calculation =x1/SUM(x2,x3,x4,x5,x6,x7)
Constraint-free solution
Constraint-free solution | 49.9209
3507. Starting point
Data sources:
x1 = 3506. Constraint-free solution
x2 = 3504. Scaler threshold for Unit rate 1 p/kWh (in Scaler value at which the minimum is breached)
x3 = 3504. Scaler threshold for Unit rate 2 p/kWh (in Scaler value at which the minimum is breached)
x4 = 3504. Scaler threshold for Unit rate 3 p/kWh (in Scaler value at which the minimum is breached)
x5 = 3504. Scaler threshold for Fixed charge p/MPAN/day (in Scaler value at which the minimum is breached)
x6 = 3504. Scaler threshold for Capacity charge p/kVA/day (in Scaler value at which the minimum is breached)
x7 = 3504. Scaler threshold for Reactive power charge p/kVArh (in Scaler value at which the minimum is breached)
Calculation =MIN(x1,x2,x3,x4,x5,x6,x7)
Starting point
Starting point | -576640.5296
3508. Solve for General scaler rate
Data sources:
x1 = 3507. Starting point
x2 = 3504. Scaler threshold for Unit rate 1 p/kWh (in Scaler value at which the minimum is breached)
x3 = 3504. Scaler threshold for Unit rate 2 p/kWh (in Scaler value at which the minimum is breached)
x4 = 3504. Scaler threshold for Unit rate 3 p/kWh (in Scaler value at which the minimum is breached)
x5 = 3504. Scaler threshold for Fixed charge p/MPAN/day (in Scaler value at which the minimum is breached)
x6 = 3504. Scaler threshold for Capacity charge p/kVA/day (in Scaler value at which the minimum is breached)
x7 = 3504. Scaler threshold for Reactive power charge p/kVArh (in Scaler value at which the minimum is breached)
x8 = 3505. Effect through Unit rate 1 p/kWh (in Marginal revenue effect of scaler)
x9 = 3505. Effect through Unit rate 2 p/kWh (in Marginal revenue effect of scaler)
x10 = 3505. Effect through Unit rate 3 p/kWh (in Marginal revenue effect of scaler)
x11 = 3505. Effect through Fixed charge p/MPAN/day (in Marginal revenue effect of scaler)
x12 = 3505. Effect through Capacity charge p/kVA/day (in Marginal revenue effect of scaler)
x13 = 3505. Effect through Reactive power charge p/kVArh (in Marginal revenue effect of scaler)
x14 = Location (in Solve for General scaler rate)
x15 = Kink (in Solve for General scaler rate)
x16 = Ranking before tie break (in Solve for General scaler rate)
x17 = Counter (in Solve for General scaler rate)
x18 = Tie breaker (in Solve for General scaler rate)
x19 = Ranking (in Solve for General scaler rate)
x20 = Kink reordering (in Solve for General scaler rate)
x21 = Starting slope contributions (in Solve for General scaler rate)
x22 = New slope (in Solve for General scaler rate)
x23 = Location (ordered) (in Solve for General scaler rate)
x24 = Starting values (in Solve for General scaler rate)
x25 = 3403. Revenue shortfall (surplus) £ (in Revenue surplus or shortfall)
x26 = 3506. Constraint-free solution
x27 = Value (in Solve for General scaler rate)
Kind: | Special calculation | Special calculation | Special calculation | Special calculation | Special calculation | Fixed data | Calculation | Special calculation | Special calculation | Special calculation | Special calculation | Special calculation | Special calculation
Formula: | Special calculation | Special calculation | Special calculation | Special calculation | Special calculation |  | =x16*162+x17 | Special calculation | Special calculation | Special calculation | Special calculation | Special calculation | Special calculation
| Location | Kink | Starting slope contributions | Starting values | Ranking before tie break | Counter | Tie breaker | Ranking | Kink reordering | Location (ordered) | New slope | Value | Root
Starting point | -576640.5296 |  |  |  |  | 0 | 0 |  |  | -576640.5296 | 0 | -259223783.7665 | 49.9209
Kink 1 | -56.7518 | 1175037.0734 | 0 | -66685433.9238 | 24 | 1 | 3889 | 24 | 34 | -576640.5296 | 0.51767 | -259223783.7665
Kink 2 | -50.4064 | 236457.3646 | 0 | -11918974.5054 | 33 | 2 | 5348 | 33 | 35 | -384790.8963 | 0.59567 | -259124469.6236
Kink 3 | -550.0971 | 221.5835 | 0 | -121892.4479 | 11 | 3 | 1785 | 11 | 29 | -16839.3242 | 92.7915 | -258905293.6078
Kink 4 | -56.7518 | 230583.2181 | 0 | -13086005.8 | 24 | 4 | 3892 | 25 | 32 | -16520.301 | 113.9879 | -258875690.9582
Kink 5 | -55.4243 | 89971.0848 | 0 | -4986582.727 | 28 | 5 | 4541 | 28 | 46 | -3511.8995 | 208.7525 | -257392891.2341
Kink 6 | -420.8263 | 106.2382 | 0 | -44707.8438 | 14 | 6 | 2274 | 14 | 37 | -1122.3067 | 208.7525 | -256894057.6887
Kink 7 | -55.0173 | 154019.0261 | 0 | -8473710.7784 | 29 | 7 | 4705 | 29 | 50 | -1014.3097 | 208.7525 | -256871513.0553
Kink 8 | -51.1542 | 14912.9797 | 0 | -762861.395 | 32 | 8 | 5192 | 32 | 38 | -963.8701 | 208.7525 | -256860983.6569
Kink 9 | -28.4677 | 509.9369 | 0 | -14516.7406 | 47 | 9 | 7623 | 47 | 52 | -891.4326 | 208.7525 | -256845862.1454
Kink 10 | -42.589 | 0 | 0 | 0 | 36 | 10 | 5842 | 36 | 39 | -811.2058 | 1974.6276 | -256829114.5966
Kink 11 | -39.0955 | 0 | 0 | 0 | 41 | 11 | 6653 | 41 | 3 | -550.0971 | 2196.2111 | -256313522.1677
Kink 12 | -36.1593 | 140564.9167 | 0 | -5082726.4268 | 43 | 12 | 6978 | 43 | 40 | -490.2986 | 3655.9213 | -256182191.9733
Kink 13 | -30.334 | 112056.5268 | 0 | -3399126.3315 | 45 | 13 | 7303 | 45 | 18 | -421.0299 | 3655.9213 | -255928951.0967
Kink 14 | -24.6141 | 355873.6765 | 0 | -8759527.1915 | 49 | 14 | 7952 | 49 | 6 | -420.8263 | 3762.1595 | -255928206.7203
Kink 15 | -116.1337 | 1832.4752 | 0 | -212812.2049 | 17 | 15 | 2769 | 17 | 54 | -331.5047 | 3762.1595 | -255592164.5502
Kink 16 | -76.9607 | 1338.6209 | 0 | -103021.1565 | 18 | 16 | 2932 | 18 | 41 | -234.3848 | 8218.6699 | -255226784.2217
Kink 17 | -61.616 | 306.4139 | 0 | -18879.9954 | 21 | 17 | 3419 | 21 | 15 | -116.1337 | 10051.145 | -254254917.734
Kink 18 | -421.0299 | 0 | 0 | 0 | 13 | 18 | 2124 | 13 | 16 | -76.9607 | 11389.7659 | -253861183.4394
Kink 19 | -42.7309 | 32728.5278 | 0 | -1398520.5371 | 35 | 19 | 5689 | 35 | 157 | -65.9206 | 11389.7659 | -253735439.3064
Kink 20 | -56.7518 | 0 | 0 | 0 | 22 | 20 | 3584 | 22 | 158 | -65.9206 | 11389.7659 | -253735439.3064
Kink 21 | -52.6403 | 0 | 0 | 0 | 30 | 21 | 4881 | 30 | 17 | -61.616 | 11696.1798 | -253686411.1597
Kink 22 | -56.7518 | 0 | 0 | 0 | 22 | 22 | 3586 | 23 | 20 | -56.7518 | 11696.1798 | -253629518.3789
Kink 23 | -39.8461 | 0 | 0 | 0 | 39 | 23 | 6341 | 39 | 22 | -56.7518 | 11696.1798 | -253629518.3789
Kink 24 | -52.6403 | 0 | 0 | 0 | 30 | 24 | 4884 | 31 | 1 | -56.7518 | 1186733.2532 | -253629518.3789
Kink 25 | -37.6156 | 0 | 0 | 0 | 42 | 25 | 6829 | 42 | 4 | -56.7518 | 1417316.4713 | -253629518.3789
Kink 26 | -32.7454 | 0 | 0 | 0 | 44 | 26 | 7154 | 44 | 159 | -56.7518 | 1417316.4713 | -253629518.3789
Kink 27 | -26.3771 | 0 | 0 | 0 | 48 | 27 | 7803 | 48 | 160 | -56.7518 | 1417316.4713 | -253629518.3789
Kink 28 | 0 | 0 | 0 | 0 | 50 | 28 | 8128 | 50 | 5 | -55.4243 | 1507287.5561 | -251748046.7826
Kink 29 | -16839.3242 | 92.1959 | 0 | -1552515.9448 | 3 | 29 | 515 | 3 | 7 | -55.0173 | 1661306.5822 | -251134606.8665
Kink 30 | 0 | 0 | 0 | 0 | 50 | 30 | 8130 | 51 | 21 | -52.6403 | 1661306.5822 | -247185638.0872
Kink 31 | 0 | 0 | 0 | 0 | 50 | 31 | 8131 | 52 | 24 | -52.6403 | 1661306.5822 | -247185638.0872
Kink 32 | -16520.301 | 21.1963 | 0 | -350169.6962 | 4 | 32 | 680 | 4 | 8 | -51.1542 | 1676219.5619 | -244716798.478
Kink 33 | 0 | 0 | 0 | 0 | 50 | 33 | 8133 | 53 | 2 | -50.4064 | 1912676.9265 | -243463409.4893
Kink 34 | -576640.5296 | 0.51767 | 0 | -298507.5289 | 1 | 34 | 196 | 1 | 147 | -49.9559 | 1915331.8359 | -242601600.966
Kink 35 | -384790.8963 | 0.077999 | 0 | -30013.2323 | 2 | 35 | 359 | 2 | 19 | -42.7309 | 1948060.3637 | -228763458.9432
Kink 36 | 0 | 0 | 0 | 0 | 50 | 36 | 8136 | 54 | 10 | -42.589 | 1948060.3637 | -228486991.0746
Kink 37 | -1122.3067 | 0 | 0 | 0 | 6 | 37 | 1009 | 6 | 161 | -42.2496 | 1948060.3637 | -227825771.8956
Kink 38 | -963.8701 | 0 | 0 | 0 | 8 | 38 | 1334 | 8 | 162 | -42.2496 | 1948060.3637 | -227825771.8956
Kink 39 | -811.2058 | 1765.875 | 0 | -1432488.0643 | 10 | 39 | 1659 | 10 | 23 | -39.8461 | 1948060.3637 | -223143656.091
Kink 40 | -490.2986 | 1459.7102 | 0 | -715693.8093 | 12 | 40 | 1984 | 12 | 148 | -39.2182 | 1950373.9423 | -221920509.0947
Kink 41 | -234.3848 | 4456.5103 | 0 | -1044538.3434 | 16 | 41 | 2633 | 16 | 11 | -39.0955 | 1950373.9423 | -221681114.061
Kink 42 | 0 | 0 | 0 | 0 | 50 | 42 | 8142 | 55 | 25 | -37.6156 | 1950373.9423 | -218794761.4672
Kink 43 | 0 | 0 | 0 | 0 | 50 | 43 | 8143 | 56 | 12 | -36.1593 | 2090938.859 | -215954407.9157
Kink 44 | 0 | 0 | 0 | 0 | 50 | 44 | 8144 | 57 | 26 | -32.7454 | 2090938.859 | -208816264.2265
Kink 45 | 0 | 0 | 0 | 0 | 50 | 45 | 8145 | 58 | 13 | -30.334 | 2202995.3858 | -203774168.0436
Kink 46 | -3511.8995 | 94.7647 | 0 | -332804.0294 | 5 | 46 | 856 | 5 | 149 | -29.4958 | 2208130.6564 | -201927507.9908
Kink 47 | 0 | 0 | 0 | 0 | 50 | 47 | 8147 | 59 | 9 | -28.4677 | 2208640.5933 | -199657415.1941
Kink 48 | 0 | 0 | 0 | 0 | 50 | 48 | 8148 | 60 | 27 | -26.3771 | 2208640.5933 | -195040003.816
Kink 49 | 0 | 0 | 0 | 0 | 50 | 49 | 8149 | 61 | 14 | -24.6141 | 2564514.2698 | -191146254.2159
Kink 50 | -1014.3097 | 0 | 0 | 0 | 7 | 50 | 1184 | 7 | 28 | 0 | 2564514.2698 | -128022921.5201
Kink 51 | 0 | 0 | 0 | 0 | 50 | 51 | 8151 | 62 | 30 | 0 | 2564514.2698 | -128022921.5201
Kink 52 | -891.4326 | 0 | 0 | 0 | 9 | 52 | 1510 | 9 | 31 | 0 | 2564514.2698 | -128022921.5201
Kink 53 | 0 | 0 | 0 | 0 | 50 | 53 | 8153 | 63 | 33 | 0 | 2564514.2698 | -128022921.5201
Kink 54 | -331.5047 | 0 | 0 | 0 | 15 | 54 | 2484 | 15 | 36 | 0 | 2564514.2698 | -128022921.5201
Kink 55 | 0 | 0 | 0 | 0 | 50 | 55 | 8155 | 64 | 42 | 0 | 2564514.2698 | -128022921.5201
Kink 56 | 0 | 0 | 0 | 0 | 50 | 56 | 8156 | 65 | 43 | 0 | 2564514.2698 | -128022921.5201
Kink 57 | 0 | 0 | 0 | 0 | 50 | 57 | 8157 | 66 | 44 | 0 | 2564514.2698 | -128022921.5201
Kink 58 | 0 | 0 | 0 | 0 | 50 | 58 | 8158 | 67 | 45 | 0 | 2564514.2698 | -128022921.5201
Kink 59 | 0 | 0 | 0 | 0 | 50 | 59 | 8159 | 68 | 47 | 0 | 2564514.2698 | -128022921.5201
Kink 60 | 0 | 0 | 0 | 0 | 50 | 60 | 8160 | 69 | 48 | 0 | 2564514.2698 | -128022921.5201
Kink 61 | 0 | 0 | 0 | 0 | 50 | 61 | 8161 | 70 | 49 | 0 | 2564514.2698 | -128022921.5201
Kink 62 | 0 | 0 | 0 | 0 | 50 | 62 | 8162 | 71 | 51 | 0 | 2564514.2698 | -128022921.5201
Kink 63 | 0 | 0 | 0 | 0 | 50 | 63 | 8163 | 72 | 53 | 0 | 2564514.2698 | -128022921.5201
Kink 64 | 0 | 0 | 0 | 0 | 50 | 64 | 8164 | 73 | 55 | 0 | 2564514.2698 | -128022921.5201
Kink 65 | 0 | 0 | 0 | 0 | 50 | 65 | 8165 | 74 | 56 | 0 | 2564514.2698 | -128022921.5201
Kink 66 | 0 | 0 | 0 | 0 | 50 | 66 | 8166 | 75 | 57 | 0 | 2564514.2698 | -128022921.5201
Kink 67 | 0 | 0 | 0 | 0 | 50 | 67 | 8167 | 76 | 58 | 0 | 2564514.2698 | -128022921.5201
Kink 68 | 0 | 0 | 0 | 0 | 50 | 68 | 8168 | 77 | 59 | 0 | 2564514.2698 | -128022921.5201
Kink 69 | 0 | 0 | 0 | 0 | 50 | 69 | 8169 | 78 | 60 | 0 | 2564514.2698 | -128022921.5201
Kink 70 | 0 | 0 | 0 | 0 | 50 | 70 | 8170 | 79 | 61 | 0 | 2564514.2698 | -128022921.5201
Kink 71 | 0 | 0 | 0 | 0 | 50 | 71 | 8171 | 80 | 62 | 0 | 2564514.2698 | -128022921.5201
Kink 72 | 0 | 0 | 0 | 0 | 50 | 72 | 8172 | 81 | 63 | 0 | 2564514.2698 | -128022921.5201
Kink 73 | 0 | 0 | 0 | 0 | 50 | 73 | 8173 | 82 | 64 | 0 | 2564514.2698 | -128022921.5201
Kink 74 | 0 | 0 | 0 | 0 | 50 | 74 | 8174 | 83 | 65 | 0 | 2564514.2698 | -128022921.5201
Kink 75 | 0 | 0 | 0 | 0 | 50 | 75 | 8175 | 84 | 66 | 0 | 2564514.2698 | -128022921.5201
Kink 76 | 0 | 0 | 0 | 0 | 50 | 76 | 8176 | 85 | 67 | 0 | 2564514.2698 | -128022921.5201
Kink 77 | 0 | 0 | 0 | 0 | 50 | 77 | 8177 | 86 | 68 | 0 | 2564514.2698 | -128022921.5201
Kink 78 | 0 | 0 | 0 | 0 | 50 | 78 | 8178 | 87 | 69 | 0 | 2564514.2698 | -128022921.5201
Kink 79 | 0 | 0 | 0 | 0 | 50 | 79 | 8179 | 88 | 70 | 0 | 2564514.2698 | -128022921.5201
Kink 80 | 0 | 0 | 0 | 0 | 50 | 80 | 8180 | 89 | 71 | 0 | 2564514.2698 | -128022921.5201
Kink 81 | 0 | 0 | 0 | 0 | 50 | 81 | 8181 | 90 | 72 | 0 | 2564514.2698 | -128022921.5201
Kink 82 | 0 | 0 | 0 | 0 | 50 | 82 | 8182 | 91 | 73 | 0 | 2564514.2698 | -128022921.5201
Kink 83 | 0 | 0 | 0 | 0 | 50 | 83 | 8183 | 92 | 74 | 0 | 2564514.2698 | -128022921.5201
Kink 84 | 0 | 0 | 0 | 0 | 50 | 84 | 8184 | 93 | 75 | 0 | 2564514.2698 | -128022921.5201
Kink 85 | 0 | 0 | 0 | 0 | 50 | 85 | 8185 | 94 | 76 | 0 | 2564514.2698 | -128022921.5201
Kink 86 | 0 | 0 | 0 | 0 | 50 | 86 | 8186 | 95 | 77 | 0 | 2564514.2698 | -128022921.5201
Kink 87 | 0 | 0 | 0 | 0 | 50 | 87 | 8187 | 96 | 78 | 0 | 2564514.2698 | -128022921.5201
Kink 88 | 0 | 0 | 0 | 0 | 50 | 88 | 8188 | 97 | 79 | 0 | 2564514.2698 | -128022921.5201
Kink 89 | 0 | 0 | 0 | 0 | 50 | 89 | 8189 | 98 | 80 | 0 | 2564514.2698 | -128022921.5201
Kink 90 | 0 | 0 | 0 | 0 | 50 | 90 | 8190 | 99 | 81 | 0 | 2564514.2698 | -128022921.5201
Kink 91 | 0 | 0 | 0 | 0 | 50 | 91 | 8191 | 100 | 82 | 0 | 2564514.2698 | -128022921.5201
Kink 92 | 0 | 0 | 0 | 0 | 50 | 92 | 8192 | 101 | 83 | 0 | 2564514.2698 | -128022921.5201
Kink 93 | 0 | 0 | 0 | 0 | 50 | 93 | 8193 | 102 | 84 | 0 | 2564514.2698 | -128022921.5201
Kink 94 | 0 | 0 | 0 | 0 | 50 | 94 | 8194 | 103 | 85 | 0 | 2564514.2698 | -128022921.5201
Kink 95 | 0 | 0 | 0 | 0 | 50 | 95 | 8195 | 104 | 86 | 0 | 2564514.2698 | -128022921.5201
Kink 96 | 0 | 0 | 0 | 0 | 50 | 96 | 8196 | 105 | 87 | 0 | 2564514.2698 | -128022921.5201
Kink 97 | 0 | 0 | 0 | 0 | 50 | 97 | 8197 | 106 | 88 | 0 | 2564514.2698 | -128022921.5201
Kink 98 | 0 | 0 | 0 | 0 | 50 | 98 | 8198 | 107 | 89 | 0 | 2564514.2698 | -128022921.5201
Kink 99 | 0 | 0 | 0 | 0 | 50 | 99 | 8199 | 108 | 90 | 0 | 2564514.2698 | -128022921.5201
Kink 100 | 0 | 0 | 0 | 0 | 50 | 100 | 8200 | 109 | 91 | 0 | 2564514.2698 | -128022921.5201
Kink 101 | 0 | 0 | 0 | 0 | 50 | 101 | 8201 | 110 | 92 | 0 | 2564514.2698 | -128022921.5201
Kink 102 | 0 | 0 | 0 | 0 | 50 | 102 | 8202 | 111 | 93 | 0 | 2564514.2698 | -128022921.5201
Kink 103 | 0 | 0 | 0 | 0 | 50 | 103 | 8203 | 112 | 94 | 0 | 2564514.2698 | -128022921.5201
Kink 104 | 0 | 0 | 0 | 0 | 50 | 104 | 8204 | 113 | 95 | 0 | 2564514.2698 | -128022921.5201
Kink 105 | 0 | 0 | 0 | 0 | 50 | 105 | 8205 | 114 | 96 | 0 | 2564514.2698 | -128022921.5201
Kink 106 | 0 | 0 | 0 | 0 | 50 | 106 | 8206 | 115 | 97 | 0 | 2564514.2698 | -128022921.5201
Kink 107 | 0 | 0 | 0 | 0 | 50 | 107 | 8207 | 116 | 98 | 0 | 2564514.2698 | -128022921.5201
Kink 108 | 0 | 0 | 0 | 0 | 50 | 108 | 8208 | 117 | 99 | 0 | 2564514.2698 | -128022921.5201
Kink 109 | 0 | 0 | 0 | 0 | 50 | 109 | 8209 | 118 | 100 | 0 | 2564514.2698 | -128022921.5201
Kink 110 | 0 | 0 | 0 | 0 | 50 | 110 | 8210 | 119 | 101 | 0 | 2564514.2698 | -128022921.5201
Kink 111 | 0 | 0 | 0 | 0 | 50 | 111 | 8211 | 120 | 102 | 0 | 2564514.2698 | -128022921.5201
Kink 112 | 0 | 0 | 0 | 0 | 50 | 112 | 8212 | 121 | 103 | 0 | 2564514.2698 | -128022921.5201
Kink 113 | 0 | 0 | 0 | 0 | 50 | 113 | 8213 | 122 | 104 | 0 | 2564514.2698 | -128022921.5201
Kink 114 | 0 | 0 | 0 | 0 | 50 | 114 | 8214 | 123 | 105 | 0 | 2564514.2698 | -128022921.5201
Kink 115 | 0 | 0 | 0 | 0 | 50 | 115 | 8215 | 124 | 106 | 0 | 2564514.2698 | -128022921.5201
Kink 116 | 0 | 0 | 0 | 0 | 50 | 116 | 8216 | 125 | 107 | 0 | 2564514.2698 | -128022921.5201
Kink 117 | 0 | 0 | 0 | 0 | 50 | 117 | 8217 | 126 | 108 | 0 | 2564514.2698 | -128022921.5201
Kink 118 | 0 | 0 | 0 | 0 | 50 | 118 | 8218 | 127 | 109 | 0 | 2564514.2698 | -128022921.5201
Kink 119 | 0 | 0 | 0 | 0 | 50 | 119 | 8219 | 128 | 110 | 0 | 2564514.2698 | -128022921.5201
Kink 120 | 0 | 0 | 0 | 0 | 50 | 120 | 8220 | 129 | 111 | 0 | 2564514.2698 | -128022921.5201
Kink 121 | 0 | 0 | 0 | 0 | 50 | 121 | 8221 | 130 | 112 | 0 | 2564514.2698 | -128022921.5201
Kink 122 | 0 | 0 | 0 | 0 | 50 | 122 | 8222 | 131 | 113 | 0 | 2564514.2698 | -128022921.5201
Kink 123 | 0 | 0 | 0 | 0 | 50 | 123 | 8223 | 132 | 114 | 0 | 2564514.2698 | -128022921.5201
Kink 124 | 0 | 0 | 0 | 0 | 50 | 124 | 8224 | 133 | 115 | 0 | 2564514.2698 | -128022921.5201
Kink 125 | 0 | 0 | 0 | 0 | 50 | 125 | 8225 | 134 | 116 | 0 | 2564514.2698 | -128022921.5201
Kink 126 | 0 | 0 | 0 | 0 | 50 | 126 | 8226 | 135 | 117 | 0 | 2564514.2698 | -128022921.5201
Kink 127 | 0 | 0 | 0 | 0 | 50 | 127 | 8227 | 136 | 118 | 0 | 2564514.2698 | -128022921.5201
Kink 128 | 0 | 0 | 0 | 0 | 50 | 128 | 8228 | 137 | 119 | 0 | 2564514.2698 | -128022921.5201
Kink 129 | 0 | 0 | 0 | 0 | 50 | 129 | 8229 | 138 | 120 | 0 | 2564514.2698 | -128022921.5201
Kink 130 | 0 | 0 | 0 | 0 | 50 | 130 | 8230 | 139 | 121 | 0 | 2564514.2698 | -128022921.5201
Kink 131 | 0 | 0 | 0 | 0 | 50 | 131 | 8231 | 140 | 122 | 0 | 2564514.2698 | -128022921.5201
Kink 132 | 0 | 0 | 0 | 0 | 50 | 132 | 8232 | 141 | 123 | 0 | 2564514.2698 | -128022921.5201
Kink 133 | 0 | 0 | 0 | 0 | 50 | 133 | 8233 | 142 | 124 | 0 | 2564514.2698 | -128022921.5201
Kink 134 | 0 | 0 | 0 | 0 | 50 | 134 | 8234 | 143 | 125 | 0 | 2564514.2698 | -128022921.5201
Kink 135 | 0 | 0 | 0 | 0 | 50 | 135 | 8235 | 144 | 126 | 0 | 2564514.2698 | -128022921.5201
Kink 136 | 0 | 0 | 0 | 0 | 50 | 136 | 8236 | 145 | 127 | 0 | 2564514.2698 | -128022921.5201
Kink 137 | 0 | 0 | 0 | 0 | 50 | 137 | 8237 | 146 | 128 | 0 | 2564514.2698 | -128022921.5201
Kink 138 | 0 | 0 | 0 | 0 | 50 | 138 | 8238 | 147 | 129 | 0 | 2564514.2698 | -128022921.5201
Kink 139 | 0 | 0 | 0 | 0 | 50 | 139 | 8239 | 148 | 130 | 0 | 2564514.2698 | -128022921.5201
Kink 140 | 0 | 0 | 0 | 0 | 50 | 140 | 8240 | 149 | 131 | 0 | 2564514.2698 | -128022921.5201
Kink 141 | 0 | 0 | 0 | 0 | 50 | 141 | 8241 | 150 | 132 | 0 | 2564514.2698 | -128022921.5201
Kink 142 | 0 | 0 | 0 | 0 | 50 | 142 | 8242 | 151 | 133 | 0 | 2564514.2698 | -128022921.5201
Kink 143 | 0 | 0 | 0 | 0 | 50 | 143 | 8243 | 152 | 134 | 0 | 2564514.2698 | -128022921.5201
Kink 144 | 0 | 0 | 0 | 0 | 50 | 144 | 8244 | 153 | 135 | 0 | 2564514.2698 | -128022921.5201
Kink 145 | 0 | 0 | 0 | 0 | 50 | 145 | 8245 | 154 | 136 | 0 | 2564514.2698 | -128022921.5201
Kink 146 | 0 | 0 | 0 | 0 | 50 | 146 | 8246 | 155 | 137 | 0 | 2564514.2698 | -128022921.5201
Kink 147 | -49.9559 | 2654.9094 | 0 | -132628.2959 | 34 | 147 | 5655 | 34 | 138 | 0 | 2564514.2698 | -128022921.5201
Kink 148 | -39.2182 | 2313.5786 | 0 | -90734.4674 | 40 | 148 | 6628 | 40 | 139 | 0 | 2564514.2698 | -128022921.5201
Kink 149 | -29.4958 | 5135.2707 | 0 | -151468.8289 | 46 | 149 | 7601 | 46 | 140 | 0 | 2564514.2698 | -128022921.5201
Kink 150 | 0 | 0 | 0 | 0 | 50 | 150 | 8250 | 156 | 141 | 0 | 2564514.2698 | -128022921.5201
Kink 151 | 0 | 0 | 0 | 0 | 50 | 151 | 8251 | 157 | 142 | 0 | 2564514.2698 | -128022921.5201
Kink 152 | 0 | 0 | 0 | 0 | 50 | 152 | 8252 | 158 | 143 | 0 | 2564514.2698 | -128022921.5201
Kink 153 | 0 | 0 | 0 | 0 | 50 | 153 | 8253 | 159 | 144 | 0 | 2564514.2698 | -128022921.5201
Kink 154 | 0 | 0 | 0 | 0 | 50 | 154 | 8254 | 160 | 145 | 0 | 2564514.2698 | -128022921.5201
Kink 155 | 0 | 0 | 0 | 0 | 50 | 155 | 8255 | 161 | 146 | 0 | 2564514.2698 | -128022921.5201
Kink 156 | 0 | 0 | 0 | 0 | 50 | 156 | 8256 | 162 | 150 | 0 | 2564514.2698 | -128022921.5201
Kink 157 | -65.9206 | 0 | 0 | 0 | 19 | 157 | 3235 | 19 | 151 | 0 | 2564514.2698 | -128022921.5201
Kink 158 | -65.9206 | 0 | 0 | 0 | 19 | 158 | 3236 | 20 | 152 | 0 | 2564514.2698 | -128022921.5201
Kink 159 | -56.7518 | 0 | 0 | 0 | 24 | 159 | 4047 | 26 | 153 | 0 | 2564514.2698 | -128022921.5201
Kink 160 | -56.7518 | 0 | 0 | 0 | 24 | 160 | 4048 | 27 | 154 | 0 | 2564514.2698 | -128022921.5201
Kink 161 | -42.2496 | 0 | 0 | 0 | 37 | 161 | 6155 | 37 | 155 | 0 | 2564514.2698 | -128022921.5201
Kink 162 | -42.2496 | 0 | 0 | 0 | 37 | 162 | 6156 | 38 | 156 | 0 | 2564514.2698 | -128022921.5201
3509. General scaler rate
Data sources:
x1 = 3508. Root (in Solve for General scaler rate)
Calculation =MIN(x1)
General scaler rate
General scaler rate | 49.9209
3510. Scaler
Data sources:
x1 = 2302. Load coefficient
x2 = 3503. Unit rate 1 p/kWh scalable part (in Scalable elements of tariff components)
x3 = 3509. General scaler rate
x4 = 3307. Unit rate 1 p/kWh (total) (in Summary of charges before revenue matching)
x5 = 3503. Unit rate 2 p/kWh scalable part (in Scalable elements of tariff components)
x6 = 3307. Unit rate 2 p/kWh (total) (in Summary of charges before revenue matching)
x7 = 3503. Unit rate 3 p/kWh scalable part (in Scalable elements of tariff components)
x8 = 3307. Unit rate 3 p/kWh (total) (in Summary of charges before revenue matching)
x9 = 3503. Fixed charge p/MPAN/day scalable part (in Scalable elements of tariff components)
x10 = 3307. Fixed charge p/MPAN/day (total) (in Summary of charges before revenue matching)
x11 = 3503. Capacity charge p/kVA/day scalable part (in Scalable elements of tariff components)
x12 = 3307. Capacity charge p/kVA/day (total) (in Summary of charges before revenue matching)
x13 = 3503. Reactive power charge p/kVArh scalable part (in Scalable elements of tariff components)
x14 = 3307. Reactive power charge p/kVArh (in Summary of charges before revenue matching)
x15 = 1010. Days in the charging year (in Financial and general assumptions)
x16 = Fixed charge p/MPAN/day scaler (in Scaler)
x17 = 2305. MPANs (in Equivalent volume for each end user)
x18 = Capacity charge p/kVA/day scaler (in Scaler)
x19 = 2305. Import capacity (kVA) (in Equivalent volume for each end user)
x20 = Unit rate 1 p/kWh scaler (in Scaler)
x21 = 2305. Rate 1 units (MWh) (in Equivalent volume for each end user)
x22 = Unit rate 2 p/kWh scaler (in Scaler)
x23 = 2305. Rate 2 units (MWh) (in Equivalent volume for each end user)
x24 = Unit rate 3 p/kWh scaler (in Scaler)
x25 = 2305. Rate 3 units (MWh) (in Equivalent volume for each end user)
x26 = Reactive power charge p/kVArh scaler (in Scaler)
x27 = 2305. Reactive power units (MVArh) (in Equivalent volume for each end user)
Kind: | Calculation | Calculation | Calculation | Calculation | Calculation | Calculation | Calculation
Formula: | =IF(x1<0,0,IF(x2*x3+x4>0,x2*x3,0-x4)) | =IF(x1<0,0,IF(x5*x3+x6>0,x5*x3,0-x6)) | =IF(x1<0,0,IF(x7*x3+x8>0,x7*x3,0-x8)) | =IF(x1<0,0,IF(x9*x3+x10>0,x9*x3,0-x10)) | =IF(x1<0,0,IF(x11*x3+x12>0,x11*x3,0-x12)) | =IF(x1<0,0,IF(x13*x3+x14>0,x13*x3,0-x14)) | =0.01*x15*(x16*x17+x18*x19)+10*(x20*x21+x22*x23+x24*x25+x26*x27)
| Unit rate 1 p/kWh scaler | Unit rate 2 p/kWh scaler | Unit rate 3 p/kWh scaler | Fixed charge p/MPAN/day scaler | Capacity charge p/kVA/day scaler | Reactive power charge p/kVArh scaler | Net revenues by tariff from scaler
Domestic Unrestricted | 1.3617 | 0 | 0 | 0 | 0 | 0 | 58658936.236
Domestic Two Rate | 1.6696 | 0.00060328 | 0 | 0 | 0 | 0 | 11808772.5877
Domestic Off Peak (related MPAN) | 0.015025 | 0 | 0 | 0 | 0 | 0 | 11061.6537
Small Non Domestic Unrestricted | 0.96238 | 0 | 0 | 0 | 0 | 0 | 11510927.2691
Small Non Domestic Two Rate | 1.1954 | 0.00058659 | 0 | 0 | 0 | 0 | 4492497.8105
Small Non Domestic Off Peak (related MPAN) | 0.020206 | 0 | 0 | 0 | 0 | 0 | 5303.5113
LV Medium Non-Domestic | 1.0947 | 1.4824e-05 | 0 | 0 | 0 | 0 | 7688797.9117
LV Sub Medium Non-Domestic | 1.0617 | 1.9853e-05 | 0 | 0 | 0 | 0 | 744473.6182
HV Medium Non-Domestic | 1.1981 | 0 | 0 | 0 | 0 | 0 | 25456.5188
LV Network Domestic | 15.2472 | 0.026828 | 0 | 0 | 0 | 0 | 0
LV Network Non-Domestic Non-CT | 15.0523 | 0.026485 | 0 | 0 | 0 | 0 | 0
LV HH Metered | 11.895 | 0.02093 | 0 | 0 | 0 | 0.1661 | 7237820.1445
LV Sub HH Metered | 11.3526 | 0.019975 | 0 | 0 | 0 | 0.14952 | 5782331.3989
HV HH Metered | 10.322 | 0.018162 | 0 | 0 | 0 | 0.13046 | 18244373.2662
NHH UMS category A | 0.65476 | 0 | 0 | 0 | 0 | 0 | 91478.8538
NHH UMS category B | 1.2389 | 0 | 0 | 0 | 0 | 0 | 66825.1921
NHH UMS category C | 2.2952 | 0 | 0 | 0 | 0 | 0 | 15296.4648
NHH UMS category D | 0.1404 | 0 | 0 | 0 | 0 | 0 | 0
LV UMS (Pseudo HH Metered) | 36.6683 | 0.016897 | 0 | 0 | 0 | 0 | 1638569.0827
LV Generation NHH or Aggregate HH | 0 | 0 | 0 | 0 | 0 | 0 | 0
LV Sub Generation NHH | 0 | 0 | 0 | 0 | 0 | 0 | 0
LV Generation Intermittent | 0 | 0 | 0 | 0 | 0 | 0 | 0
LV Generation Non-Intermittent | 0 | 0 | 0 | 0 | 0 | 0 | 0
LV Sub Generation Intermittent | 0 | 0 | 0 | 0 | 0 | 0 | 0
LV Sub Generation Non-Intermittent | 0 | 0 | 0 | 0 | 0 | 0 | 0
HV Generation Intermittent | 0 | 0 | 0 | 0 | 0 | 0 | 0
HV Generation Non-Intermittent | 0 | 0 | 0 | 0 | 0 | 0 | 0

## Adjust
Tariff component adjustment and rounding for WPD South West in April 15 (DCP179)
3601. Tariffs before rounding
Data sources:
x1 = 3307. Unit rate 1 p/kWh (total) (in Summary of charges before revenue matching)
x2 = 3510. Unit rate 1 p/kWh scaler (in Scaler)
x3 = 3307. Unit rate 2 p/kWh (total) (in Summary of charges before revenue matching)
x4 = 3510. Unit rate 2 p/kWh scaler (in Scaler)
x5 = 3307. Unit rate 3 p/kWh (total) (in Summary of charges before revenue matching)
x6 = 3510. Unit rate 3 p/kWh scaler (in Scaler)
x7 = 3307. Fixed charge p/MPAN/day (total) (in Summary of charges before revenue matching)
x8 = 3510. Fixed charge p/MPAN/day scaler (in Scaler)
x9 = 3307. Capacity charge p/kVA/day (total) (in Summary of charges before revenue matching)
x10 = 3510. Capacity charge p/kVA/day scaler (in Scaler)
x11 = 3307. Reactive power charge p/kVArh (in Summary of charges before revenue matching)
x12 = 3510. Reactive power charge p/kVArh scaler (in Scaler)
Kind: | Calculation | Calculation | Calculation | Calculation | Calculation | Calculation
Formula: | =x1+x2 | =x3+x4 | =x5+x6 | =x7+x8 | =x9+x10 | =x11+x12
| Unit rate 1 p/kWh | Unit rate 2 p/kWh | Unit rate 3 p/kWh | Fixed charge p/MPAN/day | Capacity charge p/kVA/day | Reactive power charge p/kVArh
Domestic Unrestricted | 2.9097 |  |  | 4.5584
Domestic Two Rate | 3.3554 | 0.2041 |  | 4.5584
Domestic Off Peak (related MPAN) | 0.18059
Small Non Domestic Unrestricted | 2.0565 |  |  | 7.325
Small Non Domestic Two Rate | 2.5227 | 0.1947 |  | 7.325
Small Non Domestic Off Peak (related MPAN) | 0.19054
LV Medium Non-Domestic | 2.3011 | 0.17125 |  | 37.0283
LV Sub Medium Non-Domestic | 2.1497 | 0.15305 |  | 22.7124
HV Medium Non-Domestic | 1.8813 | 0.081747 |  | 136.7477
LV Network Domestic | 28.255 | 0.62997 | 0.21011 | 4.5584
LV Network Non-Domestic Non-CT | 26.8405 | 0.53786 | 0.18424 | 7.325
LV HH Metered | 20.5109 | 0.36103 | 0.12897 | 9.3823 | 2.899 | 0.33232
LV Sub HH Metered | 18.2509 | 0.21616 | 0.090525 | 7.0967 | 3.138 | 0.26699
HV HH Metered | 15.4114 | 0.10343 | 0.056472 | 71.3343 | 2.4674 | 0.20754
NHH UMS category A | 2.178
NHH UMS category B | 3.1489
NHH UMS category C | 5.128
NHH UMS category D | 1.3245
LV UMS (Pseudo HH Metered) | 68.0553 | 1.2056 | 0.82595
LV Generation NHH or Aggregate HH | -0.701 |  |  | 0
LV Sub Generation NHH | -0.64122 |  |  | 0
LV Generation Intermittent | -0.701 |  |  | 0 |  | 0.1597
LV Generation Non-Intermittent | -8.1559 | -0.36531 | -0.12934 | 0 |  | 0.1597
LV Sub Generation Intermittent | -0.64122 |  |  | 0 |  | 0.13558
LV Sub Generation Non-Intermittent | -7.5929 | -0.31661 | -0.11649 | 0 |  | 0.13558
HV Generation Intermittent | -0.39403 |  |  | 34.4634 |  | 0.09971
HV Generation Non-Intermittent | -5.2597 | -0.11631 | -0.063102 | 34.4634 |  | 0.09971
3602. Decimal places
| Unit rate 1 p/kWh | Unit rate 2 p/kWh | Unit rate 3 p/kWh | Fixed charge p/MPAN/day | Capacity charge p/kVA/day | Reactive power charge p/kVArh
Decimal places | 3 | 3 | 3 | 2 | 2 | 3
3603. Tariff rounding
Data sources:
x1 = 3601. Unit rate 1 p/kWh before rounding (in Tariffs before rounding)
x2 = 3602. Unit rate 1 p/kWh decimal places (in Decimal places)
x3 = 3601. Unit rate 2 p/kWh before rounding (in Tariffs before rounding)
x4 = 3602. Unit rate 2 p/kWh decimal places (in Decimal places)
x5 = 3601. Unit rate 3 p/kWh before rounding (in Tariffs before rounding)
x6 = 3602. Unit rate 3 p/kWh decimal places (in Decimal places)
x7 = 3601. Fixed charge p/MPAN/day before rounding (in Tariffs before rounding)
x8 = 3602. Fixed charge p/MPAN/day decimal places (in Decimal places)
x9 = 3601. Capacity charge p/kVA/day before rounding (in Tariffs before rounding)
x10 = 3602. Capacity charge p/kVA/day decimal places (in Decimal places)
x11 = 3601. Reactive power charge p/kVArh before rounding (in Tariffs before rounding)
x12 = 3602. Reactive power charge p/kVArh decimal places (in Decimal places)
Kind: | Calculation | Calculation | Calculation | Calculation | Calculation | Calculation
Formula: | =ROUND(x1,x2)-x1 | =ROUND(x3,x4)-x3 | =ROUND(x5,x6)-x5 | =ROUND(x7,x8)-x7 | =ROUND(x9,x10)-x9 | =ROUND(x11,x12)-x11
| Unit rate 1 p/kWh | Unit rate 2 p/kWh | Unit rate 3 p/kWh | Fixed charge p/MPAN/day | Capacity charge p/kVA/day | Reactive power charge p/kVArh
Domestic Unrestricted | 0.00027969 |  |  | 0.0015637
Domestic Two Rate | -0.00039839 | -0.0001007 |  | 0.0015637
Domestic Off Peak (related MPAN) | 0.00041203
Small Non Domestic Unrestricted | -0.00045311 |  |  | -0.0049926
Small Non Domestic Two Rate | 0.00033082 | 0.00029509 |  | -0.0049926
Small Non Domestic Off Peak (related MPAN) | 0.00045952
LV Medium Non-Domestic | -7.778e-05 | -0.00025237 |  | 0.0016883
LV Sub Medium Non-Domestic | 0.00033634 | -4.7808e-05 |  | -0.0024074
HV Medium Non-Domestic | -0.00031317 | 0.00025255 |  | 0.0022546
LV Network Domestic | 2.7847e-05 | 3.287e-05 | -0.00011146 | 0.0015637
LV Network Non-Domestic Non-CT | -0.00046322 | 0.00014178 | -0.0002449 | -0.0049926
LV HH Metered | 9.6928e-05 | -3.3922e-05 | 2.7644e-05 | -0.0023285 | 0.0010088 | -0.00031713
LV Sub HH Metered | 6.8333e-05 | -0.00016376 | 0.00047484 | 0.0032866 | 0.0019691 | 1.0897e-05
HV HH Metered | -0.00042063 | -0.0004349 | -0.00047159 | -0.0042656 | 0.0025668 | 0.00045537
NHH UMS category A | 3.7652e-05
NHH UMS category B | 0.0001466
NHH UMS category C | -4.4078e-05
NHH UMS category D | 0.00046531
LV UMS (Pseudo HH Metered) | -0.00027243 | 0.00042779 | 4.622e-05
LV Generation NHH or Aggregate HH | -1.9282e-06 |  |  | 0
LV Sub Generation NHH | 0.00022372 |  |  | 0
LV Generation Intermittent | -1.9282e-06 |  |  | 0 |  | 0.00030419
LV Generation Non-Intermittent | -6.9993e-05 | 0.00030664 | 0.00034221 | 0 |  | 0.00030419
LV Sub Generation Intermittent | 0.00022372 |  |  | 0 |  | 0.00041675
LV Sub Generation Non-Intermittent | -6.844e-05 | -0.00038643 | 0.00048554 | 0 |  | 0.00041675
HV Generation Intermittent | 3.3759e-05 |  |  | -0.0034034 |  | 0.00028963
HV Generation Non-Intermittent | -0.0003121 | 0.00031129 | 0.00010247 | -0.0034034 |  | 0.00028963
3604. All the way tariffs
Data sources:
x1 = 3601. Unit rate 1 p/kWh before rounding (in Tariffs before rounding)
x2 = 3603. Unit rate 1 p/kWh rounding (in Tariff rounding)
x3 = 3601. Unit rate 2 p/kWh before rounding (in Tariffs before rounding)
x4 = 3603. Unit rate 2 p/kWh rounding (in Tariff rounding)
x5 = 3601. Unit rate 3 p/kWh before rounding (in Tariffs before rounding)
x6 = 3603. Unit rate 3 p/kWh rounding (in Tariff rounding)
x7 = 3601. Fixed charge p/MPAN/day before rounding (in Tariffs before rounding)
x8 = 3603. Fixed charge p/MPAN/day rounding (in Tariff rounding)
x9 = 3601. Capacity charge p/kVA/day before rounding (in Tariffs before rounding)
x10 = 3603. Capacity charge p/kVA/day rounding (in Tariff rounding)
x11 = 3601. Reactive power charge p/kVArh before rounding (in Tariffs before rounding)
x12 = 3603. Reactive power charge p/kVArh rounding (in Tariff rounding)
Kind: | Calculation | Calculation | Calculation | Calculation | Calculation | Calculation
Formula: | =x1+x2 | =x3+x4 | =x5+x6 | =x7+x8 | =x9+x10 | =x11+x12
| Unit rate 1 p/kWh | Unit rate 2 p/kWh | Unit rate 3 p/kWh | Fixed charge p/MPAN/day | Capacity charge p/kVA/day | Reactive power charge p/kVArh
Domestic Unrestricted | 2.91 |  |  | 4.56
Domestic Two Rate | 3.355 | 0.204 |  | 4.56
Domestic Off Peak (related MPAN) | 0.181
Small Non Domestic Unrestricted | 2.056 |  |  | 7.32
Small Non Domestic Two Rate | 2.523 | 0.195 |  | 7.32
Small Non Domestic Off Peak (related MPAN) | 0.191
LV Medium Non-Domestic | 2.301 | 0.171 |  | 37.03
LV Sub Medium Non-Domestic | 2.15 | 0.153 |  | 22.71
HV Medium Non-Domestic | 1.881 | 0.082 |  | 136.75
LV Network Domestic | 28.255 | 0.63 | 0.21 | 4.56
LV Network Non-Domestic Non-CT | 26.84 | 0.538 | 0.184 | 7.32
LV HH Metered | 20.511 | 0.361 | 0.129 | 9.38 | 2.9 | 0.332
LV Sub HH Metered | 18.251 | 0.216 | 0.091 | 7.1 | 3.14 | 0.267
HV HH Metered | 15.411 | 0.103 | 0.056 | 71.33 | 2.47 | 0.208
NHH UMS category A | 2.178
NHH UMS category B | 3.149
NHH UMS category C | 5.128
NHH UMS category D | 1.325
LV UMS (Pseudo HH Metered) | 68.055 | 1.206 | 0.826
LV Generation NHH or Aggregate HH | -0.701 |  |  | 0
LV Sub Generation NHH | -0.641 |  |  | 0
LV Generation Intermittent | -0.701 |  |  | 0 |  | 0.16
LV Generation Non-Intermittent | -8.156 | -0.365 | -0.129 | 0 |  | 0.16
LV Sub Generation Intermittent | -0.641 |  |  | 0 |  | 0.136
LV Sub Generation Non-Intermittent | -7.593 | -0.317 | -0.116 | 0 |  | 0.136
HV Generation Intermittent | -0.394 |  |  | 34.46 |  | 0.1
HV Generation Non-Intermittent | -5.26 | -0.116 | -0.063 | 34.46 |  | 0.1
3605. Net revenues by tariff from rounding
Data sources:
x1 = 1010. Days in the charging year (in Financial and general assumptions)
x2 = 3603. Fixed charge p/MPAN/day rounding (in Tariff rounding)
x3 = 2305. MPANs (in Equivalent volume for each end user)
x4 = 3603. Capacity charge p/kVA/day rounding (in Tariff rounding)
x5 = 2305. Import capacity (kVA) (in Equivalent volume for each end user)
x6 = 3603. Unit rate 1 p/kWh rounding (in Tariff rounding)
x7 = 2305. Rate 1 units (MWh) (in Equivalent volume for each end user)
x8 = 3603. Unit rate 2 p/kWh rounding (in Tariff rounding)
x9 = 2305. Rate 2 units (MWh) (in Equivalent volume for each end user)
x10 = 3603. Unit rate 3 p/kWh rounding (in Tariff rounding)
x11 = 2305. Rate 3 units (MWh) (in Equivalent volume for each end user)
x12 = 3603. Reactive power charge p/kVArh rounding (in Tariff rounding)
x13 = 2305. Reactive power units (MVArh) (in Equivalent volume for each end user)
Calculation =0.01*x1*(x2*x3+x4*x5)+10*(x6*x7+x8*x9+x10*x11+x12*x13)
Net revenues by tariff from rounding
Domestic Unrestricted | 18921.6089
Domestic Two Rate | -2299.3393
Domestic Off Peak (related MPAN) | 303.3482
Small Non Domestic Unrestricted | -7399.8073
Small Non Domestic Two Rate | 1276.2757
Small Non Domestic Off Peak (related MPAN) | 120.6096
LV Medium Non-Domestic | -928.3377
LV Sub Medium Non-Domestic | 220.2335
HV Medium Non-Domestic | -5.0369
LV Network Domestic | 0
LV Network Non-Domestic Non-CT | 0
LV HH Metered | 1236.6711
LV Sub HH Metered | 3375.7322
HV HH Metered | -2234.5007
NHH UMS category A | 5.2604
NHH UMS category B | 7.9074
NHH UMS category C | -0.29376
NHH UMS category D | 0
LV UMS (Pseudo HH Metered) | 152.2918
LV Generation NHH or Aggregate HH | -0.047558
LV Sub Generation NHH | 0
LV Generation Intermittent | 5.9494
LV Generation Non-Intermittent | 12.8814
LV Sub Generation Intermittent | 15.6784
LV Sub Generation Non-Intermittent | 4.6233
HV Generation Intermittent | 70.2876
HV Generation Non-Intermittent | 327.7499
3606. Revenue forecast summary
Data sources:
x1 = 3403. Total net revenues before matching (£) (in Revenue surplus or shortfall)
x2 = 3510. Net revenues by tariff from scaler (in Scaler)
x3 = 3605. Net revenues by tariff from rounding
x4 = Total net revenues before matching (£) (in Revenue forecast summary)
x5 = Total net revenues from scaler (£) (in Revenue forecast summary)
x6 = Total net revenues from rounding (£) (in Revenue forecast summary)
x7 = Total net revenues (£) (in Revenue forecast summary)
x8 = 3402. Target CDCM revenue (£/year) (in Target CDCM revenue)
Kind: | Copy cells | Cell summation | Cell summation | Calculation | Calculation
Formula: | =x1 | =SUM(x2) | =SUM(x3) | =x4+x5+x6 | =x7-x8
| Total net revenues before matching (£) | Total net revenues from scaler (£) | Total net revenues from rounding (£) | Total net revenues (£) | Deviation from target revenue (£)
Revenue forecast summary | 177440504.5405 | 128022921.5201 | 13189.7456 | 305476615.8062 | 13189.7456
3607. Tariffs
Data sources:
x1 = 3604. Unit rate 1 p/kWh (in All the way tariffs)
x2 = 2304. Discount for each tariff (except for fixed charges) (in LDNO discounts and volumes adjusted for discount)
x3 = 3604. Unit rate 2 p/kWh (in All the way tariffs)
x4 = 3604. Unit rate 3 p/kWh (in All the way tariffs)
x5 = 3604. Fixed charge p/MPAN/day (in All the way tariffs)
x6 = 2304. Discount for each tariff for fixed charges only (in LDNO discounts and volumes adjusted for discount)
x7 = 3604. Capacity charge p/kVA/day (in All the way tariffs)
x8 = 3604. Reactive power charge p/kVArh (in All the way tariffs)
Kind: | Calculation | Calculation | Calculation | Calculation | Calculation | Calculation
Formula: | =ROUND(x1*(1-x2),3) | =ROUND(x3*(1-x2),3) | =ROUND(x4*(1-x2),3) | =ROUND(x5*(1-x6),2) | =ROUND(x7*(1-x2),2) | =ROUND(x8*(1-x2),3)
| Unit rate 1 p/kWh | Unit rate 2 p/kWh | Unit rate 3 p/kWh | Fixed charge p/MPAN/day | Capacity charge p/kVA/day | Reactive power charge p/kVArh
> Domestic Unrestricted
Domestic Unrestricted | 2.91 | 0 | 0 | 4.56 | 0 | 0
LDNO LV: Domestic Unrestricted | 1.846 | 0 | 0 | 2.89 | 0 | 0
LDNO HV: Domestic Unrestricted | 1.093 | 0 | 0 | 1.71 | 0 | 0
> Domestic Two Rate
Domestic Two Rate | 3.355 | 0.204 | 0 | 4.56 | 0 | 0
LDNO LV: Domestic Two Rate | 2.128 | 0.129 | 0 | 2.89 | 0 | 0
LDNO HV: Domestic Two Rate | 1.26 | 0.077 | 0 | 1.71 | 0 | 0
> Domestic Off Peak (related MPAN)
Domestic Off Peak (related MPAN) | 0.181 | 0 | 0 | 0 | 0 | 0
LDNO LV: Domestic Off Peak (related MPAN) | 0.115 | 0 | 0 | 0 | 0 | 0
LDNO HV: Domestic Off Peak (related MPAN) | 0.068 | 0 | 0 | 0 | 0 | 0
> Small Non Domestic Unrestricted
Small Non Domestic Unrestricted | 2.056 | 0 | 0 | 7.32 | 0 | 0
LDNO LV: Small Non Domestic Unrestricted | 1.304 | 0 | 0 | 4.64 | 0 | 0
LDNO HV: Small Non Domestic Unrestricted | 0.772 | 0 | 0 | 2.75 | 0 | 0
> Small Non Domestic Two Rate
Small Non Domestic Two Rate | 2.523 | 0.195 | 0 | 7.32 | 0 | 0
LDNO LV: Small Non Domestic Two Rate | 1.6 | 0.124 | 0 | 4.64 | 0 | 0
LDNO HV: Small Non Domestic Two Rate | 0.947 | 0.073 | 0 | 2.75 | 0 | 0
> Small Non Domestic Off Peak (related MPAN)
Small Non Domestic Off Peak (related MPAN) | 0.191 | 0 | 0 | 0 | 0 | 0
LDNO LV: Small Non Domestic Off Peak (related MPAN) | 0.121 | 0 | 0 | 0 | 0 | 0
LDNO HV: Small Non Domestic Off Peak (related MPAN) | 0.072 | 0 | 0 | 0 | 0 | 0
> LV Medium Non-Domestic
LV Medium Non-Domestic | 2.301 | 0.171 | 0 | 37.03 | 0 | 0
LDNO LV: LV Medium Non-Domestic | 1.46 | 0.108 | 0 | 23.49 | 0 | 0
LDNO HV: LV Medium Non-Domestic | 0.864 | 0.064 | 0 | 13.9 | 0 | 0
> LV Sub Medium Non-Domestic
LV Sub Medium Non-Domestic | 2.15 | 0.153 | 0 | 22.71 | 0 | 0
> HV Medium Non-Domestic
HV Medium Non-Domestic | 1.881 | 0.082 | 0 | 136.75 | 0 | 0
> LV Network Domestic
LV Network Domestic | 28.255 | 0.63 | 0.21 | 4.56 | 0 | 0
LDNO LV: LV Network Domestic | 17.922 | 0.4 | 0.133 | 2.89 | 0 | 0
LDNO HV: LV Network Domestic | 10.608 | 0.237 | 0.079 | 1.71 | 0 | 0
> LV Network Non-Domestic Non-CT
LV Network Non-Domestic Non-CT | 26.84 | 0.538 | 0.184 | 7.32 | 0 | 0
LDNO LV: LV Network Non-Domestic Non-CT | 17.025 | 0.341 | 0.117 | 4.64 | 0 | 0
LDNO HV: LV Network Non-Domestic Non-CT | 10.077 | 0.202 | 0.069 | 2.75 | 0 | 0
> LV HH Metered
LV HH Metered | 20.511 | 0.361 | 0.129 | 9.38 | 2.9 | 0.332
LDNO LV: LV HH Metered | 13.01 | 0.229 | 0.082 | 5.95 | 1.84 | 0.211
LDNO HV: LV HH Metered | 7.701 | 0.136 | 0.048 | 3.52 | 1.09 | 0.125
> LV Sub HH Metered
LV Sub HH Metered | 18.251 | 0.216 | 0.091 | 7.1 | 3.14 | 0.267
LDNO HV: LV Sub HH Metered | 11.144 | 0.132 | 0.056 | 4.34 | 1.92 | 0.163
> HV HH Metered
HV HH Metered | 15.411 | 0.103 | 0.056 | 71.33 | 2.47 | 0.208
LDNO HV: HV HH Metered | 11.134 | 0.074 | 0.04 | 51.53 | 1.78 | 0.15
> NHH UMS category A
NHH UMS category A | 2.178 | 0 | 0 | 0 | 0 | 0
LDNO LV: NHH UMS category A | 1.382 | 0 | 0 | 0 | 0 | 0
LDNO HV: NHH UMS category A | 0.818 | 0 | 0 | 0 | 0 | 0
> NHH UMS category B
NHH UMS category B | 3.149 | 0 | 0 | 0 | 0 | 0
LDNO LV: NHH UMS category B | 1.997 | 0 | 0 | 0 | 0 | 0
LDNO HV: NHH UMS category B | 1.182 | 0 | 0 | 0 | 0 | 0
> NHH UMS category C
NHH UMS category C | 5.128 | 0 | 0 | 0 | 0 | 0
LDNO LV: NHH UMS category C | 3.253 | 0 | 0 | 0 | 0 | 0
LDNO HV: NHH UMS category C | 1.925 | 0 | 0 | 0 | 0 | 0
> NHH UMS category D
NHH UMS category D | 1.325 | 0 | 0 | 0 | 0 | 0
LDNO LV: NHH UMS category D | 0.84 | 0 | 0 | 0 | 0 | 0
LDNO HV: NHH UMS category D | 0.497 | 0 | 0 | 0 | 0 | 0
> LV UMS (Pseudo HH Metered)
LV UMS (Pseudo HH Metered) | 68.055 | 1.206 | 0.826 | 0 | 0 | 0
LDNO LV: LV UMS (Pseudo HH Metered) | 43.168 | 0.765 | 0.524 | 0 | 0 | 0
LDNO HV: LV UMS (Pseudo HH Metered) | 25.551 | 0.453 | 0.31 | 0 | 0 | 0
> LV Generation NHH or Aggregate HH
LV Generation NHH or Aggregate HH | -0.701 | 0 | 0 | 0 | 0 | 0
LDNO LV: LV Generation NHH or Aggregate HH | -0.701 | 0 | 0 | 0 | 0 | 0
LDNO HV: LV Generation NHH or Aggregate HH | -0.701 | 0 | 0 | 0 | 0 | 0
> LV Sub Generation NHH
LV Sub Generation NHH | -0.641 | 0 | 0 | 0 | 0 | 0
LDNO HV: LV Sub Generation NHH | -0.641 | 0 | 0 | 0 | 0 | 0
> LV Generation Intermittent
LV Generation Intermittent | -0.701 | 0 | 0 | 0 | 0 | 0.16
LDNO LV: LV Generation Intermittent | -0.701 | 0 | 0 | 0 | 0 | 0.16
LDNO HV: LV Generation Intermittent | -0.701 | 0 | 0 | 0 | 0 | 0.16
> LV Generation Non-Intermittent
LV Generation Non-Intermittent | -8.156 | -0.365 | -0.129 | 0 | 0 | 0.16
LDNO LV: LV Generation Non-Intermittent | -8.156 | -0.365 | -0.129 | 0 | 0 | 0.16
LDNO HV: LV Generation Non-Intermittent | -8.156 | -0.365 | -0.129 | 0 | 0 | 0.16
> LV Sub Generation Intermittent
LV Sub Generation Intermittent | -0.641 | 0 | 0 | 0 | 0 | 0.136
LDNO HV: LV Sub Generation Intermittent | -0.641 | 0 | 0 | 0 | 0 | 0.136
> LV Sub Generation Non-Intermittent
LV Sub Generation Non-Intermittent | -7.593 | -0.317 | -0.116 | 0 | 0 | 0.136
LDNO HV: LV Sub Generation Non-Intermittent | -7.593 | -0.317 | -0.116 | 0 | 0 | 0.136
> HV Generation Intermittent
HV Generation Intermittent | -0.394 | 0 | 0 | 34.46 | 0 | 0.1
LDNO HV: HV Generation Intermittent | -0.394 | 0 | 0 | 0 | 0 | 0.1
> HV Generation Non-Intermittent
HV Generation Non-Intermittent | -5.26 | -0.116 | -0.063 | 34.46 | 0 | 0.1
LDNO HV: HV Generation Non-Intermittent | -5.26 | -0.116 | -0.063 | 0 | 0 | 0.1

## Tariffs
Tariffs for WPD South West in April 15 (DCP179)
3701. Tariffs
Data sources:
x1 = 3607. Unit rate 1 p/kWh (in Tariffs)
x2 = 3607. Unit rate 2 p/kWh (in Tariffs)
x3 = 3607. Unit rate 3 p/kWh (in Tariffs)
x4 = 3607. Fixed charge p/MPAN/day (in Tariffs)
x5 = 3607. Capacity charge p/kVA/day (in Tariffs)
x6 = 3607. Reactive power charge p/kVArh (in Tariffs)
Kind: | Input data | Fixed data | Copy cells | Copy cells | Copy cells | Copy cells | Copy cells | Copy cells | Input data
Formula: |  |  | = x1 | = x2 | = x3 | = x4 | = x5 | = x6
| Open LLFCs | PCs | Unit rate 1 p/kWh | Unit rate 2 p/kWh | Unit rate 3 p/kWh | Fixed charge p/MPAN/day | Capacity charge p/kVA/day | Reactive power charge p/kVArh | Closed LLFCs
Domestic Unrestricted | 10, 20 | 1 | 2.91 | 0 | 0 | 4.56 | 0 | 0 | n/a
Domestic Two Rate | 30, 40 | 2 | 3.355 | 0.204 | 0 | 4.56 | 0 | 0 | n/a
Domestic Off Peak (related MPAN) | 430 | 2 | 0.181 | 0 | 0 | 0 | 0 | 0 | n/a
Small Non Domestic Unrestricted | 110 | 3 | 2.056 | 0 | 0 | 7.32 | 0 | 0 | n/a
Small Non Domestic Two Rate | 210 | 4 | 2.523 | 0.195 | 0 | 7.32 | 0 | 0 | n/a
Small Non Domestic Off Peak (related MPAN) | 251 | 4 | 0.191 | 0 | 0 | 0 | 0 | 0 | n/a
LV Medium Non-Domestic | 570 | 5-8 | 2.301 | 0.171 | 0 | 37.03 | 0 | 0 | n/a
LV Sub Medium Non-Domestic | 540 | 5-8 | 2.15 | 0.153 | 0 | 22.71 | 0 | 0 | n/a
HV Medium Non-Domestic | 510 | 5-8 | 1.881 | 0.082 | 0 | 136.75 | 0 | 0 | n/a
LV Network Domestic | 202 |  | 28.255 | 0.63 | 0.21 | 4.56 | 0 | 0 | n/a
LV Network Non-Domestic Non-CT | 203 |  | 26.84 | 0.538 | 0.184 | 7.32 | 0 | 0 | n/a
LV HH Metered | 570 |  | 20.511 | 0.361 | 0.129 | 9.38 | 2.9 | 0.332 | n/a
LV Sub HH Metered | 540 |  | 18.251 | 0.216 | 0.091 | 7.1 | 3.14 | 0.267 | n/a
HV HH Metered | 510 |  | 15.411 | 0.103 | 0.056 | 71.33 | 2.47 | 0.208 | n/a
NHH UMS category A | 977 | 8 | 2.178 | 0 | 0 | 0 | 0 | 0 | n/a
NHH UMS category B | 980 | 1 | 3.149 | 0 | 0 | 0 | 0 | 0 | n/a
NHH UMS category C | 978 | 1 | 5.128 | 0 | 0 | 0 | 0 | 0 | n/a
NHH UMS category D | 979 | 1 | 1.325 | 0 | 0 | 0 | 0 | 0 | n/a
LV UMS (Pseudo HH Metered) | 970 |  | 68.055 | 1.206 | 0.826 | 0 | 0 | 0 | n/a
LV Generation NHH or Aggregate HH | 581 | 8&0 | -0.701 | 0 | 0 | 0 | 0 | 0 | n/a
LV Sub Generation NHH | 551 | 8 | -0.641 | 0 | 0 | 0 | 0 | 0 | n/a
LV Generation Intermittent | 581 |  | -0.701 | 0 | 0 | 0 | 0 | 0.16 | n/a
LV Generation Non-Intermittent | 527 |  | -8.156 | -0.365 | -0.129 | 0 | 0 | 0.16 | n/a
LV Sub Generation Intermittent | 551 |  | -0.641 | 0 | 0 | 0 | 0 | 0.136 | n/a
LV Sub Generation Non-Intermittent | 526 |  | -7.593 | -0.317 | -0.116 | 0 | 0 | 0.136 | n/a
HV Generation Intermittent | 521 |  | -0.394 | 0 | 0 | 34.46 | 0 | 0.1 | n/a
HV Generation Non-Intermittent | 524 |  | -5.26 | -0.116 | -0.063 | 34.46 | 0 | 0.1 | n/a
LDNO LV: Domestic Unrestricted | 810 | 1 | 1.846 | 0 | 0 | 2.89 | 0 | 0 | n/a
LDNO LV: Domestic Two Rate | 811 | 2 | 2.128 | 0.129 | 0 | 2.89 | 0 | 0 | n/a
LDNO LV: Domestic Off Peak (related MPAN) | 812 | 2 | 0.115 | 0 | 0 | 0 | 0 | 0 | n/a
LDNO LV: Small Non Domestic Unrestricted | 813 | 3 | 1.304 | 0 | 0 | 4.64 | 0 | 0 | n/a
LDNO LV: Small Non Domestic Two Rate | 814 | 4 | 1.6 | 0.124 | 0 | 4.64 | 0 | 0 | n/a
LDNO LV: Small Non Domestic Off Peak (related MPAN) | 815 | 4 | 0.121 | 0 | 0 | 0 | 0 | 0 | n/a
LDNO LV: LV Medium Non-Domestic | 816 | 5-8 | 1.46 | 0.108 | 0 | 23.49 | 0 | 0 | n/a
LDNO LV: LV Network Domestic |  |  | 17.922 | 0.4 | 0.133 | 2.89 | 0 | 0 | n/a
LDNO LV: LV Network Non-Domestic Non-CT |  |  | 17.025 | 0.341 | 0.117 | 4.64 | 0 | 0 | n/a
LDNO LV: LV HH Metered | 817 |  | 13.01 | 0.229 | 0.082 | 5.95 | 1.84 | 0.211 | n/a
LDNO LV: NHH UMS category A | 819 | 8 | 1.382 | 0 | 0 | 0 | 0 | 0 | n/a
LDNO LV: NHH UMS category B | 818 | 1 | 1.997 | 0 | 0 | 0 | 0 | 0 | n/a
LDNO LV: NHH UMS category C | 821 | 1 | 3.253 | 0 | 0 | 0 | 0 | 0 | n/a
LDNO LV: NHH UMS category D | 822 | 1 | 0.84 | 0 | 0 | 0 | 0 | 0 | n/a
LDNO LV: LV UMS (Pseudo HH Metered) | 819 |  | 43.168 | 0.765 | 0.524 | 0 | 0 | 0 | n/a
LDNO LV: LV Generation NHH or Aggregate HH | 820 | 8&0 | -0.701 | 0 | 0 | 0 | 0 | 0 | n/a
LDNO LV: LV Generation Intermittent | 821 |  | -0.701 | 0 | 0 | 0 | 0 | 0.16 | n/a
LDNO LV: LV Generation Non-Intermittent | 822 |  | -8.156 | -0.365 | -0.129 | 0 | 0 | 0.16 | n/a
LDNO HV: Domestic Unrestricted | 823 | 1 | 1.093 | 0 | 0 | 1.71 | 0 | 0 | n/a
LDNO HV: Domestic Two Rate | 824 | 2 | 1.26 | 0.077 | 0 | 1.71 | 0 | 0 | n/a
LDNO HV: Domestic Off Peak (related MPAN) | 825 | 2 | 0.068 | 0 | 0 | 0 | 0 | 0 | n/a
LDNO HV: Small Non Domestic Unrestricted | 826 | 3 | 0.772 | 0 | 0 | 2.75 | 0 | 0 | n/a
LDNO HV: Small Non Domestic Two Rate | 827 | 4 | 0.947 | 0.073 | 0 | 2.75 | 0 | 0 | n/a
LDNO HV: Small Non Domestic Off Peak (related MPAN) | 828 | 4 | 0.072 | 0 | 0 | 0 | 0 | 0 | n/a
LDNO HV: LV Medium Non-Domestic | 829 | 5-8 | 0.864 | 0.064 | 0 | 13.9 | 0 | 0 | n/a
LDNO HV: LV Network Domestic |  |  | 10.608 | 0.237 | 0.079 | 1.71 | 0 | 0 | n/a
LDNO HV: LV Network Non-Domestic Non-CT |  |  | 10.077 | 0.202 | 0.069 | 2.75 | 0 | 0 | n/a
LDNO HV: LV HH Metered | 830 |  | 7.701 | 0.136 | 0.048 | 3.52 | 1.09 | 0.125 | n/a
LDNO HV: LV Sub HH Metered | 831 |  | 11.144 | 0.132 | 0.056 | 4.34 | 1.92 | 0.163 | n/a
LDNO HV: HV HH Metered | 832 |  | 11.134 | 0.074 | 0.04 | 51.53 | 1.78 | 0.15 | n/a
LDNO HV: NHH UMS category A | 834 | 8 | 0.818 | 0 | 0 | 0 | 0 | 0 | n/a
LDNO HV: NHH UMS category B | 833 | 1 | 1.182 | 0 | 0 | 0 | 0 | 0 | n/a
LDNO HV: NHH UMS category C | 836 | 1 | 1.925 | 0 | 0 | 0 | 0 | 0 | n/a
LDNO HV: NHH UMS category D | 837 | 1 | 0.497 | 0 | 0 | 0 | 0 | 0 | n/a
LDNO HV: LV UMS (Pseudo HH Metered) | 834 |  | 25.551 | 0.453 | 0.31 | 0 | 0 | 0 | n/a
LDNO HV: LV Generation NHH or Aggregate HH | 835 | 8&0 | -0.701 | 0 | 0 | 0 | 0 | 0 | n/a
LDNO HV: LV Sub Generation NHH | 843 | 8 | -0.641 | 0 | 0 | 0 | 0 | 0 | n/a
LDNO HV: LV Generation Intermittent | 836 |  | -0.701 | 0 | 0 | 0 | 0 | 0.16 | n/a
LDNO HV: LV Generation Non-Intermittent | 837 |  | -8.156 | -0.365 | -0.129 | 0 | 0 | 0.16 | n/a
LDNO HV: LV Sub Generation Intermittent | 838 |  | -0.641 | 0 | 0 | 0 | 0 | 0.136 | n/a
LDNO HV: LV Sub Generation Non-Intermittent | 839 |  | -7.593 | -0.317 | -0.116 | 0 | 0 | 0.136 | n/a
LDNO HV: HV Generation Intermittent | 841 |  | -0.394 | 0 | 0 | 0 | 0 | 0.1 | n/a
LDNO HV: HV Generation Non-Intermittent | 842 |  | -5.26 | -0.116 | -0.063 | 0 | 0 | 0.1 | n/a

## Summary
Summary statistics for WPD South West in April 15 (DCP179)
This sheet is for information only. It can be deleted without affecting any calculations elsewhere in the model.
3801. Headline parameters
Data sources:
x1 = 1010. Annuity proportion for customer-contributed assets (in Financial and general assumptions)
x2 = 3606. Total net revenues from scaler (£) (in Revenue forecast summary)
x3 = 3606. Deviation from target revenue (£) (in Revenue forecast summary)
x4 = 3402. Target CDCM revenue (£/year) (in Target CDCM revenue)
Kind: | Copy cells | Copy cells | Copy cells | Calculation
Formula: | = x1 | = x2 | = x3 | =x3/x4
| Annuity proportion for customer-contributed assets | Total net revenues from scaler (£) | Deviation from target revenue (£) | Over/under recovery
Headline parameters | 0 | 128022921.5201 | 13189.7456 | 0.004318%
3802. Revenue summary
Data sources:
x1 = 1053. Rate 1 units (MWh) by tariff (in Volume forecasts for the charging year)
x2 = 1053. Rate 2 units (MWh) by tariff (in Volume forecasts for the charging year)
x3 = 1053. Rate 3 units (MWh) by tariff (in Volume forecasts for the charging year)
x4 = 1053. MPANs by tariff (in Volume forecasts for the charging year)
x5 = 1010. Days in the charging year (in Financial and general assumptions)
x6 = 3607. Fixed charge p/MPAN/day (in Tariffs)
x7 = 3607. Capacity charge p/kVA/day (in Tariffs)
x8 = 1053. Import capacity (kVA) by tariff (in Volume forecasts for the charging year)
x9 = 3607. Unit rate 1 p/kWh (in Tariffs)
x10 = 3607. Unit rate 2 p/kWh (in Tariffs)
x11 = 3607. Unit rate 3 p/kWh (in Tariffs)
x12 = 3607. Reactive power charge p/kVArh (in Tariffs)
x13 = 1053. Reactive power units (MVArh) by tariff (in Volume forecasts for the charging year)
x14 = All units (MWh) (in Revenue summary)
x15 = Net revenues (£) (in Revenue summary)
x16 = MPANs by tariff (in Volume forecasts for the charging year) (copy) (in Revenue summary)
x17 = Revenues from unit rates (£) (in Revenue summary)
x18 = Net revenues from unit rate 1 (£) (in Revenue summary)
x19 = Net revenues from unit rate 2 (£) (in Revenue summary)
x20 = Net revenues from unit rate 3 (£) (in Revenue summary)
x21 = Revenues from fixed charges (£) (in Revenue summary)
x22 = Revenues from capacity charges (£) (in Revenue summary)
x23 = Revenues from reactive power charges (£) (in Revenue summary)
Kind: | Calculation | Copy cells | Calculation | Calculation | Calculation | Calculation | Calculation | Calculation | Calculation | Calculation | Calculation | Calculation | Calculation | Calculation | Calculation | Calculation | Calculation | Calculation | Calculation
Formula: | =x1+x2+x3 | = x4 | =0.01*x5*(x6*x4+x7*x8)+10*(x9*x1+x10*x2+x11*x3+x12*x13) | =10*(x9*x1+x10*x2+x11*x3) | =x6*x5*x4/100 | =x7*x5*x8/100 | =x12*x13*10 | =IF(x14<>0,0.1*x15/x14,"") | =IF(x16<>0,x15/x16,"") | =IF(x14<>0,0.1*x17/x14,0) | =x9*x1*10 | =x10*x2*10 | =x11*x3*10 | =IF(x17<>0,x18/x17,"") | =IF(x17<>0,x19/x17,"") | =IF(x17<>0,x20/x17,"") | =IF(x15<>0,x21/x15,"") | =IF(x15<>0,x22/x15,"") | =IF(x15<>0,x23/x15,"")
| All units (MWh) | MPANs | Net revenues (£) | Revenues from unit rates (£) | Revenues from fixed charges (£) | Revenues from capacity charges (£) | Revenues from reactive power charges (£) | Average p/kWh | Average £/MPAN | Average unit rate p/kWh | Net revenues from unit rate 1 (£) | Net revenues from unit rate 2 (£) | Net revenues from unit rate 3 (£) | Rate 1 revenue proportion | Rate 2 revenue proportion | Rate 3 revenue proportion | Fixed charge proportion | Capacity charge proportion | Reactive power charge proportion
> Domestic Unrestricted
Domestic Unrestricted | 4290939.5165 | 1195490 | 144818589.8348 | 124866339.9308 | 19952249.904 | 0 | 0 | 3.375 | 121.1374 | 2.91 | 124866339.9308 | 0 | 0 | 100% | 0% | 0% | 13.78% | 0% | 0%
LDNO LV: Domestic Unrestricted | 14926.8483 | 4822 | 326553.8426 | 275549.6198 | 51004.2228 | 0 | 0 | 2.1877 | 67.7217 | 1.846 | 275549.6198 | 0 | 0 | 100% | 0% | 0% | 15.62% | 0% | 0%
LDNO HV: Domestic Unrestricted | 19637.8689 | 6443 | 254966.0668 | 214641.907 | 40324.1598 | 0 | 0 | 1.2983 | 39.5726 | 1.093 | 214641.907 | 0 | 0 | 100% | 0% | 0% | 15.82% | 0% | 0%
> Domestic Two Rate
Domestic Two Rate | 1468090.5966 | 224253 | 28974641.2824 | 25231948.4136 | 3742692.8688 | 0 | 0 | 1.9736 | 129.2051 | 1.7187 | 23676699.8623 | 1555248.5512 | 0 | 93.84% | 6.164% | 0% | 12.92% | 0% | 0%
LDNO LV: Domestic Two Rate | 2262.2384 | 438 | 39730.7834 | 35097.8822 | 4632.9012 | 0 | 0 | 1.7563 | 90.7096 | 1.5515 | 34256.2168 | 841.6654 | 0 | 97.6% | 2.398% | 0% | 11.66% | 0% | 0%
LDNO HV: Domestic Two Rate | 1079.9383 | 273 | 11340.3811 | 9631.7833 | 1708.5978 | 0 | 0 | 1.0501 | 41.5399 | 0.89188 | 9373.0269 | 258.7564 | 0 | 97.31% | 2.686% | 0% | 15.07% | 0% | 0%
> Domestic Off Peak (related MPAN)
Domestic Off Peak (related MPAN) | 73622.9004 | 16320 | 133257.4498 | 133257.4498 | 0 | 0 | 0 | 0.181 | 8.1653 | 0.181 | 133257.4498 | 0 | 0 | 100% | 0% | 0% | 0% | 0% | 0%
LDNO LV: Domestic Off Peak (related MPAN) | 0 | 0 | 0 | 0 | 0 | 0 | 0 |  |  | 0 | 0 | 0 | 0
LDNO HV: Domestic Off Peak (related MPAN) | 0 | 0 | 0 | 0 | 0 | 0 | 0 |  |  | 0 | 0 | 0 | 0
> Small Non Domestic Unrestricted
Small Non Domestic Unrestricted | 1193627.2538 | 108227 | 27440507.5414 | 24540976.339 | 2899531.2024 | 0 | 0 | 2.2989 | 253.5459 | 2.056 | 24540976.339 | 0 | 0 | 100% | 0% | 0% | 10.57% | 0% | 0%
LDNO LV: Small Non Domestic Unrestricted | 732.3359 | 89 | 11061.0944 | 9549.6608 | 1511.4336 | 0 | 0 | 1.5104 | 124.282 | 1.304 | 9549.6608 | 0 | 0 | 100% | 0% | 0% | 13.66% | 0% | 0%
LDNO HV: Small Non Domestic Unrestricted | 5309.6832 | 236 | 43366.0944 | 40990.7544 | 2375.34 | 0 | 0 | 0.81674 | 183.7546 | 0.772 | 40990.7544 | 0 | 0 | 100% | 0% | 0% | 5.477% | 0% | 0%
> Small Non Domestic Two Rate
Small Non Domestic Two Rate | 555412.7748 | 27300 | 10549942.6272 | 9818542.8672 | 731399.76 | 0 | 0 | 1.8995 | 386.4448 | 1.7678 | 9467197.6435 | 351345.2237 | 0 | 96.42% | 3.578% | 0% | 6.933% | 0% | 0%
LDNO LV: Small Non Domestic Two Rate | 624.2605 | 1 | 6976.8309 | 6959.8485 | 16.9824 | 0 | 0 | 1.1176 | 6976.8309 | 1.1149 | 6705.4368 | 254.4117 | 0 | 96.34% | 3.655% | 0% | 0.2434% | 0% | 0%
LDNO HV: Small Non Domestic Two Rate | 786.0366 | 15 | 5670.9716 | 5519.9966 | 150.975 | 0 | 0 | 0.72146 | 378.0648 | 0.70226 | 5359.3156 | 160.681 | 0 | 97.09% | 2.911% | 0% | 2.662% | 0% | 0%
> Small Non Domestic Off Peak (related MPAN)
Small Non Domestic Off Peak (related MPAN) | 26247.1019 | 3435 | 50131.9647 | 50131.9647 | 0 | 0 | 0 | 0.191 | 14.5945 | 0.191 | 50131.9647 | 0 | 0 | 100% | 0% | 0% | 0% | 0% | 0%
LDNO LV: Small Non Domestic Off Peak (related MPAN) | 0 | 0 | 0 | 0 | 0 | 0 | 0 |  |  | 0 | 0 | 0 | 0
LDNO HV: Small Non Domestic Off Peak (related MPAN) | 0 | 0 | 0 | 0 | 0 | 0 | 0 |  |  | 0 | 0 | 0 | 0
> LV Medium Non-Domestic
LV Medium Non-Domestic | 874795.6885 | 9354 | 17689458.7791 | 16421713.0299 | 1267745.7492 | 0 | 0 | 2.0221 | 1891.1117 | 1.8772 | 16124081.849 | 297631.1809 | 0 | 98.19% | 1.812% | 0% | 7.167% | 0% | 0%
LDNO LV: LV Medium Non-Domestic | 0.64818 | 1 | 90.5091 | 4.5357 | 85.9734 | 0 | 0 | 13.9636 | 90.5091 | 0.69976 | 4.1421 | 0.39363 | 0 | 91.32% | 8.679% | 0% | 94.99% | 0% | 0%
LDNO HV: LV Medium Non-Domestic | 5100.7168 | 47 | 40706.1687 | 38315.0907 | 2391.078 | 0 | 0 | 0.79805 | 866.0887 | 0.75117 | 37854.6825 | 460.4082 | 0 | 98.8% | 1.202% | 0% | 5.874% | 0% | 0%
> LV Sub Medium Non-Domestic
LV Sub Medium Non-Domestic | 89732.3017 | 707 | 1596339.5588 | 1537574.7086 | 58764.8502 | 0 | 0 | 1.779 | 2257.906 | 1.7135 | 1507566.9589 | 30007.7496 | 0 | 98.05% | 1.952% | 0% | 3.681% | 0% | 0%
> HV Medium Non-Domestic
HV Medium Non-Domestic | 2680.1007 | 26 | 53435.1205 | 40421.9905 | 13013.13 | 0 | 0 | 1.9938 | 2055.1969 | 1.5082 | 39966.6054 | 455.3851 | 0 | 98.87% | 1.127% | 0% | 24.35% | 0% | 0%
> LV Network Domestic
LV Network Domestic | 0 | 0 | 0 | 0 | 0 | 0 | 0 |  |  | 0 | 0 | 0 | 0
LDNO LV: LV Network Domestic | 0 | 0 | 0 | 0 | 0 | 0 | 0 |  |  | 0 | 0 | 0 | 0
LDNO HV: LV Network Domestic | 0 | 0 | 0 | 0 | 0 | 0 | 0 |  |  | 0 | 0 | 0 | 0
> LV Network Non-Domestic Non-CT
LV Network Non-Domestic Non-CT | 0 | 0 | 0 | 0 | 0 | 0 | 0 |  |  | 0 | 0 | 0 | 0
LDNO LV: LV Network Non-Domestic Non-CT | 0 | 0 | 0 | 0 | 0 | 0 | 0 |  |  | 0 | 0 | 0 | 0
LDNO HV: LV Network Non-Domestic Non-CT | 0 | 0 | 0 | 0 | 0 | 0 | 0 |  |  | 0 | 0 | 0 | 0
> LV HH Metered
LV HH Metered | 826708.8122 | 3115 | 18492022.6912 | 13876628.8686 | 106940.442 | 4245600 | 262853.3806 | 2.2368 | 5936.4439 | 1.6785 | 11921213.4333 | 1499919.6043 | 455495.8309 | 85.91% | 10.81% | 3.282% | 0.5783% | 22.96% | 1.421%
LDNO LV: LV HH Metered | 0 | 0 | 0 | 0 | 0 | 0 | 0 |  |  | 0 | 0 | 0 | 0
LDNO HV: LV HH Metered | 30540.9402 | 69 | 284363.3858 | 205612.645 | 888.9408 | 75798.6 | 2063.2 | 0.93109 | 4121.2085 | 0.67324 | 178705.0594 | 20650.0471 | 6257.5384 | 86.91% | 10.04% | 3.043% | 0.3126% | 26.66% | 0.7256%
> LV Sub HH Metered
LV Sub HH Metered | 742263.7379 | 1328 | 14078507.5689 | 10079744.4948 | 34509.408 | 3758014.8 | 206238.8661 | 1.8967 | 10601.2858 | 1.358 | 8993125.3396 | 787966.4966 | 298652.6587 | 89.22% | 7.817% | 2.963% | 0.2451% | 26.69% | 1.465%
LDNO HV: LV Sub HH Metered | 0 | 0 | 0 | 0 | 0 | 0 | 0 |  |  | 0 | 0 | 0 | 0
> HV HH Metered
HV HH Metered | 2694746.2319 | 987 | 37816161.9813 | 28435083.2017 | 257673.9186 | 8714752.8 | 408652.061 | 1.4033 | 38314.2472 | 1.0552 | 26447737.095 | 1258776.4994 | 728569.6074 | 93.01% | 4.427% | 2.562% | 0.6814% | 23.05% | 1.081%
LDNO HV: HV HH Metered | 9669.9172 | 4 | 114927.3485 | 81530.0378 | 754.3992 | 32574 | 68.9115 | 1.1885 | 28731.8371 | 0.84313 | 76608.744 | 2891.5533 | 2029.7406 | 93.96% | 3.547% | 2.49% | 0.6564% | 28.34% | 0.05996%
> NHH UMS category A
NHH UMS category A | 13888.8809 | 705 | 302499.8264 | 302499.8264 | 0 | 0 | 0 | 2.178 | 429.0778 | 2.178 | 302499.8264 | 0 | 0 | 100% | 0% | 0% | 0% | 0% | 0%
LDNO LV: NHH UMS category A | 123.8792 | 0 | 1712.0106 | 1712.0106 | 0 | 0 | 0 | 1.382 |  | 1.382 | 1712.0106 | 0 | 0 | 100% | 0% | 0% | 0% | 0% | 0%
LDNO HV: NHH UMS category A | 10.4042 | 0 | 85.1064 | 85.1064 | 0 | 0 | 0 | 0.818 |  | 0.818 | 85.1064 | 0 | 0 | 100% | 0% | 0% | 0% | 0% | 0%
> NHH UMS category B
NHH UMS category B | 5281.8847 | 659 | 166326.5489 | 166326.5489 | 0 | 0 | 0 | 3.149 | 252.3923 | 3.149 | 166326.5489 | 0 | 0 | 100% | 0% | 0% | 0% | 0% | 0%
LDNO LV: NHH UMS category B | 74.4295 | 0 | 1486.3566 | 1486.3566 | 0 | 0 | 0 | 1.997 |  | 1.997 | 1486.3566 | 0 | 0 | 100% | 0% | 0% | 0% | 0% | 0%
LDNO HV: NHH UMS category B | 172.6343 | 0 | 2040.5376 | 2040.5376 | 0 | 0 | 0 | 1.182 |  | 1.182 | 2040.5376 | 0 | 0 | 100% | 0% | 0% | 0% | 0% | 0%
> NHH UMS category C
NHH UMS category C | 618.2508 | 168 | 31703.9025 | 31703.9025 | 0 | 0 | 0 | 5.128 | 188.7137 | 5.128 | 31703.9025 | 0 | 0 | 100% | 0% | 0% | 0% | 0% | 0%
LDNO LV: NHH UMS category C | 0 | 0 | 0 | 0 | 0 | 0 | 0 |  |  | 0 | 0 | 0 | 0
LDNO HV: NHH UMS category C | 128.4095 | 0 | 2471.8831 | 2471.8831 | 0 | 0 | 0 | 1.925 |  | 1.925 | 2471.8831 | 0 | 0 | 100% | 0% | 0% | 0% | 0% | 0%
> NHH UMS category D
NHH UMS category D | 0 | 1 | 0 | 0 | 0 | 0 | 0 |  | 0 | 0 | 0 | 0 | 0
LDNO LV: NHH UMS category D | 0 | 0 | 0 | 0 | 0 | 0 | 0 |  |  | 0 | 0 | 0 | 0
LDNO HV: NHH UMS category D | 0 | 0 | 0 | 0 | 0 | 0 | 0 |  |  | 0 | 0 | 0 | 0
> LV UMS (Pseudo HH Metered)
LV UMS (Pseudo HH Metered) | 129074.5431 | 17 | 4168090.1192 | 4168090.1192 | 0 | 0 | 0 | 3.2292 | 245181.7717 | 3.2292 | 3032346.7407 | 337654.5419 | 798088.8366 | 72.75% | 8.101% | 19.15% | 0% | 0% | 0%
LDNO LV: LV UMS (Pseudo HH Metered) | 0 | 0 | 0 | 0 | 0 | 0 | 0 |  |  | 0 | 0 | 0 | 0
LDNO HV: LV UMS (Pseudo HH Metered) | 0 | 0 | 0 | 0 | 0 | 0 | 0 |  |  | 0 | 0 | 0 | 0
> LV Generation NHH or Aggregate HH
LV Generation NHH or Aggregate HH | 2351.3903 | 260 | -16483.2462 | -16483.2462 | 0 | 0 | 0 | -0.701 | -63.3971 | -0.701 | -16483.2462 | 0 | 0 | 100% | 0% | 0% | 0% | 0% | 0%
LDNO LV: LV Generation NHH or Aggregate HH | 115.0887 | 0 | -806.772 | -806.772 | 0 | 0 | 0 | -0.701 |  | -0.701 | -806.772 | 0 | 0 | 100% | 0% | 0% | 0% | 0% | 0%
LDNO HV: LV Generation NHH or Aggregate HH | 0 | 0 | 0 | 0 | 0 | 0 | 0 |  |  | 0 | 0 | 0 | 0
> LV Sub Generation NHH
LV Sub Generation NHH | 0 | 0 | 0 | 0 | 0 | 0 | 0 |  |  | 0 | 0 | 0 | 0
LDNO HV: LV Sub Generation NHH | 0 | 0 | 0 | 0 | 0 | 0 | 0 |  |  | 0 | 0 | 0 | 0
> LV Generation Intermittent
LV Generation Intermittent | 38618.9454 | 496 | -267197.8471 | -270718.8071 | 0 | 0 | 3520.96 | -0.69188 | -538.7053 | -0.701 | -270718.8071 | 0 | 0 | 100% | 0% | 0% | 0% | 0% | -1.318%
LDNO LV: LV Generation Intermittent | 0 | 0 | 0 | 0 | 0 | 0 | 0 |  |  | 0 | 0 | 0 | 0
LDNO HV: LV Generation Intermittent | 0 | 0 | 0 | 0 | 0 | 0 | 0 |  |  | 0 | 0 | 0 | 0
> LV Generation Non-Intermittent
LV Generation Non-Intermittent | 4487.6859 | 8 | -44333.8164 | -44340.2196 | 0 | 0 | 6.4032 | -0.9879 | -5541.7271 | -0.98804 | -33971.3589 | -7914.0918 | -2454.769 | 76.62% | 17.85% | 5.536% | 0% | 0% | -0.01444%
LDNO LV: LV Generation Non-Intermittent | 0 | 0 | 0 | 0 | 0 | 0 | 0 |  |  | 0 | 0 | 0 | 0
LDNO HV: LV Generation Non-Intermittent | 0 | 0 | 0 | 0 | 0 | 0 | 0 |  |  | 0 | 0 | 0 | 0
> LV Sub Generation Intermittent
LV Sub Generation Intermittent | 5874.3071 | 60 | -36826.7034 | -37654.3083 | 0 | 0 | 827.6049 | -0.62691 | -613.7784 | -0.641 | -37654.3083 | 0 | 0 | 100% | 0% | 0% | 0% | 0% | -2.247%
LDNO HV: LV Sub Generation Intermittent | 0 | 0 | 0 | 0 | 0 | 0 | 0 |  |  | 0 | 0 | 0 | 0
> LV Sub Generation Non-Intermittent
LV Sub Generation Non-Intermittent | 2726.6251 | 9 | -18586.9707 | -18869.2551 | 0 | 0 | 282.2843 | -0.68168 | -2065.219 | -0.69204 | -13969.3106 | -3076.1172 | -1823.8273 | 74.03% | 16.3% | 9.666% | 0% | 0% | -1.519%
LDNO HV: LV Sub Generation Non-Intermittent | 0 | 0 | 0 | 0 | 0 | 0 | 0 |  |  | 0 | 0 | 0 | 0
> HV Generation Intermittent
HV Generation Intermittent | 199644.0463 | 112 | -770992.0162 | -786597.5424 | 14125.8432 | 0 | 1479.683 | -0.38618 | -6883.8573 | -0.394 | -786597.5424 | 0 | 0 | 100% | 0% | 0% | -1.832% | 0% | -0.1919%
LDNO HV: HV Generation Intermittent | 0 | 0 | 0 | 0 | 0 | 0 | 0 |  |  | 0 | 0 | 0 | 0
> HV Generation Non-Intermittent
HV Generation Non-Intermittent | 208602.9495 | 50 | -877319.5103 | -884161.2543 | 6306.18 | 0 | 535.564 | -0.42057 | -17546.3902 | -0.42385 | -718278.4933 | -94257.35 | -71625.411 | 81.24% | 10.66% | 8.101% | -0.7188% | 0% | -0.06105%
LDNO HV: HV Generation Non-Intermittent | 0 | 0 | 0 | 0 | 0 | 0 | 0 |  |  | 0 | 0 | 0 | 0
3803. Revenue summary by tariff component
Data sources:
x1 = 3802. All units (MWh) (in Revenue summary)
x2 = 3802. MPANs by tariff (in Volume forecasts for the charging year) (copy) (in Revenue summary)
x3 = 3802. Net revenues (£) (in Revenue summary)
x4 = 3802. Revenues from unit rates (£) (in Revenue summary)
x5 = 3802. Revenues from fixed charges (£) (in Revenue summary)
x6 = 3802. Revenues from capacity charges (£) (in Revenue summary)
x7 = 3802. Revenues from reactive power charges (£) (in Revenue summary)
Kind: | Cell summation | Cell summation | Cell summation | Cell summation | Cell summation | Cell summation | Cell summation
Formula: | =SUM(x1) | =SUM(x2) | =SUM(x3) | =SUM(x4) | =SUM(x5) | =SUM(x6) | =SUM(x7)
| Total units (MWh) | Total MPANs | Total net revenues (£) | Total net revenues from unit rates (£) | Total revenues from fixed charges (£) | Total revenues from capacity charges (£) | Total revenues from reactive power charges (£)
Revenue summary by tariff component | 13541332.804 | 1605525 | 305476619.2861 | 258572551.9071 | 29190798.2604 | 16826740.2 | 886528.9185

## M-ATW
Tariff matrices for WPD South West in April 15 (DCP179)
This sheet provides matrices breaking down each tariff component into its elements.
This sheet is for information only. It can be deleted without affecting any calculations elsewhere in the model.
Domestic Unrestricted
Domestic Two Rate
Domestic Off Peak (related MPAN)
Small Non Domestic Unrestricted
Small Non Domestic Two Rate
Small Non Domestic Off Peak (related MPAN)
LV Medium Non-Domestic
LV Sub Medium Non-Domestic
HV Medium Non-Domestic
LV Network Domestic
LV Network Non-Domestic Non-CT
LV HH Metered
LV Sub HH Metered
HV HH Metered
NHH UMS category A
NHH UMS category B
NHH UMS category C
NHH UMS category D
LV UMS (Pseudo HH Metered)
LV Generation NHH or Aggregate HH
LV Sub Generation NHH
LV Generation Intermittent
LV Generation Non-Intermittent
LV Sub Generation Intermittent
LV Sub Generation Non-Intermittent
HV Generation Intermittent
HV Generation Non-Intermittent
Domestic Unrestricted
| Rate 1 units (MWh) | MPANs | MWh/year | MWh/MPAN/year
Domestic Unrestricted | 4307780.706 | 1200967.6354 | 4307780.706 | 3.5869
| Unit rate 1 p/kWh | Fixed charge p/MPAN/day | Revenue (£/year) | Average p/kWh | Average £/MPAN/year
Assets 132kV | 0.38301 | 0 | 16499051.0123 | 0.38301 | 13.7381
Assets 132kV/EHV | 0.057046 | 0 | 2457430.2584 | 0.057046 | 2.0462
Assets EHV | 0.16832 | 0 | 7250780.1995 | 0.16832 | 6.0374
Assets EHV/HV | 0.025565 | 0 | 1101277.3997 | 0.025565 | 0.91699
Assets 132kV/HV | 0 | 0 | 0 | 0 | 0
Assets HV | 0.10687 | 0 | 4603659.9779 | 0.10687 | 3.8333
Assets HV/LV | 0.010975 | 0 | 472800.4138 | 0.010975 | 0.39368
Assets LV circuits | 0 | 0.25864 | 1136854.9307 | 0.026391 | 0.94662
Assets LV customer |  | 0 | 0 | 0 | 0
Assets HV customer |  | 0 | 0 | 0 | 0
Transmission exit | 0.093404 | 0 | 4023651.5728 | 0.093404 | 3.3503
Operating 132kV | 0.17653 | 0 | 7604564.5747 | 0.17653 | 6.332
Operating 132kV/EHV | 0.026293 | 0 | 1132652.24 | 0.026293 | 0.94312
Operating EHV | 0.077579 | 0 | 3341951.3766 | 0.077579 | 2.7827
Operating EHV/HV | 0.062016 | 0 | 2671520.5091 | 0.062016 | 2.2245
Operating 132kV/HV | 0 | 0 | 0 | 0 | 0
Operating HV | 0.25925 | 0 | 11167733.0811 | 0.25925 | 9.2989
Operating HV/LV | 0.10117 | 0 | 4358361.3079 | 0.10117 | 3.629
Operating LV circuits | 0 | 2.3842 | 10479738.1692 | 0.24327 | 8.7261
Operating LV customer |  | 1.9156 | 8420203.1239 | 0.19546 | 7.0112
Operating HV customer |  | 0 | 0 | 0 | 0
Scaler | 1.3617 | 0 | 58658936.236 | 1.3617 | 48.8431
Rounding | 0.00027969 | 0.0015637 | 18921.6089 | 0.00043924 | 0.015755
Total | 2.91 | 4.56 | 145400087.9924 | 3.3753 | 121.0691
Domestic Two Rate
| Rate 1 units (MWh) | Rate 2 units (MWh) | MPANs | MWh/year | MWh/MPAN/year
Domestic Two Rate | 707014.2446 | 762916.7646 | 224633.3234 | 1469931.0092 | 6.5437
| Unit rate 1 p/kWh | Unit rate 2 p/kWh | Fixed charge p/MPAN/day | Average unit rate (p/kWh) | Revenue (£/year) | Average p/kWh | Average £/MPAN/year
Assets 132kV | 0.43713 | 0.043249 | 0 | 0.2327 | 3420530.65 | 0.2327 | 15.2272
Assets 132kV/EHV | 0.065108 | 0.0064417 | 0 | 0.034659 | 509466.6058 | 0.034659 | 2.268
Assets EHV | 0.17367 | 0.027135 | 0 | 0.097618 | 1434914.1274 | 0.097618 | 6.3878
Assets EHV/HV | 0.026378 | 0.0041213 | 0 | 0.014827 | 217940.4775 | 0.014827 | 0.97021
Assets 132kV/HV | 0 | 0 | 0 | 0 | 0 | 0 | 0
Assets HV | 0.11027 | 0.017228 | 0 | 0.061979 | 911054.6118 | 0.061979 | 4.0557
Assets HV/LV | 0.011325 | 0.0017694 | 0 | 0.0063653 | 93566.2059 | 0.0063653 | 0.41653
Assets LV circuits | 0 | 0 | 0.25864 | 0 | 212641.4516 | 0.014466 | 0.94662
Assets LV customer |  |  | 0 | 0 | 0 | 0 | 0
Assets HV customer |  |  | 0 | 0 | 0 | 0 | 0
Transmission exit | 0.11452 | 4.1381e-05 | 0 | 0.055105 | 810011.0477 | 0.055105 | 3.6059
Operating 132kV | 0.20148 | 0.019934 | 0 | 0.10725 | 1576554.0811 | 0.10725 | 7.0183
Operating 132kV/EHV | 0.030009 | 0.002969 | 0 | 0.015975 | 234817.851 | 0.015975 | 1.0453
Operating EHV | 0.080048 | 0.012507 | 0 | 0.044993 | 661365.1375 | 0.044993 | 2.9442
Operating EHV/HV | 0.063989 | 0.0099977 | 0 | 0.035967 | 528688.2811 | 0.035967 | 2.3536
Operating 132kV/HV | 0 | 0 | 0 | 0 | 0 | 0 | 0
Operating HV | 0.26749 | 0.041793 | 0 | 0.15035 | 2210070.8515 | 0.15035 | 9.8386
Operating HV/LV | 0.10439 | 0.01631 | 0 | 0.058677 | 862510.5218 | 0.058677 | 3.8396
Operating LV circuits | 0 | 0 | 2.3842 | 0 | 1960168.0712 | 0.13335 | 8.7261
Operating LV customer |  |  | 1.9156 | 0 | 1574945.199 | 0.10714 | 7.0112
Operating HV customer |  |  | 0 | 0 | 0 | 0 | 0
Scaler | 1.6696 | 0.00060328 | 0 | 0.80336 | 11808772.5877 | 0.80336 | 52.5691
Rounding | -0.00039839 | -0.0001007 | 0.0015637 | -0.00024388 | -2299.3393 | -0.00015642 | -0.010236
Total | 3.355 | 0.204 | 4.56 | 1.7196 | 29025718.4204 | 1.9746 | 129.2138
Domestic Off Peak (related MPAN)
| Rate 1 units (MWh) | MWh/year
Domestic Off Peak (related MPAN) | 73622.9004 | 73622.9004
| Unit rate 1 p/kWh | Revenue (£/year) | Average p/kWh
Assets 132kV | 0.031495 | 23187.2945 | 0.031495
Assets 132kV/EHV | 0.0046909 | 3453.6022 | 0.0046909
Assets EHV | 0.023155 | 17047.3695 | 0.023155
Assets EHV/HV | 0.0035169 | 2589.2224 | 0.0035169
Assets 132kV/HV | 0 | 0 | 0
Assets HV | 0.014702 | 10823.7032 | 0.014702
Assets HV/LV | 0.0015099 | 1111.605 | 0.0015099
Assets LV circuits | 0 | 0 | 0
Transmission exit | 0.0010306 | 758.7632 | 0.0010306
Operating 132kV | 0.014516 | 10687.2376 | 0.014516
Operating 132kV/EHV | 0.0021621 | 1591.7971 | 0.0021621
Operating EHV | 0.010672 | 7857.2896 | 0.010672
Operating EHV/HV | 0.0085314 | 6281.0341 | 0.0085314
Operating 132kV/HV | 0 | 0 | 0
Operating HV | 0.035664 | 26256.55 | 0.035664
Operating HV/LV | 0.013918 | 10246.9795 | 0.013918
Operating LV circuits | 0 | 0 | 0
Scaler | 0.015025 | 11061.6537 | 0.015025
Rounding | 0.00041203 | 303.3482 | 0.00041203
Total | 0.181 | 133257.4498 | 0.181
Small Non Domestic Unrestricted
| Rate 1 units (MWh) | MPANs | MWh/year | MWh/MPAN/year
Small Non Domestic Unrestricted | 1196085.2883 | 108372.059 | 1196085.2883 | 11.0368
| Unit rate 1 p/kWh | Fixed charge p/MPAN/day | Revenue (£/year) | Average p/kWh | Average £/MPAN/year
Assets 132kV | 0.27069 | 0 | 3237688.7206 | 0.27069 | 29.8757
Assets 132kV/EHV | 0.040318 | 0 | 482233.4462 | 0.040318 | 4.4498
Assets EHV | 0.11896 | 0 | 1422855.7297 | 0.11896 | 13.1294
Assets EHV/HV | 0.018068 | 0 | 216109 | 0.018068 | 1.9941
Assets 132kV/HV | 0 | 0 | 0 | 0 | 0
Assets HV | 0.07553 | 0 | 903398.5029 | 0.07553 | 8.3361
Assets HV/LV | 0.007757 | 0 | 92779.916 | 0.007757 | 0.85612
Assets LV circuits | 0 | 0.25864 | 102586.7025 | 0.0085769 | 0.94662
Assets LV customer |  | 0 | 0 | 0 | 0
Assets HV customer |  | 0 | 0 | 0 | 0
Transmission exit | 0.066014 | 0 | 789580.6433 | 0.066014 | 7.2858
Operating 132kV | 0.12476 | 0 | 1492280.5518 | 0.12476 | 13.77
Operating 132kV/EHV | 0.018583 | 0 | 222265.8369 | 0.018583 | 2.051
Operating EHV | 0.054829 | 0 | 655807.3109 | 0.054829 | 6.0514
Operating EHV/HV | 0.04383 | 0 | 524245.4134 | 0.04383 | 4.8375
Operating 132kV/HV | 0 | 0 | 0 | 0 | 0
Operating HV | 0.18322 | 0 | 2191498.3719 | 0.18322 | 20.222
Operating HV/LV | 0.071505 | 0 | 855262.3564 | 0.071505 | 7.8919
Operating LV circuits | 0 | 2.3842 | 945663.1213 | 0.079063 | 8.7261
Operating LV customer |  | 4.6822 | 1857147.9484 | 0.15527 | 17.1368
Operating HV customer |  | 0 | 0 | 0 | 0
Scaler | 0.96238 | 0 | 11510927.2691 | 0.96238 | 106.2167
Rounding | -0.00045311 | -0.0049926 | -7399.8073 | -0.00061867 | -0.068282
Total | 2.056 | 7.32 | 27494931.034 | 2.2987 | 253.7087
Small Non Domestic Two Rate
| Rate 1 units (MWh) | Rate 2 units (MWh) | MPANs | MWh/year | MWh/MPAN/year
Small Non Domestic Two Rate | 375714.0438 | 180389.8191 | 27306.266 | 556103.8629 | 20.3654
| Unit rate 1 p/kWh | Unit rate 2 p/kWh | Fixed charge p/MPAN/day | Average unit rate (p/kWh) | Revenue (£/year) | Average p/kWh | Average £/MPAN/year
Assets 132kV | 0.32098 | 0.041222 | 0 | 0.23023 | 1280315.142 | 0.23023 | 46.8872
Assets 132kV/EHV | 0.047807 | 0.0061398 | 0 | 0.034291 | 190694.9174 | 0.034291 | 6.9836
Assets EHV | 0.14649 | 0.025896 | 0 | 0.10737 | 597093.4773 | 0.10737 | 21.8665
Assets EHV/HV | 0.022249 | 0.0039332 | 0 | 0.016308 | 90688.9375 | 0.016308 | 3.3212
Assets 132kV/HV | 0 | 0 | 0 | 0 | 0 | 0 | 0
Assets HV | 0.093009 | 0.016442 | 0 | 0.068172 | 379106.147 | 0.068172 | 13.8835
Assets HV/LV | 0.0095521 | 0.0016886 | 0 | 0.0070013 | 38934.5747 | 0.0070013 | 1.4258
Assets LV circuits | 0 | 0 | 0.25864 | 0 | 25848.5427 | 0.0046482 | 0.94662
Assets LV customer |  |  | 0 | 0 | 0 | 0 | 0
Assets HV customer |  |  | 0 | 0 | 0 | 0 | 0
Transmission exit | 0.082 | 4.0236e-05 | 0 | 0.055414 | 308158.4332 | 0.055414 | 11.2853
Operating 132kV | 0.14794 | 0.019 | 0 | 0.10611 | 590109.0412 | 0.10611 | 21.6108
Operating 132kV/EHV | 0.022035 | 0.0028299 | 0 | 0.015805 | 87893.0438 | 0.015805 | 3.2188
Operating EHV | 0.067518 | 0.011936 | 0 | 0.049488 | 275205.8832 | 0.049488 | 10.0785
Operating EHV/HV | 0.053973 | 0.0095412 | 0 | 0.03956 | 219996.6661 | 0.03956 | 8.0566
Operating 132kV/HV | 0 | 0 | 0 | 0 | 0 | 0 | 0
Operating HV | 0.22562 | 0.039885 | 0 | 0.16537 | 919650.0784 | 0.16537 | 33.6791
Operating HV/LV | 0.088053 | 0.015566 | 0 | 0.064539 | 358906.0814 | 0.064539 | 13.1437
Operating LV circuits | 0 | 0 | 2.3842 | 0 | 238276.6278 | 0.042848 | 8.7261
Operating LV customer |  |  | 4.6822 | 0 | 467941.4271 | 0.084146 | 17.1368
Operating HV customer |  |  | 0 | 0 | 0 | 0 | 0
Scaler | 1.1954 | 0.00058659 | 0 | 0.80785 | 4492497.8105 | 0.80785 | 164.5226
Rounding | 0.00033082 | 0.00029509 | -0.0049926 | 0.00031923 | 1276.2757 | 0.0002295 | 0.046739
Total | 2.523 | 0.195 | 7.32 | 1.7678 | 10562593.1069 | 1.8994 | 386.8194
Small Non Domestic Off Peak (related MPAN)
| Rate 1 units (MWh) | MWh/year
Small Non Domestic Off Peak (related MPAN) | 26247.1019 | 26247.1019
| Unit rate 1 p/kWh | Revenue (£/year) | Average p/kWh
Assets 132kV | 0.032712 | 8586.0103 | 0.032712
Assets 132kV/EHV | 0.0048723 | 1278.8324 | 0.0048723
Assets EHV | 0.023647 | 6206.6129 | 0.023647
Assets EHV/HV | 0.0035916 | 942.6851 | 0.0035916
Assets 132kV/HV | 0 | 0 | 0
Assets HV | 0.015014 | 3940.6981 | 0.015014
Assets HV/LV | 0.0015419 | 404.7136 | 0.0015419
Assets LV circuits | 0 | 0 | 0
Transmission exit | 0.001386 | 363.7891 | 0.001386
Operating 132kV | 0.015077 | 3957.3712 | 0.015077
Operating 132kV/EHV | 0.0022457 | 589.4256 | 0.0022457
Operating EHV | 0.010899 | 2860.6851 | 0.010899
Operating EHV/HV | 0.0087126 | 2286.8013 | 0.0087126
Operating 132kV/HV | 0 | 0 | 0
Operating HV | 0.036421 | 9559.4949 | 0.036421
Operating HV/LV | 0.014214 | 3730.7243 | 0.014214
Operating LV circuits | 0 | 0 | 0
Scaler | 0.020206 | 5303.5113 | 0.020206
Rounding | 0.00045952 | 120.6096 | 0.00045952
Total | 0.191 | 50131.9647 | 0.191
LV Medium Non-Domestic
| Rate 1 units (MWh) | Rate 2 units (MWh) | MPANs | MWh/year | MWh/MPAN/year
LV Medium Non-Domestic | 702387.5069 | 174323.646 | 9372.2804 | 876711.1528 | 93.543
| Unit rate 1 p/kWh | Unit rate 2 p/kWh | Fixed charge p/MPAN/day | Average unit rate (p/kWh) | Revenue (£/year) | Average p/kWh | Average £/MPAN/year
Assets 132kV | 0.29428 | 0.037897 | 0 | 0.2433 | 2133052.9459 | 0.2433 | 227.5917
Assets 132kV/EHV | 0.043831 | 0.0056445 | 0 | 0.036238 | 317704.8697 | 0.036238 | 33.8984
Assets EHV | 0.13216 | 0.022317 | 0 | 0.11032 | 967199.2814 | 0.11032 | 103.1979
Assets EHV/HV | 0.020073 | 0.0033896 | 0 | 0.016756 | 146902.0823 | 0.016756 | 15.6741
Assets 132kV/HV | 0 | 0 | 0 | 0 | 0 | 0 | 0
Assets HV | 0.083913 | 0.014169 | 0 | 0.070045 | 614093.4492 | 0.070045 | 65.5223
Assets HV/LV | 0.0086179 | 0.0014552 | 0 | 0.0071937 | 63068.002 | 0.0071937 | 6.7292
Assets LV circuits | 0 | 0 | 3.0881 | 0 | 105930.1316 | 0.012083 | 11.3025
Assets LV customer |  |  | 0 | 0 | 0 | 0 | 0
Assets HV customer |  |  | 0 | 0 | 0 | 0 | 0
Transmission exit | 0.075087 | 1.0169e-06 | 0 | 0.060157 | 527405.4696 | 0.060157 | 56.2729
Operating 132kV | 0.13564 | 0.017467 | 0 | 0.11214 | 983143.7491 | 0.11214 | 104.8991
Operating 132kV/EHV | 0.020202 | 0.0026016 | 0 | 0.016703 | 146433.1006 | 0.016703 | 15.6241
Operating EHV | 0.060915 | 0.010286 | 0 | 0.050848 | 445791.0571 | 0.050848 | 47.5648
Operating EHV/HV | 0.048695 | 0.0082225 | 0 | 0.040647 | 356360.6461 | 0.040647 | 38.0228
Operating 132kV/HV | 0 | 0 | 0 | 0 | 0 | 0 | 0
Operating HV | 0.20356 | 0.034372 | 0 | 0.16992 | 1489691.1937 | 0.16992 | 158.9465
Operating HV/LV | 0.079442 | 0.013414 | 0 | 0.066313 | 581372.4605 | 0.066313 | 62.0311
Operating LV circuits | 0 | 0 | 28.4668 | 0 | 976483.4663 | 0.11138 | 104.1885
Operating LV customer |  |  | 5.4734 | 0 | 187751.7707 | 0.021415 | 20.0327
Operating HV customer |  |  | 0 | 0 | 0 | 0 | 0
Scaler | 1.0947 | 1.4824e-05 | 0 | 0.877 | 7688797.9117 | 0.877 | 820.3764
Rounding | -7.778e-05 | -0.00025237 | 0.0016883 | -0.00011249 | -928.3377 | -0.00010589 | -0.099051
Total | 2.301 | 0.171 | 37.03 | 1.8775 | 17730253.2498 | 2.0224 | 1891.7758
LV Sub Medium Non-Domestic
| Rate 1 units (MWh) | Rate 2 units (MWh) | MPANs | MWh/year | MWh/MPAN/year
LV Sub Medium Non-Domestic | 70119.3934 | 19612.9083 | 707 | 89732.3017 | 126.9198
| Unit rate 1 p/kWh | Unit rate 2 p/kWh | Fixed charge p/MPAN/day | Average unit rate (p/kWh) | Revenue (£/year) | Average p/kWh | Average £/MPAN/year
Assets 132kV | 0.28567 | 0.037072 | 0 | 0.23133 | 207580.6902 | 0.23133 | 293.6078
Assets 132kV/EHV | 0.042549 | 0.0055217 | 0 | 0.034456 | 30917.843 | 0.034456 | 43.731
Assets EHV | 0.12887 | 0.021846 | 0 | 0.10548 | 94645.9362 | 0.10548 | 133.8698
Assets EHV/HV | 0.019573 | 0.0033181 | 0 | 0.01602 | 14375.2021 | 0.01602 | 20.3327
Assets 132kV/HV | 0 | 0 | 0 | 0 | 0 | 0 | 0
Assets HV | 0.081821 | 0.013871 | 0 | 0.066969 | 60092.5275 | 0.066969 | 84.9965
Assets HV/LV | 0 | 0 | 1.8272 | 0 | 4728.0691 | 0.0052691 | 6.6875
Assets LV circuits | 0 | 0 | 0 | 0 | 0 | 0 | 0
Assets LV customer |  |  | 0 | 0 | 0 | 0 | 0
Assets HV customer |  |  | 0 | 0 | 0 | 0 | 0
Transmission exit | 0.072827 | 1.3618e-06 | 0 | 0.05691 | 51066.4297 | 0.05691 | 72.2297
Operating 132kV | 0.13167 | 0.017087 | 0 | 0.10662 | 95675.852 | 0.10662 | 135.3265
Operating 132kV/EHV | 0.019611 | 0.002545 | 0 | 0.015881 | 14250.3186 | 0.015881 | 20.156
Operating EHV | 0.059396 | 0.010069 | 0 | 0.048615 | 43623.1837 | 0.048615 | 61.7018
Operating EHV/HV | 0.047481 | 0.0080491 | 0 | 0.038862 | 34871.9107 | 0.038862 | 49.3238
Operating 132kV/HV | 0 | 0 | 0 | 0 | 0 | 0 | 0
Operating HV | 0.19848 | 0.033648 | 0 | 0.16246 | 145774.7337 | 0.16246 | 206.1877
Operating HV/LV | 0 | 0 | 16.8434 | 0 | 43584.2115 | 0.048571 | 61.6467
Operating LV circuits | 0 | 0 | 0 | 0 | 0 | 0 | 0
Operating LV customer |  |  | 4.0419 | 0 | 10458.7991 | 0.011656 | 14.7932
Operating HV customer |  |  | 0 | 0 | 0 | 0 | 0
Scaler | 1.0617 | 1.9853e-05 | 0 | 0.82966 | 744473.6182 | 0.82966 | 1053.0037
Rounding | 0.00033634 | -4.7808e-05 | -0.0024074 | 0.00025238 | 220.2335 | 0.00024543 | 0.3115
Total | 2.15 | 0.153 | 22.71 | 1.7135 | 1596339.5588 | 1.779 | 2257.906
HV Medium Non-Domestic
| Rate 1 units (MWh) | Rate 2 units (MWh) | MPANs | MWh/year | MWh/MPAN/year
HV Medium Non-Domestic | 2124.7531 | 555.3477 | 26 | 2680.1007 | 103.0808
| Unit rate 1 p/kWh | Unit rate 2 p/kWh | Fixed charge p/MPAN/day | Average unit rate (p/kWh) | Revenue (£/year) | Average p/kWh | Average £/MPAN/year
Assets 132kV | 0.32245 | 0.041909 | 0 | 0.26432 | 7083.9099 | 0.26432 | 272.4581
Assets 132kV/EHV | 0.015849 | 0.0020599 | 0 | 0.012991 | 348.1843 | 0.012991 | 13.3917
Assets EHV | 0.038382 | 0.006503 | 2.6152 | 0.031776 | 1100.4974 | 0.041062 | 42.3268
Assets EHV/HV | 0 | 0 | 0 | 0 | 0 | 0 | 0
Assets 132kV/HV | 0 | 0 | 0 | 0 | 0 | 0 | 0
Assets HV | 0 | 0 | 0 | 0 | 0 | 0 | 0
Assets HV/LV | 0 | 0 | 0 | 0 | 0 | 0 | 0
Assets LV circuits | 0 | 0 | 0 | 0 | 0 | 0 | 0
Assets LV customer |  |  | 0 | 0 | 0 | 0 | 0
Assets HV customer |  |  | 0 | 0 | 0 | 0 | 0
Transmission exit | 0.082182 | 0 | 0 | 0.065153 | 1746.1647 | 0.065153 | 67.1602
Operating 132kV | 0.14862 | 0.019316 | 0 | 0.12183 | 3265.0393 | 0.12183 | 125.5784
Operating 132kV/EHV | 0.022136 | 0.002877 | 0 | 0.018145 | 486.3071 | 0.018145 | 18.7041
Operating EHV | 0.053608 | 0.0090827 | 3.6526 | 0.044382 | 1537.0588 | 0.057351 | 59.1176
Operating EHV/HV | 0 | 0 | 14.5992 | 0 | 1389.2573 | 0.051836 | 53.433
Operating 132kV/HV | 0 | 0 | 0 | 0 | 0 | 0 | 0
Operating HV | 0 | 0 | 44.5466 | 0 | 4239.051 | 0.15817 | 163.0404
Operating HV/LV | 0 | 0 | 0 | 0 | 0 | 0 | 0
Operating LV circuits | 0 | 0 | 0 | 0 | 0 | 0 | 0
Operating LV customer |  |  | 0 | 0 | 0 | 0 | 0
Operating HV customer |  |  | 71.3343 | 0 | 6788.1687 | 0.25328 | 261.0834
Scaler | 1.1981 | 0 | 0 | 0.94983 | 25456.5188 | 0.94983 | 979.0969
Rounding | -0.00031317 | 0.00025255 | 0.0022546 | -0.00019594 | -5.0369 | -0.00018794 | -0.19373
Total | 1.881 | 0.082 | 136.75 | 1.5082 | 53435.1205 | 1.9938 | 2055.1969
LV Network Domestic
| Rate 1 units (MWh) | Rate 2 units (MWh) | Rate 3 units (MWh) | MPANs | MWh/year | MWh/MPAN/year
LV Network Domestic | 0 | 0 | 0 | 0 | 0
| Unit rate 1 p/kWh | Unit rate 2 p/kWh | Unit rate 3 p/kWh | Fixed charge p/MPAN/day | Average unit rate (p/kWh) | Revenue (£/year) | Average p/kWh | Average £/MPAN/year
Assets 132kV | 3.8495 | 0.040584 | 0.044616 | 0 | 0 | 0
Assets 132kV/EHV | 0.57336 | 0.0060448 | 0.0066453 | 0 | 0 | 0
Assets EHV | 1.1406 | 0.11056 | 0.028039 | 0 | 0 | 0
Assets EHV/HV | 0.17323 | 0.016792 | 0.0042587 | 0 | 0 | 0
Assets 132kV/HV | 0 | 0 | 0 | 0 | 0 | 0
Assets HV | 0.72417 | 0.070195 | 0.017803 | 0 | 0 | 0
Assets HV/LV | 0.074373 | 0.007209 | 0.0018283 | 0 | 0 | 0
Assets LV circuits | 0 | 0 | 0 | 0.25864 | 0 | 0
Assets LV customer |  |  |  | 0 | 0 | 0
Assets HV customer |  |  |  | 0 | 0 | 0
Transmission exit | 1.0459 | 0.0018402 | 0 | 0 | 0 | 0
Operating 132kV | 1.7743 | 0.018706 | 0.020564 | 0 | 0 | 0
Operating 132kV/EHV | 0.26427 | 0.0027861 | 0.0030629 | 0 | 0 | 0
Operating EHV | 0.5257 | 0.050957 | 0.012923 | 0 | 0 | 0
Operating EHV/HV | 0.42024 | 0.040734 | 0.010331 | 0 | 0 | 0
Operating 132kV/HV | 0 | 0 | 0 | 0 | 0 | 0
Operating HV | 1.7567 | 0.17028 | 0.043186 | 0 | 0 | 0
Operating HV/LV | 0.68558 | 0.066454 | 0.016854 | 0 | 0 | 0
Operating LV circuits | 0 | 0 | 0 | 2.3842 | 0 | 0
Operating LV customer |  |  |  | 1.9156 | 0 | 0
Operating HV customer |  |  |  | 0 | 0 | 0
Scaler | 15.2472 | 0.026828 | 0 | 0 | 0 | 0
Rounding | 2.7847e-05 | 3.287e-05 | -0.00011146 | 0.0015637 | 0 | 0
Total | 28.255 | 0.63 | 0.21 | 4.56 | 0 | 0 | 0 | 0
LV Network Non-Domestic Non-CT
| Rate 1 units (MWh) | Rate 2 units (MWh) | Rate 3 units (MWh) | MPANs | MWh/year | MWh/MPAN/year
LV Network Non-Domestic Non-CT | 0 | 0 | 0 | 0 | 0
| Unit rate 1 p/kWh | Unit rate 2 p/kWh | Unit rate 3 p/kWh | Fixed charge p/MPAN/day | Average unit rate (p/kWh) | Revenue (£/year) | Average p/kWh | Average £/MPAN/year
Assets 132kV | 3.6758 | 0.038754 | 0.042604 | 0 | 0 | 0
Assets 132kV/EHV | 0.54749 | 0.0057721 | 0.0063455 | 0 | 0 | 0
Assets EHV | 0.95089 | 0.092171 | 0.023376 | 0 | 0 | 0
Assets EHV/HV | 0.14442 | 0.013999 | 0.0035504 | 0 | 0 | 0
Assets 132kV/HV | 0 | 0 | 0 | 0 | 0 | 0
Assets HV | 0.60374 | 0.058521 | 0.014842 | 0 | 0 | 0
Assets HV/LV | 0.062004 | 0.0060102 | 0.0015243 | 0 | 0 | 0
Assets LV circuits | 0 | 0 | 0 | 0.25864 | 0 | 0
Assets LV customer |  |  |  | 0 | 0 | 0
Assets HV customer |  |  |  | 0 | 0 | 0
Transmission exit | 1.0325 | 0.0018167 | 0 | 0 | 0 | 0
Operating 132kV | 1.6942 | 0.017862 | 0.019636 | 0 | 0 | 0
Operating 132kV/EHV | 0.25234 | 0.0026604 | 0.0029247 | 0 | 0 | 0
Operating EHV | 0.43827 | 0.042482 | 0.010774 | 0 | 0 | 0
Operating EHV/HV | 0.35035 | 0.03396 | 0.0086128 | 0 | 0 | 0
Operating 132kV/HV | 0 | 0 | 0 | 0 | 0 | 0
Operating HV | 1.4646 | 0.14196 | 0.036004 | 0 | 0 | 0
Operating HV/LV | 0.57157 | 0.055403 | 0.014051 | 0 | 0 | 0
Operating LV circuits | 0 | 0 | 0 | 2.3842 | 0 | 0
Operating LV customer |  |  |  | 4.6822 | 0 | 0
Operating HV customer |  |  |  | 0 | 0 | 0
Scaler | 15.0523 | 0.026485 | 0 | 0 | 0 | 0
Rounding | -0.00046322 | 0.00014178 | -0.0002449 | -0.0049926 | 0 | 0
Total | 26.84 | 0.538 | 0.184 | 7.32 | 0 | 0 | 0 | 0
LV HH Metered
| Rate 1 units (MWh) | Rate 2 units (MWh) | Rate 3 units (MWh) | MPANs | Import capacity (kVA) | Reactive power units (MVArh) | MWh/year | MWh/MPAN/year
LV HH Metered | 58992.3168 | 421190.9422 | 357992.0838 | 3140.9059 | 407133.5093 | 79792.4042 | 838175.3428 | 266.8578
| Unit rate 1 p/kWh | Unit rate 2 p/kWh | Unit rate 3 p/kWh | Fixed charge p/MPAN/day | Capacity charge p/kVA/day | Reactive power charge p/kVArh | Average unit rate (p/kWh) | Revenue (£/year) | Average p/kWh | Average £/MPAN/year | Average p/kVA/day
Assets 132kV | 2.8785 | 0.030348 | 0.033363 |  | 0 | 0.046719 | 0.23654 | 1982640.6974 | 0.23654 | 631.2321 | 1.3305
Assets 132kV/EHV | 0.42874 | 0.0045201 | 0.0049692 |  | 0 | 0.0069585 | 0.035232 | 295301.9078 | 0.035232 | 94.0181 | 0.19817
Assets EHV | 0.79767 | 0.077319 | 0.019609 |  | 0 | 0.020532 | 0.10532 | 882803.5255 | 0.10532 | 281.0665 | 0.59244
Assets EHV/HV | 0.12115 | 0.011743 | 0.0029783 |  | 0 | 0.0031184 | 0.015997 | 134083.7185 | 0.015997 | 42.6895 | 0.089983
Assets 132kV/HV | 0 | 0 | 0 |  | 0 | 0 | 0 | 0 | 0 | 0 | 0
Assets HV | 0.40516 | 0.039273 | 0.0099603 |  | 0.14221 | 0.010429 | 0.053498 | 660308.2935 | 0.078779 | 210.2286 | 0.44313
Assets HV/LV | 0 | 0 | 0 |  | 0.073023 | 0 | 0 | 108812.272 | 0.012982 | 34.6436 | 0.073023
Assets LV circuits | 0 | 0 | 0 |  | 0.16301 | 0 | 0 | 242901.1889 | 0.02898 | 77.3348 | 0.16301
Assets LV customer |  |  |  | 0 |  |  | 0 | 0 | 0 | 0 | 0
Assets HV customer |  |  |  | 0 |  |  | 0 | 0 | 0 | 0 | 0
Transmission exit | 0.81593 | 0.0014357 | 0 |  | 0 | 0.011393 | 0.059232 | 496471.0968 | 0.059232 | 158.0662 | 0.33318
Operating 132kV | 1.3267 | 0.013988 | 0.015377 |  | 0 | 0.021533 | 0.10902 | 913817.3584 | 0.10902 | 290.9407 | 0.61326
Operating 132kV/EHV | 0.19761 | 0.0020834 | 0.0022903 |  | 0 | 0.0032073 | 0.016239 | 136107.3692 | 0.016239 | 43.3338 | 0.091341
Operating EHV | 0.36765 | 0.035637 | 0.0090381 |  | 0 | 0.0094632 | 0.048545 | 406892.2759 | 0.048545 | 129.5462 | 0.27306
Operating EHV/HV | 0.2939 | 0.028488 | 0.007225 |  | 0 | 0.0075648 | 0.038806 | 325265.3727 | 0.038806 | 103.5578 | 0.21828
Operating 132kV/HV | 0 | 0 | 0 |  | 0 | 0 | 0 | 0 | 0 | 0 | 0
Operating HV | 0.98286 | 0.09527 | 0.024162 |  | 0.34497 | 0.025298 | 0.12978 | 1601800.9167 | 0.19111 | 509.9805 | 1.075
Operating HV/LV | 0 | 0 | 0 |  | 0.67314 | 0 | 0 | 1003051.5674 | 0.11967 | 319.351 | 0.67314
Operating LV circuits | 0 | 0 | 0 |  | 1.5026 | 0 | 0 | 2239107.9036 | 0.26714 | 712.886 | 1.5026
Operating LV customer |  |  |  | 9.3823 |  |  | 0 | 107856.5804 | 0.012868 | 34.3393 | 0.072382
Operating HV customer |  |  |  | 0 |  |  | 0 | 0 | 0 | 0 | 0
Scaler | 11.895 | 0.02093 | 0 | 0 | 0 | 0.1661 | 0.86352 | 7237820.1445 | 0.86352 | 2304.3734 | 4.8572
Rounding | 9.6928e-05 | -3.3922e-05 | 2.7644e-05 | -0.0023285 | 0.0010088 | -0.00031713 | -2.8607e-05 | 1236.6711 | 0.00014754 | 0.39373 | 0.00082992
Total | 20.511 | 0.361 | 0.129 | 9.38 | 2.9 | 0.332 | 1.7117 | 18776278.8603 | 2.2401 | 5977.982 | 12.6006
LV Sub HH Metered
| Rate 1 units (MWh) | Rate 2 units (MWh) | Rate 3 units (MWh) | MPANs | Import capacity (kVA) | Reactive power units (MVArh) | MWh/year | MWh/MPAN/year
LV Sub HH Metered | 49274.6991 | 364799.304 | 328189.7348 | 1328 | 327000 | 77243.021 | 742263.7379 | 558.9335
| Unit rate 1 p/kWh | Unit rate 2 p/kWh | Unit rate 3 p/kWh | Fixed charge p/MPAN/day | Capacity charge p/kVA/day | Reactive power charge p/kVArh | Average unit rate (p/kWh) | Revenue (£/year) | Average p/kWh | Average £/MPAN/year | Average p/kVA/day
Assets 132kV | 2.7473 | 0.028964 | 0.031841 |  | 0 | 0.042056 | 0.21507 | 1596353.2713 | 0.21507 | 1202.0732 | 1.3338
Assets 132kV/EHV | 0.40919 | 0.004314 | 0.0047426 |  | 0 | 0.006264 | 0.032033 | 237766.8163 | 0.032033 | 179.0413 | 0.19867
Assets EHV | 0.76129 | 0.073793 | 0.018715 |  | 0 | 0.018482 | 0.097003 | 720020.4353 | 0.097003 | 542.1841 | 0.60161
Assets EHV/HV | 0.11563 | 0.011208 | 0.0028425 |  | 0 | 0.0028072 | 0.014733 | 109359.5739 | 0.014733 | 82.3491 | 0.091375
Assets 132kV/HV | 0 | 0 | 0 |  | 0 | 0 | 0 | 0 | 0 | 0 | 0
Assets HV | 0 | 0 | 0 |  | 0.7012 | 0 | 0 | 839205.2914 | 0.11306 | 631.9317 | 0.7012
Assets HV/LV | 0 | 0 | 0 |  | 0.072014 | 0 | 0 | 86187.2099 | 0.011611 | 64.9 | 0.072014
Assets LV circuits | 0 | 0 | 0 |  | 0 | 0 | 0 | 0 | 0 | 0 | 0
Assets LV customer |  |  |  | 0 |  |  | 0 | 0 | 0 | 0 | 0
Assets HV customer |  |  |  | 0 |  |  | 0 | 0 | 0 | 0 | 0
Transmission exit | 0.77872 | 0.0013702 | 0 |  | 0 | 0.010256 | 0.053436 | 396633.2893 | 0.053436 | 298.6696 | 0.33141
Operating 132kV | 1.2662 | 0.01335 | 0.014676 |  | 0 | 0.019384 | 0.099126 | 735773.9258 | 0.099126 | 554.0466 | 0.61477
Operating 132kV/EHV | 0.1886 | 0.0019884 | 0.0021859 |  | 0 | 0.0028872 | 0.014764 | 109588.9156 | 0.014764 | 82.5218 | 0.091567
Operating EHV | 0.35089 | 0.034012 | 0.008626 |  | 0 | 0.0085187 | 0.04471 | 331864.0503 | 0.04471 | 249.8976 | 0.27729
Operating EHV/HV | 0.2805 | 0.027189 | 0.0068955 |  | 0 | 0.0068098 | 0.03574 | 265288.6044 | 0.03574 | 199.7655 | 0.22166
Operating 132kV/HV | 0 | 0 | 0 |  | 0 | 0 | 0 | 0 | 0 | 0 | 0
Operating HV | 0 | 0 | 0 |  | 1.701 | 0 | 0 | 2035776.0433 | 0.27427 | 1532.9639 | 1.701
Operating HV/LV | 0 | 0 | 0 |  | 0.66383 | 0 | 0 | 794489.5776 | 0.10704 | 598.2602 | 0.66383
Operating LV circuits | 0 | 0 | 0 |  | 0 | 0 | 0 | 0 | 0 | 0 | 0
Operating LV customer |  |  |  | 7.0967 |  |  | 0 | 34493.4334 | 0.0046471 | 25.974 | 0.028821
Operating HV customer |  |  |  | 0 |  |  | 0 | 0 | 0 | 0 | 0
Scaler | 11.3526 | 0.019975 | 0 | 0 | 0 | 0.14952 | 0.77901 | 5782331.3989 | 0.77901 | 4354.1652 | 4.8314
Rounding | 6.8333e-05 | -0.00016376 | 0.00047484 | 0.0032866 | 0.0019691 | 1.0897e-05 | 0.00013514 | 3375.7322 | 0.00045479 | 2.542 | 0.0028206
Total | 18.251 | 0.216 | 0.091 | 7.1 | 3.14 | 0.267 | 1.3858 | 14078507.5689 | 1.8967 | 10601.2858 | 11.7633
HV HH Metered
| Rate 1 units (MWh) | Rate 2 units (MWh) | Rate 3 units (MWh) | MPANs | Import capacity (kVA) | Reactive power units (MVArh) | MWh/year | MWh/MPAN/year
HV HH Metered | 172113.0746 | 1224936.1677 | 1304683.2316 | 989.8899 | 967612.3587 | 196500.5281 | 2701732.4738 | 2729.3263
| Unit rate 1 p/kWh | Unit rate 2 p/kWh | Unit rate 3 p/kWh | Fixed charge p/MPAN/day | Capacity charge p/kVA/day | Reactive power charge p/kVArh | Average unit rate (p/kWh) | Revenue (£/year) | Average p/kWh | Average £/MPAN/year | Average p/kVA/day
Assets 132kV | 2.4979 | 0.026335 | 0.028951 |  | 0 | 0.036695 | 0.18772 | 5071562.5759 | 0.18772 | 5123.3603 | 1.4321
Assets 132kV/EHV | 0.12277 | 0.0012944 | 0.001423 |  | 0 | 0.0018036 | 0.0092265 | 249274.5635 | 0.0092265 | 251.8205 | 0.070387
Assets EHV | 0.18274 | 0.017713 | 0.0044923 |  | 0.098645 | 0.0042573 | 0.022151 | 947809.3876 | 0.035082 | 957.4897 | 0.26763
Assets EHV/HV | 0 | 0 | 0 |  | 0 | 0 | 0 | 0 | 0 | 0 | 0
Assets 132kV/HV | 0 | 0 | 0 |  | 0 | 0 | 0 | 0 | 0 | 0 | 0
Assets HV | 0 | 0 | 0 |  | 0 | 0 | 0 | 0 | 0 | 0 | 0
Assets HV/LV | 0 | 0 | 0 |  | 0 | 0 | 0 | 0 | 0 | 0 | 0
Assets LV circuits | 0 | 0 | 0 |  | 0 | 0 | 0 | 0 | 0 | 0 | 0
Assets LV customer |  |  |  | 0 |  |  | 0 | 0 | 0 | 0 | 0
Assets HV customer |  |  |  | 0 |  |  | 0 | 0 | 0 | 0 | 0
Transmission exit | 0.70803 | 0.0012458 | 0 |  | 0 | 0.0089489 | 0.04632 | 1251454.6955 | 0.04632 | 1264.2363 | 0.35337
Operating 132kV | 1.1513 | 0.012138 | 0.013344 |  | 0 | 0.016913 | 0.08652 | 2337529.9024 | 0.08652 | 2361.404 | 0.66005
Operating 132kV/EHV | 0.17148 | 0.0018079 | 0.0019875 |  | 0 | 0.0025191 | 0.012887 | 348160.431 | 0.012887 | 351.7163 | 0.09831
Operating EHV | 0.25523 | 0.02474 | 0.0062744 |  | 0.13778 | 0.0059462 | 0.030938 | 1323800.2317 | 0.048998 | 1337.3207 | 0.3738
Operating EHV/HV | 0 | 0 | 0 |  | 0.55069 | 0 | 0 | 1950243.8514 | 0.072185 | 1970.1624 | 0.55069
Operating 132kV/HV | 0 | 0 | 0 |  | 0 | 0 | 0 | 0 | 0 | 0 | 0
Operating HV | 0 | 0 | 0 |  | 1.6803 | 0 | 0 | 5950793.2675 | 0.22026 | 6011.5709 | 1.6803
Operating HV/LV | 0 | 0 | 0 |  | 0 | 0 | 0 | 0 | 0 | 0 | 0
Operating LV circuits | 0 | 0 | 0 |  | 0 | 0 | 0 | 0 | 0 | 0 | 0
Operating LV customer |  |  |  | 0 |  |  | 0 | 0 | 0 | 0 | 0
Operating HV customer |  |  |  | 71.3343 |  |  | 0 | 258443.8293 | 0.0095659 | 261.0834 | 0.072977
Scaler | 10.322 | 0.018162 | 0 | 0 | 0 | 0.13046 | 0.67528 | 18244373.2662 | 0.67528 | 18430.7098 | 5.1517
Rounding | -0.00042063 | -0.0004349 | -0.00047159 | -0.0042656 | 0.0025668 | 0.00045537 | -0.00041859 | -2234.5007 | -8.2706e-05 | -2.2573 | -0.00063095
Total | 15.411 | 0.103 | 0.056 | 71.33 | 2.47 | 0.208 | 1.0706 | 37931211.5014 | 1.404 | 38318.6171 | 10.7106
NHH UMS category A
| Rate 1 units (MWh) | MWh/year
NHH UMS category A | 13971.3645 | 13971.3645
| Unit rate 1 p/kWh | Revenue (£/year) | Average p/kWh
Assets 132kV | 0.18343 | 25627.0587 | 0.18343
Assets 132kV/EHV | 0.02732 | 3816.9898 | 0.02732
Assets EHV | 0.080074 | 11187.4477 | 0.080074
Assets EHV/HV | 0.012162 | 1699.1941 | 0.012162
Assets 132kV/HV | 0 | 0 | 0
Assets HV | 0.050841 | 7103.126 | 0.050841
Assets HV/LV | 0.0052214 | 729.498 | 0.0052214
Assets LV circuits | 0.011644 | 1626.8088 | 0.011644
Assets LV customer |  | 0 | 0
Transmission exit | 0.044913 | 6274.9013 | 0.044913
Operating 132kV | 0.084543 | 11811.7474 | 0.084543
Operating 132kV/EHV | 0.012592 | 1759.2858 | 0.012592
Operating EHV | 0.036907 | 5156.3977 | 0.036907
Operating EHV/HV | 0.029503 | 4121.9697 | 0.029503
Operating 132kV/HV | 0 | 0 | 0
Operating HV | 0.12333 | 17231.0325 | 0.12333
Operating HV/LV | 0.048132 | 6724.6472 | 0.048132
Operating LV circuits | 0.10734 | 14996.2236 | 0.10734
Operating LV customer | 0.66526 | 92945.8765 | 0.66526
Scaler | 0.65476 | 91478.8538 | 0.65476
Rounding | 3.7652e-05 | 5.2604 | 3.7652e-05
Total | 2.178 | 304296.3191 | 2.178
NHH UMS category B
| Rate 1 units (MWh) | MWh/year
NHH UMS category B | 5393.911 | 5393.911
| Unit rate 1 p/kWh | Revenue (£/year) | Average p/kWh
Assets 132kV | 0.31085 | 16766.831 | 0.31085
Assets 132kV/EHV | 0.046299 | 2497.3144 | 0.046299
Assets EHV | 0.10113 | 5454.6241 | 0.10113
Assets EHV/HV | 0.015359 | 828.4701 | 0.015359
Assets 132kV/HV | 0 | 0 | 0
Assets HV | 0.064207 | 3463.2459 | 0.064207
Assets HV/LV | 0.0065941 | 355.6788 | 0.0065941
Assets LV circuits | 0.014705 | 793.1774 | 0.014705
Assets LV customer |  | 0 | 0
Transmission exit | 0.084981 | 4583.8078 | 0.084981
Operating 132kV | 0.14327 | 7727.9868 | 0.14327
Operating 132kV/EHV | 0.02134 | 1151.0352 | 0.02134
Operating EHV | 0.04661 | 2514.0865 | 0.04661
Operating EHV/HV | 0.037259 | 2009.7341 | 0.037259
Operating 132kV/HV | 0 | 0 | 0
Operating HV | 0.15575 | 8401.2733 | 0.15575
Operating HV/LV | 0.060785 | 3278.7124 | 0.060785
Operating LV circuits | 0.13555 | 7311.6555 | 0.13555
Operating LV customer | 0.66526 | 35883.5231 | 0.66526
Scaler | 1.2389 | 66825.1921 | 1.2389
Rounding | 0.0001466 | 7.9074 | 0.0001466
Total | 3.149 | 169854.256 | 3.149
NHH UMS category C
| Rate 1 units (MWh) | MWh/year
NHH UMS category C | 666.4619 | 666.4619
| Unit rate 1 p/kWh | Revenue (£/year) | Average p/kWh
Assets 132kV | 0.55038 | 3668.104 | 0.55038
Assets 132kV/EHV | 0.081976 | 546.3411 | 0.081976
Assets EHV | 0.1722 | 1147.6723 | 0.1722
Assets EHV/HV | 0.026155 | 174.313 | 0.026155
Assets 132kV/HV | 0 | 0 | 0
Assets HV | 0.10934 | 728.6792 | 0.10934
Assets HV/LV | 0.011229 | 74.8361 | 0.011229
Assets LV circuits | 0.025041 | 166.8873 | 0.025041
Assets LV customer |  | 0 | 0
Transmission exit | 0.15744 | 1049.2458 | 0.15744
Operating 132kV | 0.25368 | 1690.6629 | 0.25368
Operating 132kV/EHV | 0.037784 | 251.8136 | 0.037784
Operating EHV | 0.07937 | 528.9727 | 0.07937
Operating EHV/HV | 0.063448 | 422.8552 | 0.063448
Operating 132kV/HV | 0 | 0 | 0
Operating HV | 0.26523 | 1767.6577 | 0.26523
Operating HV/LV | 0.10351 | 689.8527 | 0.10351
Operating LV circuits | 0.23083 | 1538.3983 | 0.23083
Operating LV customer | 0.66526 | 4433.7034 | 0.66526
Scaler | 2.2952 | 15296.4648 | 2.2952
Rounding | -4.4078e-05 | -0.29376 | -4.4078e-05
Total | 5.128 | 34176.1665 | 5.128
NHH UMS category D
| Rate 1 units (MWh) | MWh/year
NHH UMS category D | 0 | 0
| Unit rate 1 p/kWh | Revenue (£/year) | Average p/kWh
Assets 132kV | 0.071286 | 0
Assets 132kV/EHV | 0.010618 | 0
Assets EHV | 0.061756 | 0
Assets EHV/HV | 0.0093797 | 0
Assets 132kV/HV | 0 | 0
Assets HV | 0.03921 | 0
Assets HV/LV | 0.0040269 | 0
Assets LV circuits | 0.0089802 | 0
Assets LV customer |  | 0
Transmission exit | 0.0096307 | 0
Operating 132kV | 0.032856 | 0
Operating 132kV/EHV | 0.0048938 | 0
Operating EHV | 0.028464 | 0
Operating EHV/HV | 0.022754 | 0
Operating 132kV/HV | 0 | 0
Operating HV | 0.095117 | 0
Operating HV/LV | 0.037121 | 0
Operating LV circuits | 0.082781 | 0
Operating LV customer | 0.66526 | 0
Scaler | 0.1404 | 0
Rounding | 0.00046531 | 0
Total | 1.325 | 0 | 0
LV UMS (Pseudo HH Metered)
| Rate 1 units (MWh) | Rate 2 units (MWh) | Rate 3 units (MWh) | MWh/year
LV UMS (Pseudo HH Metered) | 4455.7295 | 27997.889 | 96620.9245 | 129074.5431
| Unit rate 1 p/kWh | Unit rate 2 p/kWh | Unit rate 3 p/kWh | Average unit rate (p/kWh) | Revenue (£/year) | Average p/kWh
Assets 132kV | 8.285 | 0.047869 | 0.029833 | 0.31872 | 411383.5773 | 0.31872
Assets 132kV/EHV | 1.234 | 0.0071298 | 0.0044435 | 0.047471 | 61273.0059 | 0.047471
Assets EHV | 2.2668 | 0.070049 | 0.017535 | 0.10657 | 137557.1366 | 0.10657
Assets EHV/HV | 0.34429 | 0.010639 | 0.0026633 | 0.016187 | 20892.7262 | 0.016187
Assets 132kV/HV | 0 | 0 | 0 | 0 | 0 | 0
Assets HV | 1.4392 | 0.044476 | 0.011133 | 0.067665 | 87337.675 | 0.067665
Assets HV/LV | 0.14781 | 0.0045677 | 0.0011434 | 0.0069492 | 8969.6652 | 0.0069492
Assets LV circuits | 0.32962 | 0.010186 | 0.0025498 | 0.015497 | 20002.7006 | 0.015497
Assets LV customer |  |  |  | 0 | 0 | 0
Transmission exit | 2.5152 | 0.001159 | 0 | 0.087078 | 112396.0216 | 0.087078
Operating 132kV | 3.8186 | 0.022063 | 0.01375 | 0.1469 | 189610.4798 | 0.1469
Operating 132kV/EHV | 0.56876 | 0.0032862 | 0.002048 | 0.02188 | 28241.2928 | 0.02188
Operating EHV | 1.0448 | 0.032286 | 0.008082 | 0.04912 | 63401.3512 | 0.04912
Operating EHV/HV | 0.83519 | 0.025809 | 0.0064606 | 0.039266 | 50682.3682 | 0.039266
Operating 132kV/HV | 0 | 0 | 0 | 0 | 0 | 0
Operating HV | 3.4914 | 0.10789 | 0.027007 | 0.16414 | 211867.0464 | 0.16414
Operating HV/LV | 1.3625 | 0.042106 | 0.01054 | 0.064059 | 82684.0264 | 0.064059
Operating LV circuits | 3.0385 | 0.093898 | 0.023505 | 0.14285 | 184388.5785 | 0.14285
Operating LV customer | 0.66526 | 0.66526 | 0.66526 | 0.66526 | 858681.093 | 0.66526
Scaler | 36.6683 | 0.016897 | 0 | 1.2695 | 1638569.0827 | 1.2695
Rounding | -0.00027243 | 0.00042779 | 4.622e-05 | 0.00011799 | 152.2918 | 0.00011799
Total | 68.055 | 1.206 | 0.826 | 3.2292 | 4168090.1192 | 3.2292
LV Generation NHH or Aggregate HH
| Rate 1 units (MWh) | MPANs | MWh/year | MWh/MPAN/year
LV Generation NHH or Aggregate HH | 2466.4791 | 260 | 2466.4791 | 9.4865
| Unit rate 1 p/kWh | Fixed charge p/MPAN/day | Revenue (£/year) | Average p/kWh | Average £/MPAN/year
Assets 132kV | -0.17344 |  | -4277.8174 | -0.17344 | -16.4531
Assets 132kV/EHV | -0.025833 |  | -637.1541 | -0.025833 | -2.4506
Assets EHV | -0.07622 |  | -1879.9574 | -0.07622 | -7.2306
Assets EHV/HV | -0.011577 |  | -285.5354 | -0.011577 | -1.0982
Assets 132kV/HV | 0 |  | 0 | 0 | 0
Assets HV | -0.048394 |  | -1193.6212 | -0.048394 | -4.5909
Assets HV/LV | -0.0049701 |  | -122.5861 | -0.0049701 | -0.47148
Assets LV circuits | 0 |  | 0 | 0 | 0
Assets LV customer |  | 0 | 0 | 0 | 0
Assets HV customer |  | 0 | 0 | 0 | 0
Transmission exit | -0.042297 |  | -1043.2386 | -0.042297 | -4.0125
Operating 132kV | -0.079939 |  | -1971.6854 | -0.079939 | -7.5834
Operating 132kV/EHV | -0.011906 |  | -293.6702 | -0.011906 | -1.1295
Operating EHV | -0.035131 |  | -866.4897 | -0.035131 | -3.3327
Operating EHV/HV | -0.028083 |  | -692.6627 | -0.028083 | -2.6641
Operating 132kV/HV | 0 |  | 0 | 0 | 0
Operating HV | -0.1174 |  | -2895.5315 | -0.1174 | -11.1367
Operating HV/LV | -0.045815 |  | -1130.021 | -0.045815 | -4.3462
Operating LV circuits | 0 |  | 0 | 0 | 0
Operating LV customer |  | 0 | 0 | 0 | 0
Operating HV customer |  | 0 | 0 | 0 | 0
Scaler | 0 | 0 | 0 | 0 | 0
Rounding | -1.9282e-06 | 0 | -0.047558 | -1.9282e-06 | -0.00018292
Total | -0.701 | 0 | -17290.0182 | -0.701 | -66.5001
LV Sub Generation NHH
| Rate 1 units (MWh) | MPANs | MWh/year | MWh/MPAN/year
LV Sub Generation NHH | 0 | 0 | 0
| Unit rate 1 p/kWh | Fixed charge p/MPAN/day | Revenue (£/year) | Average p/kWh | Average £/MPAN/year
Assets 132kV | -0.17104 |  | 0
Assets 132kV/EHV | -0.025475 |  | 0
Assets EHV | -0.075167 |  | 0
Assets EHV/HV | -0.011417 |  | 0
Assets 132kV/HV | 0 |  | 0
Assets HV | -0.047725 |  | 0
Assets HV/LV | 0 |  | 0
Assets LV circuits | 0 |  | 0
Assets LV customer |  | 0 | 0
Assets HV customer |  | 0 | 0
Transmission exit | -0.041712 |  | 0
Operating 132kV | -0.078834 |  | 0
Operating 132kV/EHV | -0.011742 |  | 0
Operating EHV | -0.034645 |  | 0
Operating EHV/HV | -0.027695 |  | 0
Operating 132kV/HV | 0 |  | 0
Operating HV | -0.11577 |  | 0
Operating HV/LV | 0 |  | 0
Operating LV circuits | 0 |  | 0
Operating LV customer |  | 0 | 0
Operating HV customer |  | 0 | 0
Scaler | 0 | 0 | 0
Rounding | 0.00022372 | 0 | 0
Total | -0.641 | 0 | 0 | 0 | 0
LV Generation Intermittent
| Rate 1 units (MWh) | MPANs | Reactive power units (MVArh) | MWh/year | MWh/MPAN/year
LV Generation Intermittent | 38618.9454 | 496 | 2200.6 | 38618.9454 | 77.8608
| Unit rate 1 p/kWh | Fixed charge p/MPAN/day | Reactive power charge p/kVArh | Revenue (£/year) | Average p/kWh | Average £/MPAN/year
Assets 132kV | -0.17344 |  | 0.034016 | -66231.4609 | -0.1715 | -133.5312
Assets 132kV/EHV | -0.025833 |  | 0.0050664 | -9864.7611 | -0.025544 | -19.8886
Assets EHV | -0.07622 |  | 0.014949 | -29106.5083 | -0.075368 | -58.6825
Assets EHV/HV | -0.011577 |  | 0.0022705 | -4420.8125 | -0.011447 | -8.9129
Assets 132kV/HV | 0 |  | 0 | 0 | 0 | 0
Assets HV | -0.048394 |  | 0.0094913 | -18480.2826 | -0.047853 | -37.2586
Assets HV/LV | -0.0049701 |  | 0.00097476 | -1897.9432 | -0.0049145 | -3.8265
Assets LV circuits | 0 |  | 0.0021738 | 47.8357 | 0.00012387 | 0.096443
Assets LV customer |  | 0 |  | 0 | 0 | 0
Assets HV customer |  | 0 |  | 0 | 0 | 0
Transmission exit | -0.042297 |  | 0.0082955 | -16151.9788 | -0.041824 | -32.5645
Operating 132kV | -0.079939 |  | 0.015678 | -30526.6903 | -0.079046 | -61.5457
Operating 132kV/EHV | -0.011906 |  | 0.0023352 | -4546.7592 | -0.011773 | -9.1669
Operating EHV | -0.035131 |  | 0.00689 | -13415.4578 | -0.034738 | -27.0473
Operating EHV/HV | -0.028083 |  | 0.0055078 | -10724.1747 | -0.027769 | -21.6213
Operating 132kV/HV | 0 |  | 0 | 0 | 0 | 0
Operating HV | -0.1174 |  | 0.023024 | -44830.1709 | -0.11608 | -90.3834
Operating HV/LV | -0.045815 |  | 0.0089855 | -17495.5903 | -0.045303 | -35.2734
Operating LV circuits | 0 |  | 0.020038 | 440.9585 | 0.0011418 | 0.88903
Operating LV customer |  | 0 |  | 0 | 0 | 0
Operating HV customer |  | 0 |  | 0 | 0 | 0
Scaler | 0 | 0 | 0 | 0 | 0 | 0
Rounding | -1.9282e-06 | 0 | 0.00030419 | 5.9494 | 1.5405e-05 | 0.011995
Total | -0.701 | 0 | 0.16 | -267197.8471 | -0.69188 | -538.7053
LV Generation Non-Intermittent
| Rate 1 units (MWh) | Rate 2 units (MWh) | Rate 3 units (MWh) | MPANs | Reactive power units (MVArh) | MWh/year | MWh/MPAN/year
LV Generation Non-Intermittent | 416.5198 | 2168.2443 | 1902.9217 | 8 | 4.002 | 4487.6859 | 560.9607
| Unit rate 1 p/kWh | Unit rate 2 p/kWh | Unit rate 3 p/kWh | Fixed charge p/MPAN/day | Reactive power charge p/kVArh | Average unit rate (p/kWh) | Revenue (£/year) | Average p/kWh | Average £/MPAN/year
Assets 132kV | -2.4727 | -0.026069 | -0.028659 |  | 0.034016 | -0.25422 | -11408.6266 | -0.25422 | -1426.0783
Assets 132kV/EHV | -0.3683 | -0.0038829 | -0.0042686 |  | 0.0050664 | -0.037865 | -1699.2434 | -0.037865 | -212.4054
Assets EHV | -0.68521 | -0.066419 | -0.016845 |  | 0.014949 | -0.10282 | -4614.1254 | -0.10282 | -576.7657
Assets EHV/HV | -0.10407 | -0.010088 | -0.0025585 |  | 0.0022705 | -0.015616 | -700.8118 | -0.015616 | -87.6015
Assets 132kV/HV | 0 | 0 | 0 |  | 0 | 0 | 0 | 0 | 0
Assets HV | -0.43506 | -0.042171 | -0.010695 |  | 0.0094913 | -0.065281 | -2929.5971 | -0.065281 | -366.1996
Assets HV/LV | -0.044681 | -0.004331 | -0.0010984 |  | 0.00097476 | -0.0067044 | -300.8725 | -0.0067044 | -37.6091
Assets LV circuits | 0 | 0 | 0 |  | 0.0021738 | 1.9385e-06 | 0.086994 | 1.9385e-06 | 0.010874
Assets LV customer |  |  |  | 0 |  | 0 | 0 | 0 | 0
Assets HV customer |  |  |  | 0 |  | 0 | 0 | 0 | 0
Transmission exit | -0.7009 | -0.0012333 | 0 |  | 0.0082955 | -0.065642 | -2945.7975 | -0.065642 | -368.2247
Operating 132kV | -1.1397 | -0.012016 | -0.013209 |  | 0.015678 | -0.11717 | -5258.3411 | -0.11717 | -657.2926
Operating 132kV/EHV | -0.16975 | -0.0017897 | -0.0019675 |  | 0.0023352 | -0.017452 | -783.197 | -0.017452 | -97.8996
Operating EHV | -0.31582 | -0.030613 | -0.007764 |  | 0.00689 | -0.04739 | -2126.6929 | -0.04739 | -265.8366
Operating EHV/HV | -0.25246 | -0.024472 | -0.0062064 |  | 0.0055078 | -0.037883 | -1700.0557 | -0.037883 | -212.507
Operating 132kV/HV | 0 | 0 | 0 |  | 0 | 0 | 0 | 0 | 0
Operating HV | -1.0554 | -0.1023 | -0.025945 |  | 0.023024 | -0.15836 | -7106.7277 | -0.15836 | -888.341
Operating HV/LV | -0.41187 | -0.039924 | -0.010125 |  | 0.0089855 | -0.061802 | -2773.4982 | -0.061802 | -346.6873
Operating LV circuits | 0 | 0 | 0 |  | 0.020038 | 1.7869e-05 | 0.80192 | 1.7869e-05 | 0.10024
Operating LV customer |  |  |  | 0 |  | 0 | 0 | 0 | 0
Operating HV customer |  |  |  | 0 |  | 0 | 0 | 0 | 0
Scaler | 0 | 0 | 0 | 0 | 0 | 0 | 0 | 0 | 0
Rounding | -6.9993e-05 | 0.00030664 | 0.00034221 | 0 | 0.00030419 | 0.00028704 | 12.8814 | 0.00028704 | 1.6102
Total | -8.156 | -0.365 | -0.129 | 0 | 0.16 | -0.9879 | -44333.8164 | -0.9879 | -5541.7271
LV Sub Generation Intermittent
| Rate 1 units (MWh) | MPANs | Reactive power units (MVArh) | MWh/year | MWh/MPAN/year
LV Sub Generation Intermittent | 5874.3071 | 60 | 608.533 | 5874.3071 | 97.9051
| Unit rate 1 p/kWh | Fixed charge p/MPAN/day | Reactive power charge p/kVArh | Revenue (£/year) | Average p/kWh | Average £/MPAN/year
Assets 132kV | -0.17104 |  | 0.033545 | -9843.3063 | -0.16757 | -164.0551
Assets 132kV/EHV | -0.025475 |  | 0.0049964 | -1466.0988 | -0.024958 | -24.435
Assets EHV | -0.075167 |  | 0.014742 | -4325.8034 | -0.073639 | -72.0967
Assets EHV/HV | -0.011417 |  | 0.0022391 | -657.0203 | -0.011185 | -10.9503
Assets 132kV/HV | 0 |  | 0 | 0 | 0 | 0
Assets HV | -0.047725 |  | 0.0093601 | -2746.5359 | -0.046755 | -45.7756
Assets HV/LV | 0 |  | 0.00096129 | 5.8497 | 9.9582e-05 | 0.097496
Assets LV circuits | 0 |  | 0 | 0 | 0 | 0
Assets LV customer |  | 0 |  | 0 | 0 | 0
Assets HV customer |  | 0 |  | 0 | 0 | 0
Transmission exit | -0.041712 |  | 0.0081808 | -2400.5038 | -0.040864 | -40.0084
Operating 132kV | -0.078834 |  | 0.015461 | -4536.8705 | -0.077232 | -75.6145
Operating 132kV/EHV | -0.011742 |  | 0.0023029 | -675.7384 | -0.011503 | -11.2623
Operating EHV | -0.034645 |  | 0.0067948 | -1993.8026 | -0.033941 | -33.23
Operating EHV/HV | -0.027695 |  | 0.0054317 | -1593.8247 | -0.027132 | -26.5637
Operating 132kV/HV | 0 |  | 0 | 0 | 0 | 0
Operating HV | -0.11577 |  | 0.022706 | -6662.6509 | -0.11342 | -111.0442
Operating HV/LV | 0 |  | 0.0088613 | 53.924 | 0.00091796 | 0.89873
Operating LV circuits | 0 |  | 0 | 0 | 0 | 0
Operating LV customer |  | 0 |  | 0 | 0 | 0
Operating HV customer |  | 0 |  | 0 | 0 | 0
Scaler | 0 | 0 | 0 | 0 | 0 | 0
Rounding | 0.00022372 | 0 | 0.00041675 | 15.6784 | 0.0002669 | 0.26131
Total | -0.641 | 0 | 0.136 | -36826.7034 | -0.62691 | -613.7784
LV Sub Generation Non-Intermittent
| Rate 1 units (MWh) | Rate 2 units (MWh) | Rate 3 units (MWh) | MPANs | Reactive power units (MVArh) | MWh/year | MWh/MPAN/year
LV Sub Generation Non-Intermittent | 183.9762 | 970.384 | 1572.2649 | 9 | 207.562 | 2726.6251 | 302.9583
| Unit rate 1 p/kWh | Unit rate 2 p/kWh | Unit rate 3 p/kWh | Fixed charge p/MPAN/day | Reactive power charge p/kVArh | Average unit rate (p/kWh) | Revenue (£/year) | Average p/kWh | Average £/MPAN/year
Assets 132kV | -2.4385 | -0.025709 | -0.028263 |  | 0.033545 | -0.18743 | -5110.5451 | -0.18743 | -567.8383
Assets 132kV/EHV | -0.3632 | -0.0038292 | -0.0042096 |  | 0.0049964 | -0.027917 | -761.1837 | -0.027917 | -84.576
Assets EHV | -0.67574 | -0.065501 | -0.016612 |  | 0.014742 | -0.077363 | -2109.3974 | -0.077363 | -234.3775
Assets EHV/HV | -0.10263 | -0.0099485 | -0.0025231 |  | 0.0022391 | -0.01175 | -320.3837 | -0.01175 | -35.5982
Assets 132kV/HV | 0 | 0 | 0 |  | 0 | 0 | 0 | 0 | 0
Assets HV | -0.42904 | -0.041588 | -0.010547 |  | 0.0093601 | -0.049119 | -1339.297 | -0.049119 | -148.8108
Assets HV/LV | 0 | 0 | 0 |  | 0.00096129 | 7.3177e-05 | 1.9953 | 7.3177e-05 | 0.2217
Assets LV circuits | 0 | 0 | 0 |  | 0 | 0 | 0 | 0 | 0
Assets LV customer |  |  |  | 0 |  | 0 | 0 | 0 | 0
Assets HV customer |  |  |  | 0 |  | 0 | 0 | 0 | 0
Transmission exit | -0.69121 | -0.0012162 | 0 |  | 0.0081808 | -0.046449 | -1266.4844 | -0.046449 | -140.7205
Operating 132kV | -1.1239 | -0.01185 | -0.013027 |  | 0.015461 | -0.086389 | -2355.4973 | -0.086389 | -261.7219
Operating 132kV/EHV | -0.1674 | -0.0017649 | -0.0019403 |  | 0.0023029 | -0.012867 | -350.8366 | -0.012867 | -38.9818
Operating EHV | -0.31146 | -0.03019 | -0.0076566 |  | 0.0067948 | -0.035657 | -972.2407 | -0.035657 | -108.0267
Operating EHV/HV | -0.24897 | -0.024133 | -0.0061206 |  | 0.0054317 | -0.028504 | -777.1989 | -0.028504 | -86.3554
Operating 132kV/HV | 0 | 0 | 0 |  | 0 | 0 | 0 | 0 | 0
Operating HV | -1.0408 | -0.10088 | -0.025586 |  | 0.022706 | -0.11916 | -3248.9175 | -0.11916 | -360.9908
Operating HV/LV | 0 | 0 | 0 |  | 0.0088613 | 0.00067456 | 18.3927 | 0.00067456 | 2.0436
Operating LV circuits | 0 | 0 | 0 |  | 0 | 0 | 0 | 0 | 0
Operating LV customer |  |  |  | 0 |  | 0 | 0 | 0 | 0
Operating HV customer |  |  |  | 0 |  | 0 | 0 | 0 | 0
Scaler | 0 | 0 | 0 | 0 | 0 | 0 | 0 | 0 | 0
Rounding | -6.844e-05 | -0.00038643 | 0.00048554 | 0 | 0.00041675 | 0.00016956 | 4.6233 | 0.00016956 | 0.5137
Total | -7.593 | -0.317 | -0.116 | 0 | 0.136 | -0.68168 | -18586.9707 | -0.68168 | -2065.219
HV Generation Intermittent
| Rate 1 units (MWh) | MPANs | Reactive power units (MVArh) | MWh/year | MWh/MPAN/year
HV Generation Intermittent | 199644.0463 | 112 | 1479.683 | 199644.0463 | 1782.5361
| Unit rate 1 p/kWh | Fixed charge p/MPAN/day | Reactive power charge p/kVArh | Revenue (£/year) | Average p/kWh | Average £/MPAN/year
Assets 132kV | -0.16896 |  | 0.033138 | -336833.0255 | -0.16872 | -3007.4377
Assets 132kV/EHV | -0.0083047 |  | 0.0016288 | -16555.8256 | -0.0082927 | -147.8199
Assets EHV | -0.024504 |  | 0.0048058 | -48848.8541 | -0.024468 | -436.1505
Assets EHV/HV | 0 |  | 0 | 0 | 0 | 0
Assets 132kV/HV | 0 |  | 0 | 0 | 0 | 0
Assets HV | 0 |  | 0 | 0 | 0 | 0
Assets HV/LV | 0 |  | 0 | 0 | 0 | 0
Assets LV circuits | 0 |  | 0 | 0 | 0 | 0
Assets LV customer |  | 0 |  | 0 | 0 | 0
Assets HV customer |  | 0 |  | 0 | 0 | 0
Transmission exit | -0.041205 |  | 0.0080814 | -82144.0416 | -0.041145 | -733.4289
Operating 132kV | -0.077876 |  | 0.015274 | -155249.4438 | -0.077763 | -1386.1557
Operating 132kV/EHV | -0.011599 |  | 0.0022749 | -23123.4318 | -0.011582 | -206.4592
Operating EHV | -0.034224 |  | 0.0067122 | -68226.9297 | -0.034174 | -609.169
Operating EHV/HV | -0.027358 |  | 0.0053657 | -54539.8845 | -0.027319 | -486.9633
Operating 132kV/HV | 0 |  | 0 | 0 | 0 | 0
Operating HV | 0 |  | 0.02243 | 331.8944 | 0.00016624 | 2.9633
Operating HV/LV | 0 |  | 0 | 0 | 0 | 0
Operating LV circuits | 0 |  | 0 | 0 | 0 | 0
Operating LV customer |  | 0 |  | 0 | 0 | 0
Operating HV customer |  | 34.4634 |  | 14127.2383 | 0.0070762 | 126.1361
Scaler | 0 | 0 | 0 | 0 | 0 | 0
Rounding | 3.3759e-05 | -0.0034034 | 0.00028963 | 70.2876 | 3.5206e-05 | 0.62757
Total | -0.394 | 34.46 | 0.1 | -770992.0162 | -0.38618 | -6883.8573
HV Generation Non-Intermittent
| Rate 1 units (MWh) | Rate 2 units (MWh) | Rate 3 units (MWh) | MPANs | Reactive power units (MVArh) | MWh/year | MWh/MPAN/year
HV Generation Non-Intermittent | 13655.4847 | 81256.3362 | 113691.1286 | 50 | 535.564 | 208602.9495 | 4172.059
| Unit rate 1 p/kWh | Unit rate 2 p/kWh | Unit rate 3 p/kWh | Fixed charge p/MPAN/day | Reactive power charge p/kVArh | Average unit rate (p/kWh) | Revenue (£/year) | Average p/kWh | Average £/MPAN/year
Assets 132kV | -2.4089 | -0.025397 | -0.02792 |  | 0.033138 | -0.18272 | -381149.401 | -0.18272 | -7622.988
Assets 132kV/EHV | -0.1184 | -0.0012483 | -0.0013723 |  | 0.0016288 | -0.0089807 | -18734.0389 | -0.0089807 | -374.6808
Assets EHV | -0.22029 | -0.021353 | -0.0054154 |  | 0.0048058 | -0.025677 | -53562.4353 | -0.025677 | -1071.2487
Assets EHV/HV | 0 | 0 | 0 |  | 0 | 0 | 0 | 0 | 0
Assets 132kV/HV | 0 | 0 | 0 |  | 0 | 0 | 0 | 0 | 0
Assets HV | 0 | 0 | 0 |  | 0 | 0 | 0 | 0 | 0
Assets HV/LV | 0 | 0 | 0 |  | 0 | 0 | 0 | 0 | 0
Assets LV circuits | 0 | 0 | 0 |  | 0 | 0 | 0 | 0 | 0
Assets LV customer |  |  |  | 0 |  | 0 | 0 | 0 | 0
Assets HV customer |  |  |  | 0 |  | 0 | 0 | 0 | 0
Transmission exit | -0.68281 | -0.0012014 | 0 |  | 0.0080814 | -0.045145 | -94174.3412 | -0.045145 | -1883.4868
Operating 132kV | -1.1103 | -0.011706 | -0.012868 |  | 0.015274 | -0.084215 | -175675.2695 | -0.084215 | -3513.5054
Operating 132kV/EHV | -0.16537 | -0.0017435 | -0.0019167 |  | 0.0022749 | -0.012543 | -26165.7305 | -0.012543 | -523.3146
Operating EHV | -0.30767 | -0.029823 | -0.0075636 |  | 0.0067122 | -0.035863 | -74810.3629 | -0.035863 | -1496.2073
Operating EHV/HV | -0.24595 | -0.02384 | -0.0060463 |  | 0.0053657 | -0.028668 | -59802.6112 | -0.028668 | -1196.0522
Operating 132kV/HV | 0 | 0 | 0 |  | 0 | 0 | 0 | 0 | 0
Operating HV | 0 | 0 | 0 |  | 0.02243 | 5.7587e-05 | 120.1276 | 5.7587e-05 | 2.4026
Operating HV/LV | 0 | 0 | 0 |  | 0 | 0 | 0 | 0 | 0
Operating LV circuits | 0 | 0 | 0 |  | 0 | 0 | 0 | 0 | 0
Operating LV customer |  |  |  | 0 |  | 0 | 0 | 0 | 0
Operating HV customer |  |  |  | 34.4634 |  | 0 | 6306.8028 | 0.0030234 | 126.1361
Scaler | 0 | 0 | 0 | 0 | 0 | 0 | 0 | 0 | 0
Rounding | -0.0003121 | 0.00031129 | 0.00010247 | -0.0034034 | 0.00028963 | 0.00015742 | 327.7499 | 0.00015712 | 6.555
Total | -5.26 | -0.116 | -0.063 | 34.46 | 0.1 | -0.42359 | -877319.5103 | -0.42057 | -17546.3902

## M-Rev
Revenue matrix for WPD South West in April 15 (DCP179)
This sheet is for information only. It can be deleted without affecting any calculations elsewhere in the model.
3901. Revenue matrix by tariff
Revenue matrix by tariff, charging element and network level
| Assets 132kV | Assets 132kV/EHV | Assets EHV | Assets EHV/HV | Assets 132kV/HV | Assets HV | Assets HV/LV | Assets LV circuits | Assets LV customer | Assets HV customer | Transmission exit | Operating 132kV | Operating 132kV/EHV | Operating EHV | Operating EHV/HV | Operating 132kV/HV | Operating HV | Operating HV/LV | Operating LV circuits | Operating LV customer | Operating HV customer | Scaler | Rounding | Total net revenue by tariff (£/year)
Domestic Unrestricted | 16499051.0123 | 2457430.2584 | 7250780.1995 | 1101277.3997 | 0 | 4603659.9779 | 472800.4138 | 1136854.9307 | 0 | 0 | 4023651.5728 | 7604564.5747 | 1132652.24 | 3341951.3766 | 2671520.5091 | 0 | 11167733.0811 | 4358361.3079 | 10479738.1692 | 8420203.1239 | 0 | 58658936.236 | 18921.6089 | 145400087.9924
Domestic Two Rate | 3420530.65 | 509466.6058 | 1434914.1274 | 217940.4775 | 0 | 911054.6118 | 93566.2059 | 212641.4516 | 0 | 0 | 810011.0477 | 1576554.0811 | 234817.851 | 661365.1375 | 528688.2811 | 0 | 2210070.8515 | 862510.5218 | 1960168.0712 | 1574945.199 | 0 | 11808772.5877 | -2299.3393 | 29025718.4204
Domestic Off Peak (related MPAN) | 23187.2945 | 3453.6022 | 17047.3695 | 2589.2224 | 0 | 10823.7032 | 1111.605 | 0 |  |  | 758.7632 | 10687.2376 | 1591.7971 | 7857.2896 | 6281.0341 | 0 | 26256.55 | 10246.9795 | 0 |  |  | 11061.6537 | 303.3482 | 133257.4498
Small Non Domestic Unrestricted | 3237688.7206 | 482233.4462 | 1422855.7297 | 216109 | 0 | 903398.5029 | 92779.916 | 102586.7025 | 0 | 0 | 789580.6433 | 1492280.5518 | 222265.8369 | 655807.3109 | 524245.4134 | 0 | 2191498.3719 | 855262.3564 | 945663.1213 | 1857147.9484 | 0 | 11510927.2691 | -7399.8073 | 27494931.034
Small Non Domestic Two Rate | 1280315.142 | 190694.9174 | 597093.4773 | 90688.9375 | 0 | 379106.147 | 38934.5747 | 25848.5427 | 0 | 0 | 308158.4332 | 590109.0412 | 87893.0438 | 275205.8832 | 219996.6661 | 0 | 919650.0784 | 358906.0814 | 238276.6278 | 467941.4271 | 0 | 4492497.8105 | 1276.2757 | 10562593.1069
Small Non Domestic Off Peak (related MPAN) | 8586.0103 | 1278.8324 | 6206.6129 | 942.6851 | 0 | 3940.6981 | 404.7136 | 0 |  |  | 363.7891 | 3957.3712 | 589.4256 | 2860.6851 | 2286.8013 | 0 | 9559.4949 | 3730.7243 | 0 |  |  | 5303.5113 | 120.6096 | 50131.9647
LV Medium Non-Domestic | 2133052.9459 | 317704.8697 | 967199.2814 | 146902.0823 | 0 | 614093.4492 | 63068.002 | 105930.1316 | 0 | 0 | 527405.4696 | 983143.7491 | 146433.1006 | 445791.0571 | 356360.6461 | 0 | 1489691.1937 | 581372.4605 | 976483.4663 | 187751.7707 | 0 | 7688797.9117 | -928.3377 | 17730253.2498
LV Sub Medium Non-Domestic | 207580.6902 | 30917.843 | 94645.9362 | 14375.2021 | 0 | 60092.5275 | 4728.0691 | 0 | 0 | 0 | 51066.4297 | 95675.852 | 14250.3186 | 43623.1837 | 34871.9107 | 0 | 145774.7337 | 43584.2115 | 0 | 10458.7991 | 0 | 744473.6182 | 220.2335 | 1596339.5588
HV Medium Non-Domestic | 7083.9099 | 348.1843 | 1100.4974 | 0 | 0 | 0 | 0 | 0 | 0 | 0 | 1746.1647 | 3265.0393 | 486.3071 | 1537.0588 | 1389.2573 | 0 | 4239.051 | 0 | 0 | 0 | 6788.1687 | 25456.5188 | -5.0369 | 53435.1205
LV Network Domestic | 0 | 0 | 0 | 0 | 0 | 0 | 0 | 0 | 0 | 0 | 0 | 0 | 0 | 0 | 0 | 0 | 0 | 0 | 0 | 0 | 0 | 0 | 0 | 0
LV Network Non-Domestic Non-CT | 0 | 0 | 0 | 0 | 0 | 0 | 0 | 0 | 0 | 0 | 0 | 0 | 0 | 0 | 0 | 0 | 0 | 0 | 0 | 0 | 0 | 0 | 0 | 0
LV HH Metered | 1982640.6974 | 295301.9078 | 882803.5255 | 134083.7185 | 0 | 660308.2935 | 108812.272 | 242901.1889 | 0 | 0 | 496471.0968 | 913817.3584 | 136107.3692 | 406892.2759 | 325265.3727 | 0 | 1601800.9167 | 1003051.5674 | 2239107.9036 | 107856.5804 | 0 | 7237820.1445 | 1236.6711 | 18776278.8603
LV Sub HH Metered | 1596353.2713 | 237766.8163 | 720020.4353 | 109359.5739 | 0 | 839205.2914 | 86187.2099 | 0 | 0 | 0 | 396633.2893 | 735773.9258 | 109588.9156 | 331864.0503 | 265288.6044 | 0 | 2035776.0433 | 794489.5776 | 0 | 34493.4334 | 0 | 5782331.3989 | 3375.7322 | 14078507.5689
HV HH Metered | 5071562.5759 | 249274.5635 | 947809.3876 | 0 | 0 | 0 | 0 | 0 | 0 | 0 | 1251454.6955 | 2337529.9024 | 348160.431 | 1323800.2317 | 1950243.8514 | 0 | 5950793.2675 | 0 | 0 | 0 | 258443.8293 | 18244373.2662 | -2234.5007 | 37931211.5014
NHH UMS category A | 25627.0587 | 3816.9898 | 11187.4477 | 1699.1941 | 0 | 7103.126 | 729.498 | 1626.8088 | 0 |  | 6274.9013 | 11811.7474 | 1759.2858 | 5156.3977 | 4121.9697 | 0 | 17231.0325 | 6724.6472 | 14996.2236 | 92945.8765 |  | 91478.8538 | 5.2604 | 304296.3191
NHH UMS category B | 16766.831 | 2497.3144 | 5454.6241 | 828.4701 | 0 | 3463.2459 | 355.6788 | 793.1774 | 0 |  | 4583.8078 | 7727.9868 | 1151.0352 | 2514.0865 | 2009.7341 | 0 | 8401.2733 | 3278.7124 | 7311.6555 | 35883.5231 |  | 66825.1921 | 7.9074 | 169854.256
NHH UMS category C | 3668.104 | 546.3411 | 1147.6723 | 174.313 | 0 | 728.6792 | 74.8361 | 166.8873 | 0 |  | 1049.2458 | 1690.6629 | 251.8136 | 528.9727 | 422.8552 | 0 | 1767.6577 | 689.8527 | 1538.3983 | 4433.7034 |  | 15296.4648 | -0.29376 | 34176.1665
NHH UMS category D | 0 | 0 | 0 | 0 | 0 | 0 | 0 | 0 | 0 |  | 0 | 0 | 0 | 0 | 0 | 0 | 0 | 0 | 0 | 0 |  | 0 | 0 | 0
LV UMS (Pseudo HH Metered) | 411383.5773 | 61273.0059 | 137557.1366 | 20892.7262 | 0 | 87337.675 | 8969.6652 | 20002.7006 | 0 |  | 112396.0216 | 189610.4798 | 28241.2928 | 63401.3512 | 50682.3682 | 0 | 211867.0464 | 82684.0264 | 184388.5785 | 858681.093 |  | 1638569.0827 | 152.2918 | 4168090.1192
LV Generation NHH or Aggregate HH | -4277.8174 | -637.1541 | -1879.9574 | -285.5354 | 0 | -1193.6212 | -122.5861 | 0 | 0 | 0 | -1043.2386 | -1971.6854 | -293.6702 | -866.4897 | -692.6627 | 0 | -2895.5315 | -1130.021 | 0 | 0 | 0 | 0 | -0.047558 | -17290.0182
LV Sub Generation NHH | 0 | 0 | 0 | 0 | 0 | 0 | 0 | 0 | 0 | 0 | 0 | 0 | 0 | 0 | 0 | 0 | 0 | 0 | 0 | 0 | 0 | 0 | 0 | 0
LV Generation Intermittent | -66231.4609 | -9864.7611 | -29106.5083 | -4420.8125 | 0 | -18480.2826 | -1897.9432 | 47.8357 | 0 | 0 | -16151.9788 | -30526.6903 | -4546.7592 | -13415.4578 | -10724.1747 | 0 | -44830.1709 | -17495.5903 | 440.9585 | 0 | 0 | 0 | 5.9494 | -267197.8471
LV Generation Non-Intermittent | -11408.6266 | -1699.2434 | -4614.1254 | -700.8118 | 0 | -2929.5971 | -300.8725 | 0.086994 | 0 | 0 | -2945.7975 | -5258.3411 | -783.197 | -2126.6929 | -1700.0557 | 0 | -7106.7277 | -2773.4982 | 0.80192 | 0 | 0 | 0 | 12.8814 | -44333.8164
LV Sub Generation Intermittent | -9843.3063 | -1466.0988 | -4325.8034 | -657.0203 | 0 | -2746.5359 | 5.8497 | 0 | 0 | 0 | -2400.5038 | -4536.8705 | -675.7384 | -1993.8026 | -1593.8247 | 0 | -6662.6509 | 53.924 | 0 | 0 | 0 | 0 | 15.6784 | -36826.7034
LV Sub Generation Non-Intermittent | -5110.5451 | -761.1837 | -2109.3974 | -320.3837 | 0 | -1339.297 | 1.9953 | 0 | 0 | 0 | -1266.4844 | -2355.4973 | -350.8366 | -972.2407 | -777.1989 | 0 | -3248.9175 | 18.3927 | 0 | 0 | 0 | 0 | 4.6233 | -18586.9707
HV Generation Intermittent | -336833.0255 | -16555.8256 | -48848.8541 | 0 | 0 | 0 | 0 | 0 | 0 | 0 | -82144.0416 | -155249.4438 | -23123.4318 | -68226.9297 | -54539.8845 | 0 | 331.8944 | 0 | 0 | 0 | 14127.2383 | 0 | 70.2876 | -770992.0162
HV Generation Non-Intermittent | -381149.401 | -18734.0389 | -53562.4353 | 0 | 0 | 0 | 0 | 0 | 0 | 0 | -94174.3412 | -175675.2695 | -26165.7305 | -74810.3629 | -59802.6112 | 0 | 120.1276 | 0 | 0 | 0 | 6306.8028 | 0 | 327.7499 | -877319.5103
3902. Revenues by charging element and network level
Total net revenue by charging element and network level (£/year)
| Assets 132kV | Assets 132kV/EHV | Assets EHV | Assets EHV/HV | Assets 132kV/HV | Assets HV | Assets HV/LV | Assets LV circuits | Assets LV customer | Assets HV customer | Transmission exit | Operating 132kV | Operating 132kV/EHV | Operating EHV | Operating EHV/HV | Operating 132kV/HV | Operating HV | Operating HV/LV | Operating LV circuits | Operating LV customer | Operating HV customer | Scaler | Rounding | Total net revenue (£/year)
Revenues by charging element and network level | 35110224.3084 | 4794287.1929 | 14353376.3791 | 2051478.4387 | 0 | 9057626.5949 | 970209.1033 | 1849400.4449 | 0 | 0 | 8581478.9855 | 16182625.7634 | 2410300.7004 | 7407744.3722 | 6813844.8624 | 0 | 27927818.6672 | 8943566.2344 | 17048113.9756 | 13652742.478 | 285666.0392 | 128022921.5201 | 13189.7456 | 305476615.8062

## CData
Additional calculations for tariff comparisons for WPD South West in April 15 (DCP179)
This sheet is for information only. It can be deleted without affecting any calculations elsewhere in the model.
4001. Revenues under current tariffs (£)
Data sources:
x1 = 1201. Current revenues if known (£) (in Current tariff information)
x2 = 1010. Days in the charging year (in Financial and general assumptions)
x3 = 1201. Current Fixed charge p/MPAN/day (in Current tariff information)
x4 = 1053. MPANs by tariff (in Volume forecasts for the charging year)
x5 = 1201. Current Capacity charge p/kVA/day (in Current tariff information)
x6 = 1053. Import capacity (kVA) by tariff (in Volume forecasts for the charging year)
x7 = 1201. Current Unit rate 1 p/kWh (in Current tariff information)
x8 = 1053. Rate 1 units (MWh) by tariff (in Volume forecasts for the charging year)
x9 = 1201. Current Unit rate 2 p/kWh (in Current tariff information)
x10 = 1053. Rate 2 units (MWh) by tariff (in Volume forecasts for the charging year)
x11 = 1201. Current Unit rate 3 p/kWh (in Current tariff information)
x12 = 1053. Rate 3 units (MWh) by tariff (in Volume forecasts for the charging year)
x13 = 1201. Current Reactive power charge p/kVArh (in Current tariff information)
x14 = 1053. Reactive power units (MVArh) by tariff (in Volume forecasts for the charging year)
Calculation =IF(x1,x1,0.01*x2*(x3*x4+x5*x6)+10*(x7*x8+x9*x10+x11*x12+x13*x14))
Revenues under current tariffs (£)
Domestic Unrestricted | 167197001.179
Domestic Two Rate | 34085243.7158
Domestic Off Peak (related MPAN) | 131048.7627
Small Non Domestic Unrestricted | 32971704.106
Small Non Domestic Two Rate | 12304867.2611
Small Non Domestic Off Peak (related MPAN) | 53019.1459
LV Medium Non-Domestic | 20532072.8613
LV Sub Medium Non-Domestic | 1878271.2154
HV Medium Non-Domestic | 67824.1007
LV Network Domestic | 0
LV Network Non-Domestic Non-CT | 0
LV HH Metered | 21068157.4366
LV Sub HH Metered | 16339505.3592
HV HH Metered | 44561712.2969
NHH UMS category A | 336805.3623
NHH UMS category B | 194531.8132
NHH UMS category C | 38683.9543
NHH UMS category D | 0
LV UMS (Pseudo HH Metered) | 4876689.6702
4002. All-the-way volumes
Data sources:
x1 = 1053. Rate 1 units (MWh) by tariff (in Volume forecasts for the charging year)
x2 = 1053. Rate 2 units (MWh) by tariff (in Volume forecasts for the charging year)
x3 = 1053. Rate 3 units (MWh) by tariff (in Volume forecasts for the charging year)
x4 = 1053. MPANs by tariff (in Volume forecasts for the charging year)
x5 = 1053. Import capacity (kVA) by tariff (in Volume forecasts for the charging year)
x6 = 1053. Reactive power units (MVArh) by tariff (in Volume forecasts for the charging year)
x7 = 3802. All units (MWh) (in Revenue summary)
Kind: | Copy cells | Copy cells | Copy cells | Copy cells | Copy cells | Copy cells | Copy cells
Formula: | = x1 | = x2 | = x3 | = x4 | = x5 | = x6 | = x7
| Rate 1 units (MWh) | Rate 2 units (MWh) | Rate 3 units (MWh) | MPANs | Import capacity (kVA) | Reactive power units (MVArh) | All units (MWh)
Domestic Unrestricted | 4290939.5165 | 0 | 0 | 1195490 | 0 | 0 | 4290939.5165
Domestic Two Rate | 705713.8558 | 762376.7408 | 0 | 224253 | 0 | 0 | 1468090.5966
Domestic Off Peak (related MPAN) | 73622.9004 | 0 | 0 | 16320 | 0 | 0 | 73622.9004
Small Non Domestic Unrestricted | 1193627.2538 | 0 | 0 | 108227 | 0 | 0 | 1193627.2538
Small Non Domestic Two Rate | 375235.737 | 180177.0378 | 0 | 27300 | 0 | 0 | 555412.7748
Small Non Domestic Off Peak (related MPAN) | 26247.1019 | 0 | 0 | 3435 | 0 | 0 | 26247.1019
LV Medium Non-Domestic | 700742.3663 | 174053.3221 | 0 | 9354 | 0 | 0 | 874795.6885
LV Sub Medium Non-Domestic | 70119.3934 | 19612.9083 | 0 | 707 | 0 | 0 | 89732.3017
HV Medium Non-Domestic | 2124.7531 | 555.3477 | 0 | 26 | 0 | 0 | 2680.1007
LV Network Domestic | 0 | 0 | 0 | 0 | 0 | 0 | 0
LV Network Non-Domestic Non-CT | 0 | 0 | 0 | 0 | 0 | 0 | 0
LV HH Metered | 58121.0737 | 415490.1951 | 353097.5434 | 3115 | 400000 | 79172.705 | 826708.8122
LV Sub HH Metered | 49274.6991 | 364799.304 | 328189.7348 | 1328 | 327000 | 77243.021 | 742263.7379
HV HH Metered | 171615.9697 | 1222113.1062 | 1301017.156 | 987 | 964000 | 196467.337 | 2694746.2319
NHH UMS category A | 13888.8809 | 0 | 0 | 705 | 0 | 0 | 13888.8809
NHH UMS category B | 5281.8847 | 0 | 0 | 659 | 0 | 0 | 5281.8847
NHH UMS category C | 618.2508 | 0 | 0 | 168 | 0 | 0 | 618.2508
NHH UMS category D | 0 | 0 | 0 | 1 | 0 | 0 | 0
LV UMS (Pseudo HH Metered) | 4455.7295 | 27997.889 | 96620.9245 | 17 | 0 | 0 | 129074.5431
LV Generation NHH or Aggregate HH | 2351.3903 | 0 | 0 | 260 | 0 | 0 | 2351.3903
LV Sub Generation NHH | 0 | 0 | 0 | 0 | 0 | 0 | 0
LV Generation Intermittent | 38618.9454 | 0 | 0 | 496 | 0 | 2200.6 | 38618.9454
LV Generation Non-Intermittent | 416.5198 | 2168.2443 | 1902.9217 | 8 | 0 | 4.002 | 4487.6859
LV Sub Generation Intermittent | 5874.3071 | 0 | 0 | 60 | 0 | 608.533 | 5874.3071
LV Sub Generation Non-Intermittent | 183.9762 | 970.384 | 1572.2649 | 9 | 0 | 207.562 | 2726.6251
HV Generation Intermittent | 199644.0463 | 0 | 0 | 112 | 0 | 1479.683 | 199644.0463
HV Generation Non-Intermittent | 13655.4847 | 81256.3362 | 113691.1286 | 50 | 0 | 535.564 | 208602.9495
4003. Normalised to
Normalised to
Domestic Unrestricted | MPAN
Domestic Two Rate | MPAN
Domestic Off Peak (related MPAN) | MPAN
Small Non Domestic Unrestricted | MPAN
Small Non Domestic Two Rate | MPAN
Small Non Domestic Off Peak (related MPAN) | MPAN
LV Medium Non-Domestic | MPAN
LV Sub Medium Non-Domestic | MPAN
HV Medium Non-Domestic | MPAN
LV Network Domestic | MPAN
LV Network Non-Domestic Non-CT | MPAN
LV HH Metered | kVA
LV Sub HH Metered | kVA
HV HH Metered | kVA
NHH UMS category A | MWh
NHH UMS category B | MWh
NHH UMS category C | MWh
NHH UMS category D | MWh
LV UMS (Pseudo HH Metered) | MWh
LV Generation NHH or Aggregate HH | MWh
LV Sub Generation NHH | MWh
LV Generation Intermittent | MWh
LV Generation Non-Intermittent | MWh
LV Sub Generation Intermittent | MWh
LV Sub Generation Non-Intermittent | MWh
HV Generation Intermittent | MWh
HV Generation Non-Intermittent | MWh
4004. Normalised volumes for comparisons
Data sources:
x1 = 4002. Rate 1 units (MWh) by tariff (in Volume forecasts for the charging year) (in All-the-way volumes)
x2 = 4003. Normalised to
x3 = 4002. Import capacity (kVA) by tariff (in Volume forecasts for the charging year) (in All-the-way volumes)
x4 = 4002. MPANs by tariff (in Volume forecasts for the charging year) (in All-the-way volumes)
x5 = 4002. All units (MWh) (in Revenue summary) (in All-the-way volumes)
x6 = 4002. Rate 2 units (MWh) by tariff (in Volume forecasts for the charging year) (in All-the-way volumes)
x7 = 4002. Rate 3 units (MWh) by tariff (in Volume forecasts for the charging year) (in All-the-way volumes)
x8 = 4002. Reactive power units (MVArh) by tariff (in Volume forecasts for the charging year) (in All-the-way volumes)
x9 = 1010. Days in the charging year (in Financial and general assumptions)
x10 = 3607. Fixed charge p/MPAN/day (in Tariffs)
x11 = Normalised MPANs (in Normalised volumes for comparisons)
x12 = 3607. Capacity charge p/kVA/day (in Tariffs)
x13 = Normalised Import capacity (kVA) (in Normalised volumes for comparisons)
x14 = 3607. Unit rate 1 p/kWh (in Tariffs)
x15 = Normalised Rate 1 units (MWh) (in Normalised volumes for comparisons)
x16 = 3607. Unit rate 2 p/kWh (in Tariffs)
x17 = Normalised Rate 2 units (MWh) (in Normalised volumes for comparisons)
x18 = 3607. Unit rate 3 p/kWh (in Tariffs)
x19 = Normalised Rate 3 units (MWh) (in Normalised volumes for comparisons)
x20 = 3607. Reactive power charge p/kVArh (in Tariffs)
x21 = Normalised Reactive power units (MVArh) (in Normalised volumes for comparisons)
Kind: | Calculation | Calculation | Calculation | Calculation | Calculation | Calculation | Calculation
Formula: | =x1/IF(x2="kVA",IF(x3,x3,1),IF(x2="MPAN",IF(x4,x4,1),IF(x5,x5,1))) | =x6/IF(x2="kVA",IF(x3,x3,1),IF(x2="MPAN",IF(x4,x4,1),IF(x5,x5,1))) | =x7/IF(x2="kVA",IF(x3,x3,1),IF(x2="MPAN",IF(x4,x4,1),IF(x5,x5,1))) | =x4/IF(x2="kVA",IF(x3,x3,1),IF(x2="MPAN",IF(x4,x4,1),IF(x5,x5,1))) | =x3/IF(x2="kVA",IF(x3,x3,1),IF(x2="MPAN",IF(x4,x4,1),IF(x5,x5,1))) | =x8/IF(x2="kVA",IF(x3,x3,1),IF(x2="MPAN",IF(x4,x4,1),IF(x5,x5,1))) | =0.01*x9*(x10*x11+x12*x13)+10*(x14*x15+x16*x17+x18*x19+x20*x21)
| Normalised Rate 1 units (MWh) | Normalised Rate 2 units (MWh) | Normalised Rate 3 units (MWh) | Normalised MPANs | Normalised Import capacity (kVA) | Normalised Reactive power units (MVArh) | Normalised revenues (£)
Domestic Unrestricted
Domestic Unrestricted | 3.5893 | 0 | 0 | 1 | 0 | 0 | 121.1374
LDNO LV: Domestic Unrestricted | 3.5893 | 0 | 0 | 1 | 0 | 0 | 76.8354
LDNO HV: Domestic Unrestricted | 3.5893 | 0 | 0 | 1 | 0 | 0 | 45.4893
Domestic Two Rate
Domestic Two Rate | 3.147 | 3.3996 | 0 | 1 | 0 | 0 | 129.2051
LDNO LV: Domestic Two Rate | 3.147 | 3.3996 | 0 | 1 | 0 | 0 | 81.9301
LDNO HV: Domestic Two Rate | 3.147 | 3.3996 | 0 | 1 | 0 | 0 | 48.5279
Domestic Off Peak (related MPAN)
Domestic Off Peak (related MPAN) | 4.5112 | 0 | 0 | 1 | 0 | 0 | 8.1653
LDNO LV: Domestic Off Peak (related MPAN) | 4.5112 | 0 | 0 | 1 | 0 | 0 | 5.1879
LDNO HV: Domestic Off Peak (related MPAN) | 4.5112 | 0 | 0 | 1 | 0 | 0 | 3.0676
Small Non Domestic Unrestricted
Small Non Domestic Unrestricted | 11.0289 | 0 | 0 | 1 | 0 | 0 | 253.5459
LDNO LV: Small Non Domestic Unrestricted | 11.0289 | 0 | 0 | 1 | 0 | 0 | 160.7996
LDNO HV: Small Non Domestic Unrestricted | 11.0289 | 0 | 0 | 1 | 0 | 0 | 95.2083
Small Non Domestic Two Rate
Small Non Domestic Two Rate | 13.7449 | 6.5999 | 0 | 1 | 0 | 0 | 386.4448
LDNO LV: Small Non Domestic Two Rate | 13.7449 | 6.5999 | 0 | 1 | 0 | 0 | 245.0846
LDNO HV: Small Non Domestic Two Rate | 13.7449 | 6.5999 | 0 | 1 | 0 | 0 | 145.0471
Small Non Domestic Off Peak (related MPAN)
Small Non Domestic Off Peak (related MPAN) | 7.6411 | 0 | 0 | 1 | 0 | 0 | 14.5945
LDNO LV: Small Non Domestic Off Peak (related MPAN) | 7.6411 | 0 | 0 | 1 | 0 | 0 | 9.2457
LDNO HV: Small Non Domestic Off Peak (related MPAN) | 7.6411 | 0 | 0 | 1 | 0 | 0 | 5.5016
LV Medium Non-Domestic
LV Medium Non-Domestic | 74.9137 | 18.6074 | 0 | 1 | 0 | 0 | 1891.1117
LDNO LV: LV Medium Non-Domestic | 74.9137 | 18.6074 | 0 | 1 | 0 | 0 | 1199.8088
LDNO HV: LV Medium Non-Domestic | 74.9137 | 18.6074 | 0 | 1 | 0 | 0 | 710.0367
LV Sub Medium Non-Domestic
LV Sub Medium Non-Domestic | 99.1788 | 27.741 | 0 | 1 | 0 | 0 | 2257.906
HV Medium Non-Domestic
HV Medium Non-Domestic | 81.7213 | 21.3595 | 0 | 1 | 0 | 0 | 2055.1969
LV Network Domestic
LV Network Domestic | 0 | 0 | 0 | 0 | 0 | 0 | 0
LDNO LV: LV Network Domestic | 0 | 0 | 0 | 0 | 0 | 0 | 0
LDNO HV: LV Network Domestic | 0 | 0 | 0 | 0 | 0 | 0 | 0
LV Network Non-Domestic Non-CT
LV Network Non-Domestic Non-CT | 0 | 0 | 0 | 0 | 0 | 0 | 0
LDNO LV: LV Network Non-Domestic Non-CT | 0 | 0 | 0 | 0 | 0 | 0 | 0
LDNO HV: LV Network Non-Domestic Non-CT | 0 | 0 | 0 | 0 | 0 | 0 | 0
LV HH Metered
LV HH Metered | 0.1453 | 1.0387 | 0.88274 | 0.0077875 | 1 | 0.19793 | 46.2301
LDNO LV: LV HH Metered | 0.1453 | 1.0387 | 0.88274 | 0.0077875 | 1 | 0.19793 | 29.328
LDNO HV: LV HH Metered | 0.1453 | 1.0387 | 0.88274 | 0.0077875 | 1 | 0.19793 | 17.3633
LV Sub HH Metered
LV Sub HH Metered | 0.15069 | 1.1156 | 1.0036 | 0.0040612 | 1 | 0.23622 | 43.0535
LDNO HV: LV Sub HH Metered | 0.15069 | 1.1156 | 1.0036 | 0.0040612 | 1 | 0.23622 | 26.3039
HV HH Metered
HV HH Metered | 0.17802 | 1.2678 | 1.3496 | 0.0010239 | 1 | 0.2038 | 39.2284
LDNO HV: HV HH Metered | 0.17802 | 1.2678 | 1.3496 | 0.0010239 | 1 | 0.2038 | 28.3129
NHH UMS category A
NHH UMS category A | 1 | 0 | 0 | 0.05076 | 0 | 0 | 21.78
LDNO LV: NHH UMS category A | 1 | 0 | 0 | 0.05076 | 0 | 0 | 13.82
LDNO HV: NHH UMS category A | 1 | 0 | 0 | 0.05076 | 0 | 0 | 8.18
NHH UMS category B
NHH UMS category B | 1 | 0 | 0 | 0.12477 | 0 | 0 | 31.49
LDNO LV: NHH UMS category B | 1 | 0 | 0 | 0.12477 | 0 | 0 | 19.97
LDNO HV: NHH UMS category B | 1 | 0 | 0 | 0.12477 | 0 | 0 | 11.82
NHH UMS category C
NHH UMS category C | 1 | 0 | 0 | 0.27173 | 0 | 0 | 51.28
LDNO LV: NHH UMS category C | 1 | 0 | 0 | 0.27173 | 0 | 0 | 32.53
LDNO HV: NHH UMS category C | 1 | 0 | 0 | 0.27173 | 0 | 0 | 19.25
NHH UMS category D
NHH UMS category D | 0 | 0 | 0 | 1 | 0 | 0 | 0
LDNO LV: NHH UMS category D | 0 | 0 | 0 | 1 | 0 | 0 | 0
LDNO HV: NHH UMS category D | 0 | 0 | 0 | 1 | 0 | 0 | 0
LV UMS (Pseudo HH Metered)
LV UMS (Pseudo HH Metered) | 0.034521 | 0.21691 | 0.74857 | 0.00013171 | 0 | 0 | 32.2921
LDNO LV: LV UMS (Pseudo HH Metered) | 0.034521 | 0.21691 | 0.74857 | 0.00013171 | 0 | 0 | 20.4837
LDNO HV: LV UMS (Pseudo HH Metered) | 0.034521 | 0.21691 | 0.74857 | 0.00013171 | 0 | 0 | 12.1235
LV Generation NHH or Aggregate HH
LV Generation NHH or Aggregate HH | 1 | 0 | 0 | 0.11057 | 0 | 0 | -7.01
LDNO LV: LV Generation NHH or Aggregate HH | 1 | 0 | 0 | 0.11057 | 0 | 0 | -7.01
LDNO HV: LV Generation NHH or Aggregate HH | 1 | 0 | 0 | 0.11057 | 0 | 0 | -7.01
LV Sub Generation NHH
LV Sub Generation NHH | 0 | 0 | 0 | 0 | 0 | 0 | 0
LDNO HV: LV Sub Generation NHH | 0 | 0 | 0 | 0 | 0 | 0 | 0
LV Generation Intermittent
LV Generation Intermittent | 1 | 0 | 0 | 0.012843 | 0 | 0.056982 | -6.9188
LDNO LV: LV Generation Intermittent | 1 | 0 | 0 | 0.012843 | 0 | 0.056982 | -6.9188
LDNO HV: LV Generation Intermittent | 1 | 0 | 0 | 0.012843 | 0 | 0.056982 | -6.9188
LV Generation Non-Intermittent
LV Generation Non-Intermittent | 0.092814 | 0.48315 | 0.42403 | 0.0017827 | 0 | 0.00089177 | -9.879
LDNO LV: LV Generation Non-Intermittent | 0.092814 | 0.48315 | 0.42403 | 0.0017827 | 0 | 0.00089177 | -9.879
LDNO HV: LV Generation Non-Intermittent | 0.092814 | 0.48315 | 0.42403 | 0.0017827 | 0 | 0.00089177 | -9.879
LV Sub Generation Intermittent
LV Sub Generation Intermittent | 1 | 0 | 0 | 0.010214 | 0 | 0.10359 | -6.2691
LDNO HV: LV Sub Generation Intermittent | 1 | 0 | 0 | 0.010214 | 0 | 0.10359 | -6.2691
LV Sub Generation Non-Intermittent
LV Sub Generation Non-Intermittent | 0.067474 | 0.35589 | 0.57663 | 0.0033008 | 0 | 0.076124 | -6.8168
LDNO HV: LV Sub Generation Non-Intermittent | 0.067474 | 0.35589 | 0.57663 | 0.0033008 | 0 | 0.076124 | -6.8168
HV Generation Intermittent
HV Generation Intermittent | 1 | 0 | 0 | 0.000561 | 0 | 0.0074116 | -3.8618
LDNO HV: HV Generation Intermittent | 1 | 0 | 0 | 0.000561 | 0 | 0.0074116 | -3.9326
HV Generation Non-Intermittent
HV Generation Non-Intermittent | 0.065462 | 0.38953 | 0.54501 | 0.00023969 | 0 | 0.0025674 | -4.2057
LDNO HV: HV Generation Non-Intermittent | 0.065462 | 0.38953 | 0.54501 | 0.00023969 | 0 | 0.0025674 | -4.2359
4005. LDNO LV charges (normalised £)
Data sources:
x1 = 4004. Normalised revenues (£) (in Normalised volumes for comparisons)
Copy cells = x1
LDNO LV charges (normalised £)
LDNO LV: Domestic Unrestricted | 76.8354
LDNO LV: Domestic Two Rate | 81.9301
LDNO LV: Domestic Off Peak (related MPAN) | 5.1879
LDNO LV: Small Non Domestic Unrestricted | 160.7996
LDNO LV: Small Non Domestic Two Rate | 245.0846
LDNO LV: Small Non Domestic Off Peak (related MPAN) | 9.2457
LDNO LV: LV Medium Non-Domestic | 1199.8088
LDNO LV: LV Network Domestic | 0
LDNO LV: LV Network Non-Domestic Non-CT | 0
LDNO LV: LV HH Metered | 29.328
N/A
N/A
LDNO LV: NHH UMS category A | 13.82
LDNO LV: NHH UMS category B | 19.97
LDNO LV: NHH UMS category C | 32.53
LDNO LV: NHH UMS category D | 0
LDNO LV: LV UMS (Pseudo HH Metered) | 20.4837
LDNO LV: LV Generation NHH or Aggregate HH | -7.01
N/A
LDNO LV: LV Generation Intermittent | -6.9188
LDNO LV: LV Generation Non-Intermittent | -9.879
N/A
N/A
N/A
N/A
4006. LDNO HV charges (normalised £)
Data sources:
x1 = 4004. Normalised revenues (£) (in Normalised volumes for comparisons)
Copy cells = x1
LDNO HV charges (normalised £)
LDNO HV: Domestic Unrestricted | 45.4893
LDNO HV: Domestic Two Rate | 48.5279
LDNO HV: Domestic Off Peak (related MPAN) | 3.0676
LDNO HV: Small Non Domestic Unrestricted | 95.2083
LDNO HV: Small Non Domestic Two Rate | 145.0471
LDNO HV: Small Non Domestic Off Peak (related MPAN) | 5.5016
LDNO HV: LV Medium Non-Domestic | 710.0367
LDNO HV: LV Network Domestic | 0
LDNO HV: LV Network Non-Domestic Non-CT | 0
LDNO HV: LV HH Metered | 17.3633
LDNO HV: LV Sub HH Metered | 26.3039
LDNO HV: HV HH Metered | 28.3129
LDNO HV: NHH UMS category A | 8.18
LDNO HV: NHH UMS category B | 11.82
LDNO HV: NHH UMS category C | 19.25
LDNO HV: NHH UMS category D | 0
LDNO HV: LV UMS (Pseudo HH Metered) | 12.1235
LDNO HV: LV Generation NHH or Aggregate HH | -7.01
LDNO HV: LV Sub Generation NHH | 0
LDNO HV: LV Generation Intermittent | -6.9188
LDNO HV: LV Generation Non-Intermittent | -9.879
LDNO HV: LV Sub Generation Intermittent | -6.2691
LDNO HV: LV Sub Generation Non-Intermittent | -6.8168
LDNO HV: HV Generation Intermittent | -3.9326
LDNO HV: HV Generation Non-Intermittent | -4.2359

## CTables
Tariff comparisons for WPD South West in April 15 (DCP179)
This sheet is for information only. It can be deleted without affecting any calculations elsewhere in the model.
4101. Comparison with current all-the-way demand tariffs
Data sources:
x1 = 4001. Revenues under current tariffs (£)
x2 = 3802. Net revenues (£) (in Revenue summary)
x3 = 3802. All units (MWh) (in Revenue summary)
x4 = 1053. MPANs by tariff (in Volume forecasts for the charging year)
Kind: | Calculation | Calculation | Copy cells
Formula: | =IF(x1,x2/x1-1,"") | =(x2-x1)/IF(x3,x3,1)/10 | = x4
| Change | Absolute change (average p/kWh) | MPANs
Domestic Unrestricted | -13.38% | -0.52153 | 1195490
Domestic Two Rate | -14.99% | -0.34811 | 224253
Domestic Off Peak (related MPAN) | 1.685% | 0.003 | 16320
Small Non Domestic Unrestricted | -16.78% | -0.46339 | 108227
Small Non Domestic Two Rate | -14.26% | -0.31597 | 27300
Small Non Domestic Off Peak (related MPAN) | -5.446% | -0.011 | 3435
LV Medium Non-Domestic | -13.84% | -0.32495 | 9354
LV Sub Medium Non-Domestic | -15.01% | -0.31419 | 707
HV Medium Non-Domestic | -21.22% | -0.53688 | 26
LV Network Domestic |  | 0 | 0
LV Network Non-Domestic Non-CT |  | 0 | 0
LV HH Metered | -12.23% | -0.31161 | 3115
LV Sub HH Metered | -13.84% | -0.30461 | 1328
HV HH Metered | -15.14% | -0.25032 | 987
NHH UMS category A | -10.19% | -0.247 | 705
NHH UMS category B | -14.5% | -0.534 | 659
NHH UMS category C | -18.04% | -1.129 | 168
NHH UMS category D |  | 0 | 1
LV UMS (Pseudo HH Metered) | -14.53% | -0.54898 | 17
4102. LDNO margins in use of system charges
Data sources:
x1 = 4003. Normalised to
x2 = 4004. Normalised revenues (£) (in Normalised volumes for comparisons)
x3 = 4005. LDNO LV charges (normalised £)
x4 = All-the-way charges (normalised £) (in LDNO margins in use of system charges)
x5 = 4006. LDNO HV charges (normalised £)
Kind: | Copy cells | Copy cells | Calculation | Calculation
Formula: | = x1 | = x2 | =IF(x3,x4-x3,"") | =IF(x5,x4-x5,"")
| Normalised to | All-the-way charges (normalised £) | LDNO LV margin (normalised £) | LDNO HV margin (normalised £)
Domestic Unrestricted | MPAN | 121.1374 | 44.3021 | 75.6481
Domestic Two Rate | MPAN | 129.2051 | 47.275 | 80.6772
Domestic Off Peak (related MPAN) | MPAN | 8.1653 | 2.9774 | 5.0977
Small Non Domestic Unrestricted | MPAN | 253.5459 | 92.7463 | 158.3376
Small Non Domestic Two Rate | MPAN | 386.4448 | 141.3601 | 241.3977
Small Non Domestic Off Peak (related MPAN) | MPAN | 14.5945 | 5.3488 | 9.0929
LV Medium Non-Domestic | MPAN | 1891.1117 | 691.3029 | 1181.075
LV Network Domestic | MPAN | 0
LV Network Non-Domestic Non-CT | MPAN | 0
LV HH Metered | kVA | 46.2301 | 16.902 | 28.8668
LV Sub HH Metered | kVA | 43.0535 |  | 16.7496
HV HH Metered | kVA | 39.2284 |  | 10.9155
NHH UMS category A | MWh | 21.78 | 7.96 | 13.6
NHH UMS category B | MWh | 31.49 | 11.52 | 19.67
NHH UMS category C | MWh | 51.28 | 18.75 | 32.03
NHH UMS category D | MWh | 0
LV UMS (Pseudo HH Metered) | MWh | 32.2921 | 11.8084 | 20.1686
LV Generation NHH or Aggregate HH | MWh | -7.01 | 0 | 0
LV Sub Generation NHH | MWh | 0
LV Generation Intermittent | MWh | -6.9188 | 0 | 0
LV Generation Non-Intermittent | MWh | -9.879 | 0 | 0
LV Sub Generation Intermittent | MWh | -6.2691 |  | 0
LV Sub Generation Non-Intermittent | MWh | -6.8168 |  | 0
HV Generation Intermittent | MWh | -3.8618 |  | 0.070755
HV Generation Non-Intermittent | MWh | -4.2057 |  | 0.030231