## Overview
Company and Licence name, charging year, effective from, status
| Company and Licence name | Year | Effective From | Status
Company and Licence name, charging year, effective from, status | Western Power Distribution (East Midlands) plc | 2021/2022 | 2021-04-01 | Final
List of data tables in this workbook
Worksheet | Information
Annex 1 LV, HV and Unmetered Supplies charges | Annex 1 contains the charges to LV and HV Designated Properties and Unmetered Supplies.
Annex 2 EHV charges | Annex 2 contains the charges to Designated EHV Properties and charges applied to LDNOs with Designated EHV Properties/end-users embedded in networks within the Western Power Distribution (East Midlands) plc Licence area.
Annex 3 Preserved charges | Annex 3 contains details of any preserved and additional charges that are valid at this time.
Annex 4 LDNO charges | Annex 4 contains charges that are levied on the owner of an embedded network within the Western Power Distribution (East Midlands) plc Licence area. Electricity suppliers and consumers who have properties connected to an embedded network should contact the embedded network owner to determine their distribution charges. The charges listed in this table are not payable by domestic consumers, business consumers or electricity suppliers.
Annex 5 LLFs | Annex 5 has been intentionally left blank as this charging statement is published a complete year before the LLFs have been audited. The line loss factors that are approved by the BSC Panel for the applicable year and consequently published on the Elexon website will take precedence and be used in Settlement. This annex will be re-published with these values once they are available.
Annex 6 Charges for New or Amended Designated EHV Properties | Annex 6 contains the charges for new or amended Designated EHV Properties and charges applied to LDNOs with new or amended Designated EHV Properties/end-users embedded in networks within the Western Power Distribution (East Midlands) plc Licence area.
Nodal prices | Contains the underlying [nodal/network group] costs used to calculate the current EDCM charges.
Charge calculator | Charge calculator is a tool to help you estimate your distribution charges using current consumption data and forecast consumption data.
Notes to users of this spreadsheet
Please use this spreadsheet with reference to the LC14 use of system charging statement.
Notes to DNOs populating this spreadsheet
DNOs must endeavour to maintain consistency in the structure of this spreadsheet. Any changes to the structure must be noted in the 'Notes to users of this spreadsheet'
The drop down list on the charge calculator can be expanded by unprotecting the charge calculator sheet and selecting 'data', 'data validation...' and then expanding the 'source' data range. The sheet can then be protected.

## Annex 1 LV, HV and UMS charges
Back to Overview | 'DNOs paste value cells A15:J47 from CDCM 3701 into cells A14:J46
Western Power Distribution (East Midlands) plc - Effective from 1 April 2021 - Final LV and HV charges
Time Bands for LV and HV Designated Properties | [5 empty] | Time Bands for Unmetered Properties
Time periods | Red Time Band | Amber Time Band |  | Green Time Band |  |  |  | Black Time Band | Yellow Time Band | Green Time Band
Monday to Friday | 16:00 to 19:00 | 07:30 to 16:00 19:00 to 21:00 |  | 00:00 to 07:30 21:00 to 24:00 |  | Monday to Friday Nov to Feb |  | 16:00 to 19:00 | 07:30 to 16:00 19:00 to 21:00 | 00:00 to 07:30 21:00 to 24:00
Weekends |  |  |  | 00:00 to 24:00 |  | Monday to Friday Mar to Oct |  |  | 07:30 to 21:00 | 00:00 to 07:30 21:00 to 24:00
Notes | All the above times are in UK Clock time |  |  |  |  | Weekends |  |  |  | 00:00 to 24:00
[6 empty] | Notes |  | All the above times are in UK Clock time
Tariff name | Open LLFCs | PCs | Red/black unit charge p/kWh | Amber/yellow unit charge p/kWh | Green unit charge p/kWh | Fixed charge p/MPAN/day | Capacity charge p/kVA/day | Exceeded capacity charge p/kVA/day | Reactive power charge p/kVArh | Closed LLFCs
Domestic Aggregated | 1, 3, 246 | 0, 1 or 2 | 8.743 | 1.868 | 0.935 | 3.74 |  |  |  | 2, 4, 8, 10
Domestic Aggregated (related MPAN) | 11 | 2 | 8.743 | 1.868 | 0.935
Non-Domestic Aggregated | 13, 37, 81, 80, 247, 90 | 0 or 3-8 | 7.69 | 1.735 | 0.927 | 7.44 |  |  |  | 22, 34, 43, 16, 19, 28, 31, 49, 52, 83, 85
Non-Domestic Aggregated (related MPAN) | 901 | 4 | 7.69 | 1.735 | 0.927
LV Site Specific | 58, 990 | 0 | 5.802 | 1.473 | 0.91 | 11.37 | 2.9 | 5.75 | 0.157
LV Sub Site Specific | 59 | 0 | 4.184 | 1.242 | 0.894 | 8.91 | 3.52 | 5.31 | 0.111
HV Site Specific | 60, 991 | 0 | 2.903 | 1.065 | 0.883 | 80.94 | 4.28 | 6.18 | 0.057 | 929
LV Site Specific Storage Import | LST | 0 | 4.928 | 0.6 | 0.036 | 11.37 | 2.9 | 5.75 | 0.157
LV Sub Site Specific Storage Import | SST | 0 | 3.31 | 0.369 | 0.021 | 8.91 | 3.52 | 5.31 | 0.111
HV Site Specific Storage Import | HST | 0 | 2.029 | 0.192 | 0.009 | 80.94 | 4.28 | 6.18 | 0.057
Unmetered Supplies | 800, 801, 802, 803, 804 | 0, 1 or 8 | 21.762 | 2.487 | 1.72
LV Generation Aggregated | 986 | 0 or 8 | -4.752 | -0.601 | -0.037 | 0
LV Sub Generation Aggregated | 970 | 0 | -4.169 | -0.515 | -0.031 | 0
LV Generation Site Specific | 971, 973 | 0 | -4.752 | -0.601 | -0.037 | 0 |  |  | 0.156
LV Generation Site Specific no RP charge | 141, 142 | 0 | -4.752 | -0.601 | -0.037 | 0
LV Sub Generation Site Specific | 972, 974 | 0 | -4.169 | -0.515 | -0.031 | 0 |  |  | 0.131
LV Sub Generation Site Specific no RP charge | 143, 144 | 0 | -4.169 | -0.515 | -0.031 | 0
HV Generation Site Specific | 975, 977 | 0 | -2.726 | -0.296 | -0.016 | 50.55 |  |  | 0.105
HV Generation Site Specific no RP charge | 145, 146 | 0 | -2.726 | -0.296 | -0.016 | 50.55

## Annex 2 EHV charges
Back to Overview |  | Copy EDCM table 5001 range starting B101 and paste into G11. Extend or reduce print area as required. |  |  | Note: The list of MPANs / MSIDs provided may be incomplete; the DNO reserves the right to apply the listed charges to any other MPANs / MSIDs associated with the site.
Western Power Distribution (East Midlands) plc - Effective from 1 April 2021 - Final EDCM charges
Time Periods for Designated EHV Properties
Time periods |  |  | Super Red Time Band
Monday to Friday Nov to Feb |  |  | 16:00 to 19:00
Notes |  |  | All the above times are in UK Clock time
Import Unique Identifier | LLFC | Import MPANs/MSIDs | Export Unique Identifier | LLFC | Export MPANs/MSIDs | Name | Import Super Red unit charge (p/kWh) | Import fixed charge (p/day) | Import capacity charge (p/kVA/day) | Import exceeded capacity charge (p/kVA/day) | Export Super Red unit charge (p/kWh) | Export fixed charge (p/day) | Export capacity charge (p/kVA/day) | Export exceeded capacity charge (p/kVA/day)
61 | 61 | 1100039606230 1100050612745 |  |  |  | Jaguar Land Rover Gaydon |  | 5170.93 | 4.07 | 4.07
155 | 155 | 1170000982191 | 479 | 479 | 1170000982207 | Lyon Road Gas Gen |  | 42.45 | 2.79 | 2.79 | -2.126 | 1132.09 | 0.05 | 0.05
156 | 156 | 1170001003919 | 480 | 480 | 1170001003928 | Asher Lane 33kV STOR |  | 38.92 | 1.35 | 1.35 |  | 2327.94 | 0.05 | 0.05
157 | 157 | 1170001052172 | 481 | 481 | 1170001052181 | Spondon Peaking STOR |  | 17.48 | 0.94 | 0.94 |  | 490.76 | 0.05 | 0.05
158 | 158 | 1170001103613 | 482 | 482 | 1170001103622 | Walworth farm EES |  | 42.09 | 1.52 | 1.52 | -0.692 | 42.09 | 0.05 | 0.05
159 | 159 | 1170001154334 | 483 | 483 | 1170001154343 | Churchover solar farm new |  | 12.61 | 1.65 | 1.65 |  | 1512.62 | 0.05 | 0.05
281 | 281 | 1170000946973 1170000946982 |  |  |  | Jaguar Land Rover Whitley |  | 6415.13 | 3.36 | 3.36
292 | 292 | 1170000480680 | 367 | 367 | 1170000480699 | Yew Tree Farm PV | 0.507 | 5.65 | 1.48 | 1.48 |  | 677.94 | 0.05 | 0.05
293 | 293 | 1170000487142 | 368 | 368 | 1170000487151 | Cobb Farm Egmanton PV |  | 2.77 | 2.84 | 2.84 |  | 554.57 | 0.05 | 0.05
294 | 294 | 1170000530950 | 369 | 369 | 1170000530969 | Kelmarsh Wind Farm |  | 148.44 | 0.96 | 0.96 |  | 7303.3 | 0.05 | 0.05
295 | 295 | 1170000535104 | 370 | 370 | 1170000535113 | Pebble Hall Farm AD |  | 769.88 | 1.2 | 1.2 |  | 7698.83 | 0.05 | 0.05
296 | 296 | 1170000549231 | 371 | 371 | 1170000549240 | Copley Farm PV Claypole |  | 12.49 | 1.26 | 1.26 |  | 1063.86 | 0.05 | 0.05
297 | 297 | 1170000549269 | 372 | 372 | 1170000549278 | Greatmoor EFW Calvert |  | 993.3 | 1.04 | 1.04 |  | 8187.18 | 0.05 | 0.05
298 | 298 | 1170000559851 | 373 | 373 | 1170000559860 | Lodge Farm (Calow) PV |  | 4.58 | 1.32 | 1.32 |  | 412.48 | 0.05 | 0.05
299 | 299 | 1170000569840 | 374 | 374 | 1170000569850 | Arkwright Solar PV |  | 129.28 | 0.98 | 0.98 |  | 1292.84 | 0.05 | 0.05
300 | 300 | 1170000579245 |  |  |  | Langar PV Imports |  | 3.26 | 1.97 | 1.97
302 | 302 | 1170000579919 | 377 | 377 | 1170000579928 | Averill Farm PV |  | 14.2 | 1.54 | 1.54 |  | 1265.55 | 0.05 | 0.05
303 | 303 | 1170000582692 | 378 | 378 | 1170000582708 | Marchington Solar PV |  | 5.27 | 1.28 | 1.28 |  | 467.91 | 0.05 | 0.05
304 | 304 | 1170000586492 | 379 | 379 | 1170000586508 | West End Fm Treswell PV |  | 3.81 | 1.61 | 1.61 |  | 470.24 | 0.05 | 0.05
305 | 305 | 1170000586605 | 380 | 380 | 1170000586614 | Fields Farm Southam PV |  | 4.8 | 1.87 | 1.87 |  | 422.78 | 0.05 | 0.05
306 | 306 | 1170000587273 | 381 | 381 | 1170000587282 | Canopus Farm PV |  | 4.69 | 1.21 | 1.21 |  | 433.42 | 0.05 | 0.05
307 | 307 | 1170000594261 | 382 | 382 | 1170000594270 | Lindridge Farm PV |  | 12.02 | 1.81 | 1.81 |  | 952.11 | 0.05 | 0.05
308 | 308 | 1170000594164 | 383 | 383 | 1170000594173 | Thornborough Grnds PV |  | 19.58 | 1.26 | 1.26 |  | 734.14 | 0.05 | 0.05
309 | 309 | 1170000592228 | 384 | 384 | 1170000592237 | Wymeswold Narrow Lane PV |  | 15.37 | 1.15 | 1.15 |  | 633.15 | 0.05 | 0.05
310 | 310 | 1170000598034 | 385 | 385 | 1170000598043 | Manor Farm Horton PV |  | 3.3 | 1.57 | 1.57 |  | 659.25 | 0.05 | 0.05
311 | 311 | 1170000598196 | 386 | 386 | 1170000598201 | Handley Park Farm PV |  | 14.78 | 1.11 | 1.11 |  | 738.94 | 0.05 | 0.05
312 | 312 | 1170000601982 | 387 | 387 | 1170000601991 | Shelton Lodge PV |  | 20.75 | 1.55 | 1.55 |  | 1771.57 | 0.05 | 0.05
313 | 313 | 1170000604023 | 388 | 388 | 1170000604050 | Brafield on the Green PV |  | 52.37 | 1.16 | 1.16 |  | 1963.81 | 0.05 | 0.05
314 | 314 | 1170000605221 | 389 | 389 | 1170000605240 | Sywell PV |  | 73.43 | 1.17 | 1.17 |  | 7343.24 | 0.05 | 0.05
315 | 315 | 1170000614990 | 390 | 390 | 1170000615007 | Holtwood Farm PV |  | 16.21 | 1.12 | 1.12 |  | 877.79 | 0.05 | 0.05
316 | 316 | 1170000614972 | 391 | 391 | 1170000614981 | Drakelow Farm PV |  | 8.85 | 1.53 | 1.53 |  | 885.14 | 0.05 | 0.05
317 | 317 | 1170000619916 | 392 | 392 | 1170000619925 | Stragglethorpe Rd PV |  | 5.03 | 1.19 | 1.19 |  | 503.21 | 0.05 | 0.05
318 | 318 | 1170000627448 | 393 | 393 | 1170000627457 | Oxcroft Solar Farm PV |  | 532.05 | 1 | 1 |  | 2816.72 | 0.05 | 0.05
319 | 319 | 1170000626816 | 394 | 394 | 1170000626825 | Derby Waste Sinfin EFW |  | 795.88 | 1.41 | 1.41 |  | 1570.97 | 0.05 | 0.05
320 | 320 | 1170000625681 | 395 | 395 | 1170000625690 | Littlewood Farm PV |  | 3.43 | 1.34 | 1.34 |  | 434.68 | 0.05 | 0.05
321 | 321 | 1170000630413 | 396 | 396 | 1170000630422 | Twin Yards Farm PV |  | 5.76 | 1.27 | 1.27 |  | 572.62 | 0.05 | 0.05
322 | 322 | 1170000629640 | 397 | 397 | 1170000629659 | Tower Hayes Farm PV |  | 8.47 | 1.54 | 1.54 |  | 745.25 | 0.05 | 0.05
323 | 323 | 1170000632606 | 398 | 398 | 1170000632615 | The Breck Solar PV |  | 21.98 | 1.58 | 1.58 |  | 1282.31 | 0.05 | 0.05
324 | 324 | 1170000631426 | 399 | 399 | 1170000631435 | Barnby Moor Retford PV |  | 2.06 | 1.12 | 1.12 |  | 82.13 | 0.05 | 0.05
325 | 325 | 1170000636503 | 400 | 400 | 1170000636512 | Lincoln Farm PV |  | 6.41 | 1.35 | 1.35 |  | 705.23 | 0.05 | 0.05
326 | 326 | 1170000652009 | 401 | 401 | 1170000652018 | Drakelow Renewable BIO |  | 6.5 | 1.14 | 1.14 |  | 466.67 | 0.05 | 0.05
327 | 327 | 1170000656884 | 402 | 402 | 1170000656893 | Tetron Point ESS |  | 727.54 | 1.04 | 1.04 |  | 727.54 | 0.05 | 0.05
328 | 328 | 1170000641470 | 403 | 403 | 1170000641489 | Mill Fm Gt Ponton PV |  | 20.46 | 1.19 | 1.19 |  | 1841.41 | 0.05 | 0.05
330 | 330 | 1170000671093 | 405 | 405 | 1170000671109 | Deepdale Solar Fm PV |  | 8.03 | 1.44 | 1.44 |  | 626.46 | 0.05 | 0.05
331 | 331 | 1170000671118 | 406 | 406 | 1170000671127 | Burton Wolds South WF |  | 10.71 | 1.05 | 1.05 |  | 1648.81 | 0.05 | 0.05
334 | 334 | 1170000677271 | 409 | 409 | 1170000677280 | Gawcott Flds PV Commercial |  | 4.69 | 1.28 | 1.28 |  | 371.16 | 0.05 | 0.05
335 | 335 | 1170000677290 | 410 | 410 | 1170000677305 | Gawcott Flds PV Community |  | 4.69 | 1.15 | 1.15 |  | 425.52 | 0.05 | 0.05
337 | 337 | 1170000722748 | 412 | 412 | 1170000722757 | John Brookes Sawmill BIO |  | 578.59 | 1.36 | 1.36 |  | 3681.94 | 0.05 | 0.05
338 | 338 | 1170000723991 | 413 | 413 | 1170000724008 | Hawton Wind Farm WF |  | 26.61 | 1.06 | 1.06 |  | 1330.29 | 0.05 | 0.05
339 | 339 | 1170000726584 | 414 | 414 | 1170000726593 | Blackbridge Farm BIO |  | 41.77 | 1.14 | 1.14 |  | 2784.7 | 0.05 | 0.05
340 | 340 | 1170000727221 | 415 | 415 | 1170000727230 1170000730001 | Garnham Close STOR |  | 16.04 | 1.33 | 1.33 |  | 962.12 | 0.05 | 0.05
341 | 341 | 1170000733935 | 435 | 435 | 1170000893898 | RAF Cranwell High G |  | 540.84 | 1.2 | 1.2 |  | 2.47 | 0.05 | 0.05
343 | 343 | 1170000751465 | 418 | 418 | 1170000751474 | Hermitage Lane STOR |  | 5.84 | 3.07 | 3.07 |  | 467.33 | 0.05 | 0.05
344 | 344 | 1170000759678 | 419 | 419 | 1170000759687 | Fosse Way Radford Sem PV |  | 19.97 | 1.9 | 1.9 |  | 3328.79 | 0.05 | 0.05
345 | 345 | 1170000761640 | 420 | 420 | 1170000761659 | Meadow Fm Thorpe Lang PV |  | 22.86 | 1.23 | 1.23 |  | 1782.91 | 0.05 | 0.05
346 | 346 | 1170000768557 | 421 | 421 | 1170000768566 | Olney Hyde Farm PV |  | 51.24 | 1.08 | 1.08 |  | 2305.84 | 0.05 | 0.05
347 | 347 | 1170000772456 | 422 | 422 | 1170000772465 | Dayfields Farm PV |  | 4.08 | 1.7 | 1.7 |  | 749.64 | 0.05 | 0.05
348 | 348 | 1170000775712 | 423 | 423 | 1170000775721 | Bolsovermoor Quarry PV |  | 6.87 | 1.35 | 1.35 |  | 679.35 | 0.05 | 0.05
349 | 349 | 1170000775340 | 424 | 424 | 1170000775350 | Bilsthorpe PV |  | 5.75 | 1.11 | 1.11 |  | 672.92 | 0.05 | 0.05
350 | 350 | 1170000773654 | 425 | 425 | 1170000773663 | Carlton Forest STOR |  | 15.79 | 1.53 | 1.53 |  | 2842.02 | 0.05 | 0.05
351 | 351 | 1170000783305 | 426 | 426 | 1170000783314 | Sutton Bonnington PV |  | 4.81 | 1.21 | 1.21 |  | 433.29 | 0.05 | 0.05
352 | 352 | 1170000784489 | 427 | 427 | 1170000784498 | Alfreton Diesel Power |  | 2.42 | 1.53 | 1.53 |  | 484.78 | 0.05 | 0.05
353 | 353 | 1170000790241 | 428 | 428 | 1170000790250 | Green Lane Marchington PV |  | 4.88 | 1.31 | 1.31 |  | 433.23 | 0.05 | 0.05
354 | 354 | 1170000807142 | 429 | 429 | 1170000807151 | Baddesley Park PV |  | 30.65 | 1.1 | 1.1 |  | 584.07 | 0.05 | 0.05
355 | 355 | 1170000807160 | 430 | 430 | 1170000807170 | Baddesley Pk Biomass |  | 182.2 | 1.14 | 1.14 |  | 1839.07 | 0.05 | 0.05
356 | 356 | 1170000858990 | 431 | 431 | 1170000859007 | Taylor Lane 33kV STOR |  | 10.55 | 0.94 | 0.94 |  | 532.76 | 0.05 | 0.05
357 | 357 | 1170000871315 | 432 | 432 | 1170000871324 | Hill Farm ESS |  | 210.3 | 1.24 | 1.24 | -0.432 | 262.88 | 0.05 | 0.05
358 | 358 | 1170000871120 | 433 | 433 | 1170000871139 | Leverton ESS |  | 568.13 | 1.18 | 1.18 |  | 568.13 | 0.05 | 0.05
359 | 359 | 1170000884086 | 434 | 434 | 1170000884095 | Nottingham Rd STOR |  | 5.84 | 1.62 | 1.62 |  | 467.33 | 0.05 | 0.05
361 | 361 | 1170000895724 | 436 | 436 | 1170000895733 | Breach Farm ESS |  | 1867.26 | 0.97 | 0.97 |  | 1867.26 | 0.05 | 0.05
362 | 362 | 1170000902629 | 437 | 437 | 1170000902638 | Boston Biomass Gen AD |  | 257.11 | 1.06 | 1.06 |  | 1542.67 | 0.05 | 0.05
363 | 363 | 1170000928965 | 438 | 438 | 1170000928974 | Twin Oaks Diesel STOR |  | 2.11 | 1.81 | 1.81 |  | 418.47 | 0.05 | 0.05
364 | 364 | 1170000939911 | 439 | 439 | 1170000939920 | Colwick Private Rd STOR |  | 8.9 | 1.86 | 1.86 |  | 569.48 | 0.05 | 0.05
365 | 365 | 1170000953544 | 440 | 440 | 1170000953553 | Mill Fm Caythorpe ESS |  | 213.79 | 0.98 | 0.98 |  | 213.79 | 0.05 | 0.05
784 | 784 | 1170000447716 | 705 | 705 | 1170000447725 | Prestop Park Farm PV |  | 1.54 | 1.85 | 1.85 |  | 436.57 | 0.05 | 0.05
785 | 785 | 1170000447479 | 706 | 706 | 1170000447488 | Smith Hall Farm Solar |  | 18.38 | 1.04 | 1.04 |  | 735.34 | 0.05 | 0.05
786 | 786 | 1170000447497 | 707 | 707 | 1170000447502 | Park Farm Solar Ashby |  | 1.65 | 1.54 | 1.54 |  | 82.54 | 0.05 | 0.05
787 | 787 | 1170000451420 | 708 | 708 | 1170000451439 | Aston House Solar Farm |  | 4.56 | 1.55 | 1.55 |  | 749.17 | 0.05 | 0.05
789 | 789 | 1170000457617 | 710 | 710 | 1170000457626 | Elms Farm Solar Farm |  | 2.42 | 2.34 | 2.34 |  | 435.69 | 0.05 | 0.05
790 | 790 | 1170000458550 | 711 | 711 | 1170000458569 | Morton Solar Farm |  | 3.26 | 1.9 | 1.9 |  | 750.46 | 0.05 | 0.05
791 | 791 | 1170000463150 | 712 | 712 | 1170000463160 | Glebe Farm Podington PV |  | 103.87 | 1.36 | 1.36 |  | 6751.71 | 0.05 | 0.05
792 | 792 | 1170000468015 | 713 | 713 | 1170000468024 | Rolleston Park Solar |  | 47.46 | 1.15 | 1.15 |  | 958.75 | 0.05 | 0.05
793 | 793 | 1170000467572 | 714 | 714 | 1170000467581 | Nowhere Farm PV |  | 6.04 | 2.09 | 2.09 |  | 1308.77 | 0.05 | 0.05
795 | 795 | 1170000467509 | 716 | 716 | 1170000467527 | Chelveston Renewable PV |  | 8.4 | 2.02 | 2.02 |  | 3358.45 | 0.05 | 0.05
796 | 796 | 1170000474082 | 717 | 717 | 1170000474107 | Horsemoor Drove Solar |  | 25.83 | 1.71 | 1.71 |  | 4304.84 | 0.05 | 0.05
797 | 797 | 1170000474436 | 718 | 718 | 1170000474445 | Decoy Farm Crowland PV |  | 9.37 | 1.08 | 1.08 |  | 393.67 | 0.05 | 0.05
798 | 798 | 1170000474418 | 719 | 719 | 1170000474427 | Decoy Farm Crowland Bio |  | 5.96 | 1.14 | 1.14 |  | 397.08 | 0.05 | 0.05
799 | 799 | 1170000474393 | 720 | 720 | 1170000474409 | Decoy Farm Crowland AD |  | 25.19 | 0.98 | 0.98 |  | 377.85 | 0.05 | 0.05
824 | 824 | 1100039676983 1100039676992 | 600 | 600 |  | Network Rail Bytham |  | 5287.79 | 4.63 | 4.63
825 | 825 | 1100039676690 1100039676706 | 601 | 601 | 1100050641453 | Network Rail Grantham |  | 2307.54 | 4.12 | 4.12
826 | 826 | 1100050106527 | 602 | 602 | 1100050106971 | Network Rail Staythorpe |  | 70.34 | 1.18 | 1.18
827 | 827 | 1100039676965 1100039676974 | 603 | 603 | 1100050314637 | Network Rail Retford |  | 3322.99 | 2.81 | 2.81
831 | 831 | 1100039602086 |  |  |  | Jaguar Cars |  | 297.06 | 6.46 | 6.46
832 | 832 | 1100039600655 |  |  |  | Alstom Frankton |  | 3769.09 | 1.66 | 1.66
833 | 833 | 1170000817007 1170000817025 | 684 | 684 | 1170000817034 | University of Warwick |  | 152.99 | 3.01 | 3.01 |  | 144.07 | 0.05 | 0.05
834 | 834 | 1100039603131 |  |  |  | Dunlop Factory |  | 297.06 | 4.4 | 4.4
835 | 835 | 1160001030330 1160001139525 | 416 | 416 | 1170000730127 | Bombardier |  | 688.61 | 1.68 | 1.68 |  | 328.26 | 0.05 | 0.05
836 | 836 | 1100039600015 |  |  |  | Corby Steel Works |  | 982.55 | 1.72 | 1.72
7043 | 7043 | 7043 | 7043 | 7043 | 7043 | Derwent |  | 2373.86 | 0.93 | 0.93
839 | 839 | 1100039667570 |  |  |  | GEC Alsthom |  | 1729.33 | 1.77 | 1.77
840 | 840 | 1100050311185 1100050311194 |  |  |  | St Gobain |  | 683.1 | 3.26 | 3.26
841 | 841 | 1100039603559 |  |  |  | Toyota |  | 10467.15 | 1.67 | 1.67
842 | 842 | 1100039600051 | 610 | 610 | 1100050222428 | Derby Co-Generation |  | 147.22 | 0.71 | 0.71
843 | 843 | 1100039600060 1100050311167 |  |  |  | Rolls Royce Sinfin C |  | 13190.34 | 0.61 | 0.61
844 | 844 | 1100039671841 | 609 | 609 | 1100050222552 | ABR Foods |  | 444.81 | 1.33 | 1.33
845 | 845 | 1160001236210 | 635 | 635 | 1160001236229 | Petsoe Wind Farm |  | 23.31 | 1.36 | 1.36 |  | 1305.56 | 0.05 | 0.05
846 | 846 | 1100039600042 | 700 | 700 | 1170000330966 | Castle Cement |  | 3936.72 | 2.87 | 2.87 |  | 145.31 | 0.05 | 0.05
847 | 847 | 1100050013290 1100050314594 |  |  |  | Rugby Cement |  | 1876.11 | 3.22 | 3.22
848 | 848 | 1100039667446 | 632 | 632 | 1100050222604 | Coventry & Solihull Waste |  | 93 | 1.18 | 1.18
849 | 849 | 1170000014575 | 611 | 611 | 1170000014584 | Bentinck Generation |  | 12.85 | 1.07 | 1.07 |  | 308.4 | 0.05 | 0.05
852 | 852 | 1100050780529 | 640 | 640 | 1160001479030 | Asfordby 132kV |  | 2727.23 | 1.23 | 1.23 |  | 7044.44 | 0.05 | 0.05
853 | 853 | 1100770095532 | 612 | 612 | 1100770095541 | Calvert Landfill EFW |  | 28.27 | 0.94 | 0.94
854 | 854 | 1100770104666 | 613 | 613 | 1100770104693 | Weldon Landfill |  | 29.98 | 0.94 | 0.94
855 | 855 | 1100770099918 | 614 | 614 | 1100770099927 | Goosy Lodge Power |  | 29.18 | 0.97 | 0.97
856 | 856 | 1160000116234 1160000135185 |  |  |  | BAR Honda |  | 731.49 | 2.73 | 2.73
857 | 857 | 1160000226327 | 615 | 615 | 1160000226336 | Burton Wolds Wind Farm |  | 6.4 | 0.98 | 0.98
858 | 858 | 1100039606090 | 616 | 616 |  | Network Rail Bretton |  | 10528.76 | 2.81 | 2.81
859 | 859 | 1100770683368 1100770683368 | 617 | 617 | 1100770683377 | Bambers Farm Wind Farm |  | 2.65 | 1.02 | 1.02
860 | 860 | 1160000213601 | 618 | 618 | 1160000213610 | Vine House Wind Farm |  | 50.82 | 1.21 | 1.21
861 | 861 | 1160000154150 | 619 | 619 | 1160000154160 | Red House Wind Farm |  | 8.19 | 1.22 | 1.22
862 | 862 | 1160000186551 | 620 | 620 | 1160000186560 | Daneshill Landfill |  | 41.51 | 1.14 | 1.14
863 | 863 | 1130000053950 |  |  |  | Corby Power demand |  | 968.55 | 2.62 | 2.62
864 | 864 | 1160000745093 | 621 | 621 | 1130000079897 | Newton Longville Landfill |  | 28.8 | 2.44 | 2.44 | -1.467 | 2203.65 | 0.05 | 0.05
865 | 865 | 1160000909822 | 622 | 622 | 1160000909840 | Hollies Wind Farm |  | 2.93 | 1.11 | 1.11 |  | 410.17 | 0.05 | 0.05
866 | 866 | 1130000044004 | 629 | 629 | 1130000044013 | Lynn Wind Farm |  | 146.51 | 0.96 | 0.96
867 | 867 | 1130000044022 | 630 | 630 | 1130000044031 | Inner Dowsing Wind Farm |  | 146.51 | 0.96 | 0.96
868 | 868 | 1160000999037 | 631 | 631 | 1160000999046 | Bicker Fen Wind Farm |  | 32.47 | 1.02 | 1.02 |  | 2412.03 | 0.05 | 0.05
869 | 869 | 1100039667455 | 634 | 634 | 1100050222473 | London Road Heat Station |  | 178.45 | 0.94 | 0.94 |  | 535.35 | 0.05 | 0.05
870 | 870 | 1160001253330 | 633 | 633 | 1160001253321 | Lindhurst Wind Farm |  | 18.98 | 1.18 | 1.18 |  | 3605.66 | 0.05 | 0.05
872 | 872 | 1100039600380 |  |  |  | AP Drivelines | 0.6 | 230.68 | 3.32 | 3.32
873 | 873 | 1100039600317 |  |  |  | Rolls Royce Coventry |  | 297.06 | 4.67 | 4.67
875 | 875 | 1100039667989 |  |  |  | Caterpillar | 0.424 | 3712.29 | 5.21 | 5.21
876 | 876 | 1100039602323 |  |  |  | Santander Carlton Park |  | 297.06 | 4.63 | 4.63
877 | 877 | 1100039600308 |  |  |  | Brush |  | 297.06 | 2.6 | 2.6
878 | 878 | 1170000352384 1170000352409 |  |  |  | JCB |  | 297.06 | 6.66 | 6.66
879 | 879 | 1100039606197 |  |  |  | Cast Bar UK |  | 366.43 | 4.03 | 4.03
880 | 880 | 1100039668227 |  |  |  | Bretby GP |  | 227.7 | 7.84 | 7.84
881 | 881 | 1100039601028 |  |  |  | Holwell Works |  | 297.06 | 5.07 | 5.07
882 | 882 | 1100039601019 |  |  |  | Pedigree Petfoods |  | 227.7 | 5.03 | 5.03
883 | 883 | 1100039601339 |  |  |  | Alstom Wolverton | 0.539 | 297.06 | 4.66 | 4.66
884 | 884 | 1100039600567 |  |  |  | Colworth Laboratory |  | 297.06 | 4.17 | 4.17
885 | 885 | 1100039601923 1100039601932 | 636 | 636 | 1100050222464 | Boots Thane Road |  | 616.45 | 2.02 | 2.02
886 | 886 | 1100039606294 | 608 | 608 | 1100050222446 | QMC |  | 88.53 | 2.33 | 2.33
887 | 887 | 1100039604358 |  |  |  | British Gypsum |  | 3246.02 | 6.83 | 6.83
888 | 888 | 1100039605139 1100039605148 |  |  |  | Melbourne STW |  | 297.06 | 5.38 | 5.38
889 | 889 | 1100039601116 1100050484817 |  |  |  | Whetstone |  | 297.06 | 5.9 | 5.9
890 | 890 | 1100039603647 1100039603656 |  |  |  | Holbrook Works | 0.257 | 297.06 | 3.98 | 3.98
891 | 891 | 1100050674421 1100050677575 |  |  |  | Astrazeneca Charnwood |  | 4320.3 | 3.23 | 3.23
892 | 892 | 1160000002893 1160000065918 | 637 | 637 | 1160001059394 | B&Q Manton |  | 127.31 | 4.32 | 4.32 |  | 169.75 | 0.05 | 0.05
893 | 893 | 1160001007100 1160001122717 |  |  |  | Transco Churchover |  | 297.06 | 2.08 | 2.08
894 | 894 | 1100039600033 |  |  |  | Alstom Rugby |  | 3074.19 | 2.02 | 2.02
896 | 896 | 1160001363390 | 638 | 638 | 1160001363380 | Low Spinney Wind Farm |  | 116 | 0.96 | 0.96 |  | 3804.65 | 0.05 | 0.05
897 | 897 | 1160001457392 | 639 | 639 | 1160001457408 | Swinford Wind Farm |  | 71.76 | 0.98 | 0.98 |  | 3289.19 | 0.05 | 0.05
898 | 898 | 1170000117971 | 641 | 641 | 1170000117980 | Yelvertoft Wind Farm |  | 57.08 | 0.99 | 0.99 |  | 3120.57 | 0.05 | 0.05
899 | 899 |  |  |  |  | Maxwell House Data Centre | 2.149 | 9072.91 | 1.97 | 1.97
902 | 902 | 1170000199789 | 650 | 650 | 1170000199798 | Burton Wolds Wind Farm phase 2 |  | 36.87 | 1.01 | 1.01 |  | 2654.5 | 0.05 | 0.05
903 | 903 | 1170000137579 | 651 | 651 | 1170000137588 | Shacks Barn PV |  | 11.34 | 1.21 | 1.21 |  | 567.04 | 0.05 | 0.05
904 | 904 | 1160001324665 |  |  |  | Hatton Gas Compressor |  | 25183.67 | 1.62 | 1.62
905 | 905 | 1170000112477 | 642 | 642 | 1170000112486 | North Hykeham EFW |  | 25.73 | 0.96 | 0.96 |  | 134.82 | 0.05 | 0.05
906 | 906 | 1160001415347 | 643 | 643 | 1160001415356 | Sleaford Renewable Energy Plant |  | 96.32 | 1 | 1 |  | 1444.74 | 0.05 | 0.05
907 | 907 | 1170000059210 | 644 | 644 | 1170000059186 | Bilsthorpe Wind Farm |  | 20.83 | 0.96 | 0.96 |  | 439.96 | 0.05 | 0.05
908 | 908 | 1170000117944 | 645 | 645 | 1170000117953 | Old Dalby Lodge Wind Farm |  | 34.29 | 0.95 | 0.95 |  | 524.69 | 0.05 | 0.05
909 | 909 | 1170000146670 | 652 | 652 | 1170000146680 | Willoughby STOR generation |  | 0.71 | 0.94 | 0.94 |  | 188.68 | 0.05 | 0.05
910 | 910 | 1130000085288 |  |  |  | Rolls Royce AB&E 33kV |  | 84.19 | 2.29 | 2.29
911 | 911 | 1170000110600 | 647 | 647 | 1170000110610 | The Grange Wind Farm |  | 26.86 | 1.24 | 1.24 |  | 3761.04 | 0.05 | 0.05
912 | 912 | 1170000111881 | 648 | 648 | 1170000111890 | Clay Lake STOR |  | 2.11 | 2.28 | 2.28 |  | 158.44 | 0.05 | 0.05
913 | 913 | 1170000113443 | 649 | 649 | 1170000113452 | Balderton STOR |  | 1.59 | 2.33 | 2.33 | -0.14 | 158.96 | 0.05 | 0.05
914 | 914 | 1170000172954 | 653 | 653 | 1170000172963 | Wymeswold Solar Park |  | 6.47 | 3.32 | 3.32 |  | 3233.85 | 0.05 | 0.05
915 | 915 | 1170000722696 | 654 | 654 | 1170000722701 | French Farm Wind Farm |  | 53.61 | 1.03 | 1.03 |  | 3002.25 | 0.05 | 0.05
916 | 916 | 1170000398486 | 646 | 646 | 1170000398495 | Lilbourne Wind Farm |  | 12.06 | 0.98 | 0.98 |  | 964.75 | 0.05 | 0.05
917 | 917 | 1170000154538 | 655 | 655 | 1170000154547 | Chelvaston Renewable |  | 117.6 | 0.97 | 0.97 |  | 3833.62 | 0.05 | 0.05
918 | 918 | 1170000174827 | 656 | 656 | 1170000174836 | Beachampton Solar Farm |  | 20.14 | 1.17 | 1.17 |  | 604.25 | 0.05 | 0.05
919 | 919 | 1170000182961 | 657 | 657 | 1170000182970 | Croft End Solar Farm |  | 2.92 | 2.05 | 2.05 |  | 729.76 | 0.05 | 0.05
920 | 920 | 1170000233552 | 658 | 658 | 1170000233570 | M1 Wind farm |  | 10.52 | 0.95 | 0.95 |  | 392.52 | 0.05 | 0.05
921 | 921 | 1170000265270 | 659 | 659 | 1170000265280 | Leamington STOR |  | 49.18 | 1.99 | 1.99 | -0.534 | 1561.42 | 0.05 | 0.05
922 | 922 | 1170000280108 | 660 | 660 | 1170000280117 | Low Farm Anaerobic Dig |  | 21.05 | 0.94 | 0.94 |  | 63.14 | 0.05 | 0.05
923 | 923 | 1170000280960 | 691 | 691 | 1170000280970 | Turweston Airfield Solar Farm |  | 1.85 | 2.84 | 2.84 |  | 478.34 | 0.05 | 0.05
924 | 924 | 1170000281175 | 692 | 692 | 1170000281193 | Burton Pedwardine Solar |  | 12.69 | 1.62 | 1.62 |  | 951.44 | 0.05 | 0.05
925 | 925 | 1170000306909 | 693 | 693 | 1170000306918 | Little Morton Farm Solar |  | 5.07 | 1.6 | 1.6 |  | 608.38 | 0.05 | 0.05
930 | 930 | 1170000073288 |  |  |  | Rockingham |  | 8712.47 | 1.75 | 1.75
931 | 931 | 1170000086612 1170000091783 1170000091792 1170000091808 |  |  |  | Santander Carlton Park 132/11 |  | 158.33 | 1 | 1
932 | 932 | 1160001446600 |  |  |  | Delphi Diesel | 0.528 | 230.68 | 3.04 | 3.04
940 | 940 | 1170000306884 | 694 | 694 | 1170000306893 | Lodge Farm Solar Park |  | 27.16 | 1.3 | 1.3 |  | 1357.79 | 0.05 | 0.05
941 | 941 | 1170000313162 | 695 | 695 | 1170000313171 | Ermine Farm PV |  | 55.39 | 1.76 | 1.76 |  | 7477.52 | 0.05 | 0.05
942 | 942 | 1170000319234 | 696 | 696 | 1170000319243 | Ridge Solar Park |  | 5.64 | 1.44 | 1.44 |  | 564.28 | 0.05 | 0.05
943 | 943 | 1170000325283 | 697 | 697 | 1170000325292 | Winwick Wind Farm |  | 1.84 | 0.95 | 0.95 |  | 82.34 | 0.05 | 0.05
944 | 944 | 1170000325308 | 698 | 698 | 1170000325317 | Watford Lodge Wind Farm |  | 69.7 | 0.99 | 0.99 |  | 4082.64 | 0.05 | 0.05
945 | 945 | 1170000326454 | 699 | 699 | 1170000326463 | Leverton Solar Park |  | 2.85 | 2.05 | 2.05 |  | 428.24 | 0.05 | 0.05
946 | 946 | 1170000337508 | 701 | 701 | 1170000337517 | Burton Pedwardine Phase 2 |  | 26.78 | 1.48 | 1.48 |  | 937.35 | 0.05 | 0.05
947 | 947 | 1170000369068 | 702 | 702 | 1170000369086 | Hartwell Solar Farm |  | 21.48 | 1.97 | 1.97 |  | 3222.08 | 0.05 | 0.05
948 | 948 | 1170000369100 | 703 | 703 | 1170000369110 | Eakley Lanes Solar North |  | 30.59 | 1.22 | 1.22 |  | 1529.69 | 0.05 | 0.05
949 | 949 | 1170000369129 | 704 | 704 | 1170000369147 | Eakley Lanes Solar South |  | 60.43 | 1.19 | 1.19 |  | 377.68 | 0.05 | 0.05
950 | 950 | 1170000388743 | 661 | 661 | 1170000388752 | Welbeck Colliery PV |  | 7.77 | 1.3 | 1.3 |  | 745.95 | 0.05 | 0.05
951 | 951 | 1170000394960 | 662 | 662 | 1170000394979 | Newton Road PV |  | 3.86 | 2.02 | 2.02 |  | 577.42 | 0.05 | 0.05
952 | 952 | 1170000395954 | 663 | 663 | 1170000395963 | New Albion Wind Farm |  | 38.19 | 1.01 | 1.01 |  | 3415.78 | 0.05 | 0.05
953 | 953 | 1170000400772 | 664 | 664 | 1170000400781 | Moat Farm PV |  | 24.78 | 1.21 | 1.21 |  | 1321.59 | 0.05 | 0.05
954 | 954 | 1170000407875 | 665 | 665 | 1170000407884 | Bilsthorpe Solar |  | 10.34 | 1.57 | 1.57 |  | 992.37 | 0.05 | 0.05
955 | 955 | 1170000409696 | 666 | 666 | 1170000409701 | Hall Farm PV |  | 47.43 | 1.28 | 1.28 |  | 840.58 | 0.05 | 0.05
956 | 956 | 1170000415946 | 667 | 667 | 1170000415955 | Gaultney Solar Park |  | 1.31 | 3.94 | 3.94 |  | 471.87 | 0.05 | 0.05
957 | 957 | 1170000413692 | 668 | 668 | 1170000413708 | Fiskerton Solar Farm |  | 8.7 | 1.75 | 1.75 |  | 2610.64 | 0.05 | 0.05
958 | 958 | 1170000424904 | 669 | 669 | 1170000424913 | Mount Mill Solar Park |  | 8.71 | 1.61 | 1.61 |  | 888.19 | 0.05 | 0.05
959 | 959 | 1170000427170 | 670 | 670 | 1170000427180 | Podington Airfield WF |  | 124.51 | 0.97 | 0.97 |  | 5602.91 | 0.05 | 0.05
960 | 960 | 1170000428528 | 671 | 671 | 1170000428537 | Branston South PV Farm |  | 4.14 | 1.95 | 1.95 |  | 1240.54 | 0.05 | 0.05
961 | 961 | 1170000430182 | 672 | 672 | 1170000430191 | Eakring Solar Farm |  | 2.35 | 1.77 | 1.77 |  | 469.43 | 0.05 | 0.05
962 | 962 | 1170000439877 | 673 | 673 | 1170000439886 | Ragdale PV Solar Park |  | 4.88 | 1.07 | 1.07 |  | 79.31 | 0.05 | 0.05
963 | 963 | 1170000438312 | 674 | 674 | 1170000438321 | Thoresby Solar Farm |  | 8.14 | 1.34 | 1.34 |  | 814.31 | 0.05 | 0.05
964 | 964 | 1170000437211 | 675 | 675 | 1170000437220 | Welbeck Solar Farm |  | 5.69 | 1.58 | 1.58 |  | 748.04 | 0.05 | 0.05
965 | 965 | 1170000444690 | 676 | 676 | 1170000444681 | Atherstone Solar Farm |  | 2.68 | 2.28 | 2.28 |  | 751.04 | 0.05 | 0.05
966 | 966 | 1170000445115 | 677 | 677 | 1170000445133 | Babworth Estate PV Farm |  | 4.22 | 1.73 | 1.73 |  | 674.46 | 0.05 | 0.05
968 | 968 | 1170000446615 | 679 | 679 | 1170000446606 | Homestead Farm Solar Park |  | 5.94 | 1.47 | 1.47 |  | 890.95 | 0.05 | 0.05
969 | 969 | 1170000447033 | 680 | 680 | 1170000447042 | Grange Solar Farm |  | 4.05 | 2.07 | 2.07 |  | 434.06 | 0.05 | 0.05
|  |  | 375 | 375 | 1170000579254 | Langar Commercial PV | [5 empty] | 217.42 | 0.05 | 0.05
|  |  | 417 | 417 | 1170000740808 | Langar PV Community | [5 empty] | 217.42 | 0.05 | 0.05
2034 | 2034 | 2034 | 2034 | 2034 | 2034 | Grendon/Huntingdon Interconnector |  |  | 1.87 | 1.87
7015 | 7015 | 7015 | 7015 | 7015 | 7015 | Corby Power generation | [5 empty] | 440.86 | 0.05 | 0.05
7315 | 7315 | 7315 | 7316 | 7316 | 7316 | Redfield Road 1 STOR |  | 14.87 | 1.01 | 1.01 |  | 388.17 | 0.05 | 0.05
7324 | 7324 | 7324 | 7325 | 7325 | 7325 | Trafalgar Pk Gas STOR |  | 22.45 | 0.99 | 0.99 |  | 520.86 | 0.05 | 0.05
7326 | 7326 | 7326 | 7327 | 7327 | 7327 | Redfield Road B STOR |  | 15.86 | 1.27 | 1.27 |  | 1655.86 | 0.05 | 0.05
10500 | 10500 |  | 10501 | 10501 |  | Watnall Brickworks |  | 1.28 | 1.2 | 1.2 |  | 436.82 | 0.05 | 0.05
New Import 1 | New Import 1 | New Import 1 | New Export 1 | New Export 1 | New Export 1 | Ansty Park EES |  | 271.66 | 1.04 | 1.04 |  | 271.66 | 0.05 | 0.05
New Import 2 | New Import 2 | New Import 2 | New Export 2 | New Export 2 | New Export 2 | Asfordby B STOR |  | 558.1 | 1.13 | 1.13 |  | 398.64 | 0.05 | 0.05
New Import 3 | New Import 3 | New Import 3 | New Export 3 | New Export 3 | New Export 3 | Ashland Farm PV |  | 4.42 | 1.65 | 1.65 |  | 883.6 | 0.05 | 0.05
New Import 4 | New Import 4 | New Import 4 | New Export 4 | New Export 4 | New Export 4 | Attfields Farm Generation |  | 4.74 | 1.53 | 1.53 |  | 474.13 | 0.05 | 0.05
New Import 5 | New Import 5 | New Import 5 | New Export 5 | New Export 5 | New Export 5 | Back Lane ESS |  | 673.44 | 1.04 | 1.04 |  | 673.44 | 0.05 | 0.05
New Import 6 | New Import 6 | New Import 6 | New Export 6 | New Export 6 | New Export 6 | Battery Ln Boston ESS |  | 201.52 | 1.04 | 1.04 |  | 201.52 | 0.05 | 0.05
New Import 7 | New Import 7 | New Import 7 | New Export 7 | New Export 7 | New Export 7 | Branston Potato Farm |  | 4.11 | 1.41 | 1.41 |  | 1643.99 | 0.05 | 0.05
New Import 8 | New Import 8 | New Import 8 | New Export 8 | New Export 8 | New Export 8 | Breach Farm 132 |  | 2375.3 | 0.99 | 0.99 |  | 2375.3 | 0.05 | 0.05
New Import 9 | New Import 9 | New Import 9 | New Export 9 | New Export 9 | New Export 9 | Burton Pedwardine Ph1 |  | 13.06 | 1.65 | 1.65 |  | 951.07 | 0.05 | 0.05
New Import 10 | New Import 10 | New Import 10 | New Export 10 | New Export 10 | New Export 10 | Church Field ESS & PV |  | 308.32 | 1.2 | 1.2 |  | 514.55 | 0.05 | 0.05
New Import 11 | New Import 11 | New Import 11 | New Export 11 | New Export 11 | New Export 11 | Clay Cross EFW |  | 85.07 | 1.1 | 1.1 |  | 1361.05 | 0.05 | 0.05
New Import 12 | New Import 12 | New Import 12 | New Export 12 | New Export 12 | New Export 12 | Cogenhoe Road 1 ESS |  | 1628.54 | 0.99 | 0.99 |  | 1628.54 | 0.05 | 0.05
New Import 13 | New Import 13 | New Import 13 | New Export 13 | New Export 13 | New Export 13 | Coney Grey |  | 4.68 | 1.65 | 1.65 |  | 468.49 | 0.05 | 0.05
New Import 14 | New Import 14 | New Import 14 | New Export 14 | New Export 14 | New Export 14 | Decoy Farm Crowland WF |  | 5.2 | 1.02 | 1.02 |  | 467.98 | 0.05 | 0.05
New Import 15 | New Import 15 | New Import 15 | New Export 15 | New Export 15 | New Export 15 | Denby Transport |  | 15.22 | 1.24 | 1.24 |  | 1369.73 | 0.05 | 0.05
New Import 16 | New Import 16 | New Import 16 | New Export 16 | New Export 16 | New Export 16 | Desford Road ESS |  | 276.51 | 0.99 | 0.99 |  | 276.51 | 0.05 | 0.05
New Import 17 | New Import 17 | New Import 17 | New Export 17 | New Export 17 | New Export 17 | Dunsby STOR |  | 13.63 | 2.74 | 2.74 | -2.126 | 599.82 | 0.05 | 0.05
New Import 18 | New Import 18 | New Import 18 | New Export 18 | New Export 18 | New Export 18 | Eakring Road, Bilsthorpe |  | 660.66 | 1.14 | 1.14 |  | 7597.64 | 0.05 | 0.05
New Import 19 | New Import 19 | New Import 19 | New Export 19 | New Export 19 | New Export 19 | East Wood End PV |  | 2.92 | 1.41 | 1.41 |  | 1299.49 | 0.05 | 0.05
New Import 20 | New Import 20 | New Import 20 | New Export 20 | New Export 20 | New Export 20 | Falcon Works Gas Farm |  | 387.54 | 1.53 | 1.53 |  | 542.56 | 0.05 | 0.05
New Import 21 | New Import 21 | New Import 21 | New Export 21 | New Export 21 | New Export 21 | Fiskerton Gas Gen |  | 23.71 | 1.65 | 1.65 |  | 379.33 | 0.05 | 0.05
New Import 22 | New Import 22 | New Import 22 | New Export 22 | New Export 22 | New Export 22 | Glebe Farm East Keal Gas |  | 4.34 | 1.53 | 1.53 |  | 609.11 | 0.05 | 0.05
New Import 23 | New Import 23 | New Import 23 | New Export 23 | New Export 23 | New Export 23 | Grafton Underwood PV |  | 2.54 | 1.41 | 1.41 |  | 1127.04 | 0.05 | 0.05
New Import 24 | New Import 24 | New Import 24 | New Export 24 | New Export 24 | New Export 24 | Grange Solar Park Cotham Lane Hawton |  | 21.24 | 1.41 | 1.41 |  | 2230.22 | 0.05 | 0.05
New Import 25 | New Import 25 | New Import 25 | New Export 25 | New Export 25 | New Export 25 | Green Lane Phase 2 |  | 7.62 | 1.65 | 1.65 |  | 465.56 | 0.05 | 0.05
New Import 26 | New Import 26 | New Import 26 | New Export 26 | New Export 26 | New Export 26 | Grendon Lakes ESS |  | 1628.54 | 0.99 | 0.99 |  | 1628.54 | 0.05 | 0.05
New Import 27 | New Import 27 | New Import 27 | New Export 27 | New Export 27 | New Export 27 | Halfway Ind Est, Sheffield |  | 1.57 | 1.62 | 1.62 | -0.545 | 471.6 | 0.05 | 0.05
New Import 28 | New Import 28 | New Import 28 | New Export 28 | New Export 28 | New Export 28 | Halloughton Solar Farm Southwell |  | 4.77 | 1.45 | 1.45 |  | 951.97 | 0.05 | 0.05
New Import 29 | New Import 29 | New Import 29 | New Export 29 | New Export 29 | New Export 29 | Heckington Fen |  | 811.32 | 0.67 | 0.67 |  | 33571.69 | 0.05 | 0.05
New Import 30 | New Import 30 | New Import 30 | New Export 30 | New Export 30 | New Export 30 | Highgrounds STOR |  | 2.01 | 1.24 | 1.24 |  | 401.03 | 0.05 | 0.05
New Import 31 | New Import 31 | New Import 31 | New Export 31 | New Export 31 | New Export 31 | Hill Farm Radford Semele STOR |  | 13.25 | 1.61 | 1.61 | -0.534 | 530.06 | 0.05 | 0.05
New Import 32 | New Import 32 | New Import 32 | New Export 32 | New Export 32 | New Export 32 | Horsemoor Drove Wind Farm |  | 47.16 | 1.2 | 1.2 |  | 2358.01 | 0.05 | 0.05
New Import 33 | New Import 33 | New Import 33 | New Export 33 | New Export 33 | New Export 33 | Inkersall Farm PV |  | 11.1 | 2.1 | 2.1 |  | 4441.58 | 0.05 | 0.05
New Import 34 | New Import 34 | New Import 34 | New Export 34 | New Export 34 | New Export 34 | Inkersall Grange Farm Bilsthorpe PV |  | 56.66 | 1.41 | 1.41 |  | 2827.26 | 0.05 | 0.05
New Import 35 | New Import 35 | New Import 35 | New Export 35 | New Export 35 | New Export 35 | Judds lane STOR |  | 3.99 | 1.24 | 1.24 |  | 399.05 | 0.05 | 0.05
New Import 36 | New Import 36 | New Import 36 | New Export 36 | New Export 36 | New Export 36 | Ladywood Farm |  | 1.89 | 1.65 | 1.65 |  | 436.22 | 0.05 | 0.05
New Import 37 | New Import 37 | New Import 37 | New Export 37 | New Export 37 | New Export 37 | Land at Crifton Lodge Farm Bilsthorpe PV |  | 14.35 | 1.41 | 1.41 |  | 2869.57 | 0.05 | 0.05
New Import 38 | New Import 38 | New Import 38 | New Export 38 | New Export 38 | New Export 38 | Land at Newhall |  | 36.83 | 1.65 | 1.65 |  | 2926.19 | 0.05 | 0.05
New Import 39 | New Import 39 | New Import 39 | New Export 39 | New Export 39 | New Export 39 | Land at Seagrave PV |  | 9.89 | 1.65 | 1.65 |  | 989.31 | 0.05 | 0.05
New Import 40 | New Import 40 | New Import 40 | New Export 40 | New Export 40 | New Export 40 | Litchlake Farm |  | 5.38 | 1.65 | 1.65 |  | 537.93 | 0.05 | 0.05
New Import 41 | New Import 41 | New Import 41 |  |  |  | Long Itchington Northern Portal |  | 11569.02 | 5.01 | 5.01
New Import 42 | New Import 42 | New Import 42 | New Export 42 | New Export 42 | New Export 42 | Manor Farm Beachampton ESS |  | 230.82 | 1.04 | 1.04 |  | 242.36 | 0.05 | 0.05
New Import 43 | New Import 43 | New Import 43 | New Export 43 | New Export 43 | New Export 43 | Marsh Lane Boston BIO |  | 1.01 | 1.14 | 1.14 |  | 402.04 | 0.05 | 0.05
New Import 44 | New Import 44 | New Import 44 | New Export 44 | New Export 44 | New Export 44 | Mead Phase1 |  | 26.97 | 1.65 | 1.65 |  | 674.15 | 0.05 | 0.05
New Import 45 | New Import 45 | New Import 45 | New Export 45 | New Export 45 | New Export 45 | Mill Farm 2, Great Ponton |  | 19.27 | 1.65 | 1.65 |  | 1926.77 | 0.05 | 0.05
New Import 46 | New Import 46 | New Import 46 | New Export 46 | New Export 46 | New Export 46 | Newton Wood Farm ESS |  | 478.37 | 0.99 | 0.99 |  | 478.37 | 0.05 | 0.05
New Import 47 | New Import 47 | New Import 47 | New Export 47 | New Export 47 | New Export 47 | Portway Newport P GAS |  | 44.04 | 3.03 | 3.03 | -2.126 | 1761.72 | 0.05 | 0.05
New Import 48 | New Import 48 | New Import 48 | New Export 48 | New Export 48 | New Export 48 | Potash Farm A ESS |  | 651.21 | 0.99 | 0.99 |  | 651.21 | 0.05 | 0.05
New Import 49 | New Import 49 | New Import 49 | New Export 49 | New Export 49 | New Export 49 | Potash Farm B ESS |  | 513.44 | 0.99 | 0.99 |  | 513.44 | 0.05 | 0.05
New Import 50 | New Import 50 | New Import 50 | New Export 50 | New Export 50 | New Export 50 | Ranksborough Farm PV |  | 4.47 | 1.65 | 1.65 |  | 4466.48 | 0.05 | 0.05
New Import 51 | New Import 51 | New Import 51 | New Export 51 | New Export 51 | New Export 51 | Red House Solar farm |  | 0.8 | 2.03 | 2.03 |  | 402.24 | 0.05 | 0.05
New Import 52 | New Import 52 | New Import 52 | New Export 52 | New Export 52 | New Export 52 | Retford Road Gas Gen |  | 1.01 | 1.53 | 1.53 |  | 402.04 | 0.05 | 0.05
New Import 53 | New Import 53 | New Import 53 | New Export 53 | New Export 53 | New Export 53 | Sheepbridge Lane ESS |  | 21.13 | 1.04 | 1.04 |  | 1056.26 | 0.05 | 0.05
New Import 54 | New Import 54 | New Import 54 | New Export 54 | New Export 54 | New Export 54 | Shirebrook Wind Farm |  | 24.94 | 1.02 | 1.02 |  | 1247.09 | 0.05 | 0.05
New Import 55 | New Import 55 | New Import 55 | New Export 55 | New Export 55 | New Export 55 | South Wheatley PV |  | 1.19 | 1.41 | 1.41 |  | 955.54 | 0.05 | 0.05
New Import 56 | New Import 56 | New Import 56 | New Export 56 | New Export 56 | New Export 56 | Spring Ridge WF |  | 134.24 | 1.02 | 1.02 |  | 3356.09 | 0.05 | 0.05
New Import 57 | New Import 57 | New Import 57 | New Export 57 | New Export 57 | New Export 57 | Stoke Heights Wind Farm |  | 111.69 | 1.39 | 1.39 |  | 10703.6 | 0.05 | 0.05
New Import 58 | New Import 58 | New Import 58 | New Export 58 | New Export 58 | New Export 58 | Streetfield Farm Watling PV |  | 14.41 | 1.65 | 1.65 |  | 1440.68 | 0.05 | 0.05
New Import 59 | New Import 59 | New Import 59 | New Export 59 | New Export 59 | New Export 59 | Streetfield STOR |  | 4.72 | 1.24 | 1.24 |  | 2362.13 | 0.05 | 0.05
New Import 60 | New Import 60 | New Import 60 | New Export 60 | New Export 60 | New Export 60 | Stud Farm, Sutton-on-Trent |  | 3 | 1.75 | 1.75 |  | 400.04 | 0.05 | 0.05
New Import 61 | New Import 61 | New Import 61 | New Export 61 | New Export 61 | New Export 61 | Sutton Elms STOR |  | 9.13 | 1.24 | 1.24 |  | 1095.28 | 0.05 | 0.05
New Import 62 | New Import 62 | New Import 62 | New Export 62 | New Export 62 | New Export 62 | Swift Wind Farm |  | 4.06 | 1.02 | 1.02 |  | 749.66 | 0.05 | 0.05
New Import 63 | New Import 63 | New Import 63 | New Export 63 | New Export 63 | New Export 63 | Tathall End Solar Farm |  | 19.2 | 2.02 | 2.02 |  | 2304.13 | 0.05 | 0.05
New Import 64 | New Import 64 | New Import 64 | New Export 64 | New Export 64 | New Export 64 | Thornton Estate STOR |  | 8.38 | 1.24 | 1.24 |  | 879.64 | 0.05 | 0.05
New Import 65 | New Import 65 | New Import 65 | New Export 65 | New Export 65 | New Export 65 | Thornton Solar Farm |  | 65.55 | 1.65 | 1.65 |  | 2622.09 | 0.05 | 0.05
New Import 66 | New Import 66 | New Import 66 | New Export 66 | New Export 66 | New Export 66 | Thurlaston Estate Solar Farm |  | 1 | 1.41 | 1.41 |  | 552.02 | 0.05 | 0.05
New Import 67 | New Import 67 | New Import 67 | New Export 67 | New Export 67 | New Export 67 | Tiln Farm Solar Retford PV |  | 318.95 | 1.9 | 1.9 |  | 637.78 | 0.05 | 0.05
New Import 68 | New Import 68 | New Import 68 | New Export 68 | New Export 68 | New Export 68 | Tuckey Farm PV |  | 3.96 | 1.65 | 1.65 |  | 1100.44 | 0.05 | 0.05
New Import 69 | New Import 69 | New Import 69 | New Export 69 | New Export 69 | New Export 69 | Tutbury Solar Farm |  | 45.47 | 1.65 | 1.65 |  | 918.66 | 0.05 | 0.05
New Import 70 | New Import 70 | New Import 70 | New Export 70 | New Export 70 | New Export 70 | Weldon PV |  | 2.25 | 1.65 | 1.65 |  | 2995.84 | 0.05 | 0.05
New Import 71 | New Import 71 | New Import 71 | New Export 71 | New Export 71 | New Export 71 | Whaddon |  | 1.05 | 3.15 | 3.15 |  | 420.51 | 0.05 | 0.05
New Import 72 | New Import 72 | New Import 72 | New Export 72 | New Export 72 | New Export 72 | Whitecross Lane PV Park |  | 18.7 | 1.65 | 1.65 |  | 654.37 | 0.05 | 0.05
New Import 73 | New Import 73 | New Import 73 | New Export 73 | New Export 73 | New Export 73 | Whitfield Hs Fm STOR |  | 8.15 | 1.24 | 1.24 |  | 740.57 | 0.05 | 0.05
New Import 74 | New Import 74 | New Import 74 | New Export 74 | New Export 74 | New Export 74 | Whitsundoles Solar Farm |  | 20.96 | 3.15 | 3.15 |  | 3143.5 | 0.05 | 0.05
New Import 75 | New Import 75 | New Import 75 | New Export 75 | New Export 75 | New Export 75 | Wide Lane Solar Farm |  | 4.81 | 1.65 | 1.65 |  | 433.29 | 0.05 | 0.05
New Import 76 | New Import 76 | New Import 76 | New Export 76 | New Export 76 | New Export 76 | Willow Park Farm Generation |  | 30.65 | 1.84 | 1.84 | -0.432 | 1225.84 | 0.05 | 0.05
New Import 77 | New Import 77 | New Import 77 | New Export 77 | New Export 77 | New Export 77 | Wilsthorpe Farm |  | 7.46 | 1.65 | 1.65 |  | 746.26 | 0.05 | 0.05
New Import 78 | New Import 78 | New Import 78 | New Export 78 | New Export 78 | New Export 78 | Winkburn Solar |  | 9.47 | 1.9 | 1.9 |  | 947.26 | 0.05 | 0.05

## Annex 2a Import
Note: The list of MPANs / MSIDs provided may be incomplete; the DNO reserves the right to apply the listed charges to any other MPANs / MSIDs associated with the site. Note: This table is automatically populated based on the content of the tab entitled 'Annex 2 EHV Charges'. The timebands are as shown in Annex 2.
Western Power Distribution (East Midlands) plc - Effective from 1 April 2021 - Final EDCM import charges
Import Unique Identifier | LLFC | Import MPANs/MSIDs | Name | Import Super Red unit charge (p/kWh) | Import fixed charge (p/day) | Import capacity charge (p/kVA/day) | Import exceeded capacity charge (p/kVA/day)
61 | 61 | 1100039606230 1100050612745 | Jaguar Land Rover Gaydon |  | 5170.93 | 4.07 | 4.07
155 | 155 | 1170000982191 | Lyon Road Gas Gen |  | 42.45 | 2.79 | 2.79
156 | 156 | 1170001003919 | Asher Lane 33kV STOR |  | 38.92 | 1.35 | 1.35
157 | 157 | 1170001052172 | Spondon Peaking STOR |  | 17.48 | 0.94 | 0.94
158 | 158 | 1170001103613 | Walworth farm EES |  | 42.09 | 1.52 | 1.52
159 | 159 | 1170001154334 | Churchover solar farm new |  | 12.61 | 1.65 | 1.65
281 | 281 | 1170000946973 1170000946982 | Jaguar Land Rover Whitley |  | 6415.13 | 3.36 | 3.36
292 | 292 | 1170000480680 | Yew Tree Farm PV | 0.507 | 5.65 | 1.48 | 1.48
293 | 293 | 1170000487142 | Cobb Farm Egmanton PV |  | 2.77 | 2.84 | 2.84
294 | 294 | 1170000530950 | Kelmarsh Wind Farm |  | 148.44 | 0.96 | 0.96
295 | 295 | 1170000535104 | Pebble Hall Farm AD |  | 769.88 | 1.2 | 1.2
296 | 296 | 1170000549231 | Copley Farm PV Claypole |  | 12.49 | 1.26 | 1.26
297 | 297 | 1170000549269 | Greatmoor EFW Calvert |  | 993.3 | 1.04 | 1.04
298 | 298 | 1170000559851 | Lodge Farm (Calow) PV |  | 4.58 | 1.32 | 1.32
299 | 299 | 1170000569840 | Arkwright Solar PV |  | 129.28 | 0.98 | 0.98
300 | 300 | 1170000579245 | Langar PV Imports |  | 3.26 | 1.97 | 1.97
302 | 302 | 1170000579919 | Averill Farm PV |  | 14.2 | 1.54 | 1.54
303 | 303 | 1170000582692 | Marchington Solar PV |  | 5.27 | 1.28 | 1.28
304 | 304 | 1170000586492 | West End Fm Treswell PV |  | 3.81 | 1.61 | 1.61
305 | 305 | 1170000586605 | Fields Farm Southam PV |  | 4.8 | 1.87 | 1.87
306 | 306 | 1170000587273 | Canopus Farm PV |  | 4.69 | 1.21 | 1.21
307 | 307 | 1170000594261 | Lindridge Farm PV |  | 12.02 | 1.81 | 1.81
308 | 308 | 1170000594164 | Thornborough Grnds PV |  | 19.58 | 1.26 | 1.26
309 | 309 | 1170000592228 | Wymeswold Narrow Lane PV |  | 15.37 | 1.15 | 1.15
310 | 310 | 1170000598034 | Manor Farm Horton PV |  | 3.3 | 1.57 | 1.57
311 | 311 | 1170000598196 | Handley Park Farm PV |  | 14.78 | 1.11 | 1.11
312 | 312 | 1170000601982 | Shelton Lodge PV |  | 20.75 | 1.55 | 1.55
313 | 313 | 1170000604023 | Brafield on the Green PV |  | 52.37 | 1.16 | 1.16
314 | 314 | 1170000605221 | Sywell PV |  | 73.43 | 1.17 | 1.17
315 | 315 | 1170000614990 | Holtwood Farm PV |  | 16.21 | 1.12 | 1.12
316 | 316 | 1170000614972 | Drakelow Farm PV |  | 8.85 | 1.53 | 1.53
317 | 317 | 1170000619916 | Stragglethorpe Rd PV |  | 5.03 | 1.19 | 1.19
318 | 318 | 1170000627448 | Oxcroft Solar Farm PV |  | 532.05 | 1 | 1
319 | 319 | 1170000626816 | Derby Waste Sinfin EFW |  | 795.88 | 1.41 | 1.41
320 | 320 | 1170000625681 | Littlewood Farm PV |  | 3.43 | 1.34 | 1.34
321 | 321 | 1170000630413 | Twin Yards Farm PV |  | 5.76 | 1.27 | 1.27
322 | 322 | 1170000629640 | Tower Hayes Farm PV |  | 8.47 | 1.54 | 1.54
323 | 323 | 1170000632606 | The Breck Solar PV |  | 21.98 | 1.58 | 1.58
324 | 324 | 1170000631426 | Barnby Moor Retford PV |  | 2.06 | 1.12 | 1.12
325 | 325 | 1170000636503 | Lincoln Farm PV |  | 6.41 | 1.35 | 1.35
326 | 326 | 1170000652009 | Drakelow Renewable BIO |  | 6.5 | 1.14 | 1.14
327 | 327 | 1170000656884 | Tetron Point ESS |  | 727.54 | 1.04 | 1.04
328 | 328 | 1170000641470 | Mill Fm Gt Ponton PV |  | 20.46 | 1.19 | 1.19
330 | 330 | 1170000671093 | Deepdale Solar Fm PV |  | 8.03 | 1.44 | 1.44
331 | 331 | 1170000671118 | Burton Wolds South WF |  | 10.71 | 1.05 | 1.05
334 | 334 | 1170000677271 | Gawcott Flds PV Commercial |  | 4.69 | 1.28 | 1.28
335 | 335 | 1170000677290 | Gawcott Flds PV Community |  | 4.69 | 1.15 | 1.15
337 | 337 | 1170000722748 | John Brookes Sawmill BIO |  | 578.59 | 1.36 | 1.36
338 | 338 | 1170000723991 | Hawton Wind Farm WF |  | 26.61 | 1.06 | 1.06
339 | 339 | 1170000726584 | Blackbridge Farm BIO |  | 41.77 | 1.14 | 1.14
340 | 340 | 1170000727221 | Garnham Close STOR |  | 16.04 | 1.33 | 1.33
341 | 341 | 1170000733935 | RAF Cranwell High G |  | 540.84 | 1.2 | 1.2
343 | 343 | 1170000751465 | Hermitage Lane STOR |  | 5.84 | 3.07 | 3.07
344 | 344 | 1170000759678 | Fosse Way Radford Sem PV |  | 19.97 | 1.9 | 1.9
345 | 345 | 1170000761640 | Meadow Fm Thorpe Lang PV |  | 22.86 | 1.23 | 1.23
346 | 346 | 1170000768557 | Olney Hyde Farm PV |  | 51.24 | 1.08 | 1.08
347 | 347 | 1170000772456 | Dayfields Farm PV |  | 4.08 | 1.7 | 1.7
348 | 348 | 1170000775712 | Bolsovermoor Quarry PV |  | 6.87 | 1.35 | 1.35
349 | 349 | 1170000775340 | Bilsthorpe PV |  | 5.75 | 1.11 | 1.11
350 | 350 | 1170000773654 | Carlton Forest STOR |  | 15.79 | 1.53 | 1.53
351 | 351 | 1170000783305 | Sutton Bonnington PV |  | 4.81 | 1.21 | 1.21
352 | 352 | 1170000784489 | Alfreton Diesel Power |  | 2.42 | 1.53 | 1.53
353 | 353 | 1170000790241 | Green Lane Marchington PV |  | 4.88 | 1.31 | 1.31
354 | 354 | 1170000807142 | Baddesley Park PV |  | 30.65 | 1.1 | 1.1
355 | 355 | 1170000807160 | Baddesley Pk Biomass |  | 182.2 | 1.14 | 1.14
356 | 356 | 1170000858990 | Taylor Lane 33kV STOR |  | 10.55 | 0.94 | 0.94
357 | 357 | 1170000871315 | Hill Farm ESS |  | 210.3 | 1.24 | 1.24
358 | 358 | 1170000871120 | Leverton ESS |  | 568.13 | 1.18 | 1.18
359 | 359 | 1170000884086 | Nottingham Rd STOR |  | 5.84 | 1.62 | 1.62
361 | 361 | 1170000895724 | Breach Farm ESS |  | 1867.26 | 0.97 | 0.97
362 | 362 | 1170000902629 | Boston Biomass Gen AD |  | 257.11 | 1.06 | 1.06
363 | 363 | 1170000928965 | Twin Oaks Diesel STOR |  | 2.11 | 1.81 | 1.81
364 | 364 | 1170000939911 | Colwick Private Rd STOR |  | 8.9 | 1.86 | 1.86
365 | 365 | 1170000953544 | Mill Fm Caythorpe ESS |  | 213.79 | 0.98 | 0.98
784 | 784 | 1170000447716 | Prestop Park Farm PV |  | 1.54 | 1.85 | 1.85
785 | 785 | 1170000447479 | Smith Hall Farm Solar |  | 18.38 | 1.04 | 1.04
786 | 786 | 1170000447497 | Park Farm Solar Ashby |  | 1.65 | 1.54 | 1.54
787 | 787 | 1170000451420 | Aston House Solar Farm |  | 4.56 | 1.55 | 1.55
789 | 789 | 1170000457617 | Elms Farm Solar Farm |  | 2.42 | 2.34 | 2.34
790 | 790 | 1170000458550 | Morton Solar Farm |  | 3.26 | 1.9 | 1.9
791 | 791 | 1170000463150 | Glebe Farm Podington PV |  | 103.87 | 1.36 | 1.36
792 | 792 | 1170000468015 | Rolleston Park Solar |  | 47.46 | 1.15 | 1.15
793 | 793 | 1170000467572 | Nowhere Farm PV |  | 6.04 | 2.09 | 2.09
795 | 795 | 1170000467509 | Chelveston Renewable PV |  | 8.4 | 2.02 | 2.02
796 | 796 | 1170000474082 | Horsemoor Drove Solar |  | 25.83 | 1.71 | 1.71
797 | 797 | 1170000474436 | Decoy Farm Crowland PV |  | 9.37 | 1.08 | 1.08
798 | 798 | 1170000474418 | Decoy Farm Crowland Bio |  | 5.96 | 1.14 | 1.14
799 | 799 | 1170000474393 | Decoy Farm Crowland AD |  | 25.19 | 0.98 | 0.98
824 | 824 | 1100039676983 1100039676992 | Network Rail Bytham |  | 5287.79 | 4.63 | 4.63
825 | 825 | 1100039676690 1100039676706 | Network Rail Grantham |  | 2307.54 | 4.12 | 4.12
826 | 826 | 1100050106527 | Network Rail Staythorpe |  | 70.34 | 1.18 | 1.18
827 | 827 | 1100039676965 1100039676974 | Network Rail Retford |  | 3322.99 | 2.81 | 2.81
831 | 831 | 1100039602086 | Jaguar Cars |  | 297.06 | 6.46 | 6.46
832 | 832 | 1100039600655 | Alstom Frankton |  | 3769.09 | 1.66 | 1.66
833 | 833 | 1170000817007 1170000817025 | University of Warwick |  | 152.99 | 3.01 | 3.01
834 | 834 | 1100039603131 | Dunlop Factory |  | 297.06 | 4.4 | 4.4
835 | 835 | 1160001030330 1160001139525 | Bombardier |  | 688.61 | 1.68 | 1.68
836 | 836 | 1100039600015 | Corby Steel Works |  | 982.55 | 1.72 | 1.72
7043 | 7043 | 7043 | Derwent |  | 2373.86 | 0.93 | 0.93
839 | 839 | 1100039667570 | GEC Alsthom |  | 1729.33 | 1.77 | 1.77
840 | 840 | 1100050311185 1100050311194 | St Gobain |  | 683.1 | 3.26 | 3.26
841 | 841 | 1100039603559 | Toyota |  | 10467.15 | 1.67 | 1.67
842 | 842 | 1100039600051 | Derby Co-Generation |  | 147.22 | 0.71 | 0.71
843 | 843 | 1100039600060 1100050311167 | Rolls Royce Sinfin C |  | 13190.34 | 0.61 | 0.61
844 | 844 | 1100039671841 | ABR Foods |  | 444.81 | 1.33 | 1.33
845 | 845 | 1160001236210 | Petsoe Wind Farm |  | 23.31 | 1.36 | 1.36
846 | 846 | 1100039600042 | Castle Cement |  | 3936.72 | 2.87 | 2.87
847 | 847 | 1100050013290 1100050314594 | Rugby Cement |  | 1876.11 | 3.22 | 3.22
848 | 848 | 1100039667446 | Coventry & Solihull Waste |  | 93 | 1.18 | 1.18
849 | 849 | 1170000014575 | Bentinck Generation |  | 12.85 | 1.07 | 1.07
852 | 852 | 1100050780529 | Asfordby 132kV |  | 2727.23 | 1.23 | 1.23
853 | 853 | 1100770095532 | Calvert Landfill EFW |  | 28.27 | 0.94 | 0.94
854 | 854 | 1100770104666 | Weldon Landfill |  | 29.98 | 0.94 | 0.94
855 | 855 | 1100770099918 | Goosy Lodge Power |  | 29.18 | 0.97 | 0.97
856 | 856 | 1160000116234 1160000135185 | BAR Honda |  | 731.49 | 2.73 | 2.73
857 | 857 | 1160000226327 | Burton Wolds Wind Farm |  | 6.4 | 0.98 | 0.98
858 | 858 | 1100039606090 | Network Rail Bretton |  | 10528.76 | 2.81 | 2.81
859 | 859 | 1100770683368 1100770683368 | Bambers Farm Wind Farm |  | 2.65 | 1.02 | 1.02
860 | 860 | 1160000213601 | Vine House Wind Farm |  | 50.82 | 1.21 | 1.21
861 | 861 | 1160000154150 | Red House Wind Farm |  | 8.19 | 1.22 | 1.22
862 | 862 | 1160000186551 | Daneshill Landfill |  | 41.51 | 1.14 | 1.14
863 | 863 | 1130000053950 | Corby Power demand |  | 968.55 | 2.62 | 2.62
864 | 864 | 1160000745093 | Newton Longville Landfill |  | 28.8 | 2.44 | 2.44
865 | 865 | 1160000909822 | Hollies Wind Farm |  | 2.93 | 1.11 | 1.11
866 | 866 | 1130000044004 | Lynn Wind Farm |  | 146.51 | 0.96 | 0.96
867 | 867 | 1130000044022 | Inner Dowsing Wind Farm |  | 146.51 | 0.96 | 0.96
868 | 868 | 1160000999037 | Bicker Fen Wind Farm |  | 32.47 | 1.02 | 1.02
869 | 869 | 1100039667455 | London Road Heat Station |  | 178.45 | 0.94 | 0.94
870 | 870 | 1160001253330 | Lindhurst Wind Farm |  | 18.98 | 1.18 | 1.18
872 | 872 | 1100039600380 | AP Drivelines | 0.6 | 230.68 | 3.32 | 3.32
873 | 873 | 1100039600317 | Rolls Royce Coventry |  | 297.06 | 4.67 | 4.67
875 | 875 | 1100039667989 | Caterpillar | 0.424 | 3712.29 | 5.21 | 5.21
876 | 876 | 1100039602323 | Santander Carlton Park |  | 297.06 | 4.63 | 4.63
877 | 877 | 1100039600308 | Brush |  | 297.06 | 2.6 | 2.6
878 | 878 | 1170000352384 1170000352409 | JCB |  | 297.06 | 6.66 | 6.66
879 | 879 | 1100039606197 | Cast Bar UK |  | 366.43 | 4.03 | 4.03
880 | 880 | 1100039668227 | Bretby GP |  | 227.7 | 7.84 | 7.84
881 | 881 | 1100039601028 | Holwell Works |  | 297.06 | 5.07 | 5.07
882 | 882 | 1100039601019 | Pedigree Petfoods |  | 227.7 | 5.03 | 5.03
883 | 883 | 1100039601339 | Alstom Wolverton | 0.539 | 297.06 | 4.66 | 4.66
884 | 884 | 1100039600567 | Colworth Laboratory |  | 297.06 | 4.17 | 4.17
885 | 885 | 1100039601923 1100039601932 | Boots Thane Road |  | 616.45 | 2.02 | 2.02
886 | 886 | 1100039606294 | QMC |  | 88.53 | 2.33 | 2.33
887 | 887 | 1100039604358 | British Gypsum |  | 3246.02 | 6.83 | 6.83
888 | 888 | 1100039605139 1100039605148 | Melbourne STW |  | 297.06 | 5.38 | 5.38
889 | 889 | 1100039601116 1100050484817 | Whetstone |  | 297.06 | 5.9 | 5.9
890 | 890 | 1100039603647 1100039603656 | Holbrook Works | 0.257 | 297.06 | 3.98 | 3.98
891 | 891 | 1100050674421 1100050677575 | Astrazeneca Charnwood |  | 4320.3 | 3.23 | 3.23
892 | 892 | 1160000002893 1160000065918 | B&Q Manton |  | 127.31 | 4.32 | 4.32
893 | 893 | 1160001007100 1160001122717 | Transco Churchover |  | 297.06 | 2.08 | 2.08
894 | 894 | 1100039600033 | Alstom Rugby |  | 3074.19 | 2.02 | 2.02
896 | 896 | 1160001363390 | Low Spinney Wind Farm |  | 116 | 0.96 | 0.96
897 | 897 | 1160001457392 | Swinford Wind Farm |  | 71.76 | 0.98 | 0.98
898 | 898 | 1170000117971 | Yelvertoft Wind Farm |  | 57.08 | 0.99 | 0.99
899 | 899 |  | Maxwell House Data Centre | 2.149 | 9072.91 | 1.97 | 1.97
902 | 902 | 1170000199789 | Burton Wolds Wind Farm phase 2 |  | 36.87 | 1.01 | 1.01
903 | 903 | 1170000137579 | Shacks Barn PV |  | 11.34 | 1.21 | 1.21
904 | 904 | 1160001324665 | Hatton Gas Compressor |  | 25183.67 | 1.62 | 1.62
905 | 905 | 1170000112477 | North Hykeham EFW |  | 25.73 | 0.96 | 0.96
906 | 906 | 1160001415347 | Sleaford Renewable Energy Plant |  | 96.32 | 1 | 1
907 | 907 | 1170000059210 | Bilsthorpe Wind Farm |  | 20.83 | 0.96 | 0.96
908 | 908 | 1170000117944 | Old Dalby Lodge Wind Farm |  | 34.29 | 0.95 | 0.95
909 | 909 | 1170000146670 | Willoughby STOR generation |  | 0.71 | 0.94 | 0.94
910 | 910 | 1130000085288 | Rolls Royce AB&E 33kV |  | 84.19 | 2.29 | 2.29
911 | 911 | 1170000110600 | The Grange Wind Farm |  | 26.86 | 1.24 | 1.24
912 | 912 | 1170000111881 | Clay Lake STOR |  | 2.11 | 2.28 | 2.28
913 | 913 | 1170000113443 | Balderton STOR |  | 1.59 | 2.33 | 2.33
914 | 914 | 1170000172954 | Wymeswold Solar Park |  | 6.47 | 3.32 | 3.32
915 | 915 | 1170000722696 | French Farm Wind Farm |  | 53.61 | 1.03 | 1.03
916 | 916 | 1170000398486 | Lilbourne Wind Farm |  | 12.06 | 0.98 | 0.98
917 | 917 | 1170000154538 | Chelvaston Renewable |  | 117.6 | 0.97 | 0.97
918 | 918 | 1170000174827 | Beachampton Solar Farm |  | 20.14 | 1.17 | 1.17
919 | 919 | 1170000182961 | Croft End Solar Farm |  | 2.92 | 2.05 | 2.05
920 | 920 | 1170000233552 | M1 Wind farm |  | 10.52 | 0.95 | 0.95
921 | 921 | 1170000265270 | Leamington STOR |  | 49.18 | 1.99 | 1.99
922 | 922 | 1170000280108 | Low Farm Anaerobic Dig |  | 21.05 | 0.94 | 0.94
923 | 923 | 1170000280960 | Turweston Airfield Solar Farm |  | 1.85 | 2.84 | 2.84
924 | 924 | 1170000281175 | Burton Pedwardine Solar |  | 12.69 | 1.62 | 1.62
925 | 925 | 1170000306909 | Little Morton Farm Solar |  | 5.07 | 1.6 | 1.6
930 | 930 | 1170000073288 | Rockingham |  | 8712.47 | 1.75 | 1.75
931 | 931 | 1170000086612 1170000091783 1170000091792 1170000091808 | Santander Carlton Park 132/11 |  | 158.33 | 1 | 1
932 | 932 | 1160001446600 | Delphi Diesel | 0.528 | 230.68 | 3.04 | 3.04
940 | 940 | 1170000306884 | Lodge Farm Solar Park |  | 27.16 | 1.3 | 1.3
941 | 941 | 1170000313162 | Ermine Farm PV |  | 55.39 | 1.76 | 1.76
942 | 942 | 1170000319234 | Ridge Solar Park |  | 5.64 | 1.44 | 1.44
943 | 943 | 1170000325283 | Winwick Wind Farm |  | 1.84 | 0.95 | 0.95
944 | 944 | 1170000325308 | Watford Lodge Wind Farm |  | 69.7 | 0.99 | 0.99
945 | 945 | 1170000326454 | Leverton Solar Park |  | 2.85 | 2.05 | 2.05
946 | 946 | 1170000337508 | Burton Pedwardine Phase 2 |  | 26.78 | 1.48 | 1.48
947 | 947 | 1170000369068 | Hartwell Solar Farm |  | 21.48 | 1.97 | 1.97
948 | 948 | 1170000369100 | Eakley Lanes Solar North |  | 30.59 | 1.22 | 1.22
949 | 949 | 1170000369129 | Eakley Lanes Solar South |  | 60.43 | 1.19 | 1.19
950 | 950 | 1170000388743 | Welbeck Colliery PV |  | 7.77 | 1.3 | 1.3
951 | 951 | 1170000394960 | Newton Road PV |  | 3.86 | 2.02 | 2.02
952 | 952 | 1170000395954 | New Albion Wind Farm |  | 38.19 | 1.01 | 1.01
953 | 953 | 1170000400772 | Moat Farm PV |  | 24.78 | 1.21 | 1.21
954 | 954 | 1170000407875 | Bilsthorpe Solar |  | 10.34 | 1.57 | 1.57
955 | 955 | 1170000409696 | Hall Farm PV |  | 47.43 | 1.28 | 1.28
956 | 956 | 1170000415946 | Gaultney Solar Park |  | 1.31 | 3.94 | 3.94
957 | 957 | 1170000413692 | Fiskerton Solar Farm |  | 8.7 | 1.75 | 1.75
958 | 958 | 1170000424904 | Mount Mill Solar Park |  | 8.71 | 1.61 | 1.61
959 | 959 | 1170000427170 | Podington Airfield WF |  | 124.51 | 0.97 | 0.97
960 | 960 | 1170000428528 | Branston South PV Farm |  | 4.14 | 1.95 | 1.95
961 | 961 | 1170000430182 | Eakring Solar Farm |  | 2.35 | 1.77 | 1.77
962 | 962 | 1170000439877 | Ragdale PV Solar Park |  | 4.88 | 1.07 | 1.07
963 | 963 | 1170000438312 | Thoresby Solar Farm |  | 8.14 | 1.34 | 1.34
964 | 964 | 1170000437211 | Welbeck Solar Farm |  | 5.69 | 1.58 | 1.58
965 | 965 | 1170000444690 | Atherstone Solar Farm |  | 2.68 | 2.28 | 2.28
966 | 966 | 1170000445115 | Babworth Estate PV Farm |  | 4.22 | 1.73 | 1.73
968 | 968 | 1170000446615 | Homestead Farm Solar Park |  | 5.94 | 1.47 | 1.47
969 | 969 | 1170000447033 | Grange Solar Farm |  | 4.05 | 2.07 | 2.07
2034 | 2034 | 2034 | Grendon/Huntingdon Interconnector |  |  | 1.87 | 1.87
7015 | 7015 | 7015 | Corby Power generation
7315 | 7315 | 7315 | Redfield Road 1 STOR |  | 14.87 | 1.01 | 1.01
7324 | 7324 | 7324 | Trafalgar Pk Gas STOR |  | 22.45 | 0.99 | 0.99
7326 | 7326 | 7326 | Redfield Road B STOR |  | 15.86 | 1.27 | 1.27
10500 | 10500 |  | Watnall Brickworks |  | 1.28 | 1.2 | 1.2
New Import 1 | New Import 1 | New Import 1 | Ansty Park EES |  | 271.66 | 1.04 | 1.04
New Import 2 | New Import 2 | New Import 2 | Asfordby B STOR |  | 558.1 | 1.13 | 1.13
New Import 3 | New Import 3 | New Import 3 | Ashland Farm PV |  | 4.42 | 1.65 | 1.65
New Import 4 | New Import 4 | New Import 4 | Attfields Farm Generation |  | 4.74 | 1.53 | 1.53
New Import 5 | New Import 5 | New Import 5 | Back Lane ESS |  | 673.44 | 1.04 | 1.04
New Import 6 | New Import 6 | New Import 6 | Battery Ln Boston ESS |  | 201.52 | 1.04 | 1.04
New Import 7 | New Import 7 | New Import 7 | Branston Potato Farm |  | 4.11 | 1.41 | 1.41
New Import 8 | New Import 8 | New Import 8 | Breach Farm 132 |  | 2375.3 | 0.99 | 0.99
New Import 9 | New Import 9 | New Import 9 | Burton Pedwardine Ph1 |  | 13.06 | 1.65 | 1.65
New Import 10 | New Import 10 | New Import 10 | Church Field ESS & PV |  | 308.32 | 1.2 | 1.2
New Import 11 | New Import 11 | New Import 11 | Clay Cross EFW |  | 85.07 | 1.1 | 1.1
New Import 12 | New Import 12 | New Import 12 | Cogenhoe Road 1 ESS |  | 1628.54 | 0.99 | 0.99
New Import 13 | New Import 13 | New Import 13 | Coney Grey |  | 4.68 | 1.65 | 1.65
New Import 14 | New Import 14 | New Import 14 | Decoy Farm Crowland WF |  | 5.2 | 1.02 | 1.02
New Import 15 | New Import 15 | New Import 15 | Denby Transport |  | 15.22 | 1.24 | 1.24
New Import 16 | New Import 16 | New Import 16 | Desford Road ESS |  | 276.51 | 0.99 | 0.99
New Import 17 | New Import 17 | New Import 17 | Dunsby STOR |  | 13.63 | 2.74 | 2.74
New Import 18 | New Import 18 | New Import 18 | Eakring Road, Bilsthorpe |  | 660.66 | 1.14 | 1.14
New Import 19 | New Import 19 | New Import 19 | East Wood End PV |  | 2.92 | 1.41 | 1.41
New Import 20 | New Import 20 | New Import 20 | Falcon Works Gas Farm |  | 387.54 | 1.53 | 1.53
New Import 21 | New Import 21 | New Import 21 | Fiskerton Gas Gen |  | 23.71 | 1.65 | 1.65
New Import 22 | New Import 22 | New Import 22 | Glebe Farm East Keal Gas |  | 4.34 | 1.53 | 1.53
New Import 23 | New Import 23 | New Import 23 | Grafton Underwood PV |  | 2.54 | 1.41 | 1.41
New Import 24 | New Import 24 | New Import 24 | Grange Solar Park Cotham Lane Hawton |  | 21.24 | 1.41 | 1.41
New Import 25 | New Import 25 | New Import 25 | Green Lane Phase 2 |  | 7.62 | 1.65 | 1.65
New Import 26 | New Import 26 | New Import 26 | Grendon Lakes ESS |  | 1628.54 | 0.99 | 0.99
New Import 27 | New Import 27 | New Import 27 | Halfway Ind Est, Sheffield |  | 1.57 | 1.62 | 1.62
New Import 28 | New Import 28 | New Import 28 | Halloughton Solar Farm Southwell |  | 4.77 | 1.45 | 1.45
New Import 29 | New Import 29 | New Import 29 | Heckington Fen |  | 811.32 | 0.67 | 0.67
New Import 30 | New Import 30 | New Import 30 | Highgrounds STOR |  | 2.01 | 1.24 | 1.24
New Import 31 | New Import 31 | New Import 31 | Hill Farm Radford Semele STOR |  | 13.25 | 1.61 | 1.61
New Import 32 | New Import 32 | New Import 32 | Horsemoor Drove Wind Farm |  | 47.16 | 1.2 | 1.2
New Import 33 | New Import 33 | New Import 33 | Inkersall Farm PV |  | 11.1 | 2.1 | 2.1
New Import 34 | New Import 34 | New Import 34 | Inkersall Grange Farm Bilsthorpe PV |  | 56.66 | 1.41 | 1.41
New Import 35 | New Import 35 | New Import 35 | Judds lane STOR |  | 3.99 | 1.24 | 1.24
New Import 36 | New Import 36 | New Import 36 | Ladywood Farm |  | 1.89 | 1.65 | 1.65
New Import 37 | New Import 37 | New Import 37 | Land at Crifton Lodge Farm Bilsthorpe PV |  | 14.35 | 1.41 | 1.41
New Import 38 | New Import 38 | New Import 38 | Land at Newhall |  | 36.83 | 1.65 | 1.65
New Import 39 | New Import 39 | New Import 39 | Land at Seagrave PV |  | 9.89 | 1.65 | 1.65
New Import 40 | New Import 40 | New Import 40 | Litchlake Farm |  | 5.38 | 1.65 | 1.65
New Import 41 | New Import 41 | New Import 41 | Long Itchington Northern Portal |  | 11569.02 | 5.01 | 5.01
New Import 42 | New Import 42 | New Import 42 | Manor Farm Beachampton ESS |  | 230.82 | 1.04 | 1.04
New Import 43 | New Import 43 | New Import 43 | Marsh Lane Boston BIO |  | 1.01 | 1.14 | 1.14
New Import 44 | New Import 44 | New Import 44 | Mead Phase1 |  | 26.97 | 1.65 | 1.65
New Import 45 | New Import 45 | New Import 45 | Mill Farm 2, Great Ponton |  | 19.27 | 1.65 | 1.65
New Import 46 | New Import 46 | New Import 46 | Newton Wood Farm ESS |  | 478.37 | 0.99 | 0.99
New Import 47 | New Import 47 | New Import 47 | Portway Newport P GAS |  | 44.04 | 3.03 | 3.03
New Import 48 | New Import 48 | New Import 48 | Potash Farm A ESS |  | 651.21 | 0.99 | 0.99
New Import 49 | New Import 49 | New Import 49 | Potash Farm B ESS |  | 513.44 | 0.99 | 0.99
New Import 50 | New Import 50 | New Import 50 | Ranksborough Farm PV |  | 4.47 | 1.65 | 1.65
New Import 51 | New Import 51 | New Import 51 | Red House Solar farm |  | 0.8 | 2.03 | 2.03
New Import 52 | New Import 52 | New Import 52 | Retford Road Gas Gen |  | 1.01 | 1.53 | 1.53
New Import 53 | New Import 53 | New Import 53 | Sheepbridge Lane ESS |  | 21.13 | 1.04 | 1.04
New Import 54 | New Import 54 | New Import 54 | Shirebrook Wind Farm |  | 24.94 | 1.02 | 1.02
New Import 55 | New Import 55 | New Import 55 | South Wheatley PV |  | 1.19 | 1.41 | 1.41
New Import 56 | New Import 56 | New Import 56 | Spring Ridge WF |  | 134.24 | 1.02 | 1.02
New Import 57 | New Import 57 | New Import 57 | Stoke Heights Wind Farm |  | 111.69 | 1.39 | 1.39
New Import 58 | New Import 58 | New Import 58 | Streetfield Farm Watling PV |  | 14.41 | 1.65 | 1.65
New Import 59 | New Import 59 | New Import 59 | Streetfield STOR |  | 4.72 | 1.24 | 1.24
New Import 60 | New Import 60 | New Import 60 | Stud Farm, Sutton-on-Trent |  | 3 | 1.75 | 1.75
New Import 61 | New Import 61 | New Import 61 | Sutton Elms STOR |  | 9.13 | 1.24 | 1.24
New Import 62 | New Import 62 | New Import 62 | Swift Wind Farm |  | 4.06 | 1.02 | 1.02
New Import 63 | New Import 63 | New Import 63 | Tathall End Solar Farm |  | 19.2 | 2.02 | 2.02
New Import 64 | New Import 64 | New Import 64 | Thornton Estate STOR |  | 8.38 | 1.24 | 1.24
New Import 65 | New Import 65 | New Import 65 | Thornton Solar Farm |  | 65.55 | 1.65 | 1.65
New Import 66 | New Import 66 | New Import 66 | Thurlaston Estate Solar Farm |  | 1 | 1.41 | 1.41
New Import 67 | New Import 67 | New Import 67 | Tiln Farm Solar Retford PV |  | 318.95 | 1.9 | 1.9
New Import 68 | New Import 68 | New Import 68 | Tuckey Farm PV |  | 3.96 | 1.65 | 1.65
New Import 69 | New Import 69 | New Import 69 | Tutbury Solar Farm |  | 45.47 | 1.65 | 1.65
New Import 70 | New Import 70 | New Import 70 | Weldon PV |  | 2.25 | 1.65 | 1.65
New Import 71 | New Import 71 | New Import 71 | Whaddon |  | 1.05 | 3.15 | 3.15
New Import 72 | New Import 72 | New Import 72 | Whitecross Lane PV Park |  | 18.7 | 1.65 | 1.65
New Import 73 | New Import 73 | New Import 73 | Whitfield Hs Fm STOR |  | 8.15 | 1.24 | 1.24
New Import 74 | New Import 74 | New Import 74 | Whitsundoles Solar Farm |  | 20.96 | 3.15 | 3.15
New Import 75 | New Import 75 | New Import 75 | Wide Lane Solar Farm |  | 4.81 | 1.65 | 1.65
New Import 76 | New Import 76 | New Import 76 | Willow Park Farm Generation |  | 30.65 | 1.84 | 1.84
New Import 77 | New Import 77 | New Import 77 | Wilsthorpe Farm |  | 7.46 | 1.65 | 1.65
New Import 78 | New Import 78 | New Import 78 | Winkburn Solar |  | 9.47 | 1.9 | 1.9

## Annex 2b Export
Note: The list of MPANs / MSIDs provided may be incomplete; the DNO reserves the right to apply the listed charges to any other MPANs / MSIDs associated with the site. Note: This table is automatically populated based on the content of the tab entitled 'Annex 2 EHV Charges'. The timebands are as shown in Annex 2.
Western Power Distribution (East Midlands) plc - Effective from 1 April 2021 - Final EDCM export charges
Export Unique Identifier | LLFC | Export MPANs/MSIDs | Name | Export Super Red unit charge (p/kWh) | Export fixed charge (p/day) | Export capacity charge (p/kVA/day) | Export exceeded capacity charge (p/kVA/day)
479 | 479 | 1170000982207 | Lyon Road Gas Gen | -2.126 | 1132.09 | 0.05 | 0.05
480 | 480 | 1170001003928 | Asher Lane 33kV STOR |  | 2327.94 | 0.05 | 0.05
481 | 481 | 1170001052181 | Spondon Peaking STOR |  | 490.76 | 0.05 | 0.05
482 | 482 | 1170001103622 | Walworth farm EES | -0.692 | 42.09 | 0.05 | 0.05
483 | 483 | 1170001154343 | Churchover solar farm new |  | 1512.62 | 0.05 | 0.05
367 | 367 | 1170000480699 | Yew Tree Farm PV |  | 677.94 | 0.05 | 0.05
368 | 368 | 1170000487151 | Cobb Farm Egmanton PV |  | 554.57 | 0.05 | 0.05
369 | 369 | 1170000530969 | Kelmarsh Wind Farm |  | 7303.3 | 0.05 | 0.05
370 | 370 | 1170000535113 | Pebble Hall Farm AD |  | 7698.83 | 0.05 | 0.05
371 | 371 | 1170000549240 | Copley Farm PV Claypole |  | 1063.86 | 0.05 | 0.05
372 | 372 | 1170000549278 | Greatmoor EFW Calvert |  | 8187.18 | 0.05 | 0.05
373 | 373 | 1170000559860 | Lodge Farm (Calow) PV |  | 412.48 | 0.05 | 0.05
374 | 374 | 1170000569850 | Arkwright Solar PV |  | 1292.84 | 0.05 | 0.05
377 | 377 | 1170000579928 | Averill Farm PV |  | 1265.55 | 0.05 | 0.05
378 | 378 | 1170000582708 | Marchington Solar PV |  | 467.91 | 0.05 | 0.05
379 | 379 | 1170000586508 | West End Fm Treswell PV |  | 470.24 | 0.05 | 0.05
380 | 380 | 1170000586614 | Fields Farm Southam PV |  | 422.78 | 0.05 | 0.05
381 | 381 | 1170000587282 | Canopus Farm PV |  | 433.42 | 0.05 | 0.05
382 | 382 | 1170000594270 | Lindridge Farm PV |  | 952.11 | 0.05 | 0.05
383 | 383 | 1170000594173 | Thornborough Grnds PV |  | 734.14 | 0.05 | 0.05
384 | 384 | 1170000592237 | Wymeswold Narrow Lane PV |  | 633.15 | 0.05 | 0.05
385 | 385 | 1170000598043 | Manor Farm Horton PV |  | 659.25 | 0.05 | 0.05
386 | 386 | 1170000598201 | Handley Park Farm PV |  | 738.94 | 0.05 | 0.05
387 | 387 | 1170000601991 | Shelton Lodge PV |  | 1771.57 | 0.05 | 0.05
388 | 388 | 1170000604050 | Brafield on the Green PV |  | 1963.81 | 0.05 | 0.05
389 | 389 | 1170000605240 | Sywell PV |  | 7343.24 | 0.05 | 0.05
390 | 390 | 1170000615007 | Holtwood Farm PV |  | 877.79 | 0.05 | 0.05
391 | 391 | 1170000614981 | Drakelow Farm PV |  | 885.14 | 0.05 | 0.05
392 | 392 | 1170000619925 | Stragglethorpe Rd PV |  | 503.21 | 0.05 | 0.05
393 | 393 | 1170000627457 | Oxcroft Solar Farm PV |  | 2816.72 | 0.05 | 0.05
394 | 394 | 1170000626825 | Derby Waste Sinfin EFW |  | 1570.97 | 0.05 | 0.05
395 | 395 | 1170000625690 | Littlewood Farm PV |  | 434.68 | 0.05 | 0.05
396 | 396 | 1170000630422 | Twin Yards Farm PV |  | 572.62 | 0.05 | 0.05
397 | 397 | 1170000629659 | Tower Hayes Farm PV |  | 745.25 | 0.05 | 0.05
398 | 398 | 1170000632615 | The Breck Solar PV |  | 1282.31 | 0.05 | 0.05
399 | 399 | 1170000631435 | Barnby Moor Retford PV |  | 82.13 | 0.05 | 0.05
400 | 400 | 1170000636512 | Lincoln Farm PV |  | 705.23 | 0.05 | 0.05
401 | 401 | 1170000652018 | Drakelow Renewable BIO |  | 466.67 | 0.05 | 0.05
402 | 402 | 1170000656893 | Tetron Point ESS |  | 727.54 | 0.05 | 0.05
403 | 403 | 1170000641489 | Mill Fm Gt Ponton PV |  | 1841.41 | 0.05 | 0.05
405 | 405 | 1170000671109 | Deepdale Solar Fm PV |  | 626.46 | 0.05 | 0.05
406 | 406 | 1170000671127 | Burton Wolds South WF |  | 1648.81 | 0.05 | 0.05
409 | 409 | 1170000677280 | Gawcott Flds PV Commercial |  | 371.16 | 0.05 | 0.05
410 | 410 | 1170000677305 | Gawcott Flds PV Community |  | 425.52 | 0.05 | 0.05
412 | 412 | 1170000722757 | John Brookes Sawmill BIO |  | 3681.94 | 0.05 | 0.05
413 | 413 | 1170000724008 | Hawton Wind Farm WF |  | 1330.29 | 0.05 | 0.05
414 | 414 | 1170000726593 | Blackbridge Farm BIO |  | 2784.7 | 0.05 | 0.05
415 | 415 | 1170000727230 1170000730001 | Garnham Close STOR |  | 962.12 | 0.05 | 0.05
435 | 435 | 1170000893898 | RAF Cranwell High G |  | 2.47 | 0.05 | 0.05
418 | 418 | 1170000751474 | Hermitage Lane STOR |  | 467.33 | 0.05 | 0.05
419 | 419 | 1170000759687 | Fosse Way Radford Sem PV |  | 3328.79 | 0.05 | 0.05
420 | 420 | 1170000761659 | Meadow Fm Thorpe Lang PV |  | 1782.91 | 0.05 | 0.05
421 | 421 | 1170000768566 | Olney Hyde Farm PV |  | 2305.84 | 0.05 | 0.05
422 | 422 | 1170000772465 | Dayfields Farm PV |  | 749.64 | 0.05 | 0.05
423 | 423 | 1170000775721 | Bolsovermoor Quarry PV |  | 679.35 | 0.05 | 0.05
424 | 424 | 1170000775350 | Bilsthorpe PV |  | 672.92 | 0.05 | 0.05
425 | 425 | 1170000773663 | Carlton Forest STOR |  | 2842.02 | 0.05 | 0.05
426 | 426 | 1170000783314 | Sutton Bonnington PV |  | 433.29 | 0.05 | 0.05
427 | 427 | 1170000784498 | Alfreton Diesel Power |  | 484.78 | 0.05 | 0.05
428 | 428 | 1170000790250 | Green Lane Marchington PV |  | 433.23 | 0.05 | 0.05
429 | 429 | 1170000807151 | Baddesley Park PV |  | 584.07 | 0.05 | 0.05
430 | 430 | 1170000807170 | Baddesley Pk Biomass |  | 1839.07 | 0.05 | 0.05
431 | 431 | 1170000859007 | Taylor Lane 33kV STOR |  | 532.76 | 0.05 | 0.05
432 | 432 | 1170000871324 | Hill Farm ESS | -0.432 | 262.88 | 0.05 | 0.05
433 | 433 | 1170000871139 | Leverton ESS |  | 568.13 | 0.05 | 0.05
434 | 434 | 1170000884095 | Nottingham Rd STOR |  | 467.33 | 0.05 | 0.05
436 | 436 | 1170000895733 | Breach Farm ESS |  | 1867.26 | 0.05 | 0.05
437 | 437 | 1170000902638 | Boston Biomass Gen AD |  | 1542.67 | 0.05 | 0.05
438 | 438 | 1170000928974 | Twin Oaks Diesel STOR |  | 418.47 | 0.05 | 0.05
439 | 439 | 1170000939920 | Colwick Private Rd STOR |  | 569.48 | 0.05 | 0.05
440 | 440 | 1170000953553 | Mill Fm Caythorpe ESS |  | 213.79 | 0.05 | 0.05
705 | 705 | 1170000447725 | Prestop Park Farm PV |  | 436.57 | 0.05 | 0.05
706 | 706 | 1170000447488 | Smith Hall Farm Solar |  | 735.34 | 0.05 | 0.05
707 | 707 | 1170000447502 | Park Farm Solar Ashby |  | 82.54 | 0.05 | 0.05
708 | 708 | 1170000451439 | Aston House Solar Farm |  | 749.17 | 0.05 | 0.05
710 | 710 | 1170000457626 | Elms Farm Solar Farm |  | 435.69 | 0.05 | 0.05
711 | 711 | 1170000458569 | Morton Solar Farm |  | 750.46 | 0.05 | 0.05
712 | 712 | 1170000463160 | Glebe Farm Podington PV |  | 6751.71 | 0.05 | 0.05
713 | 713 | 1170000468024 | Rolleston Park Solar |  | 958.75 | 0.05 | 0.05
714 | 714 | 1170000467581 | Nowhere Farm PV |  | 1308.77 | 0.05 | 0.05
716 | 716 | 1170000467527 | Chelveston Renewable PV |  | 3358.45 | 0.05 | 0.05
717 | 717 | 1170000474107 | Horsemoor Drove Solar |  | 4304.84 | 0.05 | 0.05
718 | 718 | 1170000474445 | Decoy Farm Crowland PV |  | 393.67 | 0.05 | 0.05
719 | 719 | 1170000474427 | Decoy Farm Crowland Bio |  | 397.08 | 0.05 | 0.05
720 | 720 | 1170000474409 | Decoy Farm Crowland AD |  | 377.85 | 0.05 | 0.05
600 | 600 |  | Network Rail Bytham
601 | 601 | 1100050641453 | Network Rail Grantham
602 | 602 | 1100050106971 | Network Rail Staythorpe
603 | 603 | 1100050314637 | Network Rail Retford
684 | 684 | 1170000817034 | University of Warwick |  | 144.07 | 0.05 | 0.05
416 | 416 | 1170000730127 | Bombardier |  | 328.26 | 0.05 | 0.05
7043 | 7043 | 7043 | Derwent
610 | 610 | 1100050222428 | Derby Co-Generation
609 | 609 | 1100050222552 | ABR Foods
635 | 635 | 1160001236229 | Petsoe Wind Farm |  | 1305.56 | 0.05 | 0.05
700 | 700 | 1170000330966 | Castle Cement |  | 145.31 | 0.05 | 0.05
632 | 632 | 1100050222604 | Coventry & Solihull Waste
611 | 611 | 1170000014584 | Bentinck Generation |  | 308.4 | 0.05 | 0.05
640 | 640 | 1160001479030 | Asfordby 132kV |  | 7044.44 | 0.05 | 0.05
612 | 612 | 1100770095541 | Calvert Landfill EFW
613 | 613 | 1100770104693 | Weldon Landfill
614 | 614 | 1100770099927 | Goosy Lodge Power
615 | 615 | 1160000226336 | Burton Wolds Wind Farm
616 | 616 |  | Network Rail Bretton
617 | 617 | 1100770683377 | Bambers Farm Wind Farm
618 | 618 | 1160000213610 | Vine House Wind Farm
619 | 619 | 1160000154160 | Red House Wind Farm
620 | 620 | 1160000186560 | Daneshill Landfill
621 | 621 | 1130000079897 | Newton Longville Landfill | -1.467 | 2203.65 | 0.05 | 0.05
622 | 622 | 1160000909840 | Hollies Wind Farm |  | 410.17 | 0.05 | 0.05
629 | 629 | 1130000044013 | Lynn Wind Farm
630 | 630 | 1130000044031 | Inner Dowsing Wind Farm
631 | 631 | 1160000999046 | Bicker Fen Wind Farm |  | 2412.03 | 0.05 | 0.05
634 | 634 | 1100050222473 | London Road Heat Station |  | 535.35 | 0.05 | 0.05
633 | 633 | 1160001253321 | Lindhurst Wind Farm |  | 3605.66 | 0.05 | 0.05
636 | 636 | 1100050222464 | Boots Thane Road
608 | 608 | 1100050222446 | QMC
637 | 637 | 1160001059394 | B&Q Manton |  | 169.75 | 0.05 | 0.05
638 | 638 | 1160001363380 | Low Spinney Wind Farm |  | 3804.65 | 0.05 | 0.05
639 | 639 | 1160001457408 | Swinford Wind Farm |  | 3289.19 | 0.05 | 0.05
641 | 641 | 1170000117980 | Yelvertoft Wind Farm |  | 3120.57 | 0.05 | 0.05
650 | 650 | 1170000199798 | Burton Wolds Wind Farm phase 2 |  | 2654.5 | 0.05 | 0.05
651 | 651 | 1170000137588 | Shacks Barn PV |  | 567.04 | 0.05 | 0.05
642 | 642 | 1170000112486 | North Hykeham EFW |  | 134.82 | 0.05 | 0.05
643 | 643 | 1160001415356 | Sleaford Renewable Energy Plant |  | 1444.74 | 0.05 | 0.05
644 | 644 | 1170000059186 | Bilsthorpe Wind Farm |  | 439.96 | 0.05 | 0.05
645 | 645 | 1170000117953 | Old Dalby Lodge Wind Farm |  | 524.69 | 0.05 | 0.05
652 | 652 | 1170000146680 | Willoughby STOR generation |  | 188.68 | 0.05 | 0.05
647 | 647 | 1170000110610 | The Grange Wind Farm |  | 3761.04 | 0.05 | 0.05
648 | 648 | 1170000111890 | Clay Lake STOR |  | 158.44 | 0.05 | 0.05
649 | 649 | 1170000113452 | Balderton STOR | -0.14 | 158.96 | 0.05 | 0.05
653 | 653 | 1170000172963 | Wymeswold Solar Park |  | 3233.85 | 0.05 | 0.05
654 | 654 | 1170000722701 | French Farm Wind Farm |  | 3002.25 | 0.05 | 0.05
646 | 646 | 1170000398495 | Lilbourne Wind Farm |  | 964.75 | 0.05 | 0.05
655 | 655 | 1170000154547 | Chelvaston Renewable |  | 3833.62 | 0.05 | 0.05
656 | 656 | 1170000174836 | Beachampton Solar Farm |  | 604.25 | 0.05 | 0.05
657 | 657 | 1170000182970 | Croft End Solar Farm |  | 729.76 | 0.05 | 0.05
658 | 658 | 1170000233570 | M1 Wind farm |  | 392.52 | 0.05 | 0.05
659 | 659 | 1170000265280 | Leamington STOR | -0.534 | 1561.42 | 0.05 | 0.05
660 | 660 | 1170000280117 | Low Farm Anaerobic Dig |  | 63.14 | 0.05 | 0.05
691 | 691 | 1170000280970 | Turweston Airfield Solar Farm |  | 478.34 | 0.05 | 0.05
692 | 692 | 1170000281193 | Burton Pedwardine Solar |  | 951.44 | 0.05 | 0.05
693 | 693 | 1170000306918 | Little Morton Farm Solar |  | 608.38 | 0.05 | 0.05
694 | 694 | 1170000306893 | Lodge Farm Solar Park |  | 1357.79 | 0.05 | 0.05
695 | 695 | 1170000313171 | Ermine Farm PV |  | 7477.52 | 0.05 | 0.05
696 | 696 | 1170000319243 | Ridge Solar Park |  | 564.28 | 0.05 | 0.05
697 | 697 | 1170000325292 | Winwick Wind Farm |  | 82.34 | 0.05 | 0.05
698 | 698 | 1170000325317 | Watford Lodge Wind Farm |  | 4082.64 | 0.05 | 0.05
699 | 699 | 1170000326463 | Leverton Solar Park |  | 428.24 | 0.05 | 0.05
701 | 701 | 1170000337517 | Burton Pedwardine Phase 2 |  | 937.35 | 0.05 | 0.05
702 | 702 | 1170000369086 | Hartwell Solar Farm |  | 3222.08 | 0.05 | 0.05
703 | 703 | 1170000369110 | Eakley Lanes Solar North |  | 1529.69 | 0.05 | 0.05
704 | 704 | 1170000369147 | Eakley Lanes Solar South |  | 377.68 | 0.05 | 0.05
661 | 661 | 1170000388752 | Welbeck Colliery PV |  | 745.95 | 0.05 | 0.05
662 | 662 | 1170000394979 | Newton Road PV |  | 577.42 | 0.05 | 0.05
663 | 663 | 1170000395963 | New Albion Wind Farm |  | 3415.78 | 0.05 | 0.05
664 | 664 | 1170000400781 | Moat Farm PV |  | 1321.59 | 0.05 | 0.05
665 | 665 | 1170000407884 | Bilsthorpe Solar |  | 992.37 | 0.05 | 0.05
666 | 666 | 1170000409701 | Hall Farm PV |  | 840.58 | 0.05 | 0.05
667 | 667 | 1170000415955 | Gaultney Solar Park |  | 471.87 | 0.05 | 0.05
668 | 668 | 1170000413708 | Fiskerton Solar Farm |  | 2610.64 | 0.05 | 0.05
669 | 669 | 1170000424913 | Mount Mill Solar Park |  | 888.19 | 0.05 | 0.05
670 | 670 | 1170000427180 | Podington Airfield WF |  | 5602.91 | 0.05 | 0.05
671 | 671 | 1170000428537 | Branston South PV Farm |  | 1240.54 | 0.05 | 0.05
672 | 672 | 1170000430191 | Eakring Solar Farm |  | 469.43 | 0.05 | 0.05
673 | 673 | 1170000439886 | Ragdale PV Solar Park |  | 79.31 | 0.05 | 0.05
674 | 674 | 1170000438321 | Thoresby Solar Farm |  | 814.31 | 0.05 | 0.05
675 | 675 | 1170000437220 | Welbeck Solar Farm |  | 748.04 | 0.05 | 0.05
676 | 676 | 1170000444681 | Atherstone Solar Farm |  | 751.04 | 0.05 | 0.05
677 | 677 | 1170000445133 | Babworth Estate PV Farm |  | 674.46 | 0.05 | 0.05
679 | 679 | 1170000446606 | Homestead Farm Solar Park |  | 890.95 | 0.05 | 0.05
680 | 680 | 1170000447042 | Grange Solar Farm |  | 434.06 | 0.05 | 0.05
375 | 375 | 1170000579254 | Langar Commercial PV |  | 217.42 | 0.05 | 0.05
417 | 417 | 1170000740808 | Langar PV Community |  | 217.42 | 0.05 | 0.05
2034 | 2034 | 2034 | Grendon/Huntingdon Interconnector
7015 | 7015 | 7015 | Corby Power generation |  | 440.86 | 0.05 | 0.05
7316 | 7316 | 7316 | Redfield Road 1 STOR |  | 388.17 | 0.05 | 0.05
7325 | 7325 | 7325 | Trafalgar Pk Gas STOR |  | 520.86 | 0.05 | 0.05
7327 | 7327 | 7327 | Redfield Road B STOR |  | 1655.86 | 0.05 | 0.05
10501 | 10501 |  | Watnall Brickworks |  | 436.82 | 0.05 | 0.05
New Export 1 | New Export 1 | New Export 1 | Ansty Park EES |  | 271.66 | 0.05 | 0.05
New Export 2 | New Export 2 | New Export 2 | Asfordby B STOR |  | 398.64 | 0.05 | 0.05
New Export 3 | New Export 3 | New Export 3 | Ashland Farm PV |  | 883.6 | 0.05 | 0.05
New Export 4 | New Export 4 | New Export 4 | Attfields Farm Generation |  | 474.13 | 0.05 | 0.05
New Export 5 | New Export 5 | New Export 5 | Back Lane ESS |  | 673.44 | 0.05 | 0.05
New Export 6 | New Export 6 | New Export 6 | Battery Ln Boston ESS |  | 201.52 | 0.05 | 0.05
New Export 7 | New Export 7 | New Export 7 | Branston Potato Farm |  | 1643.99 | 0.05 | 0.05
New Export 8 | New Export 8 | New Export 8 | Breach Farm 132 |  | 2375.3 | 0.05 | 0.05
New Export 9 | New Export 9 | New Export 9 | Burton Pedwardine Ph1 |  | 951.07 | 0.05 | 0.05
New Export 10 | New Export 10 | New Export 10 | Church Field ESS & PV |  | 514.55 | 0.05 | 0.05
New Export 11 | New Export 11 | New Export 11 | Clay Cross EFW |  | 1361.05 | 0.05 | 0.05
New Export 12 | New Export 12 | New Export 12 | Cogenhoe Road 1 ESS |  | 1628.54 | 0.05 | 0.05
New Export 13 | New Export 13 | New Export 13 | Coney Grey |  | 468.49 | 0.05 | 0.05
New Export 14 | New Export 14 | New Export 14 | Decoy Farm Crowland WF |  | 467.98 | 0.05 | 0.05
New Export 15 | New Export 15 | New Export 15 | Denby Transport |  | 1369.73 | 0.05 | 0.05
New Export 16 | New Export 16 | New Export 16 | Desford Road ESS |  | 276.51 | 0.05 | 0.05
New Export 17 | New Export 17 | New Export 17 | Dunsby STOR | -2.126 | 599.82 | 0.05 | 0.05
New Export 18 | New Export 18 | New Export 18 | Eakring Road, Bilsthorpe |  | 7597.64 | 0.05 | 0.05
New Export 19 | New Export 19 | New Export 19 | East Wood End PV |  | 1299.49 | 0.05 | 0.05
New Export 20 | New Export 20 | New Export 20 | Falcon Works Gas Farm |  | 542.56 | 0.05 | 0.05
New Export 21 | New Export 21 | New Export 21 | Fiskerton Gas Gen |  | 379.33 | 0.05 | 0.05
New Export 22 | New Export 22 | New Export 22 | Glebe Farm East Keal Gas |  | 609.11 | 0.05 | 0.05
New Export 23 | New Export 23 | New Export 23 | Grafton Underwood PV |  | 1127.04 | 0.05 | 0.05
New Export 24 | New Export 24 | New Export 24 | Grange Solar Park Cotham Lane Hawton |  | 2230.22 | 0.05 | 0.05
New Export 25 | New Export 25 | New Export 25 | Green Lane Phase 2 |  | 465.56 | 0.05 | 0.05
New Export 26 | New Export 26 | New Export 26 | Grendon Lakes ESS |  | 1628.54 | 0.05 | 0.05
New Export 27 | New Export 27 | New Export 27 | Halfway Ind Est, Sheffield | -0.545 | 471.6 | 0.05 | 0.05
New Export 28 | New Export 28 | New Export 28 | Halloughton Solar Farm Southwell |  | 951.97 | 0.05 | 0.05
New Export 29 | New Export 29 | New Export 29 | Heckington Fen |  | 33571.69 | 0.05 | 0.05
New Export 30 | New Export 30 | New Export 30 | Highgrounds STOR |  | 401.03 | 0.05 | 0.05
New Export 31 | New Export 31 | New Export 31 | Hill Farm Radford Semele STOR | -0.534 | 530.06 | 0.05 | 0.05
New Export 32 | New Export 32 | New Export 32 | Horsemoor Drove Wind Farm |  | 2358.01 | 0.05 | 0.05
New Export 33 | New Export 33 | New Export 33 | Inkersall Farm PV |  | 4441.58 | 0.05 | 0.05
New Export 34 | New Export 34 | New Export 34 | Inkersall Grange Farm Bilsthorpe PV |  | 2827.26 | 0.05 | 0.05
New Export 35 | New Export 35 | New Export 35 | Judds lane STOR |  | 399.05 | 0.05 | 0.05
New Export 36 | New Export 36 | New Export 36 | Ladywood Farm |  | 436.22 | 0.05 | 0.05
New Export 37 | New Export 37 | New Export 37 | Land at Crifton Lodge Farm Bilsthorpe PV |  | 2869.57 | 0.05 | 0.05
New Export 38 | New Export 38 | New Export 38 | Land at Newhall |  | 2926.19 | 0.05 | 0.05
New Export 39 | New Export 39 | New Export 39 | Land at Seagrave PV |  | 989.31 | 0.05 | 0.05
New Export 40 | New Export 40 | New Export 40 | Litchlake Farm |  | 537.93 | 0.05 | 0.05
New Export 42 | New Export 42 | New Export 42 | Manor Farm Beachampton ESS |  | 242.36 | 0.05 | 0.05
New Export 43 | New Export 43 | New Export 43 | Marsh Lane Boston BIO |  | 402.04 | 0.05 | 0.05
New Export 44 | New Export 44 | New Export 44 | Mead Phase1 |  | 674.15 | 0.05 | 0.05
New Export 45 | New Export 45 | New Export 45 | Mill Farm 2, Great Ponton |  | 1926.77 | 0.05 | 0.05
New Export 46 | New Export 46 | New Export 46 | Newton Wood Farm ESS |  | 478.37 | 0.05 | 0.05
New Export 47 | New Export 47 | New Export 47 | Portway Newport P GAS | -2.126 | 1761.72 | 0.05 | 0.05
New Export 48 | New Export 48 | New Export 48 | Potash Farm A ESS |  | 651.21 | 0.05 | 0.05
New Export 49 | New Export 49 | New Export 49 | Potash Farm B ESS |  | 513.44 | 0.05 | 0.05
New Export 50 | New Export 50 | New Export 50 | Ranksborough Farm PV |  | 4466.48 | 0.05 | 0.05
New Export 51 | New Export 51 | New Export 51 | Red House Solar farm |  | 402.24 | 0.05 | 0.05
New Export 52 | New Export 52 | New Export 52 | Retford Road Gas Gen |  | 402.04 | 0.05 | 0.05
New Export 53 | New Export 53 | New Export 53 | Sheepbridge Lane ESS |  | 1056.26 | 0.05 | 0.05
New Export 54 | New Export 54 | New Export 54 | Shirebrook Wind Farm |  | 1247.09 | 0.05 | 0.05
New Export 55 | New Export 55 | New Export 55 | South Wheatley PV |  | 955.54 | 0.05 | 0.05
New Export 56 | New Export 56 | New Export 56 | Spring Ridge WF |  | 3356.09 | 0.05 | 0.05
New Export 57 | New Export 57 | New Export 57 | Stoke Heights Wind Farm |  | 10703.6 | 0.05 | 0.05
New Export 58 | New Export 58 | New Export 58 | Streetfield Farm Watling PV |  | 1440.68 | 0.05 | 0.05
New Export 59 | New Export 59 | New Export 59 | Streetfield STOR |  | 2362.13 | 0.05 | 0.05
New Export 60 | New Export 60 | New Export 60 | Stud Farm, Sutton-on-Trent |  | 400.04 | 0.05 | 0.05
New Export 61 | New Export 61 | New Export 61 | Sutton Elms STOR |  | 1095.28 | 0.05 | 0.05
New Export 62 | New Export 62 | New Export 62 | Swift Wind Farm |  | 749.66 | 0.05 | 0.05
New Export 63 | New Export 63 | New Export 63 | Tathall End Solar Farm |  | 2304.13 | 0.05 | 0.05
New Export 64 | New Export 64 | New Export 64 | Thornton Estate STOR |  | 879.64 | 0.05 | 0.05
New Export 65 | New Export 65 | New Export 65 | Thornton Solar Farm |  | 2622.09 | 0.05 | 0.05
New Export 66 | New Export 66 | New Export 66 | Thurlaston Estate Solar Farm |  | 552.02 | 0.05 | 0.05
New Export 67 | New Export 67 | New Export 67 | Tiln Farm Solar Retford PV |  | 637.78 | 0.05 | 0.05
New Export 68 | New Export 68 | New Export 68 | Tuckey Farm PV |  | 1100.44 | 0.05 | 0.05
New Export 69 | New Export 69 | New Export 69 | Tutbury Solar Farm |  | 918.66 | 0.05 | 0.05
New Export 70 | New Export 70 | New Export 70 | Weldon PV |  | 2995.84 | 0.05 | 0.05
New Export 71 | New Export 71 | New Export 71 | Whaddon |  | 420.51 | 0.05 | 0.05
New Export 72 | New Export 72 | New Export 72 | Whitecross Lane PV Park |  | 654.37 | 0.05 | 0.05
New Export 73 | New Export 73 | New Export 73 | Whitfield Hs Fm STOR |  | 740.57 | 0.05 | 0.05
New Export 74 | New Export 74 | New Export 74 | Whitsundoles Solar Farm |  | 3143.5 | 0.05 | 0.05
New Export 75 | New Export 75 | New Export 75 | Wide Lane Solar Farm |  | 433.29 | 0.05 | 0.05
New Export 76 | New Export 76 | New Export 76 | Willow Park Farm Generation | -0.432 | 1225.84 | 0.05 | 0.05
New Export 77 | New Export 77 | New Export 77 | Wilsthorpe Farm |  | 746.26 | 0.05 | 0.05
New Export 78 | New Export 78 | New Export 78 | Winkburn Solar |  | 947.26 | 0.05 | 0.05

## Annex 3 Preserved charges
Back to Overview
Western Power Distribution (East Midlands) plc - Effective from 1 April 2021 - Final LV and HV tariffs
Supercustomer preserved charges/additional LLFCs
| Closed LLFCs | PCs | Red/black unit charge p/kWh | Amber/yellow unit charge p/kWh | Green unit charge p/kWh | Fixed charge p/MPAN/day
Notes:
Site Specific preserved charges/additional LLFCs
| Closed LLFCs | PCs | Red/black unit charge p/kWh | Amber/yellow unit charge p/kWh | Green unit charge p/kWh | Fixed charge p/MPAN/day | Capacity charge p/kVA/day | Exceeded capacity charge p/kVA/day | Reactive power charge p/kVArh
0
Notes:

## Annex 4 LDNO charges
Back to Overview | Copy from CDCM table 3701 "Tariffs!A42:I84" and paste values into A14 |  |  |  | Copy from EDCM table 6005 "LDNORev!B549:G683" and paste values into D57
Western Power Distribution (East Midlands) plc - Effective from 1 April 2021 - Final LDNO tariffs
Time Bands for LV and HV Designated Properties |  |  |  |  | Time Bands for Unmetered Properties
Time periods | Red Time Band | Amber Time Band | Green Time Band |  |  |  | Black Time Band | Yellow Time Band | Green Time Band
Monday to Friday | 16:00 to 19:00 | 07:30 to 16:00 19:00 to 21:00 | 00:00 to 07:30 21:00 to 24:00 |  | Monday to Friday Nov to Feb |  | 16:00 to 19:00 | 07:30 to 16:00 19:00 to 21:00 | 00:00 to 07:30 21:00 to 24:00
Weekends |  |  | 00:00 to 24:00 |  | Monday to Friday Mar to Oct |  |  | 07:30 to 21:00 | 00:00 to 07:30 21:00 to 24:00
Notes | All the above times are in UK Clock time |  |  |  | Weekends |  |  |  | 00:00 to 24:00
[5 empty] | Notes |  | All the above times are in UK Clock time
Tariff name | Unique billing identifier | PCs | Red/black unit charge p/kWh | Amber/yellow unit charge p/kWh | Green unit charge p/kWh | Fixed charge p/MPAN/day | Capacity charge p/kVA/day | Exceeded capacity charge p/kVA/day | Reactive power charge p/kVArh
LDNO LV: Domestic Aggregated | TBC | 0, 1 or 2 | 6.075 | 1.298 | 0.65 | 2.65
LDNO LV: Domestic Aggregated (related MPAN) | TBC | 2 | 6.075 | 1.298 | 0.65
LDNO LV: Non-Domestic Aggregated | TBC | 0 or 3-8 | 5.344 | 1.206 | 0.644 | 5.22
LDNO LV: Non-Domestic Aggregated (related MPAN) | TBC | 4 | 5.344 | 1.206 | 0.644
LDNO LV: LV Site Specific | TBC | 0 | 4.032 | 1.024 | 0.632 | 7.95 | 2.02 | 4 | 0.109
LDNO LV: LV Site Specific Storage Import | TBC | 0 | 3.424 | 0.417 | 0.025 | 7.95 | 2.02 | 4 | 0.109
LDNO LV: Unmetered Supplies | TBC | 0, 1 or 8 | 15.123 | 1.729 | 1.196
LDNO LV: LV Generation Aggregated | TBC | 0 or 8 | -4.752 | -0.601 | -0.037 | 0
LDNO LV: LV Generation Site Specific | TBC | 0 | -4.752 | -0.601 | -0.037 | 0 |  |  | 0.156
LDNO HV: Domestic Aggregated | TBC | 0, 1 or 2 | 4.828 | 1.032 | 0.516 | 2.14
LDNO HV: Domestic Aggregated (related MPAN) | TBC | 2 | 4.828 | 1.032 | 0.516
LDNO HV: Non-Domestic Aggregated | TBC | 0 or 3-8 | 4.246 | 0.958 | 0.512 | 4.18
LDNO HV: Non-Domestic Aggregated (related MPAN) | TBC | 4 | 4.246 | 0.958 | 0.512
LDNO HV: LV Site Specific | TBC | 0 | 3.204 | 0.814 | 0.502 | 6.35 | 1.6 | 3.18 | 0.087
LDNO HV: LV Sub Site Specific | TBC | 0 | 3.377 | 1.003 | 0.722 | 7.22 | 2.84 | 4.29 | 0.09
LDNO HV: HV Site Specific | TBC | 0 | 2.657 | 0.975 | 0.808 | 74.1 | 3.91 | 5.66 | 0.052
LDNO HV: LV Site Specific Storage Import | TBC | 0 | 2.721 | 0.331 | 0.02 | 6.35 | 1.6 | 3.18 | 0.087
LDNO HV: LV Sub Site Specific Storage Import | TBC | 0 | 2.672 | 0.297 | 0.017 | 7.22 | 2.84 | 4.29 | 0.09
LDNO HV: HV Site Specific Storage Import | TBC | 0 | 1.858 | 0.175 | 0.008 | 74.1 | 3.91 | 5.66 | 0.052
LDNO HV: Unmetered Supplies | TBC | 0, 1 or 8 | 12.017 | 1.374 | 0.95
LDNO HV: LV Generation Aggregated | TBC | 0 or 8 | -4.752 | -0.601 | -0.037 | 0
LDNO HV: LV Sub Generation Aggregated | TBC | 0 | -4.169 | -0.515 | -0.031 | 0
LDNO HV: LV Generation Site Specific | TBC | 0 | -4.752 | -0.601 | -0.037 | 0 |  |  | 0.156
LDNO HV: LV Sub Generation Site Specific | TBC | 0 | -4.169 | -0.515 | -0.031 | 0 |  |  | 0.131
LDNO HV: HV Generation Site Specific | TBC | 0 | -2.726 | -0.296 | -0.016 | 0 |  |  | 0.105
LDNO HVplus: Domestic Aggregated | TBC | 0, 1 or 2 | 3.719 | 0.795 | 0.398 | 1.69
LDNO HVplus: Domestic Aggregated (related MPAN) | TBC | 2 | 3.719 | 0.795 | 0.398
LDNO HVplus: Non-Domestic Aggregated | TBC | 0 or 3-8 | 3.271 | 0.738 | 0.394 | 3.25
LDNO HVplus: Non-Domestic Aggregated (related MPAN) | TBC | 4 | 3.271 | 0.738 | 0.394
LDNO HVplus: LV Site Specific | TBC | 0 | 2.468 | 0.627 | 0.387 | 4.92 | 1.23 | 2.45 | 0.067
LDNO HVplus: LV Sub Site Specific | TBC | 0 | 2.563 | 0.761 | 0.548 | 5.52 | 2.16 | 3.25 | 0.068
LDNO HVplus: HV Site Specific | TBC | 0 | 2.003 | 0.735 | 0.609 | 55.88 | 2.95 | 4.27 | 0.039
LDNO HVplus: LV Site Specific Storage Import | TBC | 0 | 2.096 | 0.255 | 0.015 | 4.92 | 1.23 | 2.45 | 0.067
LDNO HVplus: LV Sub Site Specific Storage Import | TBC | 0 | 2.028 | 0.226 | 0.013 | 5.52 | 2.16 | 3.25 | 0.068
LDNO HVplus: HV Site Specific Storage Import | TBC | 0 | 1.4 | 0.132 | 0.006 | 55.88 | 2.95 | 4.27 | 0.039
LDNO HVplus: Unmetered Supplies | TBC | 0, 1 or 8 | 9.256 | 1.058 | 0.732
LDNO HVplus: LV Generation Aggregated | TBC | 0 or 8 | -2.912 | -0.368 | -0.023 | 0
LDNO HVplus: LV Sub Generation Aggregated | TBC | 0 | -2.876 | -0.355 | -0.022 | 0
LDNO HVplus: LV Generation Site Specific | TBC | 0 | -2.912 | -0.368 | -0.023 | 0 |  |  | 0.095
LDNO HVplus: LV Sub Generation Site Specific | TBC | 0 | -2.876 | -0.355 | -0.022 | 0 |  |  | 0.09
LDNO HVplus: HV Generation Site Specific | TBC | 0 | -2.726 | -0.296 | -0.016 | 50.55 |  |  | 0.105
LDNO EHV: Domestic Aggregated | TBC | 0, 1 or 2 | 3.227 | 0.689 | 0.345 | 1.49
LDNO EHV: Domestic Aggregated (related MPAN) | TBC | 2 | 3.227 | 0.689 | 0.345
LDNO EHV: Non-Domestic Aggregated | TBC | 0 or 3-8 | 2.838 | 0.64 | 0.342 | 2.84
LDNO EHV: Non-Domestic Aggregated (related MPAN) | TBC | 4 | 2.838 | 0.64 | 0.342
LDNO EHV: LV Site Specific | TBC | 0 | 2.141 | 0.544 | 0.336 | 4.29 | 1.07 | 2.12 | 0.058
LDNO EHV: LV Sub Site Specific | TBC | 0 | 2.224 | 0.66 | 0.475 | 4.81 | 1.87 | 2.82 | 0.059
LDNO EHV: HV Site Specific | TBC | 0 | 1.738 | 0.638 | 0.528 | 48.51 | 2.56 | 3.7 | 0.034
LDNO EHV: LV Site Specific Storage Import | TBC | 0 | 1.819 | 0.221 | 0.013 | 4.29 | 1.07 | 2.12 | 0.058
LDNO EHV: LV Sub Site Specific Storage Import | TBC | 0 | 1.76 | 0.196 | 0.011 | 4.81 | 1.87 | 2.82 | 0.059
LDNO EHV: HV Site Specific Storage Import | TBC | 0 | 1.215 | 0.115 | 0.006 | 48.51 | 2.56 | 3.7 | 0.034
LDNO EHV: Unmetered Supplies | TBC | 0, 1 or 8 | 8.032 | 0.918 | 0.635
LDNO EHV: LV Generation Aggregated | TBC | 0 or 8 | -2.526 | -0.319 | -0.02 | 0
LDNO EHV: LV Sub Generation Aggregated | TBC | 0 | -2.495 | -0.308 | -0.019 | 0
LDNO EHV: LV Generation Site Specific | TBC | 0 | -2.526 | -0.319 | -0.02 | 0 |  |  | 0.083
LDNO EHV: LV Sub Generation Site Specific | TBC | 0 | -2.495 | -0.308 | -0.019 | 0 |  |  | 0.078
LDNO EHV: HV Generation Site Specific | TBC | 0 | -2.366 | -0.257 | -0.014 | 43.87 |  |  | 0.091
LDNO 132kV/EHV: Domestic Aggregated | TBC | 0, 1 or 2 | 3.013 | 0.644 | 0.322 | 1.4
LDNO 132kV/EHV: Domestic Aggregated (related MPAN) | TBC | 2 | 3.013 | 0.644 | 0.322
LDNO 132kV/EHV: Non-Domestic Aggregated | TBC | 0 or 3-8 | 2.65 | 0.598 | 0.319 | 2.67
LDNO 132kV/EHV: Non-Domestic Aggregated (related MPAN) | TBC | 4 | 2.65 | 0.598 | 0.319
LDNO 132kV/EHV: LV Site Specific | TBC | 0 | 2 | 0.508 | 0.314 | 4.02 | 1 | 1.98 | 0.054
LDNO 132kV/EHV: LV Sub Site Specific | TBC | 0 | 2.077 | 0.617 | 0.444 | 4.5 | 1.75 | 2.64 | 0.055
LDNO 132kV/EHV: HV Site Specific | TBC | 0 | 1.623 | 0.595 | 0.493 | 45.31 | 2.39 | 3.46 | 0.032
LDNO 132kV/EHV: LV Site Specific Storage Import | TBC | 0 | 1.698 | 0.207 | 0.012 | 4.02 | 1 | 1.98 | 0.054
LDNO 132kV/EHV: LV Sub Site Specific Storage Import | TBC | 0 | 1.643 | 0.183 | 0.01 | 4.5 | 1.75 | 2.64 | 0.055
LDNO 132kV/EHV: HV Site Specific Storage Import | TBC | 0 | 1.134 | 0.107 | 0.005 | 45.31 | 2.39 | 3.46 | 0.032
LDNO 132kV/EHV: Unmetered Supplies | TBC | 0, 1 or 8 | 7.5 | 0.857 | 0.593
LDNO 132kV/EHV: LV Generation Aggregated | TBC | 0 or 8 | -2.359 | -0.298 | -0.018 | 0
LDNO 132kV/EHV: LV Sub Generation Aggregated | TBC | 0 | -2.33 | -0.288 | -0.017 | 0
LDNO 132kV/EHV: LV Generation Site Specific | TBC | 0 | -2.359 | -0.298 | -0.018 | 0 |  |  | 0.077
LDNO 132kV/EHV: LV Sub Generation Site Specific | TBC | 0 | -2.33 | -0.288 | -0.017 | 0 |  |  | 0.073
LDNO 132kV/EHV: HV Generation Site Specific | TBC | 0 | -2.209 | -0.24 | -0.013 | 40.97 |  |  | 0.085
LDNO 132kV: Domestic Aggregated | TBC | 0, 1 or 2 | 2.241 | 0.479 | 0.24 | 1.08
LDNO 132kV: Domestic Aggregated (related MPAN) | TBC | 2 | 2.241 | 0.479 | 0.24
LDNO 132kV: Non-Domestic Aggregated | TBC | 0 or 3-8 | 1.971 | 0.445 | 0.238 | 2.02
LDNO 132kV: Non-Domestic Aggregated (related MPAN) | TBC | 4 | 1.971 | 0.445 | 0.238
LDNO 132kV: LV Site Specific | TBC | 0 | 1.487 | 0.378 | 0.233 | 3.03 | 0.74 | 1.47 | 0.04
LDNO 132kV: LV Sub Site Specific | TBC | 0 | 1.545 | 0.459 | 0.33 | 3.39 | 1.3 | 1.96 | 0.041
LDNO 132kV: HV Site Specific | TBC | 0 | 1.207 | 0.443 | 0.367 | 33.74 | 1.78 | 2.57 | 0.024
LDNO 132kV: LV Site Specific Storage Import | TBC | 0 | 1.263 | 0.154 | 0.009 | 3.03 | 0.74 | 1.47 | 0.04
LDNO 132kV: LV Sub Site Specific Storage Import | TBC | 0 | 1.222 | 0.136 | 0.008 | 3.39 | 1.3 | 1.96 | 0.041
LDNO 132kV: HV Site Specific Storage Import | TBC | 0 | 0.844 | 0.08 | 0.004 | 33.74 | 1.78 | 2.57 | 0.024
LDNO 132kV: Unmetered Supplies | TBC | 0, 1 or 8 | 5.578 | 0.638 | 0.441
LDNO 132kV: LV Generation Aggregated | TBC | 0 or 8 | -1.755 | -0.222 | -0.014 | 0
LDNO 132kV: LV Sub Generation Aggregated | TBC | 0 | -1.733 | -0.214 | -0.013 | 0
LDNO 132kV: LV Generation Site Specific | TBC | 0 | -1.755 | -0.222 | -0.014 | 0 |  |  | 0.057
LDNO 132kV: LV Sub Generation Site Specific | TBC | 0 | -1.733 | -0.214 | -0.013 | 0 |  |  | 0.054
LDNO 132kV: HV Generation Site Specific | TBC | 0 | -1.643 | -0.179 | -0.01 | 30.47 |  |  | 0.063
LDNO 0000: Domestic Aggregated | TBC | 0, 1 or 2 | 0.774 | 0.165 | 0.083 | 0.48
LDNO 0000: Domestic Aggregated (related MPAN) | TBC | 2 | 0.774 | 0.165 | 0.083
LDNO 0000: Non-Domestic Aggregated | TBC | 0 or 3-8 | 0.681 | 0.154 | 0.082 | 0.8
LDNO 0000: Non-Domestic Aggregated (related MPAN) | TBC | 4 | 0.681 | 0.154 | 0.082
LDNO 0000: LV Site Specific | TBC | 0 | 0.514 | 0.13 | 0.081 | 1.15 | 0.26 | 0.51 | 0.014
LDNO 0000: LV Sub Site Specific | TBC | 0 | 0.534 | 0.158 | 0.114 | 1.27 | 0.45 | 0.68 | 0.014
LDNO 0000: HV Site Specific | TBC | 0 | 0.417 | 0.153 | 0.127 | 11.76 | 0.61 | 0.89 | 0.008
LDNO 0000: LV Site Specific Storage Import | TBC | 0 | 0.436 | 0.053 | 0.003 | 1.15 | 0.26 | 0.51 | 0.014
LDNO 0000: LV Sub Site Specific Storage Import | TBC | 0 | 0.422 | 0.047 | 0.003 | 1.27 | 0.45 | 0.68 | 0.014
LDNO 0000: HV Site Specific Storage Import | TBC | 0 | 0.291 | 0.028 | 0.001 | 11.76 | 0.61 | 0.89 | 0.008
LDNO 0000: Unmetered Supplies | TBC | 0, 1 or 8 | 1.927 | 0.22 | 0.152
LDNO 0000: LV Generation Aggregated | TBC | 0 or 8 | -0.606 | -0.077 | -0.005 | 0
LDNO 0000: LV Sub Generation Aggregated | TBC | 0 | -0.599 | -0.074 | -0.004 | 0
LDNO 0000: LV Generation Site Specific | TBC | 0 | -0.606 | -0.077 | -0.005 | 0 |  |  | 0.02
LDNO 0000: LV Sub Generation Site Specific | TBC | 0 | -0.599 | -0.074 | -0.004 | 0 |  |  | 0.019
LDNO 0000: HV Generation Site Specific | TBC | 0 | -0.568 | -0.062 | -0.003 | 10.53 |  |  | 0.022

## Annex 5 LLFs
Back to Overview
This table has intentionally been left blank. The line loss factors that are approved by the BSC Panel for the applicable year and consequently published on the Elexon website will take precedence and be used in Settlement. This annex will be re-published once these values are available.
Western Power Distribution (East Midlands) plc - Illustrative LLFs for year beginning 1 April 2021
Time periods | Period 1 | Period 2 | Period 3 | Period 4
| (Name 1) | (Name 2) | (Name 3) | (Name 4)
Monday to Friday Mar to Oct |  |  | 00:30 – 07:30 | 07:30 – 00:30
Monday to Friday Nov to Feb | 16:00 – 19:00 | 07:30 – 16:00 19:00 – 20:00 | 00:30 – 07:30 | 20:00 – 00:30
Saturday and Sunday All Year |  |  | 00:30 – 07:30 | 07:30 – 00:30
Notes | All the above times are in UK Clock time
Generic demand and generation LLFs
Metered voltage, respective periods and associated LLFCs
Metered voltage | Period 1 | Period 2 | Period 3 | Period 4 | Associated LLFC
Low-voltage network
Low-voltage substation
High-voltage network
High-voltage substation
33kV generic
33kV generic
132kV generic
132kV generic
EHV site specific LLFs
Demand
Site | Period 1 | Period 2 | Period 3 | Period 4 | Associated LLFC
Site 1
Site 2
Site 3
Site 4
Site 5
EHV site specific LLFs
Generation
Site | Period 1 | Period 2 | Period 3 | Period 4 | Associated LLFC
Site 1
Site 2
Site 3
Site 4
Site 5

## Annex 6 New or Amended EHV
Back to Overview | [6 empty] | Note: The list of MPANs/MSIDs provided may be incomplete; the DNO reserves the right to apply the listed charges to any other MPANs/MSIDs associated with the site. If sites appear in both Annex 2 and Annex 6, the charges in Annex 6 take precedence. Where an existing Designated EHV Property is modified and energised in the charging year, we may revise the EDCM charges for the modified Designated EHV Property.
Annex 6 - Charges for New or Amended Designated EHV Properties
Western Power Distribution (East Midlands) plc - Effective from 1 April 2021 - Final new designated EHV charges
Effective from date | Import Unique Identifier | LLFC | Import MPANs/MSIDs | Export Unique Identifier | LLFC | Export MPANs/MSIDs | Name | Import Super Red unit charge (p/kWh) | Import fixed charge (p/day) | Import capacity charge (p/kVA/day) | Import exceeded capacity charge (p/kVA/day) | Export Super Red unit charge (p/kWh) | Export fixed charge (p/day) | Export capacity charge (p/kVA/day) | Export exceeded capacity charge (p/kVA/day)
| EDCM import 1 |  |  | EDCM export 1
| EDCM import 2 |  |  | EDCM export 2
| EDCM import 3 |  |  | EDCM export 3
| EDCM import 4 |  |  | EDCM export 4
| EDCM import 5 |  |  | EDCM export 5
| EDCM import 6 |  |  | EDCM export 6
| EDCM import 7 |  |  | EDCM export 7
| EDCM import 8 |  |  | EDCM export 8
| EDCM import 9 |  |  | EDCM export 9
| EDCM import 10 |  |  | EDCM export 10
Western Power Distribution (East Midlands) plc - Effective from 1 April 2021 - Final new designated EHV line loss factors
Effective from date | Import Unique Identifier | LLFC | Import MPANs/MSIDs | Export Unique Identifier | LLFC | Export MPANs/MSIDs | Name | Import LLF period 1 | Import LLF period 2 | Import LLF period 3 | Import LLF period 4 | Export LLF period 1 | Export LLF period 2 | Export LLF period 3 | Export LLF period 4
| EDCM Import 1 |  |  | EDCM Export 1
| EDCM Import 2 |  |  | EDCM Export 2
| EDCM Import 3 |  |  | EDCM Export 3
| EDCM Import 4 |  |  | EDCM Export 4
| EDCM Import 5 |  |  | EDCM Export 5
| EDCM Import 6 |  |  | EDCM Export 6
| EDCM Import 7 |  |  | EDCM Export 7
| EDCM Import 8 |  |  | EDCM Export 8
| EDCM Import 9 |  |  | EDCM Export 9
| EDCM Import 10 |  |  | EDCM Export 10

## Annex 7 Pass-Through Costs
Back to Overview
Western Power Distribution (East Midlands) plc - Effective from 1 April 2021 - Final Supplier of Last Resort and Eligible Bad Debt Pass-Through Costs
Tariff name | Open LLFCs / LDNO unique billing identifier | PCs | Supplier of Last Resort Fixed charge adder* p/MPAN/day | Excess Supplier of Last Resort Fixed charge adder** p/MPAN/day | Eligible Bad Debt Fixed charge adder*** p/MPAN/day
Domestic Aggregated | 1, 3, 246 | 0, 1 or 2 | 0.0087408 | 0 | 0.15717
Non-Domestic Aggregated | 13, 37, 81, 80, 247, 90 | 0 or 3-8 |  |  | 0.15717
LV Site Specific | 58, 990 | 0 |  |  | 0.15717
LV Sub Site Specific | 59 | 0 |  |  | 0.15717
HV Site Specific | 60, 991 | 0 |  |  | 0.15717
LV Site Specific Storage Import | LST | 0 |  |  | 0.15717
LV Sub Site Specific Storage Import | SST | 0 |  |  | 0.15717
HV Site Specific Storage Import | HST | 0 |  |  | 0.15717
LDNO LV: Domestic Aggregated | TBC | 0, 1 or 2 | 0.0087408 | 0 | 0.15717
LDNO LV: Non-Domestic Aggregated | TBC | 0 or 3-8 |  |  | 0.15717
LDNO LV: LV Site Specific | TBC | 0 |  |  | 0.15717
LDNO LV: LV Site Specific Storage Import | TBC | 0 |  |  | 0.15717
LDNO HV: Domestic Aggregated | TBC | 0, 1 or 2 | 0.0087408 | 0 | 0.15717
LDNO HV: Non-Domestic Aggregated | TBC | 0 or 3-8 |  |  | 0.15717
LDNO HV: LV Site Specific | TBC | 0 |  |  | 0.15717
LDNO HV: LV Sub Site Specific | TBC | 0 |  |  | 0.15717
LDNO HV: HV Site Specific | TBC | 0 |  |  | 0.15717
LDNO HV: LV Site Specific Storage Import | TBC | 0 |  |  | 0.15717
LDNO HV: LV Sub Site Specific Storage Import | TBC | 0 |  |  | 0.15717
LDNO HV: HV Site Specific Storage Import | TBC | 0 |  |  | 0.15717
LDNO HVplus: Domestic Aggregated | TBC | 0, 1 or 2 | 0.0087408 | 0 | 0.15717
LDNO HVplus: Non-Domestic Aggregated | TBC | 0 or 3-8 |  |  | 0.15717
LDNO HVplus: LV Site Specific | TBC | 0 |  |  | 0.15717
LDNO HVplus: LV Sub Site Specific | TBC | 0 |  |  | 0.15717
LDNO HVplus: HV Site Specific | TBC | 0 |  |  | 0.15717
LDNO HVplus: LV Site Specific Storage Import | TBC | 0 |  |  | 0.15717
LDNO HVplus: LV Sub Site Specific Storage Import | TBC | 0 |  |  | 0.15717
LDNO HVplus: HV Site Specific Storage Import | TBC | 0 |  |  | 0.15717
LDNO EHV: Domestic Aggregated | TBC | 0, 1 or 2 | 0.0087408 | 0 | 0.15717
LDNO EHV: Non-Domestic Aggregated | TBC | 0 or 3-8 |  |  | 0.15717
LDNO EHV: LV Site Specific | TBC | 0 |  |  | 0.15717
LDNO EHV: LV Sub Site Specific | TBC | 0 |  |  | 0.15717
LDNO EHV: HV Site Specific | TBC | 0 |  |  | 0.15717
LDNO EHV: LV Site Specific Storage Import | TBC | 0 |  |  | 0.15717
LDNO EHV: LV Sub Site Specific Storage Import | TBC | 0 |  |  | 0.15717
LDNO EHV: HV Site Specific Storage Import | TBC | 0 |  |  | 0.15717
LDNO 132kV/EHV: Domestic Aggregated | TBC | 0, 1 or 2 | 0.0087408 | 0 | 0.15717
LDNO 132kV/EHV: Non-Domestic Aggregated | TBC | 0 or 3-8 |  |  | 0.15717
LDNO 132kV/EHV: LV Site Specific | TBC | 0 |  |  | 0.15717
LDNO 132kV/EHV: LV Sub Site Specific | TBC | 0 |  |  | 0.15717
LDNO 132kV/EHV: HV Site Specific | TBC | 0 |  |  | 0.15717
LDNO 132kV/EHV: LV Site Specific Storage Import | TBC | 0 |  |  | 0.15717
LDNO 132kV/EHV: LV Sub Site Specific Storage Import | TBC | 0 |  |  | 0.15717
LDNO 132kV/EHV: HV Site Specific Storage Import | TBC | 0 |  |  | 0.15717
LDNO 132kV: Domestic Aggregated | TBC | 0, 1 or 2 | 0.0087408 | 0 | 0.15717
LDNO 132kV: Non-Domestic Aggregated | TBC | 0 or 3-8 |  |  | 0.15717
LDNO 132kV: LV Site Specific | TBC | 0 |  |  | 0.15717
LDNO 132kV: LV Sub Site Specific | TBC | 0 |  |  | 0.15717
LDNO 132kV: HV Site Specific | TBC | 0 |  |  | 0.15717
LDNO 132kV: LV Site Specific Storage Import | TBC | 0 |  |  | 0.15717
LDNO 132kV: LV Sub Site Specific Storage Import | TBC | 0 |  |  | 0.15717
LDNO 132kV: HV Site Specific Storage Import | TBC | 0 |  |  | 0.15717
LDNO 0000: Domestic Aggregated | TBC | 0, 1 or 2 | 0.0087408 | 0 | 0.15717
LDNO 0000: Non-Domestic Aggregated | TBC | 0 or 3-8 |  |  | 0.15717
LDNO 0000: LV Site Specific | TBC | 0 |  |  | 0.15717
LDNO 0000: LV Sub Site Specific | TBC | 0 |  |  | 0.15717
LDNO 0000: HV Site Specific | TBC | 0 |  |  | 0.15717
LDNO 0000: LV Site Specific Storage Import | TBC | 0 |  |  | 0.15717
LDNO 0000: LV Sub Site Specific Storage Import | TBC | 0 |  |  | 0.15717
LDNO 0000: HV Site Specific Storage Import | TBC | 0 |  |  | 0.15717
*Supplier of Last Resort pass-through costs which are recovered on a two year lag allocated to all domestic tariffs with a fixed charge (including LDNO)
**Supplier of Last Resort pass-through costs which are not recovered on a two year lag allocated to all domestic tariffs with a fixed charge (including LDNO)
***Eligible Bad Debt pass-through costs allocated to all metered demand tariffs (including LDNO)

## Nodal prices
Back to Overview
Western Power Distribution (East Midlands) plc - Effective from 1 April 2021 - Final Nodal/Zonal charges
Node/Zone ID | Geographical name | Local charge 1 £/kVA | Remote charge 1 £/kVA
Berkswell 132kV |  | 0
Coventry 132kV |  | 0
Coventry 132kV_Coventry North__ | Coventry 132kV | 0
Coventry 132kV_Nuneaton__ | Coventry 132kV | 0
Coventry 132kV_Hinckley 33__ | Coventry 132kV | 0
Berkswell 132kV_Warwick 33__ | Berkswell 132kV | 1.3769
Coventry 132kV_Daventry__ | Coventry 132kV | 0
Coventry 132kV_Rugby__ | Coventry 132kV | 0
Coventry 132kV_Pailton__ | Coventry 132kV | 0
Coventry 132kV_Whitley__ | Coventry 132kV | 0
Berkswell 132kV_Coventry Central__ | Berkswell 132kV | 0
Berkswell 132kV_Coventry South__ | Berkswell 132kV | 0
Berkswell 132kV_Coventry West__ | Berkswell 132kV | 0
Berkswell 132kV_Harbury__ | Berkswell 132kV | 1.7845
HYB:[Coventry 132kV_Coventry North__] & [Coventry 132kV_Nuneaton__]->Coventry 132kV_Coventry North_Newdigate | Coventry 132kV | 0
HYB:[Berkswell 132kV_Warwick 33__] & [Berkswell 132kV_Coventry West__]->Berkswell 132kV_Warwick 33_Kenilworth (T1 & T2) | Berkswell 132kV | 0.71865
HYB:[Coventry 132kV_Daventry__] & [Coventry 132kV_Rugby__]->Coventry 132kV_Daventry_Crick (T1 & T2 T3) | Coventry 132kV | 0
HYB:[Coventry 132kV_Rugby__] & [Coventry 132kV_Pailton__]->Coventry 132kV_Rugby_Rugby Gateway | Coventry 132kV | 0
Coventry 132kV_Whitley_Ryton (Peugeot-Talbot) | Coventry 132kV_Whitley__ | 0
Coventry 132kV_Whitley_Whitley 11 | Coventry 132kV_Whitley__ | 0
Berkswell 132kV_Coventry Central_Sandy Lane 6.6 | Berkswell 132kV_Coventry Central__ | 0
Coventry 132kV_Nuneaton_Coton Road 11 | Coventry 132kV_Nuneaton__ | 0
Coventry 132kV_Rugby_Union Street | Coventry 132kV_Rugby__ | 0
Berkswell 132kV_Harbury_Southam | Berkswell 132kV_Harbury__ | 0
Coventry 132kV_Coventry North_Ansty | Coventry 132kV_Coventry North__ | 0
Coventry 132kV_Nuneaton_Arley | Coventry 132kV_Nuneaton__ | 0
Berkswell 132kV_Warwick 33_Banbury Road | Berkswell 132kV_Warwick 33__ | 0
Coventry 132kV_Hinckley 33_Barwell | Coventry 132kV_Hinckley 33__ | 0
Coventry 132kV_Daventry_Braunston Road | Coventry 132kV_Daventry__ | 0
Coventry 132kV_Rugby_Brownsover | Coventry 132kV_Rugby__ | 0
Berkswell 132kV_Warwick 33_Campion Hills | Berkswell 132kV_Warwick 33__ | 0
Coventry 132kV_Pailton_Churchover | Coventry 132kV_Pailton__ | 0
Berkswell 132kV_Warwick 33_Claverdon | Berkswell 132kV_Warwick 33__ | 0
Coventry 132kV_Coventry North_Coventry Arena | Coventry 132kV_Coventry North__ | 0
Coventry 132kV_Coventry North_Coventry Colliery (Prologis) | Coventry 132kV_Coventry North__ | 0
Coventry 132kV_Whitley_Copsewood | Coventry 132kV_Whitley__ | 0
Coventry 132kV_Pailton_Magna Park | Coventry 132kV_Pailton__ | 0
Coventry 132kV_Rugby 132 11__ | Coventry 132kV | 0
Berkswell 132kV_Coventry Central_Courthouse Green 11 | Berkswell 132kV_Coventry Central__ | 0
Berkswell 132kV_Coventry Central_Courthouse Green 6.6 | Berkswell 132kV_Coventry Central__ | 0
Berkswell 132kV_Coventry Central_Courtaulds 6.6 | Berkswell 132kV_Coventry Central__ | 0
Coventry 132kV_Coventry North_Coventry North 11 | Coventry 132kV_Coventry North__ | 4.8562
Coventry 132kV_Coventry South 132 11__ | Coventry 132kV | 0
Berkswell 132kV_Coventry West_Coventry West 6.6 | Berkswell 132kV_Coventry West__ | 0
Berkswell 132kV_Coventry Central_Cox Street 6.6 | Berkswell 132kV_Coventry Central__ | 0
Coventry 132kV_Daventry_Crick (T1 & T2 T3) | HYB:[Coventry 132kV_Daventry__] & [Coventry 132kV_Rugby__]->Coventry 132kV_Daventry_Crick (T1 & T2 T3) | 0
Berkswell 132kV_Coventry West_Torrington Avenue | Berkswell 132kV_Coventry West__ | 0
_NO NAME_ [CWRU5J] | Coventry 132kV_Whitley__ | 0
Coventry 132kV_Daventry_Daventry 11 | Coventry 132kV_Daventry__ | 0
Berkswell 132kV_Coventry Central_Dunlop 6.6 | Berkswell 132kV_Coventry Central__ | 0
Coventry 132kV_Rugby_English Electric | Coventry 132kV_Rugby__ | 0
Berkswell 132kV_Harbury_Gaydon | Berkswell 132kV_Harbury__ | 0
Coventry 132kV_Nuneaton_Gipsy Lane | Coventry 132kV_Nuneaton__ | 0
Coventry 132kV_Whitley_Gulson Road 6.6 | Coventry 132kV_Whitley__ | 0
Berkswell 132kV_Harbury_Harbury 11 | Berkswell 132kV_Harbury__ | 0
Berkswell 132kV_Coventry West_Hawkesmill Lane 6.6 | Berkswell 132kV_Coventry West__ | 0
Coventry 132kV_Rugby_Hillmorton | Coventry 132kV_Rugby__ | 0
Berkswell 132kV_Coventry Central_Holbrook Lane 6.6 | Berkswell 132kV_Coventry Central__ | 0
Berkswell 132kV_Coventry South_Holyhead Road | Berkswell 132kV_Coventry South__ | 0
Coventry 132kV_Nuneaton_Whittleford | Coventry 132kV_Nuneaton__ | 0
Berkswell 132kV_Coventry West_Jaguar Cars Brown Lane | Berkswell 132kV_Coventry West__ | 0
Berkswell 132kV_Harbury_JLRGAYDEN T1&T2 | Berkswell 132kV_Harbury__ | 0
Berkswell 132kV_Coventry South_JLRWhit T1&T2 | Berkswell 132kV_Coventry South__ | 0
Berkswell 132kV_Warwick 33_Kenilworth (T1 & T2) | HYB:[Berkswell 132kV_Warwick 33__] & [Berkswell 132kV_Coventry West__]->Berkswell 132kV_Warwick 33_Kenilworth (T1 & T2) | 0
Coventry 132kV_Daventry_Welton | Coventry 132kV_Daventry__ | 0
Coventry 132kV_Nuneaton_Langdale Drive | Coventry 132kV_Nuneaton__ | 0
Coventry 132kV_Rugby_Lawford | Coventry 132kV_Rugby__ | 0
Berkswell 132kV_Warwick 33_Lockheed | Berkswell 132kV_Warwick 33__ | 0
Berkswell 132kV_Harbury_LOIT 1 | Berkswell 132kV_Harbury__ | 0
Coventry 132kV_Whitley_London Road 6.6 | Coventry 132kV_Whitley__ | 0
Coventry 132kV_Pailton_Lutterworth | Coventry 132kV_Pailton__ | 0
Coventry 132kV_Hinckley 33_Middlefield | Coventry 132kV_Hinckley 33__ | 0
Coventry 132kV_Coventry North_Newdigate | HYB:[Coventry 132kV_Coventry North__] & [Coventry 132kV_Nuneaton__]->Coventry 132kV_Coventry North_Newdigate | 0
Coventry 132kV_Nuneaton_Nuneaton 11 | Coventry 132kV_Nuneaton__ | 0
Berkswell 132kV_Warwick 33_Princethorpe | Berkswell 132kV_Warwick 33__ | 0
Coventry 132kV_Rugby_Rugby Cement | Coventry 132kV_Rugby__ | 0
Coventry 132kV_Rugby_Rugby Gateway | HYB:[Coventry 132kV_Rugby__] & [Coventry 132kV_Pailton__]->Coventry 132kV_Rugby_Rugby Gateway | 0
Coventry 132kV_Pailton_Sapcote (T1 & T2) | Coventry 132kV_Hinckley 33__ | 0
Berkswell 132kV_Coventry South_Spon Street 6.6 (T1 & T2) | Berkswell 132kV_Coventry South__ | 0
_NO NAME_ [STRE5GAS] | Coventry 132kV_Pailton__ | 0
_NO NAME_ [SUTELMLVSTOR] | Coventry 132kV_Hinckley 33__ | 0
Berkswell 132kV_Warwick 33_Tournament Fields | Berkswell 132kV_Warwick 33__ | 0
Coventry 132kV_Coventry North_Walsgrave | Coventry 132kV_Coventry North__ | 0
Berkswell 132kV_Coventry South_Warwick University | Berkswell 132kV_Coventry South__ | 0
Berkswell 132kV_Warwick 132 11__ | Berkswell 132kV | 0
Coventry 132kV_Daventry_Weedon | Coventry 132kV_Daventry__ | 0
Coventry 132kV_Daventry_West Haddon | Coventry 132kV_Daventry__ | 0
Berkswell 132kV_Warwick 33_Wise Street | Berkswell 132kV_Warwick 33__ | 0
Coventry 132kV_Daventry_Woodford Halse | Coventry 132kV_Daventry__ | 0
Coventry 132kV_Hinckley 33_Wood Lane | Coventry 132kV_Hinckley 33__ | 0
Chesterfield 132kV |  | 0
Chesterfield 132kV_Mansfield__ | Chesterfield 132kV | 0
Chesterfield 132kV_Alfreton__ | Chesterfield 132kV | 0
_NO NAME_ [ANN3STOR] | Chesterfield 132kV | 0
Chesterfield 132kV_Annesley (1 & 2)__ | Chesterfield 132kV | 0
Chesterfield 132kV_Annesley (3 & 4)__ | Chesterfield 132kV | 0
Chesterfield 132kV_Chesterfield 33__ | Chesterfield 132kV | 0
Chesterfield 132kV_Clipstone__ | Chesterfield 132kV | 0
Chesterfield 132kV_Whitwell__ | Chesterfield 132kV | 0
Chesterfield 132kV_Staveley__ | Chesterfield 132kV | 1.406
Stalybridge 132kV_Buxton (Part)__ |  | 0
_NO NAME_ [Busbar10-Busbar17] | Chesterfield 132kV | 0
Chesterfield 132kV_Goitside__ | Chesterfield 132kV | 0
HYB:[Chesterfield 132kV_Mansfield__] & [Chesterfield 132kV_Annesley (1 & 2)__] & [Chesterfield 132kV_Annesley (3 & 4)__]->Chesterfield 132kV_Annesley (3 & 4)_Sutton Junction (T1 T2 & T3) | Chesterfield 132kV | 0
HYB:[Chesterfield 132kV_Annesley (1 & 2)__] & [Chesterfield 132kV_Annesley (3 & 4)__]->Chesterfield 132kV_Annesley (3 & 4)_Annesley (Kirkby) | Chesterfield 132kV | 0
HYB:[Chesterfield 132kV_Annesley (1 & 2)__] & [Chesterfield 132kV_Annesley (3 & 4)__]->Chesterfield 132kV_Annesley (1 & 2)_Sherwood Park | Chesterfield 132kV | 0
HYB:[Chesterfield 132kV_Annesley (1 & 2)__] & [Chesterfield 132kV_Annesley (3 & 4)__]->Chesterfield 132kV_Annesley (3 & 4)_Huthwaite | Chesterfield 132kV | 0
HYB:[Chesterfield 132kV_Annesley (1 & 2)__] & [Chesterfield 132kV_Annesley (3 & 4)__]->Chesterfield 132kV_Annesley (1 & 2)_Hucknall | Chesterfield 132kV | 0
HYB:[Chesterfield 132kV_Annesley (1 & 2)__] & [Chesterfield 132kV_Annesley (3 & 4)__]->Chesterfield 132kV_Annesley (1 & 2)_Calverton | Chesterfield 132kV | 0
HYB:[Chesterfield 132kV_Annesley (1 & 2)__] & [Chesterfield 132kV_Annesley (3 & 4)__]->Chesterfield 132kV_Annesley (1 & 2)_Blidworth | Chesterfield 132kV | 0
HYB:[Chesterfield 132kV_Whitwell__] & [Chesterfield 132kV_Staveley__]->Chesterfield 132kV_Whitwell_Westhorpe (TA & TB) | Chesterfield 132kV | 0.9856
HYB:[Chesterfield 132kV_Whitwell__] & [Chesterfield 132kV_Staveley__]->Chesterfield 132kV_Whitwell_Halfway (TA & TB) | Chesterfield 132kV | 1.1938
Chesterfield 132kV_Chesterfield 33_Sheepbridge | Chesterfield 132kV_Chesterfield 33__ | 0
Chesterfield 132kV_Chesterfield 33_Danesmoor | Chesterfield 132kV_Chesterfield 33__ | 0
Chesterfield 132kV_Mansfield_Mansfield 11 | Chesterfield 132kV_Mansfield__ | 0
Chesterfield 132kV_Mansfield_Acreage Lane | Chesterfield 132kV_Mansfield__ | 0
Chesterfield 132kV_Alfreton_Meadow Lane | Chesterfield 132kV_Alfreton__ | 0
Chesterfield 132kV_Clipstone_Crown Farm | Chesterfield 132kV_Clipstone__ | 0
Chesterfield 132kV_Mansfield_Skegby Lane | Chesterfield 132kV_Mansfield__ | 0
Chesterfield 132kV_Alfreton_Ambergate | Chesterfield 132kV_Alfreton__ | 0
_NO NAME_ [ANDP9GE] | Chesterfield 132kV_Alfreton__ | 0
_NO NAME_ [ANN9STOR] | _NO NAME_ [ANN3STOR] | 0
Chesterfield 132kV_Annesley (3 & 4)_Annesley (Kirkby) | HYB:[Chesterfield 132kV_Annesley (1 & 2)__] & [Chesterfield 132kV_Annesley (3 & 4)__]->Chesterfield 132kV_Annesley (3 & 4)_Annesley (Kirkby) | 0
_NO NAME_ [BACL9ESS] | Chesterfield 132kV_Chesterfield 33__ | 0
Chesterfield 132kV_Clipstone_Bilsthorpe | Chesterfield 132kV_Clipstone__ | 0
Chesterfield 132kV_Chesterfield 33_Biwaters | Chesterfield 132kV_Chesterfield 33__ | 0
Chesterfield 132kV_Alfreton_Blackwell | Chesterfield 132kV_Alfreton__ | 0
Chesterfield 132kV_Annesley (1 & 2)_Blidworth | HYB:[Chesterfield 132kV_Annesley (1 & 2)__] & [Chesterfield 132kV_Annesley (3 & 4)__]->Chesterfield 132kV_Annesley (1 & 2)_Blidworth | 0
Chesterfield 132kV_Chesterfield 33_Bolsover | Chesterfield 132kV_Chesterfield 33__ | 0
Chesterfield 132kV_Pinxton 132 11__ | Chesterfield 132kV | 0
Chesterfield 132kV_Clipstone_Budby | Chesterfield 132kV_Clipstone__ | 0
_NO NAME_ [Busbar16] | _NO NAME_ [Busbar10-Busbar17] | 0
Chesterfield 132kV_Annesley (1 & 2)_Calverton | HYB:[Chesterfield 132kV_Annesley (1 & 2)__] & [Chesterfield 132kV_Annesley (3 & 4)__]->Chesterfield 132kV_Annesley (1 & 2)_Calverton | 0
_NO NAME_ [CCE 5] | Chesterfield 132kV_Chesterfield 33__ | 0
Chesterfield 132kV_Clipstone_Clipstone 11 | Chesterfield 132kV_Clipstone__ | 0
Chesterfield 132kV_Whitwell_Clowne | Chesterfield 132kV_Whitwell__ | 0
Chesterfield 132kV_Whitwell_Craggs Lane | Chesterfield 132kV_Whitwell__ | 0
Chesterfield 132kV_Staveley_Eckington | Chesterfield 132kV_Staveley__ | 0
Chesterfield 132kV_Annesley (1 & 2)_Farnsfield | Chesterfield 132kV_Annesley (1 & 2)__ | 0
Stalybridge 132kV_Buxton (Part)_Flagg | Stalybridge 132kV_Buxton (Part)__ | 0
Chesterfield 132kV_Goitside_Goitside 6.6 | Chesterfield 132kV_Goitside__ | 0
Chesterfield 132kV_Chesterfield 33_Grassmoor | Chesterfield 132kV_Chesterfield 33__ | 0
_NO NAME_ [GRCE5GE] | Chesterfield 132kV_Alfreton__ | 0
Chesterfield 132kV_Whitwell_Halfway (TA & TB) | HYB:[Chesterfield 132kV_Whitwell__] & [Chesterfield 132kV_Staveley__]->Chesterfield 132kV_Whitwell_Halfway (TA & TB) | 0
_NO NAME_ [HERL5J] | Chesterfield 132kV_Mansfield__ | 0
_NO NAME_ [HIND9GE] | Chesterfield 132kV_Staveley__ | 0
Stalybridge 132kV_Buxton (Part)_Hindlow | Stalybridge 132kV_Buxton (Part)__ | 0
Chesterfield 132kV_Whitwell_Holme Carr | Chesterfield 132kV_Whitwell__ | 0
Chesterfield 132kV_Annesley (1 & 2)_Hucknall | HYB:[Chesterfield 132kV_Annesley (1 & 2)__] & [Chesterfield 132kV_Annesley (3 & 4)__]->Chesterfield 132kV_Annesley (1 & 2)_Hucknall | 0
Chesterfield 132kV_Annesley (3 & 4)_Huthwaite | HYB:[Chesterfield 132kV_Annesley (1 & 2)__] & [Chesterfield 132kV_Annesley (3 & 4)__]->Chesterfield 132kV_Annesley (3 & 4)_Huthwaite | 0
Chesterfield 132kV_Mansfield_Lime Tree Place | Chesterfield 132kV_Mansfield__ | 0
Chesterfield 132kV_Clipstone_Ollerton | Chesterfield 132kV_Clipstone__ | 0
Chesterfield 132kV_Goitside_Queens Park | Chesterfield 132kV_Goitside__ | 0
Chesterfield 132kV_Alfreton_Ravensdale Park | Chesterfield 132kV_Alfreton__ | 0
Chesterfield 132kV_Goitside_Robin Hood | Chesterfield 132kV_Goitside__ | 0
Chesterfield 132kV_Chesterfield 33_Robert Hyde | Chesterfield 132kV_Chesterfield 33__ | 0
Chesterfield 132kV_Clipstone_Rufford | Chesterfield 132kV_Clipstone__ | 0
_NO NAME_ [SHEL5GEN] | Chesterfield 132kV_Goitside__ | 0
Chesterfield 132kV_Whitwell_Shirebrook | Chesterfield 132kV_Whitwell__ | 0
Chesterfield 132kV_Annesley (1 & 2)_Sherwood Park | HYB:[Chesterfield 132kV_Annesley (1 & 2)__] & [Chesterfield 132kV_Annesley (3 & 4)__]->Chesterfield 132kV_Annesley (1 & 2)_Sherwood Park | 0
Chesterfield 132kV_Goitside_Sheffield Road 11 | Chesterfield 132kV_Goitside__ | 0
Chesterfield 132kV_Goitside_Sheffield Road 6.6 | Chesterfield 132kV_Goitside__ | 0
Chesterfield 132kV_Annesley (3 & 4)_Sutton Junction (T1 T2 & T3) | HYB:[Chesterfield 132kV_Mansfield__] & [Chesterfield 132kV_Annesley (1 & 2)__] & [Chesterfield 132kV_Annesley (3 & 4)__]->Chesterfield 132kV_Annesley (3 & 4)_Sutton Junction (T1 T2 & T3) | 0
Chesterfield 132kV_Alfreton_Somercotes | Chesterfield 132kV_Alfreton__ | 0
Chesterfield 132kV_Staveley_Staveley 11 | Chesterfield 132kV_Staveley__ | 0
Chesterfield 132kV_Staveley_Staveley Works | Chesterfield 132kV_Staveley__ | 0
Chesterfield 132kV_Mansfield_Teversal | Chesterfield 132kV_Mansfield__ | 0
_NO NAME_ [THES9GE] | Chesterfield 132kV_Mansfield__ | 0
Chesterfield 132kV_Clipstone_Thoresby | Chesterfield 132kV_Clipstone__ | 0
Chesterfield 132kV_Goitside_Walton | Chesterfield 132kV_Goitside__ | 0
Chesterfield 132kV_Clipstone_Warsop | Chesterfield 132kV_Clipstone__ | 0
Chesterfield 132kV_Alfreton_Wessington | Chesterfield 132kV_Alfreton__ | 0
Chesterfield 132kV_Whitwell_Westhorpe (TA & TB) | HYB:[Chesterfield 132kV_Whitwell__] & [Chesterfield 132kV_Staveley__]->Chesterfield 132kV_Whitwell_Westhorpe (TA & TB) | 0
Chesterfield 132kV_Goitside_Wingerworth | Chesterfield 132kV_Goitside__ | 0
Drakelow 132kV |  | 0
Willington 132kV |  | 0
Willington 132kV_Spondon__ | Willington 132kV | 0
Willington 132kV_Derby South__ | Willington 132kV | 0
Willington 132kV_Winster__ | Willington 132kV | 0
Drakelow 132kV_Gresley__ | Drakelow 132kV | 0
Drakelow 132kV_Burton 33__ | Drakelow 132kV | 0
Drakelow 132kV_Burton South__ | Drakelow 132kV | 0
Willington 132kV_Stanton__ | Willington 132kV | 0
Willington 132kV_Derby 33__ | Willington 132kV | 0
Willington 132kV_Uttoxeter__ | Willington 132kV | 0
Willington 132kV_Heanor__ | Willington 132kV | 0
_NO NAME_ [GRIG3WF] |  | 0
Willington 132kV_Derby South (GT5) (R.R Sinfin 'C')__ | Willington 132kV | 0
HYB:[Willington 132kV_Spondon__] & [Willington 132kV_Heanor__]->Willington 132kV_Heanor_Morley (T1 & T2) | Willington 132kV | 0
HYB:[Willington 132kV_Spondon__] & [Willington 132kV_Derby South__]->Willington 132kV_Spondon_Melbourne (T1 & T2) | Willington 132kV | 0
HYB:[Drakelow 132kV_Gresley__] & [Drakelow 132kV_Burton South__]->Drakelow 132kV_Gresley_Gresley (T1 T2 & T3) | Drakelow 132kV | 0
HYB:[Drakelow 132kV_Burton 33__] & [Drakelow 132kV_Burton South__]->Drakelow 132kV_Burton South_Wellington Street (T1 T2 & T3) | Drakelow 132kV | 0
HYB:[Drakelow 132kV_Burton 33__] & [Drakelow 132kV_Burton South__]->Drakelow 132kV_Burton South_Station Street (T1 & T2) | Drakelow 132kV | 0
Willington 132kV_Uttoxeter_Rocester | Willington 132kV_Uttoxeter__ | 0
Willington 132kV_Spondon_Castle Donington | Willington 132kV_Spondon__ | 0
Drakelow 132kV_Burton 132 11__ | Drakelow 132kV | 0
Drakelow 132kV_Gresley_Moira | Drakelow 132kV_Gresley__ | 0
Willington 132kV_Derby South_Allenton | Willington 132kV_Derby South__ | 0
Willington 132kV_Winster_Ashbourne | Willington 132kV_Winster__ | 0
Drakelow 132kV_Gresley_Ashby-De-La-Zouch | Drakelow 132kV_Gresley__ | 0
Willington 132kV_Winster_Bakewell | Willington 132kV_Winster__ | 0
Drakelow 132kV_Burton South_Barton Under Needwood | Drakelow 132kV_Burton South__ | 0
Willington 132kV_Spondon_Belper | Willington 132kV_Spondon__ | 0
_NO NAME_ [BREF9ESS] | Drakelow 132kV_Burton South__ | 0
Drakelow 132kV_Burton 33_Bretby | Drakelow 132kV_Burton 33__ | 0
Drakelow 132kV_Burton 33_Trent Alloys | Drakelow 132kV_Burton 33__ | 0
_NO NAME_ [CAL5J] | Willington 132kV_Spondon__ | 0
Willington 132kV_Winster_Cromford | Willington 132kV_Winster__ | 0
Willington 132kV_Derby 33_Chaddesden | Willington 132kV_Derby 33__ | 0
Willington 132kV_Uttoxeter_Church Street | Willington 132kV_Uttoxeter__ | 0
Willington 132kV_Derby 33_Darley Abbey | Willington 132kV_Derby 33__ | 0
Willington 132kV_Heanor_Denby | Willington 132kV_Heanor__ | 0
Willington 132kV_Derby 132 11 (Board 1 & 2)__ | Willington 132kV | 0
_NO NAME_ [DEWT 5] | Willington 132kV_Derby South__ | 0
Willington 132kV_Spondon_Spondon 11 | Willington 132kV_Spondon__ | 0
Willington 132kV_Derby 33_Eagle Centre | Willington 132kV_Derby South__ | 0
Drakelow 132kV_Gresley_Gresley (T1 T2 & T3) | HYB:[Drakelow 132kV_Gresley__] & [Drakelow 132kV_Burton South__]->Drakelow 132kV_Gresley_Gresley (T1 T2 & T3) | 0
Drakelow 132kV_Burton 33_Hatton | Drakelow 132kV_Burton 33__ | 0
Willington 132kV_Heanor_Heanor 11 | Willington 132kV_Heanor__ | 0
Willington 132kV_Stanton_Ilkeston | Willington 132kV_Stanton__ | 0
Willington 132kV_Stanton_Little Hallam | Willington 132kV_Stanton__ | 0
Willington 132kV_Winster_Longcliffe | Willington 132kV_Winster__ | 3.5755
Willington 132kV_Spondon_Long Eaton (T3) | Willington 132kV_Spondon__ | 0
Willington 132kV_Derby 33_Mackworth | Willington 132kV_Derby 33__ | 0
Willington 132kV_Uttoxeter_Marchington | Willington 132kV_Uttoxeter__ | 0
Willington 132kV_Winster_Matlock | Willington 132kV_Winster__ | 0
Willington 132kV_Spondon_Melbourne (T1 & T2) | HYB:[Willington 132kV_Spondon__] & [Willington 132kV_Derby South__]->Willington 132kV_Spondon_Melbourne (T1 & T2) | 0
Willington 132kV_Winster_Millclose | Willington 132kV_Winster__ | 0
Willington 132kV_Heanor_Moorgreen | Willington 132kV_Heanor__ | 0
Willington 132kV_Heanor_Morley (T1 & T2) | HYB:[Willington 132kV_Spondon__] & [Willington 132kV_Heanor__]->Willington 132kV_Heanor_Morley (T1 & T2) | 0
Willington 132kV_Derby South_Normanton | Willington 132kV_Derby South__ | 0
Willington 132kV_Spondon_Ratcliffe On Soar | Willington 132kV_Spondon__ | 0
Willington 132kV_Heanor_Ripley | Willington 132kV_Heanor__ | 0
Willington 132kV_Stanton_Sandiacre | Willington 132kV_Stanton__ | 0
Willington 132kV_Derby South_Rolls Royce ABE | Willington 132kV_Derby South__ | 0
Willington 132kV_Derby South_Rolls Royce ABE | Willington 132kV_Derby South__ | 0
Willington 132kV_Derby South_Sinfin Lane | Willington 132kV_Derby South__ | 0
Drakelow 132kV_Burton South_Station Street (T1 & T2) | HYB:[Drakelow 132kV_Burton 33__] & [Drakelow 132kV_Burton South__]->Drakelow 132kV_Burton South_Station Street (T1 & T2) | 0
_NO NAME_ [TALA9GEN] | Willington 132kV_Heanor__ | 0
Willington 132kV_Burnaston 132 11 (Toyota)__ | Willington 132kV | 0
Willington 132kV_Spondon_Trent Lane | Willington 132kV_Spondon__ | 0
Willington 132kV_Heanor_Watnall | Willington 132kV_Heanor__ | 0
Drakelow 132kV_Burton South_Wellington Street (T1 T2 & T3) | HYB:[Drakelow 132kV_Burton 33__] & [Drakelow 132kV_Burton South__]->Drakelow 132kV_Burton South_Wellington Street (T1 T2 & T3) | 0
Willington 132kV_Heanor_Westwood | Willington 132kV_Heanor__ | 0
Drakelow 132kV_Gresley_Willesley | Drakelow 132kV_Gresley__ | 0
Drakelow 132kV_Burton 33_Woodville | Drakelow 132kV_Burton 33__ | 0
East Claydon 132kV |  | 0
East Claydon 132kV_Stony Stratford__ | East Claydon 132kV | 0
East Claydon 132kV_Bletchley__ | East Claydon 132kV | 5.4839
East Claydon 132kV_Bradwell Abbey__ | East Claydon 132kV | 1.3473
East Claydon 132kV_Brackley__ | East Claydon 132kV | 0
_NO NAME_ [Busbar19] | East Claydon 132kV | 0
_NO NAME_ [Busbar21] | East Claydon 132kV | 0
_NO NAME_ [ECLA3-GREM3EF] | East Claydon 132kV | 0
HYB:[East Claydon 132kV_Stony Stratford__] & [East Claydon 132kV_Brackley__]->East Claydon 132kV_Brackley_Towcester (T1 & T2) | East Claydon 132kV | 0
HYB:[East Claydon 132kV_Stony Stratford__] & [East Claydon 132kV_Bletchley__]->_NO NAME_ [Tattenhoe Primary] | East Claydon 132kV | 2.7419
HYB:[East Claydon 132kV_Bletchley__] & [East Claydon 132kV_Bradwell Abbey__]->East Claydon 132kV_Bletchley_Childs Way (T1 & T2 T3) | East Claydon 132kV | 5.0412
HYB:[East Claydon 132kV_Bletchley__] & [East Claydon 132kV_Bradwell Abbey__]->East Claydon 132kV_Bletchley_Fox Milne (T1 & T2) | East Claydon 132kV | 4.5071
East Claydon 132kV_Bradwell Abbey_Wolverton | East Claydon 132kV_Bradwell Abbey__ | 0
East Claydon 132kV_Bletchley_Bletchley 11 | East Claydon 132kV_Bletchley__ | 0
East Claydon 132kV_Bletchley_Victoria Road | East Claydon 132kV_Bletchley__ | 0
East Claydon 132kV_Bletchley_Fen Farm | East Claydon 132kV_Bletchley__ | 0
East Claydon 132kV_Bletchley_Newton Road | East Claydon 132kV_Bletchley__ | 0
East Claydon 132kV_Banbury 132 11__ | East Claydon 132kV | 0
_NO NAME_ [BLEL5GE-BLEL9GE] | East Claydon 132kV_Bletchley__ | 0
East Claydon 132kV_Brackley_Brackley 11 | East Claydon 132kV_Brackley__ | 0
East Claydon 132kV_Brackley_Brackley Town | East Claydon 132kV_Brackley__ | 0
East Claydon 132kV_Stony Stratford_Buckingham | East Claydon 132kV_Stony Stratford__ | 0
_NO NAME_ [Busbar1] | East Claydon 132kV_Bletchley__ | 0
East Claydon 132kV_Brackley_Towcester (T1 & T2) | HYB:[East Claydon 132kV_Stony Stratford__] & [East Claydon 132kV_Brackley__]->East Claydon 132kV_Brackley_Towcester (T1 & T2) | 0
_NO NAME_ [Busbar20] | _NO NAME_ [Busbar19] | 0
_NO NAME_ [Busbar22] | _NO NAME_ [Busbar21] | 0
_NO NAME_ [Busbar5] | East Claydon 132kV_Bletchley__ | 0
East Claydon 132kV_Stony Stratford_Calvert | East Claydon 132kV_Stony Stratford__ | 0
East Claydon 132kV_Bletchley_Childs Way (T1 & T2 T3) | HYB:[East Claydon 132kV_Bletchley__] & [East Claydon 132kV_Bradwell Abbey__]->East Claydon 132kV_Bletchley_Childs Way (T1 & T2 T3) | 0
East Claydon 132kV_Bradwell Abbey_CLPK55J__ | East Claydon 132kV_Bradwell Abbey__ | 0
East Claydon 132kV_Bletchley_Fox Milne (T1 & T2) | HYB:[East Claydon 132kV_Bletchley__] & [East Claydon 132kV_Bradwell Abbey__]->East Claydon 132kV_Bletchley_Fox Milne (T1 & T2) | 0
East Claydon 132kV_Stony Stratford_Eldergate | East Claydon 132kV_Stony Stratford__ | 0
_NO NAME_ [GREM5EF] | _NO NAME_ [ECLA3-GREM3EF] | 0
East Claydon 132kV_Bradwell Abbey_Hanslope Park (T1 & T2 OS) | East Claydon 132kV_Bradwell Abbey__ | 0
East Claydon 132kV_Stony Stratford_Kiln Farm | East Claydon 132kV_Stony Stratford__ | 0
East Claydon 132kV_Bletchley_Kingston | East Claydon 132kV_Bletchley__ | 0
_NO NAME_ [LR 5] | East Claydon 132kV_Bletchley__ | 0
East Claydon 132kV_Bradwell Abbey_Marlborough Street | East Claydon 132kV_Bradwell Abbey__ | 0
East Claydon 132kV_Bletchley_Maxwell House Data Centre | East Claydon 132kV_Bletchley__ | 0
East Claydon 132kV_Bradwell Abbey_Newport Pagnell | East Claydon 132kV_Bradwell Abbey__ | 0
East Claydon 132kV_Bradwell Abbey_Portway | East Claydon 132kV_Bradwell Abbey__ | 0
East Claydon 132kV_Bletchley_Secklow Gate | East Claydon 132kV_Bletchley__ | 0
_NO NAME_ [SHAM5J] | East Claydon 132kV_Stony Stratford__ | 0
East Claydon 132kV_Stony Stratford_Shenley Wood | East Claydon 132kV_Stony Stratford__ | 0
East Claydon 132kV_Brackley_Silverstone | East Claydon 132kV_Brackley__ | 0
East Claydon 132kV_Brackley_Thenford | East Claydon 132kV_Brackley__ | 0
East Claydon 132kV_Bletchley_Wavendon Gate | East Claydon 132kV_Bletchley__ | 0
_NO NAME_ [WHITH9] | East Claydon 132kV_Brackley__ | 0
East Claydon 132kV_Stony Stratford_Wicken | East Claydon 132kV_Stony Stratford__ | 0
East Claydon 132kV_Stony Stratford_Winslow | East Claydon 132kV_Stony Stratford__ | 0
Enderby 132kV |  | 0
Ratcliffe 132kV |  | 0
Stoke Bardolph 132kV |  | 0
Ratcliffe 132kV_Willoughby__ | Ratcliffe 132kV | 0
Enderby 132kV_Wigston 33__ | Enderby 132kV | 0
Stoke Bardolph 132kV_Nottingham North 33__ | Stoke Bardolph 132kV | 0
Stoke Bardolph 132kV_Nottingham East__ | Stoke Bardolph 132kV | 0
Ratcliffe 132kV_Loughborough 33__ | Ratcliffe 132kV | 0
Enderby 132kV_Coalville__ | Enderby 132kV | 1.1151
Enderby 132kV_Leicester North__ | Enderby 132kV | 0
Ratcliffe 132kV_Nottingham__ | Ratcliffe 132kV | 0
Enderby 132kV_Leicester__ | Enderby 132kV | 0
Ratcliffe 132kV_Nottingham__ | Ratcliffe 132kV | 0
Ratcliffe 132kV_Toton__ | Ratcliffe 132kV | 0
Enderby 132kV_Leicester East__ | Enderby 132kV | 0
HYB:[Stoke Bardolph 132kV_Nottingham North 33__] & [Stoke Bardolph 132kV_Nottingham East__]->Stoke Bardolph 132kV_Nottingham East_Arnold (T1 & T2) | Stoke Bardolph 132kV | 0
HYB:[Enderby 132kV_Leicester North__] & [Enderby 132kV_Leicester__]->Enderby 132kV_Leicester_Hockley Farm Road | Enderby 132kV | 0
HYB:[Ratcliffe 132kV_Nottingham__] & [Ratcliffe 132kV_Nottingham__]->Ratcliffe 132kV_Nottingham_Wollaton Road | Ratcliffe 132kV | 0
HYB:[Ratcliffe 132kV_Nottingham__] & [Ratcliffe 132kV_Nottingham__]->Ratcliffe 132kV_Nottingham_Lenton | Ratcliffe 132kV | 0
HYB:[Ratcliffe 132kV_Nottingham__] & [Ratcliffe 132kV_Nottingham__]->Ratcliffe 132kV_Nottingham_North Wilford | Ratcliffe 132kV | 0
HYB:[Ratcliffe 132kV_Nottingham__] & [Ratcliffe 132kV_Nottingham__]->Ratcliffe 132kV_Nottingham_Castle Road | Ratcliffe 132kV | 0
HYB:[Ratcliffe 132kV_Nottingham__] & [Ratcliffe 132kV_Nottingham__]->Ratcliffe 132kV_Nottingham_Sneinton | Ratcliffe 132kV | 0
HYB:[Ratcliffe 132kV_Nottingham__] & [Ratcliffe 132kV_Nottingham__]->Ratcliffe 132kV_Nottingham_Clifton | Ratcliffe 132kV | 0
Ratcliffe 132kV_Nottingham_Lenton | HYB:[Ratcliffe 132kV_Nottingham__] & [Ratcliffe 132kV_Nottingham__]->Ratcliffe 132kV_Nottingham_Lenton | 0
Ratcliffe 132kV_Nottingham_Beeston | Ratcliffe 132kV_Nottingham__ | 0
Ratcliffe 132kV_Nottingham_Sneinton | HYB:[Ratcliffe 132kV_Nottingham__] & [Ratcliffe 132kV_Nottingham__]->Ratcliffe 132kV_Nottingham_Sneinton | 0
Enderby 132kV_Leicester_Redcross Street | Enderby 132kV_Leicester__ | 0
Enderby 132kV_Leicester_Leicester 11 | Enderby 132kV_Leicester__ | 0
Enderby 132kV_Leicester East_Highfields | Enderby 132kV_Leicester East__ | 0
Enderby 132kV_Leicester East_Salutation 6.6 | Enderby 132kV_Leicester East__ | 0
Enderby 132kV_Leicester East_Stoneygate 6.6 | Enderby 132kV_Leicester East__ | 0
Enderby 132kV_Leicester East_Leicester East 6.6 | Enderby 132kV_Leicester East__ | 0
Enderby 132kV_Leicester_Hockley Farm Road | HYB:[Enderby 132kV_Leicester North__] & [Enderby 132kV_Leicester__]->Enderby 132kV_Leicester_Hockley Farm Road | 0
Enderby 132kV_Leicester East_Thurmaston | Enderby 132kV_Leicester East__ | 0
Enderby 132kV_Wigston 33_Alliance and Leicester | Enderby 132kV_Wigston 33__ | 0
Enderby 132kV_Wigston 33_Whetstone | Enderby 132kV_Wigston 33__ | 0
Enderby 132kV_Coalville_Worthington | Enderby 132kV_Coalville__ | 0
Enderby 132kV_Coalville_Nailstone | Enderby 132kV_Coalville__ | 0
Enderby 132kV_Coalville_Desford | Enderby 132kV_Coalville__ | 0
Enderby 132kV_Coalville_Osbaston | Enderby 132kV_Coalville__ | 0
Enderby 132kV_Coalville_Coalville 11 | Enderby 132kV_Coalville__ | 0
Enderby 132kV_Coalville_Mantle Lane | Enderby 132kV_Coalville__ | 0
Stoke Bardolph 132kV_Nottingham East_Arnold (T1 & T2) | HYB:[Stoke Bardolph 132kV_Nottingham North 33__] & [Stoke Bardolph 132kV_Nottingham East__]->Stoke Bardolph 132kV_Nottingham East_Arnold (T1 & T2) | 0
Ratcliffe 132kV_Loughborough 33_Astrazeneca | Ratcliffe 132kV_Loughborough 33__ | 0
Enderby 132kV_Coalville_Bardon Road | Enderby 132kV_Coalville__ | 0
Enderby 132kV_Leicester North_Beaumont Leys | Enderby 132kV_Leicester North__ | 0
Ratcliffe 132kV_Willoughby_British Gypsum | Ratcliffe 132kV_Willoughby__ | 0
Ratcliffe 132kV_Willoughby_Bingham (T1) | Ratcliffe 132kV_Willoughby__ | 0
Enderby 132kV_Leicester North_Birstall | Enderby 132kV_Leicester North__ | 0
Ratcliffe 132kV_Nottingham_Generation (Boots (T2)) | Ratcliffe 132kV_Nottingham__ | 0
Ratcliffe 132kV_Nottingham_Boots (T1) (Load) | Ratcliffe 132kV_Nottingham__ | 0
Enderby 132kV_Leicester_Braunstone | Enderby 132kV_Leicester__ | 0
Ratcliffe 132kV_Loughborough 33_Brush | Ratcliffe 132kV_Loughborough 33__ | 0
Stoke Bardolph 132kV_Nottingham North 33_Bulwell | Stoke Bardolph 132kV_Nottingham North 33__ | 0
Enderby 132kV_Carlton Park 132 11__ | Enderby 132kV | 0
Ratcliffe 132kV_Nottingham_Castle Road | HYB:[Ratcliffe 132kV_Nottingham__] & [Ratcliffe 132kV_Nottingham__]->Ratcliffe 132kV_Nottingham_Castle Road | 0
Enderby 132kV_Coalville_Caterpillar_Caterpillar UK | Enderby 132kV_Coalville__ | 0
Ratcliffe 132kV_Toton_Chilwell | Ratcliffe 132kV_Toton__ | 0
Stoke Bardolph 132kV_Nottingham North 33_Cinderhill | Stoke Bardolph 132kV_Nottingham North 33__ | 0
Ratcliffe 132kV_Nottingham_Clifton | HYB:[Ratcliffe 132kV_Nottingham__] & [Ratcliffe 132kV_Nottingham__]->Ratcliffe 132kV_Nottingham_Clifton | 0
Stoke Bardolph 132kV_Nottingham East_Colwick | Stoke Bardolph 132kV_Nottingham East__ | 0
Ratcliffe 132kV_Nottingham_Cotgrave | Ratcliffe 132kV_Nottingham__ | 0
Ratcliffe 132kV_Willoughby_East Leake | Ratcliffe 132kV_Willoughby__ | 0
Stoke Bardolph 132kV_Nottingham East_Gedling | Stoke Bardolph 132kV_Nottingham East__ | 0
Enderby 132kV_Leicester North_Groby Road | Enderby 132kV_Leicester North__ | 0
Enderby 132kV_Leicester East_Hamilton | Enderby 132kV_Leicester East__ | 0
Enderby 132kV_Hinckley 132 11__ | Enderby 132kV | 0
Ratcliffe 132kV_Loughborough 33_Shepshed | Ratcliffe 132kV_Loughborough 33__ | 0
Enderby 132kV_Coalville_Interlink Park | Enderby 132kV_Coalville__ | 0
Enderby 132kV_Leicester_Jupiter | Enderby 132kV_Leicester__ | 0
Ratcliffe 132kV_Willoughby_Keyworth | Ratcliffe 132kV_Willoughby__ | 0
Enderby 132kV_Leicester North_Leicester North 11 | Enderby 132kV_Leicester North__ | 0
Enderby 132kV_Leicester North_Lero 6.6 | Enderby 132kV_Leicester North__ | 0
Ratcliffe 132kV_Toton_Long Eaton (T1, T2) | Ratcliffe 132kV_Toton__ | 0
Ratcliffe 132kV_Loughborough 132 11__ | Ratcliffe 132kV | 0
_NO NAME_ [LRHS55J] | Ratcliffe 132kV_Nottingham__ | 0
Stoke Bardolph 132kV_Nottingham East_Mapperley | Stoke Bardolph 132kV_Nottingham East__ | 0
Stoke Bardolph 132kV_Nottingham North 33_Marlborough Road | Stoke Bardolph 132kV_Nottingham North 33__ | 0
Enderby 132kV_Leicester_Mansfield Street | Enderby 132kV_Leicester__ | 0
Ratcliffe 132kV_Willoughby_Mountsorrel | Ratcliffe 132kV_Willoughby__ | 0
Ratcliffe 132kV_Nottingham_Talbot Street | Ratcliffe 132kV_Nottingham__ | 0
Stoke Bardolph 132kV_Nottingham North 132 11__ | Ratcliffe 132kV | 0
_NO NAME_ [NOTR5STOR] | Ratcliffe 132kV_Toton__ | 0
Ratcliffe 132kV_Nottingham_North Wilford | HYB:[Ratcliffe 132kV_Nottingham__] & [Ratcliffe 132kV_Nottingham__]->Ratcliffe 132kV_Nottingham_North Wilford | 0
Ratcliffe 132kV_Willoughby_Old Dalby (T2) | Ratcliffe 132kV_Willoughby__ | 0
_NO NAME_ [PRIR5STOR-PRIR9STOR] | Stoke Bardolph 132kV_Nottingham East__ | 0
Ratcliffe 132kV_Loughborough 33_Quorn | Ratcliffe 132kV_Loughborough 33__ | 0
Ratcliffe 132kV_Ratcliffe PS Dem__ | Ratcliffe 132kV | 0
_NO NAME_ [REDS9G] | Ratcliffe 132kV_Nottingham__ | 0
Ratcliffe 132kV_Willoughby_South Croxton | Ratcliffe 132kV_Willoughby__ | 0
Ratcliffe 132kV_Willoughby_Syston | Ratcliffe 132kV_Willoughby__ | 0
Enderby 132kV_Leicester East_Thurnby | Enderby 132kV_Leicester East__ | 0
Ratcliffe 132kV_Toton_Toton 11 | Ratcliffe 132kV_Toton__ | 0
Ratcliffe 132kV_Nottingham_West Bridgford | Ratcliffe 132kV_Nottingham__ | 0
Ratcliffe 132kV_Willoughby_Wide Lane Solar Farm generation | Ratcliffe 132kV_Willoughby__ | 0
Enderby 132kV_Wigston 132 11__ | Enderby 132kV | 0
Ratcliffe 132kV_Willoughby_Willoughby 11 | Ratcliffe 132kV_Willoughby__ | 0
Enderby 132kV_Wigston 33_Wigston Magna | Enderby 132kV_Wigston 33__ | 0
_NO NAME_ [WIST5GE-WIST9GE] | Ratcliffe 132kV_Willoughby__ | 0
Ratcliffe 132kV_Nottingham_Wollaton Road | HYB:[Ratcliffe 132kV_Nottingham__] & [Ratcliffe 132kV_Nottingham__]->Ratcliffe 132kV_Nottingham_Wollaton Road | 0
Ratcliffe 132kV_Loughborough 33_Wymeswold Solar Park | Ratcliffe 132kV_Loughborough 33__ | 0
Grendon 132kV |  | 0
_NO NAME_ [HUNT1J-PFZ124/1] |  | 0
_NO NAME_ [HUNT1K-PFZ124/2] |  | 0
HYB:[_NO NAME_ [HUNT1J-PFZ124/1]] & [_NO NAME_ [HUNT1K-PFZ124/2]]->Grendon 132kV_Huntingdon33__ |  | 0
HYB:[_NO NAME_ [HUNT1J-PFZ124/1]] & [_NO NAME_ [HUNT1K-PFZ124/2]]->Grendon 132kV_Huntingdon11__ |  | 0
Grendon 132kV_Northampton West__ | Grendon 132kV | 0
Grendon 132kV_Northampton__ | Grendon 132kV | 0
Grendon 132kV_Corby__ | Grendon 132kV | 0
Grendon 132kV_Wellingborough__ | Grendon 132kV | 0
Grendon 132kV_Kettering__ | Grendon 132kV | 0
Grendon 132kV_Northampton East__ | Grendon 132kV | 0
Grendon 132kV_Kibworth__ | Grendon 132kV | 0
Grendon 132kV_Irthlingborough__ | Grendon 132kV | 0
Grendon 132kV_Oakham__ | Grendon 132kV | 0
Grendon 132kV_Melton Mowbray__ | Grendon 132kV | 0
Grendon 132kV_Huntingdon33__ | HYB:[_NO NAME_ [HUNT1J-PFZ124/1]] & [_NO NAME_ [HUNT1K-PFZ124/2]]->Grendon 132kV_Huntingdon33__ | 0
Grendon 132kV_RAE3J__ | Grendon 132kV | 0
HYB:[Grendon 132kV_Northampton West__] & [Grendon 132kV_Northampton__]->Grendon 132kV_Northampton_Abington (T1 & T2) | Grendon 132kV | 0
HYB:[Grendon 132kV_Northampton West__] & [Grendon 132kV_Northampton__]->Grendon 132kV_Northampton_Pineham (T1 & T2) | Grendon 132kV | 0
HYB:[Grendon 132kV_Northampton West__] & [Grendon 132kV_Northampton__]->Grendon 132kV_Northampton West_Banbury Lane (T1 & T2) | Grendon 132kV | 0
HYB:[Grendon 132kV_Northampton West__] & [Grendon 132kV_Kettering__]->Grendon 132kV_Northampton West_Chapel Brampton (T1 & T2) | Grendon 132kV | 0
HYB:[Grendon 132kV_Northampton__] & [Grendon 132kV_Northampton East__]->Grendon 132kV_Northampton_Brackmills (T1 & T2) | Grendon 132kV | 0
HYB:[Grendon 132kV_Corby__] & [Grendon 132kV_Irthlingborough__]->Grendon 132kV_Corby_Oundle | Grendon 132kV | 0
HYB:[Grendon 132kV_Kettering__] & [Grendon 132kV_Irthlingborough__]->Grendon 132kV_Kettering_Burton Latimer (T1 & T2) | Grendon 132kV | 0
HYB:[Grendon 132kV_Kettering__] & [Grendon 132kV_Irthlingborough__]->Grendon 132kV_Irthlingborough_Pytchley Road (T1 & T2) | Grendon 132kV | 0
HYB:[Grendon 132kV_Kettering__] & [Grendon 132kV_Kibworth__]->Grendon 132kV_Kibworth_Farndon Road (T1 & T2) | Grendon 132kV | 0
Grendon 132kV_Irthlingborough_Thrapston | Grendon 132kV_Irthlingborough__ | 0
Grendon 132kV_Corby_Hazelwood | Grendon 132kV_Corby__ | 0
Grendon 132kV_Wellingborough_Little Irchester | Grendon 132kV_Wellingborough__ | 0
Grendon 132kV_Corby_Corby No. 2 | Grendon 132kV_Corby__ | 0
Grendon 132kV_Northampton_Northampton 11 | Grendon 132kV_Northampton__ | 0
Grendon 132kV_Northampton_Abington (T1 & T2) | HYB:[Grendon 132kV_Northampton West__] & [Grendon 132kV_Northampton__]->Grendon 132kV_Northampton_Abington (T1 & T2) | 0
_NO NAME_ [ABRF55J-ABRF5GE1-ABRF5GE2] | Grendon 132kV_Corby__ | 0
Grendon 132kV_ARA5J__ | Grendon 132kV | 0
Grendon 132kV_Northampton West_Banbury Lane (T1 & T2) | HYB:[Grendon 132kV_Northampton West__] & [Grendon 132kV_Northampton__]->Grendon 132kV_Northampton West_Banbury Lane (T1 & T2) | 0
Grendon 132kV_Northampton East_Northampton East 11 | Grendon 132kV_Northampton East__ | 0
Grendon 132kV_Northampton East_Boothville | Grendon 132kV_Northampton East__ | 0
Grendon 132kV_Northampton_Brackmills (T1 & T2) | HYB:[Grendon 132kV_Northampton__] & [Grendon 132kV_Northampton East__]->Grendon 132kV_Northampton_Brackmills (T1 & T2) | 0
Grendon 132kV_Kibworth_Bruntingthorpe | Grendon 132kV_Kibworth__ | 0
Grendon 132kV_Northampton West_Ellesmere Avenue | Grendon 132kV_Northampton West__ | 0
Grendon 132kV_Northampton West_Chapel Brampton (T1 & T2) | HYB:[Grendon 132kV_Northampton West__] & [Grendon 132kV_Kettering__]->Grendon 132kV_Northampton West_Chapel Brampton (T1 & T2) | 0
Grendon 132kV_Northampton West_Bugbrooke | Grendon 132kV_Northampton West__ | 0
Grendon 132kV_Kettering_Burton Latimer (T1 & T2) | HYB:[Grendon 132kV_Kettering__] & [Grendon 132kV_Irthlingborough__]->Grendon 132kV_Kettering_Burton Latimer (T1 & T2) | 0
Grendon 132kV_Northampton_Campbell Street | Grendon 132kV_Northampton__ | 0
Grendon 132kV_Wellingborough_Cannon Street | Grendon 132kV_Wellingborough__ | 0
Grendon 132kV_Corby_Corby North Dem | Grendon 132kV_Corby__ | 0
Grendon 132kV_Corby_Earlstrees | Grendon 132kV_Corby__ | 0
Grendon 132kV_Corby_Corby Central | Grendon 132kV_Corby__ | 0
Grendon 132kV_Corby North PS__ |  | 0
Grendon 132kV_Corby North PS__ |  | 0
Grendon 132kV_Northampton East_Denton | Grendon 132kV_Northampton East__ | 0
Grendon 132kV_Kettering_Desborough | Grendon 132kV_Kettering__ | 0
Grendon 132kV_Northampton East_Earls Barton | Grendon 132kV_Northampton East__ | 0
Grendon 132kV_Oakham_Empingham | Grendon 132kV_Oakham__ | 0
Grendon 132kV_Oakham_Exton | Grendon 132kV_Oakham__ | 0
Grendon 132kV_Kibworth_Farndon Road (T1 & T2) | HYB:[Grendon 132kV_Kettering__] & [Grendon 132kV_Kibworth__]->Grendon 132kV_Kibworth_Farndon Road (T1 & T2) | 0
Grendon 132kV_Kettering_Field Street | Grendon 132kV_Kettering__ | 0
Grendon 132kV_Wellingborough_Harrold | Grendon 132kV_Wellingborough__ | 0
Grendon 132kV_Wellingborough_Sharnbrook | Grendon 132kV_Wellingborough__ | 0
Grendon 132kV_Melton Mowbray_Holwell | Grendon 132kV_Melton Mowbray__ | 0
Grendon 132kV_Huntingdon11__ | HYB:[_NO NAME_ [HUNT1J-PFZ124/1]] & [_NO NAME_ [HUNT1K-PFZ124/2]]->Grendon 132kV_Huntingdon11__ | 0
Grendon 132kV_Irthlingborough_Irthlingborough 11 | Grendon 132kV_Irthlingborough__ | 0
Grendon 132kV_Kettering_Kettering North | Grendon 132kV_Kettering__ | 0
Grendon 132kV_Kibworth_Kibworth 11 | Grendon 132kV_Kibworth__ | 0
Grendon 132kV_Northampton West_Kingsthorpe | Grendon 132kV_Northampton West__ | 0
Grendon 132kV_Kibworth_Market Harborough | Grendon 132kV_Kibworth__ | 0
Grendon 132kV_Melton Mowbray_Melton Mowbray 11 | Grendon 132kV_Melton Mowbray__ | 0
Grendon 132kV_Oakham_Market Overton (T1) | Grendon 132kV_Oakham__ | 0
Grendon 132kV_Northampton West_Northampton West 11 | Grendon 132kV_Northampton West__ | 0
Grendon 132kV_Oakham_Oakham 11 | Grendon 132kV_Oakham__ | 0
Grendon 132kV_Corby_Oakley | Grendon 132kV_Corby__ | 0
Grendon 132kV_Melton Mowbray_Old Dalby (T1) | Grendon 132kV_Melton Mowbray__ | 0
Grendon 132kV_Northampton East_Olney | Grendon 132kV_Northampton East__ | 0
Grendon 132kV_Corby_Oundle | HYB:[Grendon 132kV_Corby__] & [Grendon 132kV_Irthlingborough__]->Grendon 132kV_Corby_Oundle | 0
Grendon 132kV_Wellingborough_Park Farm | Grendon 132kV_Wellingborough__ | 0
Grendon 132kV_Northampton_Pineham (T1 & T2) | HYB:[Grendon 132kV_Northampton West__] & [Grendon 132kV_Northampton__]->Grendon 132kV_Northampton_Pineham (T1 & T2) | 0
Grendon 132kV_Irthlingborough_Pytchley Road (T1 & T2) | HYB:[Grendon 132kV_Kettering__] & [Grendon 132kV_Irthlingborough__]->Grendon 132kV_Irthlingborough_Pytchley Road (T1 & T2) | 0
Grendon 132kV_Irthlingborough_Raunds | Grendon 132kV_Irthlingborough__ | 0
Grendon 132kV_Melton Mowbray_Regent Street | Grendon 132kV_Melton Mowbray__ | 0
Grendon 132kV_Northampton_Roade | Grendon 132kV_Northampton__ | 0
Grendon 132kV_Corby_Rockingham | Grendon 132kV_Corby__ | 0
Grendon 132kV_Irthlingborough_Rushden | Grendon 132kV_Irthlingborough__ | 0
Grendon 132kV_Oakham_Uppingham | Grendon 132kV_Oakham__ | 0
Grendon 132kV_Wellingborough 132 11__ | Grendon 132kV | 0
Grendon 132kV_Northampton East_Wellingborough Road | Grendon 132kV_Northampton East__ | 0
Grendon 132kV_Northampton_Wootton | Grendon 132kV_Northampton__ | 0
Staythorpe 132kV |  | 0
Bicker Fen 132kV |  | 0
Walpole 132kV |  | 0
West Burton 132kV____ |  | 0
HYB:[Staythorpe 132kV] & [Walpole 132kV]->Staythorpe 132kV_Network Rail Bytham (GT1 & GT2)__ |  | 0
Bicker Fen 132kV_Skegness__ | Bicker Fen 132kV | 0
West Burton 132kV_Lincoln 33__ | West Burton 132kV____ | 0
Staythorpe 132kV_Checkerhouse__ | Staythorpe 132kV | 0
Walpole 132kV_Boston__ | Walpole 132kV | 0
Bicker Fen 132kV_Sleaford__ | Bicker Fen 132kV | 0
Bicker Fen 132kV_Grantham__ | Bicker Fen 132kV | 0
Staythorpe 132kV_Hawton__ | Staythorpe 132kV | 0.36247
Walpole 132kV_Bourne__ | Walpole 132kV | 0
Walpole 132kV_Stamford__ | Walpole 132kV | 0
Staythorpe 132kV_Network Rail Bytham (GT1 & GT2)__ | HYB:[Staythorpe 132kV] & [Walpole 132kV]->Staythorpe 132kV_Network Rail Bytham (GT1 & GT2)__ | 0
Walpole 132kV_Network Rail Bretton__ | Walpole 132kV | 0
Walpole 132kV_Spalding & South Holland__ | Walpole 132kV | 0
Staythorpe 132kV_Worksop__ | West Burton 132kV____ | 0
Walpole 132kV_SWAF3J__ | Walpole 132kV | 0
Bicker Fen 132kV_Network Rail Grantham (GT1 & GT2)__ | Bicker Fen 132kV | 0
Walpole 132kV_HEMP3J__ | Walpole 132kV | 0
Walpole 132kV_KINL3J__ | Walpole 132kV | 2.4
Walpole 132kV_KLBR8J__ | Walpole 132kV | 0
Walpole 132kV_PETC3J__ | Walpole 132kV | 2.2817
Walpole 132kV_PETR8J__ | Walpole 132kV | 0
Staythorpe 132kV_Network Rail Retford (GT1 & GT2)__ | West Burton 132kV____ | 0
HYB:[Bicker Fen 132kV_Skegness__] & [Bicker Fen 132kV_Sleaford__]->Bicker Fen 132kV_Skegness_Horncastle (T1 & T2) | Bicker Fen 132kV | 0
HYB:[Staythorpe 132kV_Checkerhouse__] & [Staythorpe 132kV_Hawton__]->Staythorpe 132kV_Hawton_Carlton-on-Trent (T1 & T2) | Staythorpe 132kV | 0.27022
HYB:[Bicker Fen 132kV_Sleaford__] & [Bicker Fen 132kV_Grantham__]->Bicker Fen 132kV_Grantham_Billingborough | Bicker Fen 132kV | 0
HYB:[Bicker Fen 132kV_Sleaford__] & [Bicker Fen 132kV_Grantham__]->Bicker Fen 132kV_Sleaford_Leadenham (T1 & T2) | Bicker Fen 132kV | 0
HYB:[Walpole 132kV_Bourne__] & [Walpole 132kV_Stamford__]->Walpole 132kV_Stamford_West Deeping (T1 & T2) | Walpole 132kV | 0
HYB:[Walpole 132kV_Bourne__] & [Walpole 132kV_Stamford__]->Walpole 132kV_Stamford_Market Deeping (T1 & T2) | Walpole 132kV | 0
Walpole 132kV_Boston_Kirton | Walpole 132kV_Boston__ | 0
Walpole 132kV_Boston_Marsh Lane | Walpole 132kV_Boston__ | 0
Staythorpe 132kV_Grantham North 132 11__ | Staythorpe 132kV | 0
Walpole 132kV_Bourne_Tunnel Bank | Walpole 132kV_Bourne__ | 0
Staythorpe 132kV_Hawton_Newark Junction | Staythorpe 132kV_Hawton__ | 0
West Burton 132kV_Lincoln 132 11__ | West Burton 132kV____ | 0
Staythorpe 132kV_Hawton_Hawton 11 | Staythorpe 132kV_Hawton__ | 0
Staythorpe 132kV_Checkerhouse_Hallcroft Road | Staythorpe 132kV_Checkerhouse__ | 0
Staythorpe 132kV_Checkerhouse_Misterton | Staythorpe 132kV_Checkerhouse__ | 0
Bicker Fen 132kV_Skegness_Alford | Bicker Fen 132kV_Skegness__ | 0
West Burton 132kV_Lincoln 33_Anderson Lane | West Burton 132kV_Lincoln 33__ | 0
Staythorpe 132kV_Asfordby 132 11__ | Staythorpe 132kV | 0
_NO NAME_ [BATL9ESS] | Walpole 132kV_Boston__ | 0
Staythorpe 132kV_Checkerhouse_Bevercotes | Staythorpe 132kV_Checkerhouse__ | 0
West Burton 132kV_Lincoln 33_Beevor Street | West Burton 132kV_Lincoln 33__ | 0
Bicker Fen 132kV_Grantham_Billingborough | HYB:[Bicker Fen 132kV_Sleaford__] & [Bicker Fen 132kV_Grantham__]->Bicker Fen 132kV_Grantham_Billingborough | 0
Staythorpe 132kV_Hawton_Bingham (T2) | Staythorpe 132kV_Hawton__ | 0
_NO NAME_ [BLST5HV-BLST9LV] | Staythorpe 132kV_Hawton__ | 0
Staythorpe 132kV_Hawton_Bottesford | Staythorpe 132kV_Hawton__ | 0
Walpole 132kV_Bourne_Bourne 11 | Walpole 132kV_Bourne__ | 0
Staythorpe 132kV_Worksop_Manton | Staythorpe 132kV_Worksop__ | 0
_NO NAME_ [Boston Biomass 2 -LV] | Walpole 132kV | 0
Staythorpe 132kV_Hawton_Carlton-on-Trent (T1 & T2) | HYB:[Staythorpe 132kV_Checkerhouse__] & [Staythorpe 132kV_Hawton__]->Staythorpe 132kV_Hawton_Carlton-on-Trent (T1 & T2) | 0
Staythorpe 132kV_Hawton_Caythorpe | Staythorpe 132kV_Hawton__ | 0
_NO NAME_ [CAYTH9] | Bicker Fen 132kV_Grantham__ | 0
Bicker Fen 132kV_Skegness_Chapel St. Leonards | Bicker Fen 132kV_Skegness__ | 0
Staythorpe 132kV_Checkerhouse_Checkerhouse 11 | Staythorpe 132kV_Checkerhouse__ | 0
_NO NAME_ [CLAL5J-CLAL9J] | Walpole 132kV_Spalding & South Holland__ | 0
_NO NAME_ [CNFW5GE-CNFW9GE] | Staythorpe 132kV_Worksop__ | 0
Bicker Fen 132kV_Sleaford_Cranwell (RAF) | Bicker Fen 132kV_Sleaford__ | 0
Walpole 132kV_Spalding & South Holland_Crowland | Walpole 132kV_Spalding & South Holland__ | 0
Bicker Fen 132kV_Sleaford_Leadenham (T1 & T2) | HYB:[Bicker Fen 132kV_Sleaford__] & [Bicker Fen 132kV_Grantham__]->Bicker Fen 132kV_Sleaford_Leadenham (T1 & T2) | 0
_NO NAME_ [DENBT9GEN] | West Burton 132kV_Lincoln 33__ | 0
West Burton 132kV_Lincoln 33_Doddington Park | West Burton 132kV_Lincoln 33__ | 0
Walpole 132kV_Boston_Donington | Walpole 132kV_Boston__ | 0
Walpole 132kV_Bourne_Dowsby Fen | Walpole 132kV_Bourne__ | 0
Bicker Fen 132kV_Grantham_Easton | Bicker Fen 132kV_Grantham__ | 0
_NO NAME_ [ECO25GE] | Walpole 132kV | 0
_NO NAME_ [EFWG5HV] | West Burton 132kV_Lincoln 33__ | 0
West Burton 132kV_Lincoln 33_Fiskerton | West Burton 132kV_Lincoln 33__ | 0
_NO NAME_ [FISK9GAS] | West Burton 132kV_Lincoln 33__ | 0
Staythorpe 132kV_Hawton_Fernwood | Staythorpe 132kV_Hawton__ | 0
Bicker Fen 132kV_Sleaford_Great Hale | Bicker Fen 132kV_Sleaford__ | 0
_NO NAME_ [GLFM9GE] | Bicker Fen 132kV_Skegness__ | 0
Staythorpe 132kV_Grantham South 132 11__ | Staythorpe 132kV | 0
_NO NAME_ [HIGHIE GEN LV] | Staythorpe 132kV_Worksop__ | 0
Walpole 132kV_Spalding & South Holland_Holbeach (T1 & T2) | Walpole 132kV_Spalding & South Holland__ | 0
Bicker Fen 132kV_Skegness_Horncastle (T1 & T2) | HYB:[Bicker Fen 132kV_Skegness__] & [Bicker Fen 132kV_Sleaford__]->Bicker Fen 132kV_Skegness_Horncastle (T1 & T2) | 0
Bicker Fen 132kV_Skegness_Ingoldmells | Bicker Fen 132kV_Skegness__ | 0
Walpole 132kV_Stamford_Ketton Cement | Walpole 132kV_Stamford__ | 0
Staythorpe 132kV_Worksop_Kilton Road | Staythorpe 132kV_Worksop__ | 0
Walpole 132kV_Boston_Langrick | Walpole 132kV_Boston__ | 0
_NO NAME_ [LEVT9] | West Burton 132kV_Lincoln 33__ | 0
West Burton 132kV_Lincoln 132 11 (GT5)__ | West Burton 132kV____ | 0
Walpole 132kV_Spalding & South Holland_Long Sutton | Walpole 132kV_Spalding & South Holland__ | 0
_NO NAME_ [MARL5GEN] | Walpole 132kV_Boston__ | 0
Walpole 132kV_Stamford_Market Deeping (T1 & T2) | HYB:[Walpole 132kV_Bourne__] & [Walpole 132kV_Stamford__]->Walpole 132kV_Stamford_Market Deeping (T1 & T2) | 0
West Burton 132kV_Lincoln 33_Metheringham (T1 & T2 OS) | West Burton 132kV_Lincoln 33__ | 0
Staythorpe 132kV_Checkerhouse_Misson | Staythorpe 132kV_Checkerhouse__ | 0
Walpole 132kV_Boston_Mount Bridge | Walpole 132kV_Boston__ | 0
Bicker Fen 132kV_Grantham_Market Overton (T2) | Bicker Fen 132kV_Grantham__ | 0
Bicker Fen 132kV_Grantham_New Beacon Road | Bicker Fen 132kV_Grantham__ | 0
West Burton 132kV_Lincoln 33_North Hykeham | West Burton 132kV_Lincoln 33__ | 0
Staythorpe 132kV_Hawton_Southwell | Staythorpe 132kV_Hawton__ | 0
Staythorpe 132kV_Checkerhouse_North Wheatley | Staythorpe 132kV_Checkerhouse__ | 0
Staythorpe 132kV_Checkerhouse_Ordsall Road | Staythorpe 132kV_Checkerhouse__ | 0
Walpole 132kV_Spalding & South Holland_Park Road Spalding | Walpole 132kV_Spalding & South Holland__ | 0
Walpole 132kV_PEEA5J__ | Walpole 132kV | 0
Walpole 132kV_PEEA5K__ | Walpole 132kV | 0
Walpole 132kV_PETC5J__ | Walpole 132kV | 0
Walpole 132kV_PETN5J__ | Walpole 132kV | 0
Walpole 132kV_PETN5K__ | Walpole 132kV | 0
_NO NAME_ [RET5GAS] | Staythorpe 132kV_Worksop__ | 0
West Burton 132kV_Lincoln 33_Rookery Lane | West Burton 132kV_Lincoln 33__ | 0
Bicker Fen 132kV_Sleaford_Ruskington | Bicker Fen 132kV_Sleaford__ | 0
West Burton 132kV_Lincoln 33_Ruston and Hornsby | West Burton 132kV_Lincoln 33__ | 0
West Burton 132kV_Lincoln 33_South Carlton | West Burton 132kV_Lincoln 33__ | 0
Staythorpe 132kV_Hawton_Sibthorpe | Staythorpe 132kV_Hawton__ | 0
Bicker Fen 132kV_Grantham_Skillington | Bicker Fen 132kV_Grantham__ | 0
Bicker Fen 132kV_Sleaford_Sleaford 11 | Bicker Fen 132kV_Sleaford__ | 0
Walpole 132kV_Boston_Sleaford Road | Walpole 132kV_Boston__ | 0
Walpole 132kV_Spalding & South Holland_Spalding 11 | Walpole 132kV_Spalding & South Holland__ | 0
Bicker Fen 132kV_Skegness_Spilsby | Bicker Fen 132kV_Skegness__ | 0
Walpole 132kV_Stamford_Stamford (T3 T4) | Walpole 132kV_Stamford__ | 0
Walpole 132kV_Boston_Stickney | Walpole 132kV_Boston__ | 0
Staythorpe 132kV_Hawton_Swinderby | Staythorpe 132kV_Hawton__ | 0
Bicker Fen 132kV_Sleaford_Tattershall | Bicker Fen 132kV_Sleaford__ | 0
Walpole 132kV_Stamford_Tinwell Road | Walpole 132kV_Stamford__ | 0
Bicker Fen 132kV_Skegness_Trusthorpe | Bicker Fen 132kV_Skegness__ | 0
Staythorpe 132kV_Checkerhouse_Tuxford | Staythorpe 132kV_Checkerhouse__ | 0
West Burton 132kV_Lincoln 33_Waddington | West Burton 132kV_Lincoln 33__ | 0
Walpole 132kV_Spalding & South Holland_Wardentree Park | Walpole 132kV_Spalding & South Holland__ | 0
Bicker Fen 132kV_Skegness_Warth Lane | Bicker Fen 132kV_Skegness__ | 0
West Burton 132kV_WBUR5J__ | West Burton 132kV____ | 0
Walpole 132kV_Stamford_West Deeping (T1 & T2) | HYB:[Walpole 132kV_Bourne__] & [Walpole 132kV_Stamford__]->Walpole 132kV_Stamford_West Deeping (T1 & T2) | 0
Staythorpe 132kV_Hawton_Westborough | Staythorpe 132kV_Hawton__ | 0
Walpole 132kV_Spalding & South Holland_Whaplode Drove | Walpole 132kV_Spalding & South Holland__ | 0
Walpole 132kV_Stamford_Wittering | Walpole 132kV_Stamford__ | 0
Staythorpe 132kV_Checkerhouse_Woodbeck | Staythorpe 132kV_Checkerhouse__ | 0
Bicker Fen 132kV_Sleaford_Woodhall Spa | Bicker Fen 132kV_Sleaford__ | 0
Staythorpe 132kV_Worksop_Worksop West | Staythorpe 132kV_Worksop__ | 0
West Burton 132kV_Lincoln 33_Wragby | West Burton 132kV_Lincoln 33__ | 0
Lea Marston 132kV_Tamworth and Tamworth Town__ | Lea Marston 132kV | 0
Lea Marston 132kV_Tamworth and Tamworth Town__ | Lea Marston 132kV | 0
Lea Marston 132kV |  | 0

## SSC unit rate lookup
Back to Overview
Standard Settlement Configuration Id | Standard Settlement Configuration Desc | Common Decode | Change implemented | Date | Comments
3 | 10-hour OP | A/R | Notes updated | 2019-06-10 | Updated to reflect DCP 268 which delinks all tariffs from the TPR bands
4 | 10-hour OP | A/R | Code 1 & 2 changed to A | 2019-06-10 | Updated to reflect DCP 268 which delinks all tariffs from the TPR bands
5 | 10-hour OP + w/e | A/R | Code O changed to A/R | 2019-06-10 | Updated to reflect DCP 268 which delinks all tariffs from the TPR bands
6 | 10.5-hour OP | A/R | Removed TPR | 2019-06-10 | Removed TPR lookup element as this no longer effects which rate to apply
7 | 10.5-hour OP | A/R
8 | 10.5-hour OP | A/R
9 | 10.5-hour OP | A/R
10 | 10.5-hour OP | A/R
11 | 10.5-hour OP | A/R
12 | 10.5-hour OP | A/R
13 | 11 Hour OP | A/R
15 | 11 Hour OP | A/R
16 | 11.5-hour OP | A/R
17 | 11.5-hour OP | A/R
18 | 11.5-hour OP | A/R
19 | 11.5-hour OP | A/R
20 | 11.5-hour OP | A/R
21 | 11.5-hour OP | A/R
22 | 11.5-hour OP | A/R
23 | 11-hour OP | A/R
24 | 11-hour OP | A/R
25 | 11-hour OP | A/R
26 | 11-hour OP | A/R
28 | 11-hour OP | A/R
29 | 11-hour OP | A/R
30 | 11-hour OP | A/R
31 | 11-hour OP | A/R
32 | 11-hour OP | A/R
33 | 11-hour OP | A/R
34 | 11-hour OP | A/R
35 | 11-hour OP | A/R
36 | 11-hour OP | A/R
37 | 11-hour OP | A/R
38 | 11-hour OP | A/R
39 | 11-hour OP | A/R
40 | 11.5-hour OP | A/R
41 | 8.5-hour OP | A/R
42 | 9-hour OP | A/R
43 | 9-hour OP | A/R
44 | 8.5-hour OP | A/R
45 | 11-hour OP + Summer | A/R
46 | 11-hour OP + w/e | A/R
47 | 11-hour OP + w/e & Summer | A/R
48 | 11-hour OP + weekends | A/R
49 | 11.5-hour OP | A/R
50 | 12-hour OP + w/e & Summer | A/R
51 | 12-hour night | A
52 | 12-hour OP | A/R
53 | 12-hour OP | A/R
55 | 12-hour OP | A/R
56 | 12-hour OP | A/R
57 | 12-hour OP | A/R
58 | Key Meter pseudo 2-rate | A
59 | 12-hour OP | A/R
60 | 12-hour OP | A/R
62 | 8-hour OP (see also SSC 427) | A/R
63 | 9-hour OP | A/R
64 | 12-hour OP | A/R
65 | 12-hour OP + Summer | A/R
66 | 12-hour OP + Summer | A/R
67 | 12.5-hour OP | A/R
71 | 12.5-hour OP | A/R
72 | 12.5-hour OP | A/R
73 | 12.5-hour OP | A/R
74 | 12.5-hour OP + Summer | A/R
75 | 12.5-hour OP + w/e | A/R
76 | 12.5-hour OP + w/e | A/R
77 | 12.5-hour OP + w/e | A/R
78 | 12.5-hour OP + w/e & Summer | A/R
79 | 14-hour E7 | A
80 | 14-hour Off Peak | A/R
81 | 14-hour OP + Sun | A/R
82 | 14.5-hour OP | A/R
83 | 14.5-hour OP | A/R
84 | 14.5-hour OP | A/R
85 | 14.5-hour OP | A/R
86 | 14.5-hour OP | A/R
87 | 14.5-hour OP | A/R
88 | 14.5-hour OP | A/R
91 | 14.5-hour OP + Summer | A/R
92 | 14.5-hour OP + Summer | A/R
93 | split 7-hour E7 | A
94 | 14.5-hour OP + Summer | A/R
95 | 14.5-hour OP + Summer | A/R
96 | 14.5-hour OP + Summer | A/R
97 | 14.5-hour OP + w/e | A/R
98 | 14.5-hour OP + w/e & Summer | A/R
99 | 15-hour OP | A/R
100 | 15-hour OP | A/R
101 | 15-hour OP + w/e & Summer | A/R
102 | 15-hour OP + w/e & Summer | A/R
103 | 15-hour OP + w/e & Summer | A/R
104 | 15.5-hour OP | A/R
105 | 15.5-hour OP | A/R
106 | 15.5-hour OP | A/R
107 | 15.5-hour OP | A/R
108 | 15.5-hour OP | A/R
109 | 15.5-hour OP | A/R
110 | 15.5-hour OP | A/R
111 | 15.5-hour OP + Summer | A/R
112 | 15.5-hour OP + w/e | A/R
113 | 15.5-hour OP + w/e | A/R
115 | 15.5-hour OP + w/e | A/R
116 | 15.5-hour OP + w/e | A/R
117 | 15.5-hour OP + w/e | A/R
118 | 15.5-hour OP + w/e & Summer | A/R
119 | 15.5-hour OP + w/e & Summer | A/R
120 | 9-hour OP | A/R
121 | 2-rate terms | A
122 | 2-rate SToD | A
123 | 2-rate variable SToD | A
124 | 2-rate variable SToD | A
125 | 2-rate variable SToD | A
126 | 7-hour E7 | A
127 | 3-rate SToD | A
128 | Dom/Non-dom Seasonal (link SSC 0342) | A
129 | 3-rate SToD | A
130 | 3-rate variable | A
131 | 3-rate variable | A
132 | 4-rate SToD | A
133 | 4-rate SToD | A
134 | 4-rate SToD | A
135 | 4-rate SToD | A
136 | 4-rate SToD | A
137 | 4-rate SToD | A
138 | 4-rate SToD | A
140 | split 7-hour E7 | A
141 | 5-rate SToD | A
142 | 5-rate SToD | A
143 | 15-hour OP | A/R
144 | 6-rate SToD | A
145 | 6-rate SToD | A
146 | 6-rate SToD | A
147 | 6-rate SToD | A
148 | 7-hour OP (see also SSC 0185) | A/R
149 | Smart 7, heating | A
150 | 7-hour E7 | A
151 | 7-hour E7 | A
152 | 7-hour E7 | A
153 | 7-hour E7 | A
154 | 7-hour E7 | A
155 | split 7-hour E7 | A
156 | 7-hour E7 | A
157 | 7-hour E7 | A
158 | 7-hour E7 | A
159 | 12-hour OP | A/R
160 | 7-hour E7 | A
161 | 7-hour E7 | A
162 | 7-hour E7 | A
163 | 7-hour E7 | A
164 | 7-hour E7 | A
165 | 7-hour E7 | A
166 | 7-hour E7 | A
167 | 7-hour E7 | A
168 | 7-hour E7 | A
169 | 7-hour E7 | A
170 | 7-hour E7 | A
171 | 7-hour E7 | A
172 | 7-hour E7 | A
173 | 7-hour E7 | A
174 | 7-hour E7 | A
175 | 7-hour E7 | A
176 | 7-hour E7 | A
177 | 7-hour E7 | A
178 | 7-hour E7 (Cornwall & def reinforcement) | A
179 | 7-hour E7 | A
180 | 7-hour E7 | A
181 | 7-hour E7 | A
182 | 7-hour E7 | A
183 | 7-hour E7 | A
184 | 7-hour E7 | A
185 | 7-hour E7 | A
186 | 7-hour E7 | A
187 | 7-hour E7 | A
188 | 7-hour E7 | A
189 | 7-hour E7 | A
190 | 7-hour E7 | A
191 | 7-hour E7 | A
192 | 7-hour E7 | A
193 | 7-hour E7 | A
194 | 7-hour E7 | A
195 | 7-hour E7 | A
196 | 7-hour E7 | A
197 | 7-hour E7 | A
198 | 7-hour E7 | A
199 | 7-hour E7 | A
201 | 7-hour E7 | A
202 | 7-hour E7 | A
203 | 7-hour E7 | A
204 | 7-hour E7 | A
205 | 7-hour E7 | A
206 | 7-hour E7 | A
207 | 7-hour E7 | A
208 | 7-hour E7 | A
209 | 7-hour E7 | A
210 | 7-hour E7 | A
211 | 7-hour E7 | A
212 | 7-hour E7 | A
213 | 7-hour E7 | A
214 | 7-hour E7 | A
215 | 7-hour E7 | A
216 | 7-hour E7 | A
217 | 7-hour E7 | A
218 | 7-hour E7 | A
219 | 7-hour E7 | A
220 | 7-hour E7 | A
221 | 7-hour E7 | A
222 | 7-hour E7 | A
223 | 7-hour E7 | A
224 | 7-hour E7 | A
225 | 7-hour E7 | A
226 | 7-hour E7 | A
227 | 7-hour E7 | A
228 | Supertariff heating | A/R
229 | Supertariff heating | A/R
230 | 7-hour E7 | A/R
231 | split 7-hour E7 | A
233 | split 7-hour E7 | A
234 | split 7-hour E7 | A
235 | split 7-hour E7 | A
236 | split 7-hour E7 | A
237 | split 7-hour E7 | A
238 | 7-hour E7 | A
241 | 7-hour E7 (differential switching) | A
242 | 7-hour night | A
243 | Key Meter pseudo 2-rate | A
244 | 7-hour E7 | A
245 | 7-hour night | A
246 | Economy 7 Day & Night | A
247 | 7-hour night | A
248 | 7-hour E7 | A
249 | 7-hour night | A
250 | 7-hour OP | A/R
251 | 7-hour OP | A/R
252 | 7-hour OP | A/R
253 | 7-hour OP | A/R
254 | 7-hour variable E7 (Menter B) | A
255 | 7-hour variable E7 (Menter A) | A
257 | 8-hour E7 | A
258 | 8-hour night | A
259 | 10-hour night | A
260 | 8-hour night | A
261 | 8-hour night | A
262 | 8-hour night | A
263 | 8-hour night | A
264 | 8-hour night | A
265 | 8-hour OP | A/R
266 | 8-hour OP | A/R
267 | 8-hour OP | A/R
268 | 8-hour OP | A/R
269 | 8-hour OP | A/R
270 | 8-hour OP | A/R
271 | 8-hour OP | A/R
272 | 8-hour OP | A/R
273 | 8-hour OP | A/R
274 | 8-hour OP | A/R
276 | 8-hour OP | A/R
277 | 8-hour OP + Summer | A/R
278 | 8-hour OP + w/e | A/R
279 | 8-hour OP + w/e & Summer | A/R
280 | 8-hour OP + weekends | A/R
281 | 9-hour night | A
283 | 9-hour night (differential switching) | A
284 | 9-hour OP | A/R
285 | 9-hour OP | A/R
286 | 9-hour OP + w/e | A/R
287 | Boiler | A/R
288 | Budget Warmth | A/R
289 | Budget Warmth | A/R
290 | Budget Warmth | A/R
291 | Budget Warmth | A/R
292 | Budget Warmth | A/R
297 | Budget Warmth | A/R
298 | Budget Warmth | A/R
299 | Budget Warmth | A/R
300 | Flexiheat Day/Evening/Weekend | A
301 | Flexiheat (weather) Day/Evening/Weekend | A
302 | Superdeal Day/Night | A
303 | Budget Warmth | A/R
304 | Budget Warmth | A/R
305 | Domestic heating tariff | A
306 | Domestic heating tariff | A
307 | Domestic heating tariff | A
308 | Domestic heating tariff | A
309 | Superdeal (weather) Day/Night | A
310 | E10 type 1 (general purpose) | A
312 | 7-hour OP (see also SSC 186) | A/R
313 | Domestic E9 A | A/R
314 | 13-hour OP | A/R
315 | Evening/night | A/R
316 | Evening/Weekend | A
317 | Evening/Weekend | A
318 | Evening/Weekend | A
319 | 12-hour Evening/Weekend | A
320 | Evening/Weekend | A
321 | Evening/Weekend | A
322 | Evening/Weekend | A
323 | Evening/Weekend | A
324 | Domestic E9 B | A
325 | Evening/Weekend E7 | A
326 | Evening/Weekend E7 | A
327 | Evening/Weekend E7 | A
328 | Evening/Weekend E7 | A
329 | Evening/Weekend E7 | A
330 | Evening/Weekend E7 | A
331 | Evening/Weekend E7 | A
332 | Evening/Weekend E7 | A
334 | 3-rate heating, (link SSC 0343) | A
335 | Grain Drying | A
336 | Grain drying | A/R
337 | Grain drying | A/R
338 | Heating | A
339 | Local Authority Heating | A/R
340 | Local Authority Heating | A/R
341 | Local Authority Heating | A/R
342 | Dom & Non-dom Seasonal (link SSC 0128) | A/R
343 | 3-rate heating, water heating | A/R
344 | 7-hour E7, Day + Night (link SSC 0345) | A
345 | 7-hour E7, Day + Night (link SSC 0344) | A/R
346 | Non-Standard OP (8+3 hour) | A/R
347 | Non-Standard OP | A/R
348 | Non-Standard OP | A/R
349 | 7-hour E7 | A
350 | Warmwise heating | A/R
351 | Flexiheat heating | A
352 | Flexiheat (weather) heating | A
353 | Superdeal heating | A
354 | 12-hour OP | A/R
355 | Smart 7, Day/Night | A
357 | split 10-hour Heatwise | A/R
358 | split 10-hour Heatwise | A/R
359 | split 10-hour Heatwise | A/R
360 | split 10-hour Heatwise | A/R
361 | split 10-hour Heatwise | A/R
362 | split 10-hour Heatwise | A/R
363 | split 10-hour Heatwise | A/R
364 | split 10-hour Heatwise | A/R
365 | split 10-hour Heatwise | A/R
366 | split 10-hour Heatwise | A/R
367 | split 10-hour Heatwise | A/R
368 | split 10-hour Heatwise | A/R
369 | split 10-hour Heatwise | A/R
370 | split 10-hour Heatwise | A/R
371 | split 10-hour Heatwise | A/R
372 | Evening/Weekend | A
373 | split 7-hour E7 | A
374 | split 7-hour E7 | A
375 | split 7-hour E7 | A
376 | split 7-hour E7 | A
377 | split 7-hour E7 | A
378 | split 7-hour E7 | A
380 | split 7-hour E7 | A
381 | split 7-hour E7 | A
382 | split 7-hour E7 | A
384 | 7-hour E7 | A
385 | split 7-hour E7 | A
386 | 9-hour OP | A/R
387 | 15.5-hour OP | A/R
388 | split 7-hour E7 | A
389 | 12.5-hour OP | A/R
390 | split 7-hour E7 | A
391 | Summer & Winter w/e | A/R
392 | Summer Unrestricted | A
393 | Unrestricted | A
394 | 10-hour night | A
395 | Warmwise Day/Night | A
396 | 2-rate SToD | A
397 | 9-hour heating | A
398 | 12-hour OP + w/e | A
399 | 15-hour OP + w/e | A/R
400 | 8-hour night | A
401 | E10 type 1(heating circuit) | A/R
403 | 12-hour night | A
404 | Redring Boiler (general purpose) | A
405 | Redring Boiler (heating circuit) | A/R
406 | Cyclocontrol 3 | A/R
407 | Cyclocontrol 4 | A/R
408 | Cyclocontrol 5 | A/R
409 | Cyclocontrol 6 | A/R
410 | Cyclocontrol 7 | A/R
411 | Cyclocontrol 8 | A/R
412 | Cyclocontrol 9 | A/R
413 | Cyclocontrol 10 | A/R
414 | Cyclocontrol 11 | A/R
415 | Cyclocontrol 12 | A/R
416 | Cyclocontrol 13 | A/R
417 | Cyclocontrol 14 | A/R
418 | Cyclocontrol 15 | A/R
419 | Cyclocontrol 16 | A/R
420 | Cyclocontrol 17 | A/R
421 | Cyclocontrol 18 | A/R
422 | Cyclocontrol 19 | A/R
423 | Cyclocontrol 20 | A/R
424 | Cyclocontrol 21 | A/R
425 | Superdeal (weather) heating | A
426 | 7-hour E7 | A
427 | Day/Night (White meter) | A
428 | Unmetered Type A ("flat" profile) | U
429 | Unmetered B ("dusk-to-dawn") | U
430 | Unmetered C ("half-night & pre-dawn") | U
431 | Unmetered D ("dawn-to-dusk") | U
432 | 7-hour E7 | A
434 | 12 Hour OP | A/R
435 | Domestic 3-rate heating | A
436 | 3-Rate Seasonal | A
437 | Lifestyle Tariff | A
439 | Split 7-hour E7 | A
440 | 3-rate ToW | A
441 | 4-rate SToD | A
442 | 7-hour E7 | A
443 | Evening/Weekend | A
444 | Evening/Weekend E7 | A
444 | Evening/Weekend E7 | A
445 | 7-hour variable E7 | A
446 | 7-hour variable E7 | A
447 | 7-hour OP | A
448 | 7-hour OP | A
449 | 7-hour OP | A
450 | 7-hour OP | A
451 | 7-hour OP | A
452 | 7-hour OP | A
453 | 7-hour OP | A
454 | 7-hour OP | A
455 | 7-hour OP | A
456 | 7-hour OP | A
459 | 7-hour OP | A
460 | 12 Hours OP | A/R
461 | 12 Hours OP | A/R
462 | 8 Hours OP | A/R
463 | 10.5 Hours OP | A/R
464 | Weekender Tariff (V1) | A
465 | Weekender Tariff (V2) | A
466 | Maximum Demand Register | A
467 | Maximum Demand Register | A
468 | Maximum Demand Register | A
469 | Maximum Demand Register | A
470 | Maximum Demand Register | A
473 | Economy 7 - all purpose tariff G63 | A
474 | split 7hr o/p | A/R
475 | Split 7hr E7 | A
476 | 14.5 hr o/p | A/R
477 | 14.5 hr o/p | A/R
478 | Evening/Weekend E7 | A
479 | Split 7-hour E7 | A
480 | Split 7-hour E7 | A
481 | Split 7-hour E7 | A
482 | Micro-PV Export Import Profile Class 1 | G
483 | Micro-PV Export Import Profile Class 2 | G
484 | Micro-PV Export Import Profile Class 3 | G
485 | Micro-PV Export Import Profile Class 4 | G
486 | Micro-PV Export Import Profile Class 5 | G
487 | Micro-PV Export Import Profile Class 6 | G
488 | Micro-PV Export Import Profile Class 7 | G
489 | Micro-PV Export Import Profile Class 8 | G
490 | Micro-CHP Export Import Profile Class 1 | G
491 | Micro-CHP Export Import Profile Class 2 | G
492 | Micro-CHP Export Import Profile Class 3 | G
493 | Micro-CHP Export Import Profile Class 4 | G
494 | Micro-CHP Export Import Profile Class 5 | G
495 | Micro-CHP Export Import Profile Class 6 | G
496 | Micro-CHP Export Import Profile Class 7 | G
497 | Micro-CHP Export Import Profile Class 8 | G
498 | Other Sml Export SSC any import Profile | G
701 | 8.5-hour OP + w/e | A/R
702 | 8.5-hour OP + w/e | A/R
703 | 12-hour OP + w/e | A/R
704 | 12-hour OP + w/e | A/R
705 | 12-hour OP + w/e | A/R
706 | 12-hour OP + w/e | A/R
707 | 12-hour OP + w/e | A/R
708 | 12-hour OP + w/e | A/R
709 | 12-hour OP + w/e | A/R
710 | 12-hour OP + w/e | A/R
711 | 12-hour OP + w/e | A/R
712 | 16-hour OP + w/e | A/R
713 | 16-hour OP + w/e | A/R
714 | 16-hour OP + w/e | A/R
715 | 16-hour OP + w/e | A/R
716 | 20-hour OP + w/e | A/R
717 | 20-hour OP + w/e | A/R
718 | 20-hour OP + w/e + summer | A/R
719 | 20-hour OP + w/e + summer | A/R
720 | 3-rate SToD | A
721 | 8.5 hour WM | A
722 | 8.5 hour WM | A
723 | 8.5 hour WM | A
724 | 8.5 hour WM | A
725 | 8.5 hour WM | A
726 | 8.5 hour WM | A
727 | 8.5 hour WM | A
728 | 8.5 hour WM Heating | A
729 | 8.5 hour WM | A
730 | 8.5 hour WM Heating | A
731 | 8.5 hour WM | A
732 | 8.5 hour WM Heating | A
733 | 8.5 hour WM | A
734 | 8.5 hour WM Heating | A
735 | 8.5 hour WM | A
736 | 8.5 hour WM Heating | A
737 | 8.5 hour WM | A
738 | 8.5 hour WM Heating | A
739 | 8.5 hour WM | A
740 | 8.5 hour WM Heating | A
741 | 8.5 hour WM | A
742 | 8.5 hour WM Heating | A
743 | 8.5 hour WM | A
744 | 8.5 hour WM Heating | A
745 | 8.5 hour WM | A
746 | 8.5 hour WM Heating | A
747 | 8.5 hour WM | A
748 | 8.5 hour WM | A
749 | 8.5 hour WM Heating | A
752 | 8.5 hour WM | A
753 | Weathercall heating | A
754 | 8.5 hour WM | A
755 | Weathercall heating | A
756 | 8.5 hour WM | A
757 | Weathercall heating | A
758 | 8.5 hour WM | A
759 | Weathercall heating | A
760 | 8.5 hour WM | A
761 | Weathercall heating | A
762 | 8.5 hour WM | A
763 | Weathercall heating | A
764 | 8.5 hour WM | A
765 | Weathercall heating | A
766 | 8.5 hour WM | A
767 | Weathercall heating | A
768 | 8.5 hour WM | A
769 | Weathercall heating | A
770 | 18-hour dynamic | A
775 | Crop&Air Conditioning | A/R
776 | Crop&Air Conditioning | A/R
781 | 8.5 hour WM | A/R
782 | 8.5 hour WM | A
783 | 8.5 hour WM | A
784 | 8.5 hour WM | A
785 | 8.5 hour WM | A
786 | 8.5 hour WM | A
787 | E7 accompanying Birmingam W'call | A
788 | Birmingham Weathercall | A
789 | E7 accompanying Manchester W'call | A
790 | Manchester Weathercall | A
791 | E7 accompanying Anglesey W'call | A
792 | Anglesey Weathercall | A
793 | 8.5 hour WM | A
794 | 8.5 hour WM Heating | A
801 | Unrestricted | A
802 | Two rate with 8 hours night | A
803 | Dynamic | A/R
804 | Two rate with 8 hours night | A
805 | Dynamic | A/R
806 | Two rate with 8 hours night | A
807 | Dynamic | A/R
808 | Two rate with 8 hours night | A
809 | Dynamic | A/R
810 | Two rate with 8 hours night | A
811 | Dynamic | A/R
812 | Two rate with 8 hours night | A
813 | Dynamic | A/R
814 | Two rate with 8 hours night | A
815 | Dynamic | A/R
816 | Two rate with 8 hours night | A
817 | Dynamic | A/R
818 | Two rate with 8 hours night | A
819 | Dynamic | A/R
820 | Two rate with 8 hours night | A
821 | Dynamic | A/R
822 | Two rate with 8 hours night | A
823 | Dynamic | A/R
824 | Two rate with 8 hours night | A
825 | Dynamic | A/R
826 | Two rate with 8 hours night | A
827 | Dynamic | A/R
828 | Two rate with 8 hours night | A
829 | Dynamic | A/R
830 | Two rate with 8 hours night | A
831 | Dynamic | A/R
832 | Two rate with 8 hours night | A
833 | Dynamic | A/R
834 | Two rate with 8 hours night | A
835 | Dynamic | A/R
836 | Two rate with 8 hours night | A
837 | Dynamic | A/R
838 | Two rate with 8 hours night | A
839 | Dynamic | A/R
840 | Two rate with 8 hours night | A
841 | Dynamic | A/R
842 | Two rate with 8 hours night | A
843 | Dynamic | A/R
844 | Two rate with 8 hours night | A
845 | Dynamic | A/R
846 | Two rate with 8 hours night | A
847 | Dynamic | A/R
848 | Two rate with 8 hours night | A
849 | Dynamic | A/R
850 | Dynamic | A/R
851 | Dynamic | A/R
852 | Two rate with 8 hours night | A
853 | Two rate with 8 hours night | A
854 | Two rate with 8 hours night | A
855 | Two rate with 8 hours night | A
856 | Two rate with 8 hours night | A
857 | Two rate with 8 hours night | A
858 | Two rate with 8 hours night | A
859 | Two rate with 8 hours night | A
860 | Two rate with 8 hours night | A
861 | Two rate with 8 hours night | A
862 | Two rate with 8 hours night | A
863 | Two rate with 8 hours night | A
864 | Two rate with 8 hours night | A
865 | Two rate with 8 hours night | A
866 | Dynamic | A/R
867 | Two rate with 8 hours night | A
868 | Dynamic | A/R
869 | Two rate with 8 hours night | A
870 | Dynamic | A/R
871 | Two rate with 8 hours night | A
872 | Dynamic | A/R
873 | Two rate with 8 hours night | A
874 | Dynamic | A/R
875 | Two rate with 8 hours night | A
876 | Dynamic | A/R
877 | Two rate with 8 hours night | A
878 | Dynamic | A/R
879 | Two rate with 8 hours night | A
880 | Dynamic | A/R
881 | Two rate with 8 hours night | A
882 | Dynamic | A/R
883 | Two rate with 8 hours night | A
884 | Dynamic | A/R
885 | Two rate with 8 hours night | A
886 | Dynamic | A/R
887 | Two rate with 8 hours night | A
888 | Dynamic | A/R
889 | Two rate with 8 hours night | A
890 | Dynamic | A/R
891 | Dynamic | A/R
892 | Dynamic | A/R
893 | Dynamic | A/R
894 | 8 Hours OP | A/R
895 | 8 Hours OP | A/R
896 | 8 Hours OP | A/R
897 | Dynamic | A/R
898 | Dynamic | A/R
899 | 11 Hours OP | A/R
900 | 11 Hours OP | A/R
901 | 11 Hours OP | A/R
902 | 11 Hours OP | A/R
903 | 11 Hours OP | A/R
904 | 8 Hours OP + Weekends | A/R
905 | 8 Hours OP + Weekends | A/R
906 | 8 Hours OP + Weekends | A/R
907 | 15 Hours OP + Weekends | A/R
908 | 15 Hours OP + Weekends | A/R
909 | 15 Hours OP + Weekends | A/R
910 | 15 Hours OP + Weekends | A/R
911 | 15 Hours OP + Weekends | A/R
912 | 15 Hours OP + Weekends | A/R
913 | 15 Hours OP + Weekends | A/R
914 | 15 Hours Nov - April/24 Hours May - Oct | A
915 | 8 Hours OP | A
916 | 8 Hours OP | A
917 | 8 Hours OP | A
918 | Evening/Weekend | A
919 | 2 rate | A
920 | 2 rate | A
922 | Unrestricted | A
923 | Unrestricted | A
924 | Unrestricted | A
925 | Unmetered Type A ("flat " profile) | U
926 | Unmetered B ("dusk-to-dawn") | U
927 | Unmetered D ("dawn-to-dusk") | U
928 | Unmetered C ("half-night & pre-dawn") | U
929 | 11 Hours OP | A/R
930 | 11 Hours OP | A/R
931 | 11 Hours OP | A/R
932 | Seasonal ToD | A
933 | Two rate with 8 hours night | A
934 | Dynamic | A/R
935 | Split 10 hr E10 | A
936 | Split 10 hr E10 | A
937 | Split 10 hr E10 | A
938 | Split 10 hr E10 | A
939 | Split 10 hr E10 | A
940 | NHH Export Hydro Profile Class | G
941 | NHH Export Wind Profile Class | G
942 | 7-hour E7 (Cornwall & def reinforcement) | A
943 | 7-hour E7 | A
944 | 7-hour E7 | A
945 | 7-hour E7 | A
946 | 7-hour E7 | A
947 | Smart Meter 3 Rate Time of Day | A
948 | 10 hour Evening/Weekend | A
949 | General Purpose 2 Rate (paired wth 0950) | A
950 | E10 Heating Single Rate (prd wth 0949) | A/R
951 | E9 Heating | A/R
952 | General Purpose 2 Rate (paired wth 0951) | A
953 | Two rate with 20 hours night | A
954 | Three Rate Peak Day Other | A
955 | 4 rate weekday/2 rate weekend | A
956 | 4 Rate Weekday/2 rate Weekend (BST) | A
957 | Unrestricted with Weekday Peak | A
958 | Unrestricted with Peak | A
959 | Economy 7 with Weekday Peak | A
960 | Economy 7 with Peak | A
961 | Evening Weekend and Weekday Peak (smart) | A
962 | Evening Weekend with Peak | A
963 | Evening Weekend Night and Peak | A
964 | Evening Weekend with Night (BST) | A
965 | 3 Rate with Weekday Peak | A
966 | 8-hour OP | A/R
967 | Superdeal Day/Night | A
968 | Superdeal Day/Night | A
969 | 3 Rate with Weekday Peak | A
970 | split 7-hour E7 | A
971 | Smart meter trial - time of use 3 rate | A
972 | 2 Rate Saturday Off Peak | A
973 | Flexiheat Day/Evening/Weekend | A
974 | Flexiheat heating | A
975 | Saturday Off Peak (9-5) | A
976 | Sunday Off Peak (9-5) | A
978 | 7-hour OP | A/R
979 | Non-Standard OP (8+3 hour) | A/R
980 | General Purpose 2 Rate (paired with 0980 | A
981 | E10 Heating Single Rate (prd with 0981) | A/R
982 | Evening Saver | A
983 | Comfort Booster | A
984 | Saturday Off Peak (24 Hrs) | A
985 | Sunday Off Peak (24 Hrs) | A
989 | Redring Boiler (general purpose) | A
990 | Redring Boiler (heating circuit) | A/R
991 | 8-hour OP | A/R
996 | Lifestyle Tariff | A
997 | Evening/Weekend - BST | A
Notes:
There are a few governing rules that should be applied:
Specific notes for application of or tariffss:
  All tariffs are all delinked and set time bands are applied in place of the TPR’s timebands.
The following rules apply when allocating tariffs in DNO areas.
  1, G and U should be applied straight to the appropriate SSC to identify generation and UMS tariffs.
  Then considering the SSC alongside the PC.
  2, PC1s should be labelled Domestic Aggregated.
  3, PC2s with SSCs with A/R should be labelled Domestic Aggregated (related MPAN).
  4, Remaining PC2s should be labelled Domestic Aggregated.
  5, PC3s should be labelled Non Domestic Aggregated.
  6, PC4s with SSCs with A/R should be labelled Non Domestic Aggregated (related MPAN).
  7, Remaining PC4s should be labelled Non Domestic Aggregated.
  8, PC5 – 8s should be labelled Non Domestic Aggregated.
Common decode:
  A: Aggregated - replaces the Day & Night rates (1 & 2)
  A/R: Aggregated if on PC1 / PC3 / PC5 / PC6 / PC7 / PC8 or Aggregated (related MPAN) if on PC2 / PC4
  G: Generation
  U: Unmetered Supplies

## Charge Calculator
Back to Overview
Western Power Distribution (East Midlands) plc - Effective from 1 April 2021 - Final | [17 empty] | Red/black unit charge p/kWh | Amber/yellow unit charge p/kWh | Green unit charge p/kWh | Fixed charge p/MPAN/day | Capacity charge p/kVA/day | Exceeded capacity charge p/kVA/day | Reactive power charge p/kVArh
[17 empty] | Domestic Aggregated | Red unit charge p/kWh | Amber unit charge p/kWh | Green unit charge p/kWh | Fixed charge p/MPAN/day | n/a | n/a | n/a
LV and HV designated properties and Unmetered Supplies tariff calculator | [7 empty] | EHV designated property calculator | [8 empty] | Domestic Aggregated (related MPAN) | Red unit charge p/kWh | Amber unit charge p/kWh | Green unit charge p/kWh | n/a | n/a | n/a | n/a
Step 1, Choose your tariff using the drop down list in cell B10 | [7 empty] | Step 1, Choose your tariff using the drop down list in cell L10 | [8 empty] | Non-Domestic Aggregated | Red unit charge p/kWh | Amber unit charge p/kWh | Green unit charge p/kWh | Fixed charge p/MPAN/day | n/a | n/a | n/a
Step 2, After selecting a tariff in step 1, Cells C12-I12 will generate headings, please enter your consumption in cells C13:I13 underneath each heading generated (if no heading leave cell blank) | [7 empty] | Step 2, After selecting a tariff in step 1, Cells M12-T12 will generate headings, please enter your consumption in cells M13:T13 underneath each heading generated (if no heading leave cell blank) | [8 empty] | Non-Domestic Aggregated (related MPAN) | Red unit charge p/kWh | Amber unit charge p/kWh | Green unit charge p/kWh | n/a | n/a | n/a | n/a
Step 3, Enter a forecast of consumption if required in cells C14:I14 | [7 empty] | Step 3, Enter a forecast of consumption if required in cells M14:T14 | [8 empty] | LV Site Specific | Red unit charge p/kWh | Amber unit charge p/kWh | Green unit charge p/kWh | Fixed charge p/MPAN/day | Capacity charge p/kVA/day | Exceeded Capacity charge p/kVA/day | Reactive power charge p/kVArh
[17 empty] | LV Sub Site Specific | Red unit charge p/kWh | Amber unit charge p/kWh | Green unit charge p/kWh | Fixed charge p/MPAN/day | Capacity charge p/kVA/day | Exceeded Capacity charge p/kVA/day | Reactive power charge p/kVArh
Tariff details Choose tariff name from drop down box below | Red/black unit charge p/kWh | Amber/yellow unit charge p/kWh | Green unit charge p/kWh | Fixed charge p/MPAN/day | Capacity charge p/kVA/day | Exceeded capacity charge p/kVA/day | Reactive power charge p/kVArh | Site details Choose the site name from the drop down box below | Import Super Red unit charge (p/kWh) | Import fixed charge (p/day) | Import capacity charge (p/kVA/day) | Import exceeded capacity charge (p/kVA/day) | Export Super Red unit charge (p/kWh) | Export fixed charge (p/day) | Export capacity charge (p/kVA/day) | Export exceeded capacity charge (p/kVA/day) | HV Site Specific | Red unit charge p/kWh | Amber unit charge p/kWh | Green unit charge p/kWh | Fixed charge p/MPAN/day | Capacity charge p/kVA/day | Exceeded Capacity charge p/kVA/day | Reactive power charge p/kVArh
[17 empty] | Unmetered Supplies | Black unit charge p/kWh | Yellow unit charge p/kWh | Green unit charge p/kWh | n/a | n/a | n/a | n/a
[17 empty] | LV Generation Aggregated | Red unit charge p/kWh | Amber unit charge p/kWh | Green unit charge p/kWh | Fixed charge p/MPAN/day | n/a | n/a | n/a
Tariff components | Red/black unit charge p/kWh | Amber/yellow unit charge p/kWh | Green unit charge p/kWh | Number of days in consumption period i.e. 365 if one year | Maximum import or export capacity kVA | Average daily exceeded capacity kVA | Excess reactive units kVArh | Tariff components | Import super red kWh | Number of days in consumption period i.e. 365 if one year | Maximum import capacity kVA | Average daily exceeded capacity kVA | Export Super Red kWh | Number of days in consumption period i.e. 365 if one year | Maximum export capacity kVA | Average daily exceeded capacity kVA | LV Sub Generation Aggregated | Red unit charge p/kWh | Amber unit charge p/kWh | Green unit charge p/kWh | Fixed charge p/MPAN/day | n/a | n/a | n/a
Enter current consumption details | [7 empty] | Enter current consumption details | [5 empty] | 0 |  |  | LV Generation Site Specific | Red unit charge p/kWh | Amber unit charge p/kWh | Green unit charge p/kWh | Fixed charge p/MPAN/day | n/a | n/a | Reactive power charge p/kVArh
Enter forecast consumption details (if different) | 0 | 0 | 0 | 0 | 0 | 0 | 0 | Enter forecast consumption details (if different) | 0 | 0 | 0 | 0 | 0 | 0 | 0 | 0 | LV Generation Site Specific no RP charge | Red unit charge p/kWh | Amber unit charge p/kWh | Green unit charge p/kWh | Fixed charge p/MPAN/day | n/a | n/a | n/a
[17 empty] | LV Sub Generation Site Specific | Red unit charge p/kWh | Amber unit charge p/kWh | Green unit charge p/kWh | Fixed charge p/MPAN/day | n/a | n/a | Reactive power charge p/kVArh
Charge components | Unit 1 £ | Unit 2 £ | Unit 3 £ | Fixed charge £ | Capacity charge £ | Exceeded capacity charge £ | Reactive power charge £ | Charge components | Import super red charge £ | Import fixed charge £ | Import capacity charge £ | Import exceeded capacity charge £ | Export super red charge £ | Export fixed charge £ | Export capacity charge £ | Export exceeded capacity charge £ | LV Sub Generation Site Specific no RP charge | Red unit charge p/kWh | Amber unit charge p/kWh | Green unit charge p/kWh | Fixed charge p/MPAN/day | n/a | n/a | n/a
Current consumption period charges | [7 empty] | Current consumption period charges | [8 empty] | HV Generation Site Specific | Red unit charge p/kWh | Amber unit charge p/kWh | Green unit charge p/kWh | Fixed charge p/MPAN/day | n/a | n/a | Reactive power charge p/kVArh
Forecast consumption period charges | [7 empty] | Forecast consumption period charges | [8 empty] | HV Generation Site Specific no RP charge | Red unit charge p/kWh | Amber unit charge p/kWh | Green unit charge p/kWh | Fixed charge p/MPAN/day | n/a | n/a | n/a
| Total charge £ | [7 empty] | Import total charge £ | Export total charge £
Current consumption period charges | 0 | [6 empty] | Current consumption period charges | 0 | 0
Forecast consumption period charges | 0 | [6 empty] | Forecast consumption period charges | 0 | 0
These charges are estimates based on tariff selected and consumption values entered. | [7 empty] | These charges are estimates based on site selected and consumption values entered.
Note:
For the purpose of forecasting the exceeded capacity charge, the input in this calculator uses the average daily exceeded capacity as this reduces the calculators complexity, however as per the Use of System Charging Statement, the exceeded portion of the capacity will be charged at the exceeded capacity charge p/kVA/day rate, based on the difference between the MIC/MEC and the actual capacity used. This will be charged for the full duration of the month in which the breach occurs.”