## Overview
Company and Licence name, charging year, effective from, status
| Company and Licence name | Year | Effective From | Status
Company and Licence name, charging year, effective from, status | Western Power Distribution (West Midlands) plc | 2021/2022 | 2021-04-01 | Final
List of data tables in this workbook
Worksheet | Information
Annex 1 LV, HV and Unmetered Supplies charges | Annex 1 contains the charges to LV and HV Designated Properties and Unmetered Supplies.
Annex 2 EHV charges | Annex 2 contains the charges to Designated EHV Properties and charges applied to LDNOs with Designated EHV Properties/end-users embedded in networks within the Western Power Distribution (West Midlands) plc Licence area.
Annex 3 Preserved charges | Annex 3 contains details of any preserved and additional charges that are valid at this time.
Annex 4 LDNO charges | Annex 4 contains charges that are levied on the owner of an embedded network within the Western Power Distribution (West Midlands) plc Licence area. Electricity suppliers and consumers who have properties connected to an embedded network should contact the embedded network owner to determine their distribution charges. The charges listed in this table are not payable by domestic consumers, business consumers or electricity suppliers.
Annex 5 LLFs | Annex 5 has been intentionally left blank as this charging statement is published a complete year before the LLFs have been audited. The line loss factors that are approved by the BSC Panel for the applicable year and consequently published on the Elexon website will take precedence and be used in Settlement. This annex will be re-published with these values once they are available.
Annex 6 Charges for New or Amended Designated EHV Properties | Annex 6 contains the charges for new or amended Designated EHV Properties and charges applied to LDNOs with new or amended Designated EHV Properties/end-users embedded in networks within the Western Power Distribution (West Midlands) plc Licence area.
Nodal prices | Contains the underlying [nodal/network group] costs used to calculate the current EDCM charges.
Charge calculator | Charge calculator is a tool to help you estimate your distribution charges using current consumption data and forecast consumption data.
Notes to users of this spreadsheet
Please use this spreadsheet with reference to the LC14 use of system charging statement.
Notes to DNOs populating this spreadsheet
DNOs must endeavour to maintain consistency in the structure of this spreadsheet. Any changes to the structure must be noted in the 'Notes to users of this spreadsheet'
The drop down list on the charge calculator can be expanded by unprotecting the charge calculator sheet and selecting 'data', 'data validation...' and then expanding the 'source' data range. The sheet can then be protected.

## Annex 1 LV, HV and UMS charges
Back to Overview | 'DNOs paste value cells A15:J47 from CDCM 3701 into cells A14:J46
Western Power Distribution (West Midlands) plc - Effective from 1 April 2021 - Final LV and HV charges
Time Bands for LV and HV Designated Properties | [5 empty] | Time Bands for Unmetered Properties
Time periods | Red Time Band | Amber Time Band |  | Green Time Band |  |  |  | Black Time Band | Yellow Time Band | Green Time Band
Monday to Friday | 16:00 to 19:00 | 07:30 to 16:00 19:00 to 21:00 |  | 00:00 to 07:30 21:00 to 24:00 |  | Monday to Friday Nov to Feb |  | 16:00 to 19:00 | 07:30 to 16:00 19:00 to 21:00 | 00:00 to 07:30 21:00 to 24:00
Weekends |  |  |  | 00:00 to 24:00 |  | Monday to Friday Mar to Oct |  |  | 07:30 to 21:00 | 00:00 to 07:30 21:00 to 24:00
Notes | All the above times are in UK Clock time |  |  |  |  | Weekends |  |  |  | 00:00 to 24:00
[6 empty] | Notes |  | All the above times are in UK Clock time
Tariff name | Open LLFCs | PCs | Red/black unit charge p/kWh | Amber/yellow unit charge p/kWh | Green unit charge p/kWh | Fixed charge p/MPAN/day | Capacity charge p/kVA/day | Exceeded capacity charge p/kVA/day | Reactive power charge p/kVArh | Closed LLFCs
Domestic Aggregated | 1, 4, 632 | 0, 1 or 2 | 7.704 | 1.903 | 1.169 | 4.97 |  |  |  | 2, 3, 5, 6, 30
Domestic Aggregated (related MPAN) | 34 | 2 | 7.704 | 1.903 | 1.169
Non-Domestic Aggregated | 7, 10, 21, 19, 633, 322, 323 | 0 or 3-8 | 8.601 | 2.013 | 1.179 | 9.07 |  |  |  | 8, 9, 13, 14, 107, 108, 109, 11, 12, 110, 111, 112, 20, 22, 25, 26, 27
Non-Domestic Aggregated (related MPAN) | 40 | 4 | 8.601 | 2.013 | 1.179
LV Site Specific | 127, 129 | 0 | 5.898 | 1.7 | 1.141 | 12.61 | 4.35 | 7.88 | 0.199 | 121, 124, 132
LV Sub Site Specific | 128 | 0 | 4.137 | 1.511 | 1.112 | 9.88 | 4.87 | 6.73 | 0.127
HV Site Specific | 365, 367 | 0 | 2.544 | 1.295 | 1.097 | 89.74 | 5.16 | 6.8 | 0.056
LV Site Specific Storage Import | LST | 0 | 4.808 | 0.61 | 0.052 | 12.61 | 4.35 | 7.88 | 0.199
LV Sub Site Specific Storage Import | SST | 0 | 3.047 | 0.422 | 0.022 | 9.88 | 4.87 | 6.73 | 0.127
HV Site Specific Storage Import | HST | 0 | 1.454 | 0.205 | 0.008 | 89.74 | 5.16 | 6.8 | 0.056
Unmetered Supplies | 95, 96, 97, 98, 99 | 0, 1 or 8 | 16.609 | 2.511 | 2.03
LV Generation Aggregated | 625 | 0 or 8 | -4.6 | -0.566 | -0.055 | 0
LV Sub Generation Aggregated | 570 | 0 | -3.828 | -0.48 | -0.043 | 0
LV Generation Site Specific | 571, 573 | 0 | -4.6 | -0.566 | -0.055 | 0 |  |  | 0.199
LV Generation Site Specific no RP charge | 141, 142 | 0 | -4.6 | -0.566 | -0.055 | 0
LV Sub Generation Site Specific | 572, 574 | 0 | -3.828 | -0.48 | -0.043 | 0 |  |  | 0.155
LV Sub Generation Site Specific no RP charge | 143, 144 | 0 | -3.828 | -0.48 | -0.043 | 0
HV Generation Site Specific | 575, 577 | 0 | -1.976 | -0.274 | -0.014 | 56.05 |  |  | 0.121
HV Generation Site Specific no RP charge | 145, 146 | 0 | -1.976 | -0.274 | -0.014 | 56.05

## Annex 2 EHV charges
Back to Overview |  | Copy EDCM table 5001 range starting B101 and paste into G11. Extend or reduce print area as required. |  |  | Note: The list of MPANs / MSIDs provided may be incomplete; the DNO reserves the right to apply the listed charges to any other MPANs / MSIDs associated with the site.
Western Power Distribution (West Midlands) plc - Effective from 1 April 2021 - Final EDCM charges
Time Periods for Designated EHV Properties
Time periods |  |  | Super Red Time Band
Monday to Friday Nov to Feb |  |  | 16:00 to 19:00
Notes |  |  | All the above times are in UK Clock time
Import Unique Identifier | LLFC | Import MPANs/MSIDs | Export Unique Identifier | LLFC | Export MPANs/MSIDs | Name | Import Super Red unit charge (p/kWh) | Import fixed charge (p/day) | Import capacity charge (p/kVA/day) | Import exceeded capacity charge (p/kVA/day) | Export Super Red unit charge (p/kWh) | Export fixed charge (p/day) | Export capacity charge (p/kVA/day) | Export exceeded capacity charge (p/kVA/day)
636 | 636 | 1470000533244 | 933 | 933 | 1470000533253 | Troughton Farm PV |  | 2.99 | 2.97 | 2.97 |  | 1244.91 | 0.05 | 0.05
637 | 637 | 1470001084007 |  |  |  | Air Liquide |  | 2711.01 | 1.6 | 1.6
702 | 702 | 1423197100003 | 703 | 703 | 1430000005417 | Tyseley Waste |  | 31.13 | 0.71 | 0.71
704 | 704 | 1423674500009 |  |  |  | Takao Europe | 3.539 | 520.79 | 2.62 | 2.62
705 | 705 | 1470000097947 | 750 | 750 | 1470000097965 | Four Ashes Incinerator |  | 206.82 | 0.79 | 0.79 |  | 1050.5 | 0.05 | 0.05
706 | 706 | 1470000077913 | 751 | 751 | 1470000077950 | Witches Farm Solar |  | 24.61 | 0.88 | 0.88 |  | 869.56 | 0.05 | 0.05
707 | 707 | 1430000001342 1430000001351 | 708 | 708 | 1430000001360 1430000001370 | Uni of Birmingham |  | 2186.77 | 3.58 | 3.58
709 | 709 | 1426644200003 |  |  |  | Severn Trent Water (Wyelands) | 3.879 | 5813.73 | 1.74 | 1.74
710 | 710 | 1425993500002 | 732 | 732 | 1424993500000 | Wolverhampton Waste Services |  | 194.61 | 1.27 | 1.27
711 | 711 | 1421696500001 1430000000906 | 733 | 733 | 1430000000915 1430000000924 | Stoke CHP |  | 151.26 | 1.23 | 1.23
712 | 712 | 1428483000001 1429586500003 |  |  |  | WBB Minerals |  | 791.58 | 1.02 | 1.02
713 | 713 | 1422804000005 |  |  |  | Cauldon Cement |  | 562.88 | 3.52 | 3.52
714 | 714 | 1412791203000 |  |  |  | Abson Gas Compressor Station |  | 154.45 | 0.94 | 0.94
715 | 715 | 1422108000000 |  |  |  | Ervin Amasteel |  | 3844.91 | 0.81 | 0.81
716 | 716 | 1426793500003 | 734 | 734 | 1425793500001 | Hanford Waste Services |  | 25.02 | 1.11 | 1.11
717 | 717 | 1422664500000 1425861000001 | 735 | 735 | 1430000033051 1430000033060 | NR Kidsgrove |  | 9113.59 | 1.68 | 1.68
718 | 718 | 1421664500008 1426342000002 | 736 | 736 | 1430000033098 | NR Stafford |  | 2714.71 | 3.85 | 3.85
719 | 719 | 1423124100000 1428564500005 | 741 | 741 | 1430000033070 1430000044090 | NR Washwood Heath |  | 1591.62 | 1.34 | 1.34
720 | 720 | 1420286500000 | 737 | 737 | 1430000033121 | NR Winson Green |  | 1369.42 | 4.37 | 4.37
721 | 721 | 1423566000006 | 738 | 738 | 1430000033089 | NR Smethwick |  | 7013.2 | 0.9 | 0.9
722 | 722 | 1424136000004 | 739 | 739 | 1430000033112 | NR Willenhall |  | 1100.06 | 1.09 | 1.09
723 | 723 | 1460002083346 | 748 | 748 | 1460002083355 | Northwick AD |  | 48.52 | 1.17 | 1.17 |  | 970.46 | 0.05 | 0.05
724 | 724 | 1430000027786 1430000027795 1430000027800 1430000027810 1430000027829 1430000027838 1430000027847 1430000027856 |  |  |  | Inco Alloys | 3.416 | 826.55 | 5.57 | 5.57
725 | 725 | 1460002258662 | 749 | 749 | 1460002258671 | Swancote | 0.597 | 36.83 | 0.85 | 0.85 | -0.706 | 869.11 | 0.05 | 0.05
726 | 726 | 1460002256025 | 752 | 752 | 1460002256034 | Spring Hill Solar generation |  | 1.82 | 1.02 | 1.02 |  | 181.66 | 0.05 | 0.05
727 | 727 | 1460001869731 1460001869750 |  |  |  | NG Wormington Gas Compressor |  | 3614.82 | 2.26 | 2.26
728 | 728 | 1470000086156 | 753 | 753 | 1470000086147 | Greenfrog STOR generation |  | 2.71 | 0.91 | 0.91 |  | 180.77 | 0.05 | 0.05
729 | 729 | 1470000223432 | 754 | 754 | 1470000223441 | Union Road |  | 632.81 | 1.41 | 1.41 |  | 2214.84 | 0.05 | 0.05
730 | 730 | 1423464500000 1429264500000 | 731 | 731 | 1421464500007 1422464500009 | Quatt |  | 91.23 | 5.97 | 5.97
740 | 740 | 1425886500002 | 746 | 746 | 1426886500004 | Knypersley |  | 0.6 | 2.17 | 2.17
742 | 742 | 1429414500005 |  |  |  | Simplex |  | 344.24 | 5.68 | 5.68
743 | 743 | 1470000174885 |  |  |  | Northwick STOR sub supply |  | 183.47 | 2.06 | 2.06
744 | 744 | 1428882200005 | 915 | 915 | 1470000469625 | Star Aluminium | 0.753 | 155.25 | 1.83 | 1.83 | -0.706 | 28.22 | 0.05 | 0.05
770 | 770 | 1470000190520 | 755 | 755 | 1470000190530 | Battlefield Incinerator | 0.682 | 129.79 | 0.8 | 0.8 | -0.706 | 899.26 | 0.05 | 0.05
771 | 771 | 1470000275547 | 756 | 756 | 1470000275556 | Says Court Farm PV |  | 1.2 | 3.74 | 3.74 |  | 903.06 | 0.05 | 0.05
772 | 772 | 1470000283681 | 757 | 757 | 1470000283690 | Hayford Fm PV Emdedded 2 | 0.672 | 3.08 | 1.22 | 1.22 |  | 502.38 | 0.05 | 0.05
773 | 773 | 1470000303901 | 758 | 758 | 1470000303910 | Rotherdale Solar Farm |  | 1.22 | 2.58 | 2.58 |  | 182.26 | 0.05 | 0.05
774 | 774 | 1470000406449 | 759 | 759 | 1470000406430 | Lower Newton Solar Farm |  | 6.82 | 1.55 | 1.55 |  | 1228.28 | 0.05 | 0.05
775 | 775 | 1470000416794 | 760 | 760 | 1470000416800 | Wrockwardine Solar Farm | 0.674 | 1.54 | 1.2 | 1.2 |  | 96.02 | 0.05 | 0.05
776 | 776 | 1470000425530 | 761 | 761 | 1470000425549 | Condover Solar Farm | 0.678 | 29.51 | 1.39 | 1.39 |  | 3688.55 | 0.05 | 0.05
777 | 777 | 1470000426125 | 762 | 762 | 1470000426134 | Tower Hill Farm PV |  | 12.99 | 2.4 | 2.4 |  | 1169.28 | 0.05 | 0.05
778 | 778 | 1470000429766 | 763 | 763 | 1470000429775 | Hill House Farm Solar |  | 4.03 | 4.93 | 4.93 |  | 3267.02 | 0.05 | 0.05
779 | 779 | 1470000430089 | 764 | 764 | 1470000430103 | Pitchford Farm Solar | 0.674 | 22.47 | 1.08 | 1.08 |  | 3370.49 | 0.05 | 0.05
780 | 780 | 1470000437749 | 765 | 765 | 1470000437758 | Sundorne Solar Park | 0.661 | 15.87 | 0.91 | 0.91 |  | 539.67 | 0.05 | 0.05
781 | 781 | 1470000473756 | 766 | 766 | 1470000473765 | Hartlebury EFW |  | 571.82 | 1.13 | 1.13 |  | 3573.89 | 0.05 | 0.05
782 | 782 | 1470000478727 | 767 | 767 | 1470000478736 | Upper Huntingford PV | 1.59 | 2.92 | 1.32 | 1.32 |  | 480.39 | 0.05 | 0.05
783 | 783 | 1470000479190 | 768 | 768 | 1470000479206 | Ring O Bells Solar |  | 8.65 | 1.29 | 1.29 |  | 864.78 | 0.05 | 0.05
784 | 784 | 1470000501641 | 769 | 769 | 1470000501650 | Hall Farm PV Awre | 3.083 | 3.55 | 2.78 | 2.78 |  | 1181.77 | 0.05 | 0.05
785 | 785 | 1470000174928 | 805 | 805 | 1470000174900 | 5 Mile Drive Solar Park |  | 2.71 | 1.01 | 1.01 |  | 180.76 | 0.05 | 0.05
786 | 786 | 1470000671023 | 806 | 806 | 1470000671032 | Green Frog STOR Extension |  | 17.49 | 0.77 | 0.77 |  | 165.98 | 0.05 | 0.05
787 | 787 | 1426893200000 | 807 | 807 | 1470000965881 | Invista Textiles Gas | 3.066 | 429.69 | 1.52 | 1.52 | -3.194 | 5.32 | 0.05 | 0.05
794 | 794 | 1470000535881 | 815 | 815 | 1470000535890 | Wickhamford PV |  | 2.43 | 2.97 | 2.97 |  | 1178.28 | 0.05 | 0.05
795 | 795 | 1470000540543 | 816 | 816 | 1470000540552 | Yorkley Wood Farm PV | 3.054 | 6.07 | 1.76 | 1.76 |  | 607.27 | 0.05 | 0.05
796 | 796 | 1470000542319 | 817 | 817 | 1470000542328 | Awbridge Farm Diesel Gen |  | 78.66 | 1.07 | 1.07 |  | 2420.27 | 0.05 | 0.05
797 | 797 | 1470000542833 | 818 | 818 | 1470000542842 | Bristol Rd Glos STOR | 3.095 | 1.27 | 3.74 | 3.74 | -3.194 | 1018.45 | 0.05 | 0.05
798 | 798 | 1470000542790 | 819 | 819 | 1470000542806 | Actrees Farm PV |  | 18.25 | 3.27 | 3.27 |  | 4106.18 | 0.05 | 0.05
799 | 799 | 1470000548418 | 820 | 820 | 1470000548427 | Sheriffhales Farm PV | 0.674 | 40.49 | 1.17 | 1.17 |  | 5546.9 | 0.05 | 0.05
801 | 801 | 1470000552432 | 821 | 821 | 1470000552441 | Upper Wick Solar Farm | 1.522 | 6.45 | 1.07 | 1.07 |  | 541.87 | 0.05 | 0.05
866 | 866 | 1470000597061 | 824 | 824 | 1470000597070 | Astley Solar Farm |  | 11.12 | 0.96 | 0.96 |  | 618.48 | 0.05 | 0.05
867 | 867 | 1470000444133 | 825 | 825 | 1470000444142 | Hayford Fm PV Emdedded 1 | 0.684 | 2.83 | 1.54 | 1.54 |  | 422.02 | 0.05 | 0.05
868 | 868 | 1470000621946 | 826 | 826 | 1470000621955 | Sheriffhales CIC PV | 0.674 | 4.71 | 0.77 | 0.77 |  | 462.34 | 0.05 | 0.05
869 | 869 | 1470000630996 | 827 | 827 | 1470000631002 | Wolverhampton Power STOR |  | 52.41 | 0.93 | 0.93 |  | 1471.22 | 0.05 | 0.05
870 | 870 | 1470000641872 | 828 | 828 | 1470000641881 | Moneystone Quarry PV |  | 36.33 | 0.86 | 0.86 |  | 955.54 | 0.05 | 0.05
871 | 871 | 1470000744921 | 829 | 829 | 1470000744930 | Heywood Grange Farm PV |  | 25.43 | 0.98 | 0.98 |  | 1328.72 | 0.05 | 0.05
872 | 872 | 1470000668883 | 830 | 830 | 1470000668892 | Garreg Lwyd Wind Farm |  | 386.76 | 0.87 | 0.87 |  | 36930.34 | 0.05 | 0.05
873 | 873 | 1470000711049 | 831 | 831 | 1470000711058 | Henley Solar Farm PV |  | 5.77 | 1.56 | 1.56 |  | 461.28 | 0.05 | 0.05
875 | 875 | 1470000723569 | 833 | 833 | 1470000723578 | High Point Solar PV |  | 4.84 | 1.04 | 1.04 |  | 462.21 | 0.05 | 0.05
876 | 876 | 1470000732304 | 834 | 834 | 1470000732313 | Staunch Standby STOR |  | 21.3 | 2.02 | 2.02 |  | 852.12 | 0.05 | 0.05
877 | 877 | 1470000733274 | 835 | 835 | 1470000733283 | ISIS House STOR |  | 23.27 | 1.33 | 1.33 |  | 2326.67 | 0.05 | 0.05
878 | 878 | 1470000744940 | 836 | 836 | 1470000744959 | Heywood Grange Bttry |  | 48.78 | 1.06 | 1.06 |  | 48.78 | 0.05 | 0.05
879 | 879 | 1470000745039 | 837 | 837 | 1470000745048 | Upper Meadowly Farm PV | 0.669 | 49.59 | 0.98 | 0.98 |  | 3099.54 | 0.05 | 0.05
880 | 880 | 1470000857235 | 838 | 838 | 1470000857244 | Javelin Park EFW |  | 1009.64 | 0.79 | 0.79 |  | 5553.05 | 0.05 | 0.05
881 | 881 | 1470000878068 | 839 | 839 | 1470000878086 | Rock Farm |  | 396.08 | 0.94 | 0.94 |  | 396.08 | 0.05 | 0.05
883 | 883 | 1470000883192 | 841 | 841 | 1470000883208 | Hinksford Farm Gas |  | 3.44 | 3.52 | 3.52 | -0.491 | 687.38 | 0.05 | 0.05
884 | 884 | 1470000934926 | 842 | 842 | 1470000934935 | Chatterley Whitfield |  | 10.97 | 0.91 | 0.91 |  | 536.95 | 0.05 | 0.05
885 | 885 | 1470000937750 | 843 | 843 | 1470000937769 | Larport Farm BESS |  | 1065.42 | 0.81 | 0.81 |  | 1065.42 | 0.05 | 0.05
886 | 886 | 1470000970872 | 844 | 844 | 1470000970881 | Sandwell Power STOR |  | 93.49 | 1.07 | 1.07 |  | 2930.26 | 0.05 | 0.05
887 | 887 | 1470000970890 | 845 | 845 | 1470000970906 | Wednesbury Power |  | 75.55 | 1.07 | 1.07 |  | 3435.86 | 0.05 | 0.05
|  |  | 745 | 745 | 1430000021836 | Redditch Gas Turbine
0234 | 0234 | 0234 |  |  |  | Cellarhead Whitfield Interconnector |  |  | 2.22 | 2.22
2226 | 2226 | 2226 |  |  |  | Cellarhead Barlaston (Meaford) Interconnector |  |  | 1.93 | 1.93
7070 | 7070 | 7070 | 7070 | 7070 | 7070 | Heartlands Power Ltd / Fort Dunlop |  | 7.75 | 0.84 | 0.84
7337 | 7337 | 7337 | 7338 | 7338 | 7338 | Sudmeadow Rd STOR | 4.232 | 45.92 | 1.16 | 1.16 | -3.194 | 1278.28 | 0.05 | 0.05
7371 | 7371 | 7371 | 7375 | 7375 | 7375 | Bloxwich ESS |  | 3388.02 | 0.78 | 0.78 |  | 3388.02 | 0.05 | 0.05
New Import 1 | New Import 1 | New Import 1 | New Export 1 | New Export 1 | New Export 1 | Bellamour Lane |  | 559.39 | 1.27 | 1.27 |  | 549.3 | 0.05 | 0.05
New Import 2 | New Import 2 | New Import 2 | New Export 2 | New Export 2 | New Export 2 | Berkeley Green ESS |  | 1555.79 | 0.77 | 0.77 |  | 1555.79 | 0.05 | 0.05
New Import 3 | New Import 3 | New Import 3 | New Export 3 | New Export 3 | New Export 3 | Bishampton Solar PV ANM |  | 50.58 | 1.29 | 1.29 |  | 3034.96 | 0.05 | 0.05
New Import 4 | New Import 4 | New Import 4 | New Export 4 | New Export 4 | New Export 4 | Bourne Road (Lower Strensham) |  | 6.34 | 1.48 | 1.48 |  | 3169.05 | 0.05 | 0.05
New Import 5 | New Import 5 | New Import 5 | New Export 5 | New Export 5 | New Export 5 | Burntwood ESS |  | 4290.67 | 0.77 | 0.77 |  | 4290.67 | 0.05 | 0.05
New Import 6 | New Import 6 | New Import 6 | New Export 6 | New Export 6 | New Export 6 | Clay Hill Pit |  | 21.78 | 0.77 | 0.77 |  | 1086.9 | 0.05 | 0.05
New Import 7 | New Import 7 | New Import 7 | New Export 7 | New Export 7 | New Export 7 | Crimscote Fields Farm ANM |  | 423.96 | 1.14 | 1.14 |  | 5652.74 | 0.05 | 0.05
New Import 8 | New Import 8 | New Import 8 | New Export 8 | New Export 8 | New Export 8 | Croome Airfield Solar Farm |  | 42.72 | 0.77 | 0.77 |  | 6978.14 | 0.05 | 0.05
New Import 9 | New Import 9 | New Import 9 | New Export 9 | New Export 9 | New Export 9 | Dovedale Solar B |  | 7.52 | 0.71 | 0.71 |  | 1501.74 | 0.05 | 0.05
New Import 10 | New Import 10 | New Import 10 | New Export 10 | New Export 10 | New Export 10 | Ebley Road ESS |  | 223.41 | 0.87 | 0.87 |  | 446.83 | 0.05 | 0.05
New Import 11 | New Import 11 | New Import 11 | New Export 11 | New Export 11 | New Export 11 | ECT Slimbridge Estate Solar |  | 27.04 | 0.71 | 0.71 |  | 1081.64 | 0.05 | 0.05
New Import 12 | New Import 12 | New Import 12 | New Export 12 | New Export 12 | New Export 12 | Fryers Road Waste Generation option 2 |  | 890.25 | 0.81 | 0.81 |  | 4629.31 | 0.05 | 0.05
New Import 13 | New Import 13 | New Import 13 | New Export 13 | New Export 13 | New Export 13 | Hay Hall Rd |  | 1151.46 | 2.26 | 2.26 |  | 5565.37 | 0.05 | 0.05
New Import 14 | New Import 14 | New Import 14 | New Export 14 | New Export 14 | New Export 14 | Hilltop Farm |  | 86.09 | 1.36 | 1.36 |  | 949.88 | 0.05 | 0.05
New Import 15 | New Import 15 | New Import 15 | New Export 15 | New Export 15 | New Export 15 | Home Farm |  | 46.56 | 0.71 | 0.71 |  | 4656.06 | 0.05 | 0.05
New Import 16 | New Import 16 | New Import 16 | New Export 16 | New Export 16 | New Export 16 | Howard St |  | 554.34 | 0.77 | 0.77 |  | 554.34 | 0.05 | 0.05
New Import 17 | New Import 17 | New Import 17 | New Export 17 | New Export 17 | New Export 17 | Keele University |  | 294.91 | 1.14 | 1.14 |  | 658.64 | 0.05 | 0.05
New Import 18 | New Import 18 | New Import 18 | New Export 18 | New Export 18 | New Export 18 | Kitts Green Lane Battery Storage |  | 554.34 | 0.8 | 0.8 |  | 554.34 | 0.05 | 0.05
New Import 19 | New Import 19 | New Import 19 | New Export 19 | New Export 19 | New Export 19 | Knighton Lane Battery Storage, Knighton |  | 6725.88 | 0.83 | 0.83 |  | 6725.88 | 0.05 | 0.05
New Import 20 | New Import 20 | New Import 20 | New Export 20 | New Export 20 | New Export 20 | Land off, Kingstone Road, Slimbridge |  | 2287.76 | 0.77 | 0.77 |  | 2287.76 | 0.05 | 0.05
New Import 21 | New Import 21 | New Import 21 | New Export 21 | New Export 21 | New Export 21 | Langley Generation |  | 754.63 | 0.77 | 0.77 |  | 754.63 | 0.05 | 0.05
New Import 22 | New Import 22 | New Import 22 | New Export 22 | New Export 22 | New Export 22 | Longney Estate |  | 8.6 | 3.39 | 3.39 |  | 7309.1 | 0.05 | 0.05
New Import 23 | New Import 23 | New Import 23 | New Export 23 | New Export 23 | New Export 23 | Meadow Solar Farm | [5 empty] | 3912.75 | 0.05 | 0.05
New Import 24 | New Import 24 | New Import 24 | New Export 24 | New Export 24 | New Export 24 | Meaford Power Station |  | 56.7 | 1.04 | 1.04 |  | 2778.35 | 0.05 | 0.05
New Import 25 | New Import 25 | New Import 25 | New Export 25 | New Export 25 | New Export 25 | Ploddy House Farm |  | 31.18 | 2.97 | 2.97 |  | 2078.95 | 0.05 | 0.05
New Import 26 | New Import 26 | New Import 26 |  |  |  | Pontrilas Sawmill |  | 267.32 | 7.63 | 7.63
New Import 27 | New Import 27 | New Import 27 | New Export 27 | New Export 27 | New Export 27 | Radbrooke Pastures PV |  | 1.81 | 1.2 | 1.2 |  | 1807.84 | 0.05 | 0.05
New Import 28 | New Import 28 | New Import 28 | New Export 28 | New Export 28 | New Export 28 | Rag Lane Solar, Wotton-Under-Edge |  | 107.23 | 1.14 | 1.14 |  | 16085.14 | 0.05 | 0.05
New Import 29 | New Import 29 | New Import 29 | New Export 29 | New Export 29 | New Export 29 | Ryall |  | 16.4 | 3.39 | 3.39 |  | 2045.63 | 0.05 | 0.05
New Import 30 | New Import 30 | New Import 30 | New Export 30 | New Export 30 | New Export 30 | Sinclair Wks Gas Gen | 0.674 | 698.74 | 1.39 | 1.39 | -0.706 | 174.69 | 0.05 | 0.05
New Import 31 | New Import 31 | New Import 31 | New Export 31 | New Export 31 | New Export 31 | Stratford Road Gas |  | 25.22 | 1.31 | 1.31 |  | 885.94 | 0.05 | 0.05
New Import 32 | New Import 32 | New Import 32 | New Export 32 | New Export 32 | New Export 32 | Venetia Road |  | 123.92 | 0.89 | 0.89 |  | 2608.92 | 0.05 | 0.05
New Import 33 | New Import 33 | New Import 33 | New Export 33 | New Export 33 | New Export 33 | Water Orton |  | 131.54 | 1.07 | 1.07 |  | 8988.77 | 0.05 | 0.05
New Import 34 | New Import 34 | New Import 34 | New Export 34 | New Export 34 | New Export 34 | Awbridge Solar Farm,Trysull |  | 0.24 | 1.48 | 1.48 |  | 97.31 | 0.05 | 0.05
New Import 35 | New Import 35 | New Import 35 | New Export 35 | New Export 35 | New Export 35 | Iron Acton Battery Storage |  | 1195.27 | 0.46 | 0.46 |  | 1195.27 | 0.05 | 0.05

## Annex 2a Import
Note: The list of MPANs / MSIDs provided may be incomplete; the DNO reserves the right to apply the listed charges to any other MPANs / MSIDs associated with the site. Note: This table is automatically populated based on the content of the tab entitled 'Annex 2 EHV Charges'. The timebands are as shown in Annex 2.
Western Power Distribution (West Midlands) plc - Effective from 1 April 2021 - Final EDCM import charges
Import Unique Identifier | LLFC | Import MPANs/MSIDs | Name | Import Super Red unit charge (p/kWh) | Import fixed charge (p/day) | Import capacity charge (p/kVA/day) | Import exceeded capacity charge (p/kVA/day)
636 | 636 | 1470000533244 | Troughton Farm PV |  | 2.99 | 2.97 | 2.97
637 | 637 | 1470001084007 | Air Liquide |  | 2711.01 | 1.6 | 1.6
702 | 702 | 1423197100003 | Tyseley Waste |  | 31.13 | 0.71 | 0.71
704 | 704 | 1423674500009 | Takao Europe | 3.539 | 520.79 | 2.62 | 2.62
705 | 705 | 1470000097947 | Four Ashes Incinerator |  | 206.82 | 0.79 | 0.79
706 | 706 | 1470000077913 | Witches Farm Solar |  | 24.61 | 0.88 | 0.88
707 | 707 | 1430000001342 1430000001351 | Uni of Birmingham |  | 2186.77 | 3.58 | 3.58
709 | 709 | 1426644200003 | Severn Trent Water (Wyelands) | 3.879 | 5813.73 | 1.74 | 1.74
710 | 710 | 1425993500002 | Wolverhampton Waste Services |  | 194.61 | 1.27 | 1.27
711 | 711 | 1421696500001 1430000000906 | Stoke CHP |  | 151.26 | 1.23 | 1.23
712 | 712 | 1428483000001 1429586500003 | WBB Minerals |  | 791.58 | 1.02 | 1.02
713 | 713 | 1422804000005 | Cauldon Cement |  | 562.88 | 3.52 | 3.52
714 | 714 | 1412791203000 | Abson Gas Compressor Station |  | 154.45 | 0.94 | 0.94
715 | 715 | 1422108000000 | Ervin Amasteel |  | 3844.91 | 0.81 | 0.81
716 | 716 | 1426793500003 | Hanford Waste Services |  | 25.02 | 1.11 | 1.11
717 | 717 | 1422664500000 1425861000001 | NR Kidsgrove |  | 9113.59 | 1.68 | 1.68
718 | 718 | 1421664500008 1426342000002 | NR Stafford |  | 2714.71 | 3.85 | 3.85
719 | 719 | 1423124100000 1428564500005 | NR Washwood Heath |  | 1591.62 | 1.34 | 1.34
720 | 720 | 1420286500000 | NR Winson Green |  | 1369.42 | 4.37 | 4.37
721 | 721 | 1423566000006 | NR Smethwick |  | 7013.2 | 0.9 | 0.9
722 | 722 | 1424136000004 | NR Willenhall |  | 1100.06 | 1.09 | 1.09
723 | 723 | 1460002083346 | Northwick AD |  | 48.52 | 1.17 | 1.17
724 | 724 | 1430000027786 1430000027795 1430000027800 1430000027810 1430000027829 1430000027838 1430000027847 1430000027856 | Inco Alloys | 3.416 | 826.55 | 5.57 | 5.57
725 | 725 | 1460002258662 | Swancote | 0.597 | 36.83 | 0.85 | 0.85
726 | 726 | 1460002256025 | Spring Hill Solar generation |  | 1.82 | 1.02 | 1.02
727 | 727 | 1460001869731 1460001869750 | NG Wormington Gas Compressor |  | 3614.82 | 2.26 | 2.26
728 | 728 | 1470000086156 | Greenfrog STOR generation |  | 2.71 | 0.91 | 0.91
729 | 729 | 1470000223432 | Union Road |  | 632.81 | 1.41 | 1.41
730 | 730 | 1423464500000 1429264500000 | Quatt |  | 91.23 | 5.97 | 5.97
740 | 740 | 1425886500002 | Knypersley |  | 0.6 | 2.17 | 2.17
742 | 742 | 1429414500005 | Simplex |  | 344.24 | 5.68 | 5.68
743 | 743 | 1470000174885 | Northwick STOR sub supply |  | 183.47 | 2.06 | 2.06
744 | 744 | 1428882200005 | Star Aluminium | 0.753 | 155.25 | 1.83 | 1.83
770 | 770 | 1470000190520 | Battlefield Incinerator | 0.682 | 129.79 | 0.8 | 0.8
771 | 771 | 1470000275547 | Says Court Farm PV |  | 1.2 | 3.74 | 3.74
772 | 772 | 1470000283681 | Hayford Fm PV Emdedded 2 | 0.672 | 3.08 | 1.22 | 1.22
773 | 773 | 1470000303901 | Rotherdale Solar Farm |  | 1.22 | 2.58 | 2.58
774 | 774 | 1470000406449 | Lower Newton Solar Farm |  | 6.82 | 1.55 | 1.55
775 | 775 | 1470000416794 | Wrockwardine Solar Farm | 0.674 | 1.54 | 1.2 | 1.2
776 | 776 | 1470000425530 | Condover Solar Farm | 0.678 | 29.51 | 1.39 | 1.39
777 | 777 | 1470000426125 | Tower Hill Farm PV |  | 12.99 | 2.4 | 2.4
778 | 778 | 1470000429766 | Hill House Farm Solar |  | 4.03 | 4.93 | 4.93
779 | 779 | 1470000430089 | Pitchford Farm Solar | 0.674 | 22.47 | 1.08 | 1.08
780 | 780 | 1470000437749 | Sundorne Solar Park | 0.661 | 15.87 | 0.91 | 0.91
781 | 781 | 1470000473756 | Hartlebury EFW |  | 571.82 | 1.13 | 1.13
782 | 782 | 1470000478727 | Upper Huntingford PV | 1.59 | 2.92 | 1.32 | 1.32
783 | 783 | 1470000479190 | Ring O Bells Solar |  | 8.65 | 1.29 | 1.29
784 | 784 | 1470000501641 | Hall Farm PV Awre | 3.083 | 3.55 | 2.78 | 2.78
785 | 785 | 1470000174928 | 5 Mile Drive Solar Park |  | 2.71 | 1.01 | 1.01
786 | 786 | 1470000671023 | Green Frog STOR Extension |  | 17.49 | 0.77 | 0.77
787 | 787 | 1426893200000 | Invista Textiles Gas | 3.066 | 429.69 | 1.52 | 1.52
794 | 794 | 1470000535881 | Wickhamford PV |  | 2.43 | 2.97 | 2.97
795 | 795 | 1470000540543 | Yorkley Wood Farm PV | 3.054 | 6.07 | 1.76 | 1.76
796 | 796 | 1470000542319 | Awbridge Farm Diesel Gen |  | 78.66 | 1.07 | 1.07
797 | 797 | 1470000542833 | Bristol Rd Glos STOR | 3.095 | 1.27 | 3.74 | 3.74
798 | 798 | 1470000542790 | Actrees Farm PV |  | 18.25 | 3.27 | 3.27
799 | 799 | 1470000548418 | Sheriffhales Farm PV | 0.674 | 40.49 | 1.17 | 1.17
801 | 801 | 1470000552432 | Upper Wick Solar Farm | 1.522 | 6.45 | 1.07 | 1.07
866 | 866 | 1470000597061 | Astley Solar Farm |  | 11.12 | 0.96 | 0.96
867 | 867 | 1470000444133 | Hayford Fm PV Emdedded 1 | 0.684 | 2.83 | 1.54 | 1.54
868 | 868 | 1470000621946 | Sheriffhales CIC PV | 0.674 | 4.71 | 0.77 | 0.77
869 | 869 | 1470000630996 | Wolverhampton Power STOR |  | 52.41 | 0.93 | 0.93
870 | 870 | 1470000641872 | Moneystone Quarry PV |  | 36.33 | 0.86 | 0.86
871 | 871 | 1470000744921 | Heywood Grange Farm PV |  | 25.43 | 0.98 | 0.98
872 | 872 | 1470000668883 | Garreg Lwyd Wind Farm |  | 386.76 | 0.87 | 0.87
873 | 873 | 1470000711049 | Henley Solar Farm PV |  | 5.77 | 1.56 | 1.56
875 | 875 | 1470000723569 | High Point Solar PV |  | 4.84 | 1.04 | 1.04
876 | 876 | 1470000732304 | Staunch Standby STOR |  | 21.3 | 2.02 | 2.02
877 | 877 | 1470000733274 | ISIS House STOR |  | 23.27 | 1.33 | 1.33
878 | 878 | 1470000744940 | Heywood Grange Bttry |  | 48.78 | 1.06 | 1.06
879 | 879 | 1470000745039 | Upper Meadowly Farm PV | 0.669 | 49.59 | 0.98 | 0.98
880 | 880 | 1470000857235 | Javelin Park EFW |  | 1009.64 | 0.79 | 0.79
881 | 881 | 1470000878068 | Rock Farm |  | 396.08 | 0.94 | 0.94
883 | 883 | 1470000883192 | Hinksford Farm Gas |  | 3.44 | 3.52 | 3.52
884 | 884 | 1470000934926 | Chatterley Whitfield |  | 10.97 | 0.91 | 0.91
885 | 885 | 1470000937750 | Larport Farm BESS |  | 1065.42 | 0.81 | 0.81
886 | 886 | 1470000970872 | Sandwell Power STOR |  | 93.49 | 1.07 | 1.07
887 | 887 | 1470000970890 | Wednesbury Power |  | 75.55 | 1.07 | 1.07
0234 | 0234 | 0234 | Cellarhead Whitfield Interconnector |  |  | 2.22 | 2.22
2226 | 2226 | 2226 | Cellarhead Barlaston (Meaford) Interconnector |  |  | 1.93 | 1.93
7070 | 7070 | 7070 | Heartlands Power Ltd / Fort Dunlop |  | 7.75 | 0.84 | 0.84
7337 | 7337 | 7337 | Sudmeadow Rd STOR | 4.232 | 45.92 | 1.16 | 1.16
7371 | 7371 | 7371 | Bloxwich ESS |  | 3388.02 | 0.78 | 0.78
New Import 1 | New Import 1 | New Import 1 | Bellamour Lane |  | 559.39 | 1.27 | 1.27
New Import 2 | New Import 2 | New Import 2 | Berkeley Green ESS |  | 1555.79 | 0.77 | 0.77
New Import 3 | New Import 3 | New Import 3 | Bishampton Solar PV ANM |  | 50.58 | 1.29 | 1.29
New Import 4 | New Import 4 | New Import 4 | Bourne Road (Lower Strensham) |  | 6.34 | 1.48 | 1.48
New Import 5 | New Import 5 | New Import 5 | Burntwood ESS |  | 4290.67 | 0.77 | 0.77
New Import 6 | New Import 6 | New Import 6 | Clay Hill Pit |  | 21.78 | 0.77 | 0.77
New Import 7 | New Import 7 | New Import 7 | Crimscote Fields Farm ANM |  | 423.96 | 1.14 | 1.14
New Import 8 | New Import 8 | New Import 8 | Croome Airfield Solar Farm |  | 42.72 | 0.77 | 0.77
New Import 9 | New Import 9 | New Import 9 | Dovedale Solar B |  | 7.52 | 0.71 | 0.71
New Import 10 | New Import 10 | New Import 10 | Ebley Road ESS |  | 223.41 | 0.87 | 0.87
New Import 11 | New Import 11 | New Import 11 | ECT Slimbridge Estate Solar |  | 27.04 | 0.71 | 0.71
New Import 12 | New Import 12 | New Import 12 | Fryers Road Waste Generation option 2 |  | 890.25 | 0.81 | 0.81
New Import 13 | New Import 13 | New Import 13 | Hay Hall Rd |  | 1151.46 | 2.26 | 2.26
New Import 14 | New Import 14 | New Import 14 | Hilltop Farm |  | 86.09 | 1.36 | 1.36
New Import 15 | New Import 15 | New Import 15 | Home Farm |  | 46.56 | 0.71 | 0.71
New Import 16 | New Import 16 | New Import 16 | Howard St |  | 554.34 | 0.77 | 0.77
New Import 17 | New Import 17 | New Import 17 | Keele University |  | 294.91 | 1.14 | 1.14
New Import 18 | New Import 18 | New Import 18 | Kitts Green Lane Battery Storage |  | 554.34 | 0.8 | 0.8
New Import 19 | New Import 19 | New Import 19 | Knighton Lane Battery Storage, Knighton |  | 6725.88 | 0.83 | 0.83
New Import 20 | New Import 20 | New Import 20 | Land off, Kingstone Road, Slimbridge |  | 2287.76 | 0.77 | 0.77
New Import 21 | New Import 21 | New Import 21 | Langley Generation |  | 754.63 | 0.77 | 0.77
New Import 22 | New Import 22 | New Import 22 | Longney Estate |  | 8.6 | 3.39 | 3.39
New Import 23 | New Import 23 | New Import 23 | Meadow Solar Farm
New Import 24 | New Import 24 | New Import 24 | Meaford Power Station |  | 56.7 | 1.04 | 1.04
New Import 25 | New Import 25 | New Import 25 | Ploddy House Farm |  | 31.18 | 2.97 | 2.97
New Import 26 | New Import 26 | New Import 26 | Pontrilas Sawmill |  | 267.32 | 7.63 | 7.63
New Import 27 | New Import 27 | New Import 27 | Radbrooke Pastures PV |  | 1.81 | 1.2 | 1.2
New Import 28 | New Import 28 | New Import 28 | Rag Lane Solar, Wotton-Under-Edge |  | 107.23 | 1.14 | 1.14
New Import 29 | New Import 29 | New Import 29 | Ryall |  | 16.4 | 3.39 | 3.39
New Import 30 | New Import 30 | New Import 30 | Sinclair Wks Gas Gen | 0.674 | 698.74 | 1.39 | 1.39
New Import 31 | New Import 31 | New Import 31 | Stratford Road Gas |  | 25.22 | 1.31 | 1.31
New Import 32 | New Import 32 | New Import 32 | Venetia Road |  | 123.92 | 0.89 | 0.89
New Import 33 | New Import 33 | New Import 33 | Water Orton |  | 131.54 | 1.07 | 1.07
New Import 34 | New Import 34 | New Import 34 | Awbridge Solar Farm,Trysull |  | 0.24 | 1.48 | 1.48
New Import 35 | New Import 35 | New Import 35 | Iron Acton Battery Storage |  | 1195.27 | 0.46 | 0.46

## Annex 2b Export
Note: The list of MPANs / MSIDs provided may be incomplete; the DNO reserves the right to apply the listed charges to any other MPANs / MSIDs associated with the site. Note: This table is automatically populated based on the content of the tab entitled 'Annex 2 EHV Charges'. The timebands are as shown in Annex 2.
Western Power Distribution (West Midlands) plc - Effective from 1 April 2021 - Final EDCM export charges
Export Unique Identifier | LLFC | Export MPANs/MSIDs | Name | Export Super Red unit charge (p/kWh) | Export fixed charge (p/day) | Export capacity charge (p/kVA/day) | Export exceeded capacity charge (p/kVA/day)
933 | 933 | 1470000533253 | Troughton Farm PV |  | 1244.91 | 0.05 | 0.05
703 | 703 | 1430000005417 | Tyseley Waste
750 | 750 | 1470000097965 | Four Ashes Incinerator |  | 1050.5 | 0.05 | 0.05
751 | 751 | 1470000077950 | Witches Farm Solar |  | 869.56 | 0.05 | 0.05
708 | 708 | 1430000001360 1430000001370 | Uni of Birmingham
732 | 732 | 1424993500000 | Wolverhampton Waste Services
733 | 733 | 1430000000915 1430000000924 | Stoke CHP
734 | 734 | 1425793500001 | Hanford Waste Services
735 | 735 | 1430000033051 1430000033060 | NR Kidsgrove
736 | 736 | 1430000033098 | NR Stafford
741 | 741 | 1430000033070 1430000044090 | NR Washwood Heath
737 | 737 | 1430000033121 | NR Winson Green
738 | 738 | 1430000033089 | NR Smethwick
739 | 739 | 1430000033112 | NR Willenhall
748 | 748 | 1460002083355 | Northwick AD |  | 970.46 | 0.05 | 0.05
749 | 749 | 1460002258671 | Swancote | -0.706 | 869.11 | 0.05 | 0.05
752 | 752 | 1460002256034 | Spring Hill Solar generation |  | 181.66 | 0.05 | 0.05
753 | 753 | 1470000086147 | Greenfrog STOR generation |  | 180.77 | 0.05 | 0.05
754 | 754 | 1470000223441 | Union Road |  | 2214.84 | 0.05 | 0.05
731 | 731 | 1421464500007 1422464500009 | Quatt
746 | 746 | 1426886500004 | Knypersley
915 | 915 | 1470000469625 | Star Aluminium | -0.706 | 28.22 | 0.05 | 0.05
755 | 755 | 1470000190530 | Battlefield Incinerator | -0.706 | 899.26 | 0.05 | 0.05
756 | 756 | 1470000275556 | Says Court Farm PV |  | 903.06 | 0.05 | 0.05
757 | 757 | 1470000283690 | Hayford Fm PV Emdedded 2 |  | 502.38 | 0.05 | 0.05
758 | 758 | 1470000303910 | Rotherdale Solar Farm |  | 182.26 | 0.05 | 0.05
759 | 759 | 1470000406430 | Lower Newton Solar Farm |  | 1228.28 | 0.05 | 0.05
760 | 760 | 1470000416800 | Wrockwardine Solar Farm |  | 96.02 | 0.05 | 0.05
761 | 761 | 1470000425549 | Condover Solar Farm |  | 3688.55 | 0.05 | 0.05
762 | 762 | 1470000426134 | Tower Hill Farm PV |  | 1169.28 | 0.05 | 0.05
763 | 763 | 1470000429775 | Hill House Farm Solar |  | 3267.02 | 0.05 | 0.05
764 | 764 | 1470000430103 | Pitchford Farm Solar |  | 3370.49 | 0.05 | 0.05
765 | 765 | 1470000437758 | Sundorne Solar Park |  | 539.67 | 0.05 | 0.05
766 | 766 | 1470000473765 | Hartlebury EFW |  | 3573.89 | 0.05 | 0.05
767 | 767 | 1470000478736 | Upper Huntingford PV |  | 480.39 | 0.05 | 0.05
768 | 768 | 1470000479206 | Ring O Bells Solar |  | 864.78 | 0.05 | 0.05
769 | 769 | 1470000501650 | Hall Farm PV Awre |  | 1181.77 | 0.05 | 0.05
805 | 805 | 1470000174900 | 5 Mile Drive Solar Park |  | 180.76 | 0.05 | 0.05
806 | 806 | 1470000671032 | Green Frog STOR Extension |  | 165.98 | 0.05 | 0.05
807 | 807 | 1470000965881 | Invista Textiles Gas | -3.194 | 5.32 | 0.05 | 0.05
815 | 815 | 1470000535890 | Wickhamford PV |  | 1178.28 | 0.05 | 0.05
816 | 816 | 1470000540552 | Yorkley Wood Farm PV |  | 607.27 | 0.05 | 0.05
817 | 817 | 1470000542328 | Awbridge Farm Diesel Gen |  | 2420.27 | 0.05 | 0.05
818 | 818 | 1470000542842 | Bristol Rd Glos STOR | -3.194 | 1018.45 | 0.05 | 0.05
819 | 819 | 1470000542806 | Actrees Farm PV |  | 4106.18 | 0.05 | 0.05
820 | 820 | 1470000548427 | Sheriffhales Farm PV |  | 5546.9 | 0.05 | 0.05
821 | 821 | 1470000552441 | Upper Wick Solar Farm |  | 541.87 | 0.05 | 0.05
824 | 824 | 1470000597070 | Astley Solar Farm |  | 618.48 | 0.05 | 0.05
825 | 825 | 1470000444142 | Hayford Fm PV Emdedded 1 |  | 422.02 | 0.05 | 0.05
826 | 826 | 1470000621955 | Sheriffhales CIC PV |  | 462.34 | 0.05 | 0.05
827 | 827 | 1470000631002 | Wolverhampton Power STOR |  | 1471.22 | 0.05 | 0.05
828 | 828 | 1470000641881 | Moneystone Quarry PV |  | 955.54 | 0.05 | 0.05
829 | 829 | 1470000744930 | Heywood Grange Farm PV |  | 1328.72 | 0.05 | 0.05
830 | 830 | 1470000668892 | Garreg Lwyd Wind Farm |  | 36930.34 | 0.05 | 0.05
831 | 831 | 1470000711058 | Henley Solar Farm PV |  | 461.28 | 0.05 | 0.05
833 | 833 | 1470000723578 | High Point Solar PV |  | 462.21 | 0.05 | 0.05
834 | 834 | 1470000732313 | Staunch Standby STOR |  | 852.12 | 0.05 | 0.05
835 | 835 | 1470000733283 | ISIS House STOR |  | 2326.67 | 0.05 | 0.05
836 | 836 | 1470000744959 | Heywood Grange Bttry |  | 48.78 | 0.05 | 0.05
837 | 837 | 1470000745048 | Upper Meadowly Farm PV |  | 3099.54 | 0.05 | 0.05
838 | 838 | 1470000857244 | Javelin Park EFW |  | 5553.05 | 0.05 | 0.05
839 | 839 | 1470000878086 | Rock Farm |  | 396.08 | 0.05 | 0.05
841 | 841 | 1470000883208 | Hinksford Farm Gas | -0.491 | 687.38 | 0.05 | 0.05
842 | 842 | 1470000934935 | Chatterley Whitfield |  | 536.95 | 0.05 | 0.05
843 | 843 | 1470000937769 | Larport Farm BESS |  | 1065.42 | 0.05 | 0.05
844 | 844 | 1470000970881 | Sandwell Power STOR |  | 2930.26 | 0.05 | 0.05
845 | 845 | 1470000970906 | Wednesbury Power |  | 3435.86 | 0.05 | 0.05
745 | 745 | 1430000021836 | Redditch Gas Turbine
7070 | 7070 | 7070 | Heartlands Power Ltd / Fort Dunlop
7338 | 7338 | 7338 | Sudmeadow Rd STOR | -3.194 | 1278.28 | 0.05 | 0.05
7375 | 7375 | 7375 | Bloxwich ESS |  | 3388.02 | 0.05 | 0.05
New Export 1 | New Export 1 | New Export 1 | Bellamour Lane |  | 549.3 | 0.05 | 0.05
New Export 2 | New Export 2 | New Export 2 | Berkeley Green ESS |  | 1555.79 | 0.05 | 0.05
New Export 3 | New Export 3 | New Export 3 | Bishampton Solar PV ANM |  | 3034.96 | 0.05 | 0.05
New Export 4 | New Export 4 | New Export 4 | Bourne Road (Lower Strensham) |  | 3169.05 | 0.05 | 0.05
New Export 5 | New Export 5 | New Export 5 | Burntwood ESS |  | 4290.67 | 0.05 | 0.05
New Export 6 | New Export 6 | New Export 6 | Clay Hill Pit |  | 1086.9 | 0.05 | 0.05
New Export 7 | New Export 7 | New Export 7 | Crimscote Fields Farm ANM |  | 5652.74 | 0.05 | 0.05
New Export 8 | New Export 8 | New Export 8 | Croome Airfield Solar Farm |  | 6978.14 | 0.05 | 0.05
New Export 9 | New Export 9 | New Export 9 | Dovedale Solar B |  | 1501.74 | 0.05 | 0.05
New Export 10 | New Export 10 | New Export 10 | Ebley Road ESS |  | 446.83 | 0.05 | 0.05
New Export 11 | New Export 11 | New Export 11 | ECT Slimbridge Estate Solar |  | 1081.64 | 0.05 | 0.05
New Export 12 | New Export 12 | New Export 12 | Fryers Road Waste Generation option 2 |  | 4629.31 | 0.05 | 0.05
New Export 13 | New Export 13 | New Export 13 | Hay Hall Rd |  | 5565.37 | 0.05 | 0.05
New Export 14 | New Export 14 | New Export 14 | Hilltop Farm |  | 949.88 | 0.05 | 0.05
New Export 15 | New Export 15 | New Export 15 | Home Farm |  | 4656.06 | 0.05 | 0.05
New Export 16 | New Export 16 | New Export 16 | Howard St |  | 554.34 | 0.05 | 0.05
New Export 17 | New Export 17 | New Export 17 | Keele University |  | 658.64 | 0.05 | 0.05
New Export 18 | New Export 18 | New Export 18 | Kitts Green Lane Battery Storage |  | 554.34 | 0.05 | 0.05
New Export 19 | New Export 19 | New Export 19 | Knighton Lane Battery Storage, Knighton |  | 6725.88 | 0.05 | 0.05
New Export 20 | New Export 20 | New Export 20 | Land off, Kingstone Road, Slimbridge |  | 2287.76 | 0.05 | 0.05
New Export 21 | New Export 21 | New Export 21 | Langley Generation |  | 754.63 | 0.05 | 0.05
New Export 22 | New Export 22 | New Export 22 | Longney Estate |  | 7309.1 | 0.05 | 0.05
New Export 23 | New Export 23 | New Export 23 | Meadow Solar Farm |  | 3912.75 | 0.05 | 0.05
New Export 24 | New Export 24 | New Export 24 | Meaford Power Station |  | 2778.35 | 0.05 | 0.05
New Export 25 | New Export 25 | New Export 25 | Ploddy House Farm |  | 2078.95 | 0.05 | 0.05
New Export 27 | New Export 27 | New Export 27 | Radbrooke Pastures PV |  | 1807.84 | 0.05 | 0.05
New Export 28 | New Export 28 | New Export 28 | Rag Lane Solar, Wotton-Under-Edge |  | 16085.14 | 0.05 | 0.05
New Export 29 | New Export 29 | New Export 29 | Ryall |  | 2045.63 | 0.05 | 0.05
New Export 30 | New Export 30 | New Export 30 | Sinclair Wks Gas Gen | -0.706 | 174.69 | 0.05 | 0.05
New Export 31 | New Export 31 | New Export 31 | Stratford Road Gas |  | 885.94 | 0.05 | 0.05
New Export 32 | New Export 32 | New Export 32 | Venetia Road |  | 2608.92 | 0.05 | 0.05
New Export 33 | New Export 33 | New Export 33 | Water Orton |  | 8988.77 | 0.05 | 0.05
New Export 34 | New Export 34 | New Export 34 | Awbridge Solar Farm,Trysull |  | 97.31 | 0.05 | 0.05
New Export 35 | New Export 35 | New Export 35 | Iron Acton Battery Storage |  | 1195.27 | 0.05 | 0.05

## Annex 3 Preserved charges
Back to Overview
Western Power Distribution (West Midlands) plc - Effective from 1 April 2021 - Final LV and HV tariffs
Supercustomer preserved charges/additional LLFCs
| Closed LLFCs | PCs | Red/black unit charge p/kWh | Amber/yellow unit charge p/kWh | Green unit charge p/kWh | Fixed charge p/MPAN/day
Notes:
Site Specific preserved charges/additional LLFCs
| Closed LLFCs | PCs | Red/black unit charge p/kWh | Amber/yellow unit charge p/kWh | Green unit charge p/kWh | Fixed charge p/MPAN/day | Capacity charge p/kVA/day | Exceeded capacity charge p/kVA/day | Reactive power charge p/kVArh
0
Notes:

## Annex 4 LDNO charges
Back to Overview | Copy from CDCM table 3701 "Tariffs!A42:I84" and paste values into A14 |  |  |  | Copy from EDCM table 6005 "LDNORev!B549:G683" and paste values into D57
Western Power Distribution (West Midlands) plc - Effective from 1 April 2021 - Final LDNO tariffs
Time Bands for LV and HV Designated Properties |  |  |  |  | Time Bands for Unmetered Properties
Time periods | Red Time Band | Amber Time Band | Green Time Band |  |  |  | Black Time Band | Yellow Time Band | Green Time Band
Monday to Friday | 16:00 to 19:00 | 07:30 to 16:00 19:00 to 21:00 | 00:00 to 07:30 21:00 to 24:00 |  | Monday to Friday Nov to Feb |  | 16:00 to 19:00 | 07:30 to 16:00 19:00 to 21:00 | 00:00 to 07:30 21:00 to 24:00
Weekends |  |  | 00:00 to 24:00 |  | Monday to Friday Mar to Oct |  |  | 07:30 to 21:00 | 00:00 to 07:30 21:00 to 24:00
Notes | All the above times are in UK Clock time |  |  |  | Weekends |  |  |  | 00:00 to 24:00
[5 empty] | Notes |  | All the above times are in UK Clock time
Tariff name | Unique billing identifier | PCs | Red/black unit charge p/kWh | Amber/yellow unit charge p/kWh | Green unit charge p/kWh | Fixed charge p/MPAN/day | Capacity charge p/kVA/day | Exceeded capacity charge p/kVA/day | Reactive power charge p/kVArh
LDNO LV: Domestic Aggregated | TBC | 0, 1 or 2 | 5.104 | 1.261 | 0.774 | 3.36
LDNO LV: Domestic Aggregated (related MPAN) | TBC | 2 | 5.104 | 1.261 | 0.774
LDNO LV: Non-Domestic Aggregated | TBC | 0 or 3-8 | 5.697 | 1.334 | 0.781 | 6.07
LDNO LV: Non-Domestic Aggregated (related MPAN) | TBC | 4 | 5.697 | 1.334 | 0.781
LDNO LV: LV Site Specific | TBC | 0 | 3.907 | 1.126 | 0.756 | 8.42 | 2.88 | 5.22 | 0.132
LDNO LV: LV Site Specific Storage Import | TBC | 0 | 3.185 | 0.404 | 0.034 | 8.42 | 2.88 | 5.22 | 0.132
LDNO LV: Unmetered Supplies | TBC | 0, 1 or 8 | 11.003 | 1.663 | 1.345
LDNO LV: LV Generation Aggregated | TBC | 0 or 8 | -4.6 | -0.566 | -0.055 | 0
LDNO LV: LV Generation Site Specific | TBC | 0 | -4.6 | -0.566 | -0.055 | 0 |  |  | 0.199
LDNO HV: Domestic Aggregated | TBC | 0, 1 or 2 | 3.967 | 0.98 | 0.602 | 2.65
LDNO HV: Domestic Aggregated (related MPAN) | TBC | 2 | 3.967 | 0.98 | 0.602
LDNO HV: Non-Domestic Aggregated | TBC | 0 or 3-8 | 4.429 | 1.037 | 0.607 | 4.76
LDNO HV: Non-Domestic Aggregated (related MPAN) | TBC | 4 | 4.429 | 1.037 | 0.607
LDNO HV: LV Site Specific | TBC | 0 | 3.037 | 0.875 | 0.588 | 6.58 | 2.24 | 4.06 | 0.102
LDNO HV: LV Sub Site Specific | TBC | 0 | 3.293 | 1.203 | 0.885 | 7.91 | 3.88 | 5.36 | 0.101
LDNO HV: HV Site Specific | TBC | 0 | 2.322 | 1.182 | 1.002 | 81.94 | 4.71 | 6.21 | 0.051
LDNO HV: LV Site Specific Storage Import | TBC | 0 | 2.476 | 0.314 | 0.027 | 6.58 | 2.24 | 4.06 | 0.102
LDNO HV: LV Sub Site Specific Storage Import | TBC | 0 | 2.425 | 0.336 | 0.018 | 7.91 | 3.88 | 5.36 | 0.101
LDNO HV: HV Site Specific Storage Import | TBC | 0 | 1.328 | 0.187 | 0.007 | 81.94 | 4.71 | 6.21 | 0.051
LDNO HV: Unmetered Supplies | TBC | 0, 1 or 8 | 8.553 | 1.293 | 1.046
LDNO HV: LV Generation Aggregated | TBC | 0 or 8 | -4.6 | -0.566 | -0.055 | 0
LDNO HV: LV Sub Generation Aggregated | TBC | 0 | -3.828 | -0.48 | -0.043 | 0
LDNO HV: LV Generation Site Specific | TBC | 0 | -4.6 | -0.566 | -0.055 | 0 |  |  | 0.199
LDNO HV: LV Sub Generation Site Specific | TBC | 0 | -3.828 | -0.48 | -0.043 | 0 |  |  | 0.155
LDNO HV: HV Generation Site Specific | TBC | 0 | -1.976 | -0.274 | -0.014 | 0 |  |  | 0.121
LDNO HVplus: Domestic Aggregated | TBC | 0, 1 or 2 | 3.159 | 0.78 | 0.479 | 2.15
LDNO HVplus: Domestic Aggregated (related MPAN) | TBC | 2 | 3.159 | 0.78 | 0.479
LDNO HVplus: Non-Domestic Aggregated | TBC | 0 or 3-8 | 3.526 | 0.825 | 0.484 | 3.83
LDNO HVplus: Non-Domestic Aggregated (related MPAN) | TBC | 4 | 3.526 | 0.825 | 0.484
LDNO HVplus: LV Site Specific | TBC | 0 | 2.418 | 0.697 | 0.468 | 5.28 | 1.78 | 3.23 | 0.082
LDNO HVplus: LV Sub Site Specific | TBC | 0 | 2.584 | 0.944 | 0.695 | 6.24 | 3.04 | 4.2 | 0.079
LDNO HVplus: HV Site Specific | TBC | 0 | 1.811 | 0.922 | 0.781 | 63.95 | 3.67 | 4.84 | 0.04
LDNO HVplus: LV Site Specific Storage Import | TBC | 0 | 1.971 | 0.25 | 0.021 | 5.28 | 1.78 | 3.23 | 0.082
LDNO HVplus: LV Sub Site Specific Storage Import | TBC | 0 | 1.903 | 0.263 | 0.014 | 6.24 | 3.04 | 4.2 | 0.079
LDNO HVplus: HV Site Specific Storage Import | TBC | 0 | 1.036 | 0.146 | 0.005 | 63.95 | 3.67 | 4.84 | 0.04
LDNO HVplus: Unmetered Supplies | TBC | 0, 1 or 8 | 6.81 | 1.029 | 0.832
LDNO HVplus: LV Generation Aggregated | TBC | 0 or 8 | -2.874 | -0.353 | -0.034 | 0
LDNO HVplus: LV Sub Generation Aggregated | TBC | 0 | -2.726 | -0.342 | -0.031 | 0
LDNO HVplus: LV Generation Site Specific | TBC | 0 | -2.874 | -0.353 | -0.034 | 0 |  |  | 0.124
LDNO HVplus: LV Sub Generation Site Specific | TBC | 0 | -2.726 | -0.342 | -0.031 | 0 |  |  | 0.11
LDNO HVplus: HV Generation Site Specific | TBC | 0 | -1.976 | -0.274 | -0.014 | 56.05 |  |  | 0.121
LDNO EHV: Domestic Aggregated | TBC | 0, 1 or 2 | 2.552 | 0.63 | 0.387 | 1.78
LDNO EHV: Domestic Aggregated (related MPAN) | TBC | 2 | 2.552 | 0.63 | 0.387
LDNO EHV: Non-Domestic Aggregated | TBC | 0 or 3-8 | 2.849 | 0.667 | 0.391 | 3.13
LDNO EHV: Non-Domestic Aggregated (related MPAN) | TBC | 4 | 2.849 | 0.667 | 0.391
LDNO EHV: LV Site Specific | TBC | 0 | 1.953 | 0.563 | 0.378 | 4.3 | 1.44 | 2.61 | 0.066
LDNO EHV: LV Sub Site Specific | TBC | 0 | 2.087 | 0.763 | 0.561 | 5.08 | 2.46 | 3.4 | 0.064
LDNO EHV: HV Site Specific | TBC | 0 | 1.463 | 0.745 | 0.631 | 51.7 | 2.97 | 3.91 | 0.032
LDNO EHV: LV Site Specific Storage Import | TBC | 0 | 1.593 | 0.202 | 0.017 | 4.3 | 1.44 | 2.61 | 0.066
LDNO EHV: LV Sub Site Specific Storage Import | TBC | 0 | 1.537 | 0.213 | 0.011 | 5.08 | 2.46 | 3.4 | 0.064
LDNO EHV: HV Site Specific Storage Import | TBC | 0 | 0.836 | 0.118 | 0.004 | 51.7 | 2.97 | 3.91 | 0.032
LDNO EHV: Unmetered Supplies | TBC | 0, 1 or 8 | 5.501 | 0.832 | 0.672
LDNO EHV: LV Generation Aggregated | TBC | 0 or 8 | -2.321 | -0.285 | -0.028 | 0
LDNO EHV: LV Sub Generation Aggregated | TBC | 0 | -2.202 | -0.276 | -0.025 | 0
LDNO EHV: LV Generation Site Specific | TBC | 0 | -2.321 | -0.285 | -0.028 | 0 |  |  | 0.1
LDNO EHV: LV Sub Generation Site Specific | TBC | 0 | -2.202 | -0.276 | -0.025 | 0 |  |  | 0.089
LDNO EHV: HV Generation Site Specific | TBC | 0 | -1.596 | -0.221 | -0.011 | 45.28 |  |  | 0.097
LDNO 132kV/EHV: Domestic Aggregated | TBC | 0, 1 or 2 | 2.446 | 0.604 | 0.371 | 1.71
LDNO 132kV/EHV: Domestic Aggregated (related MPAN) | TBC | 2 | 2.446 | 0.604 | 0.371
LDNO 132kV/EHV: Non-Domestic Aggregated | TBC | 0 or 3-8 | 2.73 | 0.639 | 0.374 | 3
LDNO 132kV/EHV: Non-Domestic Aggregated (related MPAN) | TBC | 4 | 2.73 | 0.639 | 0.374
LDNO 132kV/EHV: LV Site Specific | TBC | 0 | 1.872 | 0.54 | 0.362 | 4.13 | 1.38 | 2.5 | 0.063
LDNO 132kV/EHV: LV Sub Site Specific | TBC | 0 | 2 | 0.731 | 0.538 | 4.87 | 2.36 | 3.26 | 0.062
LDNO 132kV/EHV: HV Site Specific | TBC | 0 | 1.402 | 0.714 | 0.605 | 49.55 | 2.84 | 3.75 | 0.031
LDNO 132kV/EHV: LV Site Specific Storage Import | TBC | 0 | 1.526 | 0.194 | 0.016 | 4.13 | 1.38 | 2.5 | 0.063
LDNO 132kV/EHV: LV Sub Site Specific Storage Import | TBC | 0 | 1.473 | 0.204 | 0.011 | 4.87 | 2.36 | 3.26 | 0.062
LDNO 132kV/EHV: HV Site Specific Storage Import | TBC | 0 | 0.802 | 0.113 | 0.004 | 49.55 | 2.84 | 3.75 | 0.031
LDNO 132kV/EHV: Unmetered Supplies | TBC | 0, 1 or 8 | 5.272 | 0.797 | 0.644
LDNO 132kV/EHV: LV Generation Aggregated | TBC | 0 or 8 | -2.225 | -0.274 | -0.027 | 0
LDNO 132kV/EHV: LV Sub Generation Aggregated | TBC | 0 | -2.11 | -0.265 | -0.024 | 0
LDNO 132kV/EHV: LV Generation Site Specific | TBC | 0 | -2.225 | -0.274 | -0.027 | 0 |  |  | 0.096
LDNO 132kV/EHV: LV Sub Generation Site Specific | TBC | 0 | -2.11 | -0.265 | -0.024 | 0 |  |  | 0.085
LDNO 132kV/EHV: HV Generation Site Specific | TBC | 0 | -1.53 | -0.212 | -0.011 | 43.39 |  |  | 0.093
LDNO 132kV: Domestic Aggregated | TBC | 0, 1 or 2 | 1.601 | 0.395 | 0.243 | 1.19
LDNO 132kV: Domestic Aggregated (related MPAN) | TBC | 2 | 1.601 | 0.395 | 0.243
LDNO 132kV: Non-Domestic Aggregated | TBC | 0 or 3-8 | 1.787 | 0.418 | 0.245 | 2.03
LDNO 132kV: Non-Domestic Aggregated (related MPAN) | TBC | 4 | 1.787 | 0.418 | 0.245
LDNO 132kV: LV Site Specific | TBC | 0 | 1.226 | 0.353 | 0.237 | 2.77 | 0.9 | 1.64 | 0.041
LDNO 132kV: LV Sub Site Specific | TBC | 0 | 1.31 | 0.478 | 0.352 | 3.25 | 1.54 | 2.13 | 0.04
LDNO 132kV: HV Site Specific | TBC | 0 | 0.918 | 0.467 | 0.396 | 32.5 | 1.86 | 2.46 | 0.02
LDNO 132kV: LV Site Specific Storage Import | TBC | 0 | 0.999 | 0.127 | 0.011 | 2.77 | 0.9 | 1.64 | 0.041
LDNO 132kV: LV Sub Site Specific Storage Import | TBC | 0 | 0.965 | 0.133 | 0.007 | 3.25 | 1.54 | 2.13 | 0.04
LDNO 132kV: HV Site Specific Storage Import | TBC | 0 | 0.525 | 0.074 | 0.003 | 32.5 | 1.86 | 2.46 | 0.02
LDNO 132kV: Unmetered Supplies | TBC | 0, 1 or 8 | 3.452 | 0.522 | 0.422
LDNO 132kV: LV Generation Aggregated | TBC | 0 or 8 | -1.457 | -0.179 | -0.017 | 0
LDNO 132kV: LV Sub Generation Aggregated | TBC | 0 | -1.382 | -0.173 | -0.016 | 0
LDNO 132kV: LV Generation Site Specific | TBC | 0 | -1.457 | -0.179 | -0.017 | 0 |  |  | 0.063
LDNO 132kV: LV Sub Generation Site Specific | TBC | 0 | -1.382 | -0.173 | -0.016 | 0 |  |  | 0.056
LDNO 132kV: HV Generation Site Specific | TBC | 0 | -1.001 | -0.139 | -0.007 | 28.41 |  |  | 0.061
LDNO 0000: Domestic Aggregated | TBC | 0, 1 or 2 | 0.334 | 0.083 | 0.051 | 0.4
LDNO 0000: Domestic Aggregated (related MPAN) | TBC | 2 | 0.334 | 0.083 | 0.051
LDNO 0000: Non-Domestic Aggregated | TBC | 0 or 3-8 | 0.373 | 0.087 | 0.051 | 0.57
LDNO 0000: Non-Domestic Aggregated (related MPAN) | TBC | 4 | 0.373 | 0.087 | 0.051
LDNO 0000: LV Site Specific | TBC | 0 | 0.256 | 0.074 | 0.05 | 0.72 | 0.19 | 0.34 | 0.009
LDNO 0000: LV Sub Site Specific | TBC | 0 | 0.274 | 0.1 | 0.074 | 0.82 | 0.32 | 0.45 | 0.008
LDNO 0000: HV Site Specific | TBC | 0 | 0.192 | 0.098 | 0.083 | 6.94 | 0.39 | 0.51 | 0.004
LDNO 0000: LV Site Specific Storage Import | TBC | 0 | 0.209 | 0.026 | 0.002 | 0.72 | 0.19 | 0.34 | 0.009
LDNO 0000: LV Sub Site Specific Storage Import | TBC | 0 | 0.202 | 0.028 | 0.001 | 0.82 | 0.32 | 0.45 | 0.008
LDNO 0000: HV Site Specific Storage Import | TBC | 0 | 0.11 | 0.015 | 0.001 | 6.94 | 0.39 | 0.51 | 0.004
LDNO 0000: Unmetered Supplies | TBC | 0, 1 or 8 | 0.721 | 0.109 | 0.088
LDNO 0000: LV Generation Aggregated | TBC | 0 or 8 | -0.304 | -0.037 | -0.004 | 0
LDNO 0000: LV Sub Generation Aggregated | TBC | 0 | -0.289 | -0.036 | -0.003 | 0
LDNO 0000: LV Generation Site Specific | TBC | 0 | -0.304 | -0.037 | -0.004 | 0 |  |  | 0.013
LDNO 0000: LV Sub Generation Site Specific | TBC | 0 | -0.289 | -0.036 | -0.003 | 0 |  |  | 0.012
LDNO 0000: HV Generation Site Specific | TBC | 0 | -0.209 | -0.029 | -0.001 | 5.94 |  |  | 0.013

## Annex 5 LLFs
Back to Overview
This table has intentionally been left blank. The line loss factors that are approved by the BSC Panel for the applicable year and consequently published on the Elexon website will take precedence and be used in Settlement. This annex will be re-published once these values are available.
Western Power Distribution (West Midlands) plc - Illustrative LLFs for year beginning 1 April 2021
Time periods | Period 1 | Period 2 | Period 3 | Period 4
| (Name 1) | (Name 2) | (Name 3) | (Name 4)
Monday to Friday Mar to Oct |  |  | 00:30 – 07:30 | 07:30 – 00:30
Monday to Friday Nov to Feb | 16:00 – 19:00 | 07:30 – 16:00 19:00 – 20:00 | 00:30 – 07:30 | 20:00 – 00:30
Saturday and Sunday All Year |  |  | 00:30 – 07:30 | 07:30 – 00:30
Notes | All the above times are in UK Clock time
Generic demand and generation LLFs
Metered voltage, respective periods and associated LLFCs
Metered voltage | Period 1 | Period 2 | Period 3 | Period 4 | Associated LLFC
Low-voltage network
Low-voltage substation
High-voltage network
High-voltage substation
33kV generic
33kV generic
132kV generic
132kV generic
EHV site specific LLFs
Demand
Site | Period 1 | Period 2 | Period 3 | Period 4 | Associated LLFC
Site 1
Site 2
Site 3
Site 4
Site 5
EHV site specific LLFs
Generation
Site | Period 1 | Period 2 | Period 3 | Period 4 | Associated LLFC
Site 1
Site 2
Site 3
Site 4
Site 5

## Annex 6 New or Amended EHV
Back to Overview | [6 empty] | Note: The list of MPANs/MSIDs provided may be incomplete; the DNO reserves the right to apply the listed charges to any other MPANs/MSIDs associated with the site. If sites appear in both Annex 2 and Annex 6, the charges in Annex 6 take precedence. Where an existing Designated EHV Property is modified and energised in the charging year, we may revise the EDCM charges for the modified Designated EHV Property.
Annex 6 - Charges for New or Amended Designated EHV Properties
Western Power Distribution (West Midlands) plc - Effective from 1 April 2021 - Final new designated EHV charges
Effective from date | Import Unique Identifier | LLFC | Import MPANs/MSIDs | Export Unique Identifier | LLFC | Export MPANs/MSIDs | Name | Import Super Red unit charge (p/kWh) | Import fixed charge (p/day) | Import capacity charge (p/kVA/day) | Import exceeded capacity charge (p/kVA/day) | Export Super Red unit charge (p/kWh) | Export fixed charge (p/day) | Export capacity charge (p/kVA/day) | Export exceeded capacity charge (p/kVA/day)
| EDCM import 1 |  |  | EDCM export 1
| EDCM import 2 |  |  | EDCM export 2
| EDCM import 3 |  |  | EDCM export 3
| EDCM import 4 |  |  | EDCM export 4
| EDCM import 5 |  |  | EDCM export 5
| EDCM import 6 |  |  | EDCM export 6
| EDCM import 7 |  |  | EDCM export 7
| EDCM import 8 |  |  | EDCM export 8
| EDCM import 9 |  |  | EDCM export 9
| EDCM import 10 |  |  | EDCM export 10
Western Power Distribution (West Midlands) plc - Effective from 1 April 2021 - Final new designated EHV line loss factors
Effective from date | Import Unique Identifier | LLFC | Import MPANs/MSIDs | Export Unique Identifier | LLFC | Export MPANs/MSIDs | Name | Import LLF period 1 | Import LLF period 2 | Import LLF period 3 | Import LLF period 4 | Export LLF period 1 | Export LLF period 2 | Export LLF period 3 | Export LLF period 4
| EDCM Import 1 |  |  | EDCM Export 1
| EDCM Import 2 |  |  | EDCM Export 2
| EDCM Import 3 |  |  | EDCM Export 3
| EDCM Import 4 |  |  | EDCM Export 4
| EDCM Import 5 |  |  | EDCM Export 5
| EDCM Import 6 |  |  | EDCM Export 6
| EDCM Import 7 |  |  | EDCM Export 7
| EDCM Import 8 |  |  | EDCM Export 8
| EDCM Import 9 |  |  | EDCM Export 9
| EDCM Import 10 |  |  | EDCM Export 10

## Annex 7 Pass-Through Costs
Back to Overview
Western Power Distribution (West Midlands) plc - Effective from 1 April 2021 - Final Supplier of Last Resort and Eligible Bad Debt Pass-Through Costs
Tariff name | Open LLFCs / LDNO unique billing identifier | PCs | Supplier of Last Resort Fixed charge adder* p/MPAN/day | Excess Supplier of Last Resort Fixed charge adder** p/MPAN/day | Eligible Bad Debt Fixed charge adder*** p/MPAN/day
Domestic Aggregated | 1, 4, 632 | 0, 1 or 2 | 0.01 | 0 | 0.18
Non-Domestic Aggregated | 7, 10, 21, 19, 633, 322, 323 | 0 or 3-8 |  |  | 0.18
LV Site Specific | 127, 129 | 0 |  |  | 0.18
LV Sub Site Specific | 128 | 0 |  |  | 0.18
HV Site Specific | 365, 367 | 0 |  |  | 0.18
LV Site Specific Storage Import | LST | 0 |  |  | 0.18
LV Sub Site Specific Storage Import | SST | 0 |  |  | 0.18
HV Site Specific Storage Import | HST | 0 |  |  | 0.18
LDNO LV: Domestic Aggregated | TBC | 0, 1 or 2 | 0.01 | 0 | 0.18
LDNO LV: Non-Domestic Aggregated | TBC | 0 or 3-8 |  |  | 0.18
LDNO LV: LV Site Specific | TBC | 0 |  |  | 0.18
LDNO LV: LV Site Specific Storage Import | TBC | 0 |  |  | 0.18
LDNO HV: Domestic Aggregated | TBC | 0, 1 or 2 | 0.01 | 0 | 0.18
LDNO HV: Non-Domestic Aggregated | TBC | 0 or 3-8 |  |  | 0.18
LDNO HV: LV Site Specific | TBC | 0 |  |  | 0.18
LDNO HV: LV Sub Site Specific | TBC | 0 |  |  | 0.18
LDNO HV: HV Site Specific | TBC | 0 |  |  | 0.18
LDNO HV: LV Site Specific Storage Import | TBC | 0 |  |  | 0.18
LDNO HV: LV Sub Site Specific Storage Import | TBC | 0 |  |  | 0.18
LDNO HV: HV Site Specific Storage Import | TBC | 0 |  |  | 0.18
LDNO HVplus: Domestic Aggregated | TBC | 0, 1 or 2 | 0.01 | 0 | 0.18
LDNO HVplus: Non-Domestic Aggregated | TBC | 0 or 3-8 |  |  | 0.18
LDNO HVplus: LV Site Specific | TBC | 0 |  |  | 0.18
LDNO HVplus: LV Sub Site Specific | TBC | 0 |  |  | 0.18
LDNO HVplus: HV Site Specific | TBC | 0 |  |  | 0.18
LDNO HVplus: LV Site Specific Storage Import | TBC | 0 |  |  | 0.18
LDNO HVplus: LV Sub Site Specific Storage Import | TBC | 0 |  |  | 0.18
LDNO HVplus: HV Site Specific Storage Import | TBC | 0 |  |  | 0.18
LDNO EHV: Domestic Aggregated | TBC | 0, 1 or 2 | 0.01 | 0 | 0.18
LDNO EHV: Non-Domestic Aggregated | TBC | 0 or 3-8 |  |  | 0.18
LDNO EHV: LV Site Specific | TBC | 0 |  |  | 0.18
LDNO EHV: LV Sub Site Specific | TBC | 0 |  |  | 0.18
LDNO EHV: HV Site Specific | TBC | 0 |  |  | 0.18
LDNO EHV: LV Site Specific Storage Import | TBC | 0 |  |  | 0.18
LDNO EHV: LV Sub Site Specific Storage Import | TBC | 0 |  |  | 0.18
LDNO EHV: HV Site Specific Storage Import | TBC | 0 |  |  | 0.18
LDNO 132kV/EHV: Domestic Aggregated | TBC | 0, 1 or 2 | 0.01 | 0 | 0.18
LDNO 132kV/EHV: Non-Domestic Aggregated | TBC | 0 or 3-8 |  |  | 0.18
LDNO 132kV/EHV: LV Site Specific | TBC | 0 |  |  | 0.18
LDNO 132kV/EHV: LV Sub Site Specific | TBC | 0 |  |  | 0.18
LDNO 132kV/EHV: HV Site Specific | TBC | 0 |  |  | 0.18
LDNO 132kV/EHV: LV Site Specific Storage Import | TBC | 0 |  |  | 0.18
LDNO 132kV/EHV: LV Sub Site Specific Storage Import | TBC | 0 |  |  | 0.18
LDNO 132kV/EHV: HV Site Specific Storage Import | TBC | 0 |  |  | 0.18
LDNO 132kV: Domestic Aggregated | TBC | 0, 1 or 2 | 0.01 | 0 | 0.18
LDNO 132kV: Non-Domestic Aggregated | TBC | 0 or 3-8 |  |  | 0.18
LDNO 132kV: LV Site Specific | TBC | 0 |  |  | 0.18
LDNO 132kV: LV Sub Site Specific | TBC | 0 |  |  | 0.18
LDNO 132kV: HV Site Specific | TBC | 0 |  |  | 0.18
LDNO 132kV: LV Site Specific Storage Import | TBC | 0 |  |  | 0.18
LDNO 132kV: LV Sub Site Specific Storage Import | TBC | 0 |  |  | 0.18
LDNO 132kV: HV Site Specific Storage Import | TBC | 0 |  |  | 0.18
LDNO 0000: Domestic Aggregated | TBC | 0, 1 or 2 | 0.01 | 0 | 0.18
LDNO 0000: Non-Domestic Aggregated | TBC | 0 or 3-8 |  |  | 0.18
LDNO 0000: LV Site Specific | TBC | 0 |  |  | 0.18
LDNO 0000: LV Sub Site Specific | TBC | 0 |  |  | 0.18
LDNO 0000: HV Site Specific | TBC | 0 |  |  | 0.18
LDNO 0000: LV Site Specific Storage Import | TBC | 0 |  |  | 0.18
LDNO 0000: LV Sub Site Specific Storage Import | TBC | 0 |  |  | 0.18
LDNO 0000: HV Site Specific Storage Import | TBC | 0 |  |  | 0.18
*Supplier of Last Resort pass-through costs which are recovered on a two year lag allocated to all domestic tariffs with a fixed charge (including LDNO)
**Supplier of Last Resort pass-through costs which are not recovered on a two year lag allocated to all domestic tariffs with a fixed charge (including LDNO)
***Eligible Bad Debt pass-through costs allocated to all metered demand tariffs (including LDNO)

## Nodal prices
Back to Overview
Western Power Distribution (West Midlands) plc - Effective from 1 April 2021 - Final Nodal/Zonal charges
Node/Zone ID | Geographical name | Local charge 1 £/kVA | Remote charge 1 £/kVA
Bishops Wood 132kV |  | 0
Bishops Wood 132kV_Hereford (Bishops Wood) & Ludlow 132 66__ | Bishops Wood 132kV | 0
Bishops Wood 132kV_Stourport 132 66 & Upton Warren 132 66__ | Bishops Wood 132kV | 0
Bishops Wood 132kV_Stourport 132 33__ | Bishops Wood 132kV | 0
Bishops Wood 132kV_Ludlow 132 33__ | Bishops Wood 132kV | 0
_NO NAME_ [EAST33 1-EASTTEE-EASTTEE dum-P...] |  | 0
HYB:[Bishops Wood 132kV_Hereford (Bishops Wood) & Ludlow 132 66__] & [Bishops Wood 132kV_Stourport 132 66 & Upton Warren 132 66__]->Bishops Wood 132kV_Stourport 132 66 & Upton Warren 132 66_Kenswick 66 11 (T2 & T1 OS) | Bishops Wood 132kV | 0
HYB:[Bishops Wood 132kV_Stourport 132 66 & Upton Warren 132 66__] & [Bishops Wood 132kV_Stourport 132 33__]->Bishops Wood 132kV_Stourport 132 66 & Upton Warren 132 66_Stourport 66 11 (T3 T4 & T5) | Bishops Wood 132kV | 0
Bishops Wood 132kV_Stourport 132 66 & Upton Warren 132 66_Stourport 66 11 (T3 T4 & T5) | HYB:[Bishops Wood 132kV_Stourport 132 66 & Upton Warren 132 66__] & [Bishops Wood 132kV_Stourport 132 33__]->Bishops Wood 132kV_Stourport 132 66 & Upton Warren 132 66_Stourport 66 11 (T3 T4 & T5) | 0
Bishops Wood 132kV_Kidderminster 132 11 (GT1 GT2 & T3 OS)__ | Bishops Wood 132kV_Stourport 132 33__ | 0
Bishops Wood 132kV_Ludlow 132 33_Bishops Castle 33 11 (T1) | Bishops Wood 132kV_Ludlow 132 33__ | 0
Bishops Wood 132kV_Hereford (Bishops Wood) & Ludlow 132 66_Bodenham 66 11 | Bishops Wood 132kV_Hereford (Bishops Wood) & Ludlow 132 66__ | 0
Bishops Wood 132kV_Hereford (Bishops Wood) & Ludlow 132 66_Bromyard 66 11 | Bishops Wood 132kV_Hereford (Bishops Wood) & Ludlow 132 66__ | 0
Bishops Wood 132kV_Ludlow 132 33_Cleobury Mortimer 33 11 | Bishops Wood 132kV_Ludlow 132 33__ | 0
Bishops Wood 132kV_Ludlow 132 33_Craven Arms 33 11 | Bishops Wood 132kV_Ludlow 132 33__ | 0
Bishops Wood 132kV_Ludlow 132 33_Craven Arms 33 11 | Bishops Wood 132kV_Ludlow 132 33__ | 0
Bishops Wood 132kV_Stourport 132 66 & Upton Warren 132 66_Droitwich 66 11 (T1 T2) | Bishops Wood 132kV_Stourport 132 66 & Upton Warren 132 66__ | 0
Bishops Wood 132kV_Hereford (Bishops Wood) & Ludlow 132 66_Dymock 66 11 | Bishops Wood 132kV_Hereford (Bishops Wood) & Ludlow 132 66__ | 0
_NO NAME_ [HART11 1] | Bishops Wood 132kV_Stourport 132 66 & Upton Warren 132 66__ | 0
Bishops Wood 132kV_Stourport 132 66 & Upton Warren 132 66_Kenswick 66 11 (T2 & T1 OS) | HYB:[Bishops Wood 132kV_Hereford (Bishops Wood) & Ludlow 132 66__] & [Bishops Wood 132kV_Stourport 132 66 & Upton Warren 132 66__]->Bishops Wood 132kV_Stourport 132 66 & Upton Warren 132 66_Kenswick 66 11 (T2 & T1 OS) | 7.1614
Bishops Wood 132kV_Hereford (Bishops Wood) & Ludlow 132 66_Kington 66 11 | Bishops Wood 132kV_Hereford (Bishops Wood) & Ludlow 132 66__ | 0
Bishops Wood 132kV_Stourport 132 33_Kinver 33 11 (T1) | Bishops Wood 132kV_Stourport 132 33__ | 0
Bishops Wood 132kV_Hereford (Bishops Wood) & Ludlow 132 66_Presteigne 66 11 | Bishops Wood 132kV_Hereford (Bishops Wood) & Ludlow 132 66__ | 0
Bishops Wood 132kV_Hereford (Bishops Wood) & Ludlow 132 66_Knighton 66 11 | Bishops Wood 132kV_Hereford (Bishops Wood) & Ludlow 132 66__ | 0
Bishops Wood 132kV_Hereford (Bishops Wood) & Ludlow 132 66_Ledbury 66 11 (T1) | Bishops Wood 132kV_Hereford (Bishops Wood) & Ludlow 132 66__ | 0
Bishops Wood 132kV_Ludlow 132 33_Leebotwood 33 11 (T2) | _NO NAME_ [EAST33 1-EASTTEE-EASTTEE dum-P...] | 0
Bishops Wood 132kV_Hereford (Bishops Wood) & Ludlow 132 66_Leominster 66 11 | Bishops Wood 132kV_Hereford (Bishops Wood) & Ludlow 132 66__ | 0
Bishops Wood 132kV_Hereford (Bishops Wood) & Ludlow 132 66_Lower Chadnor 66 11 | Bishops Wood 132kV_Hereford (Bishops Wood) & Ludlow 132 66__ | 0
Bishops Wood 132kV_Ludlow 132 33_Ludlow 33 11 | Bishops Wood 132kV_Ludlow 132 33__ | 0
Bishops Wood 132kV_Hereford (Bishops Wood) & Ludlow 132 66_Madley 66 11 | Bishops Wood 132kV_Hereford (Bishops Wood) & Ludlow 132 66__ | 0
Bishops Wood 132kV_Malvern 132 11__ | Bishops Wood 132kV | 0
Bishops Wood 132kV_Hereford (Bishops Wood) & Ludlow 132 66_Ross 66 11 | Bishops Wood 132kV_Hereford (Bishops Wood) & Ludlow 132 66__ | 0
Bishops Wood 132kV_Hereford (Bishops Wood) & Ludlow 132 66_Newent 66 11 | Bishops Wood 132kV_Hereford (Bishops Wood) & Ludlow 132 66__ | 0
Bishops Wood 132kV_Warndon 132 11__ | Bishops Wood 132kV | 0
Bishops Wood 132kV_Hereford (Bishops Wood) & Ludlow 132 66_Peterchurch 66 11 | Bishops Wood 132kV_Hereford (Bishops Wood) & Ludlow 132 66__ | 0
Bishops Wood 132kV_Hereford (Bishops Wood) & Ludlow 132 66_Pontrilas 66 11 | Bishops Wood 132kV_Hereford (Bishops Wood) & Ludlow 132 66__ | 0
Bishops Wood 132kV_Stourport 132 33_Quatt 33 11 (T1) | Bishops Wood 132kV_Stourport 132 33__ | 0
Bishops Wood 132kV_Stourport 132 66 & Upton Warren 132 66_Redditch North 66 11 (T3) | Bishops Wood 132kV_Stourport 132 66 & Upton Warren 132 66__ | 0
_NO NAME_ [ROCF9ESS] | Bishops Wood 132kV_Ludlow 132 33__ | 0
Bishops Wood 132kV_Hereford (Bishops Wood) & Ludlow 132 66_St. Weonards 66 11 | Bishops Wood 132kV_Hereford (Bishops Wood) & Ludlow 132 66__ | 0
Bishops Wood 132kV_Worcester 132 11__ | Bishops Wood 132kV | 0
Bishops Wood 132kV_Ludlow 132 33_Stockton 33 11 | Bishops Wood 132kV_Ludlow 132 33__ | 0
Bishops Wood 132kV_Ludlow 132 33_Tenbury 33 11 | Bishops Wood 132kV_Ludlow 132 33__ | 0
Bishops Wood 132kV_Timberdine 132 11__ | Bishops Wood 132kV | 0
Bishops Wood 132kV_Upton Warren 132 11 (GT4 T1 & T2 OS)__ | Bishops Wood 132kV_Stourport 132 66 & Upton Warren 132 66__ | 0
Bishops Wood 132kV_Hereford (Bishops Wood) & Ludlow 132 66_Woofferton 66 11 | Bishops Wood 132kV_Hereford (Bishops Wood) & Ludlow 132 66__ | 0
Bishops Wood 132kV_Stourport 132 33_Wribbenhall 33 11 | Bishops Wood 132kV_Stourport 132 33__ | 0
Willenhall 132kV |  | 0
Rugeley 132kV |  | 0
Bustleholm 132kV |  | 0
Bushbury 132kV |  | 0
HYB:[Willenhall 132kV] & [Rugeley 132kV]->Rugeley 132kV_Burntwood 132 11 (GT1 GT2 & GT3)__ |  | 0
HYB:[Willenhall 132kV] & [Bustleholm 132kV]->Willenhall 132kV_Bentley 132 11 (GT1 & GT2)__ |  | 0
HYB:[Rugeley 132kV] & [Bushbury 132kV]->Bushbury 132kV_Stafford South 132 11 (GT1 & GT3)__ |  | 0
HYB:[Rugeley 132kV] & [Bushbury 132kV]->Bushbury 132kV_Network Rail Stafford (T1 & T2)__ |  | 0
HYB:[Rugeley 132kV] & [Bushbury 132kV]->Bushbury 132kV_Stafford 132 11 (GT1B & GT2B)__ |  | 0
Bushbury 132kV_Bushbury 132 33__ | Bushbury 132kV | 0
_NO NAME_ [BELL3GEN] | Rugeley 132kV | 0
_NO NAME_ [BLXESS33] | Bustleholm 132kV | 0
_NO NAME_ [Busbar1-FRYR33GE] | Rugeley 132kV | 0
Bustleholm 132kV_Network Rail Smethwick__ | Bustleholm 132kV | 0
Bushbury 132kV_Network Rail Stafford (T1 & T2)__ | HYB:[Rugeley 132kV] & [Bushbury 132kV]->Bushbury 132kV_Network Rail Stafford (T1 & T2)__ | 0
Willenhall 132kV_Network Rail Willenhall__ | Willenhall 132kV | 0
Bustleholm 132kV_Network Rail Winson Green__ | Bustleholm 132kV | 0
Willenhall 132kV_Wolverhampton 132 33__ | Willenhall 132kV | 0
Bushbury 132kV_Bushbury 132 33_Albrighton 33 11 (T1A) |  | 0
Bushbury 132kV_Bushbury 132 11__ | Bushbury 132kV | 0
Willenhall 132kV_Bentley 132 11 (GT1 & GT2)__ | HYB:[Willenhall 132kV] & [Bustleholm 132kV]->Willenhall 132kV_Bentley 132 11 (GT1 & GT2)__ | 0
Rugeley 132kV_Cannock 132 11 (GT1 & GT2 GT3)__ | Rugeley 132kV | 0
Rugeley 132kV_Lichfield 132 11__ | Rugeley 132kV | 0
Rugeley 132kV_Burntwood 132 11 (GT1 GT2 & GT3)__ | HYB:[Willenhall 132kV] & [Rugeley 132kV]->Rugeley 132kV_Burntwood 132 11 (GT1 GT2 & GT3)__ | 0
Bustleholm 132kV_Bustleholm 132 11__ | Bustleholm 132kV | 0
Bustleholm 132kV_Winson Green 132 11__ | Bustleholm 132kV | 0
_NO NAME_ [DELL GEN] | Bushbury 132kV_Bushbury 132 33__ | 0
Bustleholm 132kV_Smethwick 132 11__ | Bustleholm 132kV | 2.1718
Bushbury 132kV_Bushbury 132 33_Four Ashes 33 11 | Bushbury 132kV_Bushbury 132 33__ | 0
Bushbury 132kV_Stafford South 132 11 (GT1 & GT3)__ | HYB:[Rugeley 132kV] & [Bushbury 132kV]->Bushbury 132kV_Stafford South 132 11 (GT1 & GT3)__ | 0
Bustleholm 132kV_Ladywood 132 11__ | Bustleholm 132kV | 0
Bushbury 132kV_Bushbury 132 33_I54 | Bushbury 132kV_Bushbury 132 33__ | 0
Bustleholm 132kV_Kingstanding 132 11__ | Bustleholm 132kV | 0
Bustleholm 132kV_Perry Barr 132 11__ | Bustleholm 132kV | 0
Rugeley 132kV_Rugeley Town 132 11__ | Rugeley 132kV | 0
Bustleholm 132kV_Rushall 132 11__ | Bustleholm 132kV | 0
Bushbury 132kV_Stafford 132 11 (GT1B & GT2B)__ | HYB:[Rugeley 132kV] & [Bushbury 132kV]->Bushbury 132kV_Stafford 132 11 (GT1B & GT2B)__ | 0
Bushbury 132kV_Wednesfield 132 11__ | Bushbury 132kV | 0
Willenhall 132kV_Willenhall 132 11 (GT2B GT4B GT1)__ | Willenhall 132kV | 0
_NO NAME_ [WOLP11GEN] | Willenhall 132kV_Wolverhampton 132 33__ | 0
Willenhall 132kV_Wolverhampton 132 11 (GT1 GT2 & T5)__ | Willenhall 132kV_Wolverhampton 132 33__ | 0
_NO NAME_ [WWS 11] | Willenhall 132kV_Wolverhampton 132 33__ | 0
Cellarhead 132kV |  | 0
Cellarhead 132kV_Meaford 'C' 132 33__ | Cellarhead 132kV | 0
Cellarhead 132kV_Boothen 132 33__ | Cellarhead 132kV | 0
Cellarhead 132kV_Forsbrook 132 33__ | Cellarhead 132kV | 0
Cellarhead 132kV_Whitfield 132 33__ | Cellarhead 132kV | 0
Cellarhead 132kV_WHIC33 2__ | Cellarhead 132kV | 0
Cellarhead 132kV_Network Rail Kidsgrove__ | Cellarhead 132kV | 0
Cellarhead 132kV_Longton 132 33__ | Cellarhead 132kV | 0
Cellarhead 132kV_Newcastle 132 33__ | Cellarhead 132kV | 0
HYB:[Cellarhead 132kV_Meaford 'C' 132 33__] & [Cellarhead 132kV_Forsbrook 132 33__]->Cellarhead 132kV_Forsbrook 132 33_Simplex 33 11 | Cellarhead 132kV | 0
Cellarhead 132kV_Meaford 'C' 132 33_Bearstone 33 11 | Cellarhead 132kV_Meaford 'C' 132 33__ | 0
Cellarhead 132kV_Boothen 132 11 (GT1B GT2B & T3)__ | Cellarhead 132kV | 0
Cellarhead 132kV_Boothen 132 11 (GT1B GT2B & T3)__ | Cellarhead 132kV_Boothen 132 33__ | 0
Cellarhead 132kV_Burslem 132 11__ | Cellarhead 132kV | 0
Cellarhead 132kV_Forsbrook 132 33_Cauldon 33 11 | Cellarhead 132kV_Forsbrook 132 33__ | 0
_NO NAME_ [CHAT11GEN] | Cellarhead 132kV_Whitfield 132 33__ | 0
Cellarhead 132kV_Forsbrook 132 33_Cheadle 33 11 (T1 & T2) | Cellarhead 132kV_Forsbrook 132 33__ | 0
Cellarhead 132kV_Whitfield 132 33_Cheddleton 33 11 | Cellarhead 132kV_Whitfield 132 33__ | 0
Cellarhead 132kV_Meaford 'C' 132 33_Cotes Heath 33 11 | Cellarhead 132kV_Meaford 'C' 132 33__ | 0
Cellarhead 132kV_Whitfield 132 33_Congleton 33 11 | Cellarhead 132kV_Whitfield 132 33__ | 0
Cellarhead 132kV_Meaford 'C' 132 33_Eccleshall 33 11 | Cellarhead 132kV_Meaford 'C' 132 33__ | 0
Cellarhead 132kV_Whitfield 132 33_Endon 33 11 | Cellarhead 132kV_Whitfield 132 33__ | 0
Cellarhead 132kV_Longton 132 11__ | Cellarhead 132kV | 0
Cellarhead 132kV_Forsbrook 132 33_Froghall 33 11 | Cellarhead 132kV_Forsbrook 132 33__ | 0
Cellarhead 132kV_Meaford 'C' 132 33_Gnosall 33 11 | Cellarhead 132kV_Meaford 'C' 132 33__ | 0
Cellarhead 132kV_Whitfield 132 33_Goldenhill Bank 33 11 | Cellarhead 132kV_Whitfield 132 33__ | 0
_NO NAME_ [HAWD11] | Cellarhead 132kV_Boothen 132 33__ | 0
Cellarhead 132kV_Meaford 'C' 132 33_High Offley 33 11 | Cellarhead 132kV_Meaford 'C' 132 33__ | 0
Cellarhead 132kV_Meaford 'C' 132 33_Hill Chorlton 33 11 | Cellarhead 132kV_Meaford 'C' 132 33__ | 25.3726
Cellarhead 132kV_Meaford 'C' 132 33_Hinstock 33 11 | Cellarhead 132kV_Meaford 'C' 132 33__ | 0
Cellarhead 132kV_Newcastle 132 11__ | Cellarhead 132kV | 0
Cellarhead 132kV_Meaford 'C' 132 33_Hookgate 33 11 | Cellarhead 132kV_Meaford 'C' 132 33__ | 0
Cellarhead 132kV_Forsbrook 132 33_Kingsley Holt 33 11 | Cellarhead 132kV_Forsbrook 132 33__ | 0
Cellarhead 132kV_Forsbrook 132 33_Kingsley Holt 33 11 | Cellarhead 132kV_Forsbrook 132 33__ | 0
Cellarhead 132kV_Whitfield 132 33_Knypersley 33 11 | Cellarhead 132kV_Whitfield 132 33__ | 0
Cellarhead 132kV_Whitfield 132 33_Leek 33 11 | Cellarhead 132kV_Whitfield 132 33__ | 0
Cellarhead 132kV_Meaford 'C' 132 33_Market Drayton 33 11 | Cellarhead 132kV_Meaford 'C' 132 33__ | 0
Cellarhead 132kV_Meaford 'C' 132 33_Meaford 33 11 | Cellarhead 132kV_Meaford 'C' 132 33__ | 0
Cellarhead 132kV_Newcastle 132 33_Scot Hay 33 11 | Cellarhead 132kV_Newcastle 132 33__ | 0
Cellarhead 132kV_Forsbrook 132 33_Simplex 33 11 | HYB:[Cellarhead 132kV_Meaford 'C' 132 33__] & [Cellarhead 132kV_Forsbrook 132 33__]->Cellarhead 132kV_Forsbrook 132 33_Simplex 33 11 | 0
Cellarhead 132kV_Stagefields 132 11__ | Cellarhead 132kV | 0
Cellarhead 132kV_Forsbrook 132 33_Stagefields 33 11 (T6) | Cellarhead 132kV_Forsbrook 132 33__ | 0
_NO NAME_ [STAU9GEN] | Cellarhead 132kV_Newcastle 132 33__ | 0
_NO NAME_ [STOK GT 11] | Cellarhead 132kV_Boothen 132 33__ | 0
Cellarhead 132kV_Newcastle 132 33_Talke 33 11 | Cellarhead 132kV_Newcastle 132 33__ | 0
Cellarhead 132kV_Forsbrook 132 33_Tean 33 11 | Cellarhead 132kV_Forsbrook 132 33__ | 0
Cellarhead 132kV_Whitfield 132 33_Whitfield 33 11 | Cellarhead 132kV_Whitfield 132 33__ | 0
Feckenham 66kV |  | 0
_NO NAME_ [BEED9PV-DRAF11 1-BROD9PV-LEYD9...] | Feckenham 66kV | 0
Feckenham 132kV_Bevington 66 11__ | Feckenham 66kV | 0
Feckenham 132kV_Bloxham 66 11__ | Feckenham 66kV | 0
Feckenham 132kV_Broadway 66 11__ | Feckenham 66kV | 0
Feckenham 132kV_Brotheridge Green 66 11__ | Feckenham 66kV | 0
_NO NAME_ [DRAF11 2-LUCS9PV-OAKD9PV-POPD9...] | Feckenham 66kV | 0
Feckenham 132kV_Droitwich 66 11 (T3)__ | Feckenham 66kV | 0
Feckenham 132kV_Epwell 66 11__ | Feckenham 66kV | 0
Feckenham 132kV_Evesham 66 11__ | Feckenham 66kV | 2.5537
Feckenham 132kV_Feckenham 66 11__ | Feckenham 66kV | 0
Feckenham 132kV_Great Alne 66 11__ | Feckenham 66kV | 0
Feckenham 132kV_Pershore 66 11__ | Feckenham 66kV | 0
Feckenham 132kV_Ipsley 66 11__ | Feckenham 66kV | 0
Feckenham 132kV_Ledbury 66 11 (T2)__ | Feckenham 66kV | 0
Feckenham 132kV_Long Marston 66 11__ | Feckenham 66kV | 0
Feckenham 132kV_Moreton 66 11__ | Feckenham 66kV | 0
Feckenham 132kV_Northwick Estates Solar generation__ | Feckenham 66kV | 0
Feckenham 132kV_Redditch North 66 11__ | Feckenham 66kV | 0
Feckenham 132kV_Redditch South 66 11__ | Feckenham 66kV | 0
Feckenham 132kV_Stratford 66 11__ | Feckenham 66kV | 0
Feckenham 132kV_Shipston 66 11__ | Feckenham 66kV | 0
Feckenham 132kV_Stow 66 11__ | Feckenham 66kV | 0
Feckenham 132kV_Stratford 66 11__ | Feckenham 66kV | 0
Feckenham 132kV_Stratford 66 11__ | Feckenham 66kV | 0
Feckenham 132kV_Strensham 66 11__ | Feckenham 66kV | 0
Feckenham 132kV_Tewkesbury 66 11__ | Feckenham 66kV | 0
Feckenham 132kV_Wormington 66 11__ | Feckenham 66kV | 0
Iron Acton 132kV |  | 0
Iron Acton 132kV_Chipping Sodbury 132 33 | Iron Acton 132kV | 0
Iron Acton 132kV_Ryeford 132 33__ | Iron Acton 132kV | 4.3518
Bradley Stoke 132kV_Bradley Stoke 132 33__ | Iron Acton 132kV | 0
Iron Acton 132kV_FEER3J__ | Iron Acton 132kV | 1.6494
Iron Acton 132kV_FEER3K__ | Iron Acton 132kV | 0
Iron Acton 132kV_LOLE3J__ | Iron Acton 132kV | 0
Iron Acton 132kV_LOLE3K__ | Iron Acton 132kV | 0
Iron Acton 132kV_Chipping Sodbury 132 33_Alveston 33 11 | Iron Acton 132kV_Chipping Sodbury 132 33_Hammerley Down 33 11 | 0
Iron Acton 132kV_Ryeford 132 33_Berkeley 33 11 | Iron Acton 132kV_Ryeford 132 33__ | 0
Iron Acton 132kV_Ryeford 132 33_Camp 33 11 | Iron Acton 132kV_Ryeford 132 33__ | 0
Iron Acton 132kV_Ryeford 132 33_Cherington 33 11 | Iron Acton 132kV_Ryeford 132 33__ | 0
Iron Acton 132kV_Chipping Sodbury 132 11 (GT1 GT2 & T3)__ | Iron Acton 132kV_Chipping Sodbury 132 33_Hammerley Down 33 11 | 0
Iron Acton 132kV_Chipping Sodbury 132 33_Cowhorn 33 11 | Iron Acton 132kV_Chipping Sodbury 132 33_Hammerley Down 33 11 | 0
Iron Acton 132kV_Ryeford 132 33_Dudbridge 33 11 | Iron Acton 132kV_Ryeford 132 33__ | 0
Iron Acton 132kV_Ryeford 132 33_Dursley 33 11 | Iron Acton 132kV_Ryeford 132 33__ | 0
Iron Acton 132kV_Ryeford 132 33_Netherhills 33 11 | Iron Acton 132kV_Ryeford 132 33__ | 0
Iron Acton 132kV_Chipping Sodbury 132 33_Hammerley Down 33 11 | Iron Acton 132kV_Chipping Sodbury 132 33_Hammerley Down 33 11 | 0
Iron Acton 132kV_Chipping Sodbury 132 33_Naishcombe Hill 33 11 | Iron Acton 132kV_Chipping Sodbury 132 33_Hammerley Down 33 11 | 0
Iron Acton 132kV_Chipping Sodbury 132 33_Oxbridge 33 11 | Iron Acton 132kV_Chipping Sodbury 132 33_Hammerley Down 33 11 | 0
Iron Acton 132kV_Ryeford 132 33_Ryeford 33 11 | Iron Acton 132kV_Ryeford 132 33__ | 0
Ironbridge & Shrewsbury 132kV |  | 0
Ironbridge & Shrewsbury 132kV_Shrewsbury 132 33__ | Ironbridge & Shrewsbury 132kV | 1.4523
_NO NAME_ [BISC33 1-CRAA33 2-CRAA33 1-CRA...] |  | 0
Ironbridge & Shrewsbury 132kV_Ironbridge 132 33__ | Ironbridge & Shrewsbury 132kV | 1.8211
Ironbridge & Shrewsbury 132kV_Ketley 132 33__ | Ironbridge & Shrewsbury 132kV | 0
_NO NAME_ [SINW-SINW33] | Ironbridge & Shrewsbury 132kV | 0
_NO NAME_ [BATT11] |  | 0
Ironbridge & Shrewsbury 132kV_Shrewsbury 132 33_Bayston Hill 33 11 | Ironbridge & Shrewsbury 132kV_Shrewsbury 132 33__ | 0
Ironbridge & Shrewsbury 132kV_Shrewsbury 132 33_Berrington 33 11 | Ironbridge & Shrewsbury 132kV_Shrewsbury 132 33__ | 0
Ironbridge & Shrewsbury 132kV_Shrewsbury 132 33_Weir Hill 33 11 | Ironbridge & Shrewsbury 132kV_Shrewsbury 132 33__ | 0
Ironbridge & Shrewsbury 132kV_Shrewsbury 132 33_Bishops Castle 33 11 (T2) | Ironbridge & Shrewsbury 132kV_Shrewsbury 132 33__ | 0
Ironbridge & Shrewsbury 132kV_Ironbridge 132 33_Broseley 33 11 | Ironbridge & Shrewsbury 132kV_Ironbridge 132 33__ | 0
Ironbridge & Shrewsbury 132kV_Ironbridge 132 33_Broseley 33 11 | Ironbridge & Shrewsbury 132kV_Ironbridge 132 33__ | 0
Ironbridge & Shrewsbury 132kV_Ketley 132 11 (GT4 T1 & T2 HS)__ | Ironbridge & Shrewsbury 132kV_Ketley 132 33__ | 0
Ironbridge & Shrewsbury 132kV_Shrewsbury 132 33_Spring Gardens | Ironbridge & Shrewsbury 132kV_Shrewsbury 132 33__ | 0
Ironbridge & Shrewsbury 132kV_Ketley 132 33_Donnington 33 11 | Ironbridge & Shrewsbury 132kV_Ketley 132 33__ | 0
Ironbridge & Shrewsbury 132kV_Shrewsbury 132 33_Dothill 33 11 (T1 & T2) | Ironbridge & Shrewsbury 132kV_Shrewsbury 132 33__ | 0
Ironbridge & Shrewsbury 132kV_Shrewsbury 132 33_Dothill 33 11 (T1 & T2) | Ironbridge & Shrewsbury 132kV_Ketley 132 33__ | 0
Ironbridge & Shrewsbury 132kV_Ironbridge 132 33_Easthope 33 11 | Ironbridge & Shrewsbury 132kV_Ironbridge 132 33__ | 0
Ironbridge & Shrewsbury 132kV_Ketley 132 33_Snedshill 33 11 | Ironbridge & Shrewsbury 132kV_Ketley 132 33__ | 0
Ironbridge & Shrewsbury 132kV_Ketley 132 33_Newport 33 11 | Ironbridge & Shrewsbury 132kV_Ketley 132 33__ | 0
Ironbridge & Shrewsbury 132kV_Ironbridge 132 33_Halesfield 33 11 | Ironbridge & Shrewsbury 132kV_Ironbridge 132 33__ | 0
Ironbridge & Shrewsbury 132kV_Shrewsbury 132 33_Harlescott 33 11 | Ironbridge & Shrewsbury 132kV_Shrewsbury 132 33__ | 0
Ironbridge & Shrewsbury 132kV_Hortonwood 132 11__ | Ironbridge & Shrewsbury 132kV | 0
Ironbridge & Shrewsbury 132kV_Shrewsbury 132 33_Leaton 33 11 | Ironbridge & Shrewsbury 132kV_Shrewsbury 132 33__ | 0
Ironbridge & Shrewsbury 132kV_Ironbridge 132 33_Madeley 33 11 | Ironbridge & Shrewsbury 132kV_Ironbridge 132 33__ | 0
Ironbridge & Shrewsbury 132kV_Shrewsbury 132 33_Malehurst 33 11 | Ironbridge & Shrewsbury 132kV_Shrewsbury 132 33__ | 0
Ironbridge & Shrewsbury 132kV_Shrewsbury 132 33_Priest Weston 33 11 | Ironbridge & Shrewsbury 132kV_Shrewsbury 132 33__ | 0
Ironbridge & Shrewsbury 132kV_Ironbridge 132 33_Quatt 33 11 (T2) | Ironbridge & Shrewsbury 132kV_Ironbridge 132 33__ | 0
Ironbridge & Shrewsbury 132kV_Shrewsbury 132 33_Roushill 33 11 | Ironbridge & Shrewsbury 132kV_Shrewsbury 132 33__ | 0
Ironbridge & Shrewsbury 132kV_Shrewsbury 132 33_Rowton 33 11 | Ironbridge & Shrewsbury 132kV_Shrewsbury 132 33__ | 0
Ironbridge & Shrewsbury 132kV_Ketley 132 33_Sankey 33 11 (T1) | Ironbridge & Shrewsbury 132kV_Ketley 132 33__ | 0
Ironbridge & Shrewsbury 132kV_Ketley 132 33_Sankey 33 11 (T2) | Ironbridge & Shrewsbury 132kV_Ketley 132 33__ | 0
Ironbridge & Shrewsbury 132kV_Ketley 132 33_Shifnal 33 11 | Ironbridge & Shrewsbury 132kV_Ketley 132 33__ | 0
_NO NAME_ [SINW_GAS] | _NO NAME_ [SINW-SINW33] | 0
Ironbridge & Shrewsbury 132kV_Ironbridge 132 33_Star Aluminium B 33 11 (T1 & T3) | Ironbridge & Shrewsbury 132kV_Ironbridge 132 33__ | 0
Ironbridge & Shrewsbury 132kV_Ironbridge 132 33_Star Aluminium A 33 11 (T2) | Ironbridge & Shrewsbury 132kV_Ironbridge 132 33__ | 0
_NO NAME_ [SWNC GEN] | Ironbridge & Shrewsbury 132kV_Ironbridge 132 33__ | 0
Ironbridge & Shrewsbury 132kV_Ironbridge 132 33_Worfield 33 11 | Ironbridge & Shrewsbury 132kV_Ironbridge 132 33__ | 0
Nechells 132kV |  | 0
Kitwell 132kV |  | 0
Lea Marston 132kV |  | 0
HYB:[Nechells 132kV] & [Lea Marston 132kV]->Nechells 132kV_Castle Bromwich 132 11 (GT1 & GT2)__ |  | 0
HYB:[Nechells 132kV] & [Lea Marston 132kV]->Nechells 132kV_Boughton Road 132 11 (GT1 & GT2)__ |  | 0
HYB:[Kitwell 132kV] & [Lea Marston 132kV]->Kitwell 132kV_Shirley 132 11 (GT2 GT3 & GT1)__ |  | 0
Lea Marston 132kV_Tamworth and Tamworth Town__ | Lea Marston 132kV | 0
Lea Marston 132kV_Tamworth and Tamworth Town__ | Lea Marston 132kV | 0
Lea Marston 132kV_Network Rail Tamworth__ | Lea Marston 132kV | 0
Nechells 132kV_Network Rail Washwood Heath__ | Nechells 132kV | 0
Lea Marston 132kV_Tamworth and Tamworth Town_Apollo | Lea Marston 132kV_Tamworth and Tamworth Town__ | 0
Nechells 132kV_Summer Lane 132 11__ | Nechells 132kV | 0
Lea Marston 132kV_Tamworth and Tamworth Town_Atherstone | Lea Marston 132kV_Tamworth and Tamworth Town__ | 0
Lea Marston 132kV_Tamworth and Tamworth Town_Polesworth | Lea Marston 132kV_Tamworth and Tamworth Town__ | 0
Kitwell 132kV_Bartley Green 132 11__ | Kitwell 132kV | 0
Lea Marston 132kV_Tamworth and Tamworth Town_Tamworth 11 | Lea Marston 132kV_Tamworth and Tamworth Town__ | 0
Nechells 132kV_Boughton Road 132 11 (GT1 & GT2)__ | HYB:[Nechells 132kV] & [Lea Marston 132kV]->Nechells 132kV_Boughton Road 132 11 (GT1 & GT2)__ | 0
Lea Marston 132kV_Tamworth and Tamworth Town_Birch Coppice | Lea Marston 132kV_Tamworth and Tamworth Town__ | 0
Nechells 132kV_Bordesley 132 11__ | Nechells 132kV | 0
Kitwell 132kV_Bournville 132 11__ | Kitwell 132kV | 0
Nechells 132kV_Castle Bromwich 132 11 (GT1 & GT2)__ | HYB:[Nechells 132kV] & [Lea Marston 132kV]->Nechells 132kV_Castle Bromwich 132 11 (GT1 & GT2)__ | 0
Nechells 132kV_Cheapside 132 11__ | Nechells 132kV | 0
Kitwell 132kV_Chad Valley 132 11__ | Kitwell 132kV | 0
Nechells 132kV_Chester Street 132 11__ | Nechells 132kV | 0
Lea Marston 132kV_Chelmsley Wood 132 11__ | Lea Marston 132kV | 0
Lea Marston 132kV_Copt Heath 132 11__ | Lea Marston 132kV | 0
Lea Marston 132kV_Elmdon 132 11__ | Lea Marston 132kV | 0
Nechells 132kV_Erdington 132 11__ | Nechells 132kV | 0
_NO NAME_ [FORD UT1-FORD11 1] | Nechells 132kV | 0
Lea Marston 132kV_Hams Hall South 132 11__ | Lea Marston 132kV | 0
Kitwell 132kV_Halesowen 132 11__ | Kitwell 132kV | 0
Kitwell 132kV_Hall Green 132 11__ | Kitwell 132kV | 0
Nechells 132kV_Sparkbrook 132 11__ | Nechells 132kV | 0
Kitwell 132kV_Highters Heath 132 11__ | Kitwell 132kV | 0
Nechells 132kV_Hockley 132 11__ | Nechells 132kV | 0
Nechells 132kV_Nechells West 132 11__ | Nechells 132kV | 0
Lea Marston 132kV_Kitts Green 132 11 (GT1 GT2 GT3)__ | Lea Marston 132kV | 0
Lea Marston 132kV_Kitts Green 132 11 (GT1 GT2 GT3)__ | Lea Marston 132kV | 0
Lea Marston 132kV_Kitts Green 132 11 (GT1 GT2 GT3)__ | Lea Marston 132kV | 0
Kitwell 132kV_Longbridge 132 11__ | Kitwell 132kV | 2.4437
Lea Marston 132kV_Solihull 132 11__ | Lea Marston 132kV | 0
Nechells 132kV_Summer Lane 132 11__ | Nechells 132kV | 0
Kitwell 132kV_Rednal 132 11__ | Kitwell 132kV | 0
Kitwell 132kV_Selly Oak 132 11__ | Kitwell 132kV | 0
Kitwell 132kV_Shirley 132 11 (GT2 GT3 & GT1)__ | HYB:[Kitwell 132kV] & [Lea Marston 132kV]->Kitwell 132kV_Shirley 132 11 (GT2 GT3 & GT1)__ | 0
Lea Marston 132kV_Sutton Coldfield 132 11__ | Lea Marston 132kV | 0
Lea Marston 132kV_Tamworth Town 132 11__ | Lea Marston 132kV | 0
_NO NAME_ [TWD 11 1] | Nechells 132kV | 0
Kitwell 132kV_Univ. of Birmingham 132 11__ | Kitwell 132kV | 0
Lea Marston 132kV_Tamworth and Tamworth Town_Wood End | Lea Marston 132kV_Tamworth and Tamworth Town__ | 0
Ocker Hill 132kV |  | 0
Ocker Hill 132kV_Ocker Hill 132 33__ | Ocker Hill 132kV | 0
_NO NAME_ [OCKH33 3-SAND33GE-WEDP33 GEN] | Ocker Hill 132kV | 0
Ocker Hill 132kV_Black Lake 132 11__ | Ocker Hill 132kV | 0
Ocker Hill 132kV_Ocker Hill 132 11__ | Ocker Hill 132kV | 0
_NO NAME_ [SAND9GE] | _NO NAME_ [OCKH33 3-SAND33GE-WEDP33 GEN] | 0
_NO NAME_ [WEDP9 GEN] | _NO NAME_ [OCKH33 3-SAND33GE-WEDP33 GEN] | 0
Oldbury 132kV |  | 0
Oldbury 132kV_Oldbury 132 33_Union Road generation | Oldbury 132kV | 0
Oldbury 132kV_Birchfield Lane 132 11__ | Oldbury 132kV | 0
_NO NAME_ [GIFW11 GEN] | Oldbury 132kV | 0
Oldbury 132kV_Tividale 132 11__ | Oldbury 132kV | 0
Oldbury 132kV_Oldbury 132 11 (GT1 T5)__ | Oldbury 132kV_Oldbury 132 33_Union Road generation | 0
_NO NAME_ [UNIR51GE-UNIR5T-UNIR52GE] | Oldbury 132kV_Oldbury 132 33_Union Road generation | 0
Penn 132kV |  | 0
Penn 132kV_Wolverhampton West 132 33__ | Penn 132kV | 0
Penn 132kV_Hinksford 132 33__ | Penn 132kV | 1.2657
Penn 132kV_Wolverhampton West 132 33_Albrighton 33 11 (T2A) | Penn 132kV_Wolverhampton West 132 33__ | 0
Penn 132kV_Coseley 132 11__ | Penn 132kV | 0
Penn 132kV_Dudley 132 11__ | Penn 132kV | 0
Penn 132kV_Hinksford 132 11 (GT1B GT2B & T5 OS)__ | Penn 132kV_Hinksford 132 33__ | 0.9347
_NO NAME_ [Hinksford diesel generation] | Penn 132kV_Hinksford 132 33__ | 0
Penn 132kV_Hinksford 132 33_Kinver 33 11 (T2) | Penn 132kV_Hinksford 132 33__ | 0
Penn 132kV_Lye 132 11__ | Penn 132kV | 0
_NO NAME_ [Langley Generation STOR] | Penn 132kV | 0
Penn 132kV_Wolverhampton West 132 33_Pattingham 33 11 | Penn 132kV_Wolverhampton West 132 33__ | 0
Penn 132kV_Wolverhampton West 132 33_Wolverhampton West 33 11 | Penn 132kV_Wolverhampton West 132 33__ | 0
Penn 132kV_Woodside 132 11__ | Penn 132kV | 0
Port Ham 132kV |  | 8.2394
_NO NAME_ [CAMB 2-IROA M-RYEF 1-IROA R-C...] |  | 0
Port Ham 132kV_Cheltenham 132 66__ | Port Ham 132kV | 0
Port Ham 132kV_Hereford (Walham) 132 66_ | Port Ham 132kV | 0
Port Ham 132kV_Lydney 132 33__ | Port Ham 132kV | 2.2381
Port Ham 132kV_Castle Meads 132 33__ | Port Ham 132kV | 0
Port Ham 132kV_Lydney 132 33_Mitcheldean 33 11 | Port Ham 132kV_Lydney 132 33__ | 0
Port Ham 132kV_Cheltenham 132 66_Alderton 66 11 | Port Ham 132kV_Cheltenham 132 66__ | 0
Port Ham 132kV_Eastern Avenue 132 11__ | Port Ham 132kV | 0
Port Ham 132kV_Lydney 132 33_Bilson 33 11 | Port Ham 132kV_Lydney 132 33__ | 0
Port Ham 132kV_Cheltenham 132 66_Bishops Cleeve 66 11 | Port Ham 132kV_Cheltenham 132 66__ | 0
Port Ham 132kV_Lydney 132 33_Bixhead 33 11 | Port Ham 132kV_Lydney 132 33__ | 0
_NO NAME_ [BRIR5STOR] | Port Ham 132kV_Castle Meads 132 33__ | 0
Port Ham 132kV_Castle Meads 132 33_Brockworth 33 11 | Port Ham 132kV_Castle Meads 132 33__ | 0
Port Ham 132kV_Cheltenham 132 11__ | Port Ham 132kV | 1.991
Port Ham 132kV_Commercial Road 132 11 (GT1 & TA TB)__ | Port Ham 132kV_Castle Meads 132 33__ | 0
Port Ham 132kV_Hereford (Walham) 132 66_Hereford South 66 11 | Port Ham 132kV_Hereford (Walham) 132 66_ | 0
Port Ham 132kV_Lydney 132 33_Elton 33 11 | Port Ham 132kV_Lydney 132 33__ | 0
Port Ham 132kV_Hereford (Walham) 132 66_Hereford North 66 11 | Port Ham 132kV_Hereford (Walham) 132 66_ | 0
Port Ham 132kV_Hereford (Walham) 132 66_Hereford North 66 11 | Port Ham 132kV_Hereford (Walham) 132 66_ | 0
Port Ham 132kV_Castle Meads 132 33_Rotol 33 11 | Port Ham 132kV_Castle Meads 132 33__ | 0
Port Ham 132kV_Lydney 132 33_Lydney 33 11 | Port Ham 132kV_Lydney 132 33__ | 0
Port Ham 132kV_Marle Hill 132 11 (GT1 & TD TC OS)__ | Port Ham 132kV_Cheltenham 132 66__ | 0
Port Ham 132kV_Lydney 132 33_Mead Lane 33 11 | Port Ham 132kV_Lydney 132 33__ | 0
Port Ham 132kV_Montpellier 132 11__ | Port Ham 132kV | 0
Port Ham 132kV_Castle Meads 132 33_Tuffley 33 11 (T1A T2A & T1B T2B) | Port Ham 132kV_Castle Meads 132 33__ | 0
Port Ham 132kV_Lydney 132 33_Princess Royal 33 11 | Port Ham 132kV_Lydney 132 33__ | 0
Port Ham 132kV_Lydney 132 33_Stowfield 33 11 | Port Ham 132kV_Lydney 132 33__ | 0
_NO NAME_ [SUDR9GEN] | Port Ham 132kV_Castle Meads 132 33__ | 0
Port Ham 132kV_Tewkesbury 132 11__ | Port Ham 132kV | 0

## SSC unit rate lookup
Back to Overview
Standard Settlement Configuration Id | Standard Settlement Configuration Desc | Common Decode | Change implemented | Date | Comments
3 | 10-hour OP | A/R | Notes updated | 2019-06-10 | Updated to reflect DCP 268 which delinks all tariffs from the TPR bands
4 | 10-hour OP | A/R | Code 1 & 2 changed to A | 2019-06-10 | Updated to reflect DCP 268 which delinks all tariffs from the TPR bands
5 | 10-hour OP + w/e | A/R | Code O changed to A/R | 2019-06-10 | Updated to reflect DCP 268 which delinks all tariffs from the TPR bands
6 | 10.5-hour OP | A/R | Removed TPR | 2019-06-10 | Removed TPR lookup element as this no longer effects which rate to apply
7 | 10.5-hour OP | A/R
8 | 10.5-hour OP | A/R
9 | 10.5-hour OP | A/R
10 | 10.5-hour OP | A/R
11 | 10.5-hour OP | A/R
12 | 10.5-hour OP | A/R
13 | 11 Hour OP | A/R
15 | 11 Hour OP | A/R
16 | 11.5-hour OP | A/R
17 | 11.5-hour OP | A/R
18 | 11.5-hour OP | A/R
19 | 11.5-hour OP | A/R
20 | 11.5-hour OP | A/R
21 | 11.5-hour OP | A/R
22 | 11.5-hour OP | A/R
23 | 11-hour OP | A/R
24 | 11-hour OP | A/R
25 | 11-hour OP | A/R
26 | 11-hour OP | A/R
28 | 11-hour OP | A/R
29 | 11-hour OP | A/R
30 | 11-hour OP | A/R
31 | 11-hour OP | A/R
32 | 11-hour OP | A/R
33 | 11-hour OP | A/R
34 | 11-hour OP | A/R
35 | 11-hour OP | A/R
36 | 11-hour OP | A/R
37 | 11-hour OP | A/R
38 | 11-hour OP | A/R
39 | 11-hour OP | A/R
40 | 11.5-hour OP | A/R
41 | 8.5-hour OP | A/R
42 | 9-hour OP | A/R
43 | 9-hour OP | A/R
44 | 8.5-hour OP | A/R
45 | 11-hour OP + Summer | A/R
46 | 11-hour OP + w/e | A/R
47 | 11-hour OP + w/e & Summer | A/R
48 | 11-hour OP + weekends | A/R
49 | 11.5-hour OP | A/R
50 | 12-hour OP + w/e & Summer | A/R
51 | 12-hour night | A
52 | 12-hour OP | A/R
53 | 12-hour OP | A/R
55 | 12-hour OP | A/R
56 | 12-hour OP | A/R
57 | 12-hour OP | A/R
58 | Key Meter pseudo 2-rate | A
59 | 12-hour OP | A/R
60 | 12-hour OP | A/R
62 | 8-hour OP (see also SSC 427) | A/R
63 | 9-hour OP | A/R
64 | 12-hour OP | A/R
65 | 12-hour OP + Summer | A/R
66 | 12-hour OP + Summer | A/R
67 | 12.5-hour OP | A/R
71 | 12.5-hour OP | A/R
72 | 12.5-hour OP | A/R
73 | 12.5-hour OP | A/R
74 | 12.5-hour OP + Summer | A/R
75 | 12.5-hour OP + w/e | A/R
76 | 12.5-hour OP + w/e | A/R
77 | 12.5-hour OP + w/e | A/R
78 | 12.5-hour OP + w/e & Summer | A/R
79 | 14-hour E7 | A
80 | 14-hour Off Peak | A/R
81 | 14-hour OP + Sun | A/R
82 | 14.5-hour OP | A/R
83 | 14.5-hour OP | A/R
84 | 14.5-hour OP | A/R
85 | 14.5-hour OP | A/R
86 | 14.5-hour OP | A/R
87 | 14.5-hour OP | A/R
88 | 14.5-hour OP | A/R
91 | 14.5-hour OP + Summer | A/R
92 | 14.5-hour OP + Summer | A/R
93 | split 7-hour E7 | A
94 | 14.5-hour OP + Summer | A/R
95 | 14.5-hour OP + Summer | A/R
96 | 14.5-hour OP + Summer | A/R
97 | 14.5-hour OP + w/e | A/R
98 | 14.5-hour OP + w/e & Summer | A/R
99 | 15-hour OP | A/R
100 | 15-hour OP | A/R
101 | 15-hour OP + w/e & Summer | A/R
102 | 15-hour OP + w/e & Summer | A/R
103 | 15-hour OP + w/e & Summer | A/R
104 | 15.5-hour OP | A/R
105 | 15.5-hour OP | A/R
106 | 15.5-hour OP | A/R
107 | 15.5-hour OP | A/R
108 | 15.5-hour OP | A/R
109 | 15.5-hour OP | A/R
110 | 15.5-hour OP | A/R
111 | 15.5-hour OP + Summer | A/R
112 | 15.5-hour OP + w/e | A/R
113 | 15.5-hour OP + w/e | A/R
115 | 15.5-hour OP + w/e | A/R
116 | 15.5-hour OP + w/e | A/R
117 | 15.5-hour OP + w/e | A/R
118 | 15.5-hour OP + w/e & Summer | A/R
119 | 15.5-hour OP + w/e & Summer | A/R
120 | 9-hour OP | A/R
121 | 2-rate terms | A
122 | 2-rate SToD | A
123 | 2-rate variable SToD | A
124 | 2-rate variable SToD | A
125 | 2-rate variable SToD | A
126 | 7-hour E7 | A
127 | 3-rate SToD | A
128 | Dom/Non-dom Seasonal (link SSC 0342) | A
129 | 3-rate SToD | A
130 | 3-rate variable | A
131 | 3-rate variable | A
132 | 4-rate SToD | A
133 | 4-rate SToD | A
134 | 4-rate SToD | A
135 | 4-rate SToD | A
136 | 4-rate SToD | A
137 | 4-rate SToD | A
138 | 4-rate SToD | A
140 | split 7-hour E7 | A
141 | 5-rate SToD | A
142 | 5-rate SToD | A
143 | 15-hour OP | A/R
144 | 6-rate SToD | A
145 | 6-rate SToD | A
146 | 6-rate SToD | A
147 | 6-rate SToD | A
148 | 7-hour OP (see also SSC 0185) | A/R
149 | Smart 7, heating | A
150 | 7-hour E7 | A
151 | 7-hour E7 | A
152 | 7-hour E7 | A
153 | 7-hour E7 | A
154 | 7-hour E7 | A
155 | split 7-hour E7 | A
156 | 7-hour E7 | A
157 | 7-hour E7 | A
158 | 7-hour E7 | A
159 | 12-hour OP | A/R
160 | 7-hour E7 | A
161 | 7-hour E7 | A
162 | 7-hour E7 | A
163 | 7-hour E7 | A
164 | 7-hour E7 | A
165 | 7-hour E7 | A
166 | 7-hour E7 | A
167 | 7-hour E7 | A
168 | 7-hour E7 | A
169 | 7-hour E7 | A
170 | 7-hour E7 | A
171 | 7-hour E7 | A
172 | 7-hour E7 | A
173 | 7-hour E7 | A
174 | 7-hour E7 | A
175 | 7-hour E7 | A
176 | 7-hour E7 | A
177 | 7-hour E7 | A
178 | 7-hour E7 (Cornwall & def reinforcement) | A
179 | 7-hour E7 | A
180 | 7-hour E7 | A
181 | 7-hour E7 | A
182 | 7-hour E7 | A
183 | 7-hour E7 | A
184 | 7-hour E7 | A
185 | 7-hour E7 | A
186 | 7-hour E7 | A
187 | 7-hour E7 | A
188 | 7-hour E7 | A
189 | 7-hour E7 | A
190 | 7-hour E7 | A
191 | 7-hour E7 | A
192 | 7-hour E7 | A
193 | 7-hour E7 | A
194 | 7-hour E7 | A
195 | 7-hour E7 | A
196 | 7-hour E7 | A
197 | 7-hour E7 | A
198 | 7-hour E7 | A
199 | 7-hour E7 | A
201 | 7-hour E7 | A
202 | 7-hour E7 | A
203 | 7-hour E7 | A
204 | 7-hour E7 | A
205 | 7-hour E7 | A
206 | 7-hour E7 | A
207 | 7-hour E7 | A
208 | 7-hour E7 | A
209 | 7-hour E7 | A
210 | 7-hour E7 | A
211 | 7-hour E7 | A
212 | 7-hour E7 | A
213 | 7-hour E7 | A
214 | 7-hour E7 | A
215 | 7-hour E7 | A
216 | 7-hour E7 | A
217 | 7-hour E7 | A
218 | 7-hour E7 | A
219 | 7-hour E7 | A
220 | 7-hour E7 | A
221 | 7-hour E7 | A
222 | 7-hour E7 | A
223 | 7-hour E7 | A
224 | 7-hour E7 | A
225 | 7-hour E7 | A
226 | 7-hour E7 | A
227 | 7-hour E7 | A
228 | Supertariff heating | A/R
229 | Supertariff heating | A/R
230 | 7-hour E7 | A/R
231 | split 7-hour E7 | A
233 | split 7-hour E7 | A
234 | split 7-hour E7 | A
235 | split 7-hour E7 | A
236 | split 7-hour E7 | A
237 | split 7-hour E7 | A
238 | 7-hour E7 | A
241 | 7-hour E7 (differential switching) | A
242 | 7-hour night | A
243 | Key Meter pseudo 2-rate | A
244 | 7-hour E7 | A
245 | 7-hour night | A
246 | Economy 7 Day & Night | A
247 | 7-hour night | A
248 | 7-hour E7 | A
249 | 7-hour night | A
250 | 7-hour OP | A/R
251 | 7-hour OP | A/R
252 | 7-hour OP | A/R
253 | 7-hour OP | A/R
254 | 7-hour variable E7 (Menter B) | A
255 | 7-hour variable E7 (Menter A) | A
257 | 8-hour E7 | A
258 | 8-hour night | A
259 | 10-hour night | A
260 | 8-hour night | A
261 | 8-hour night | A
262 | 8-hour night | A
263 | 8-hour night | A
264 | 8-hour night | A
265 | 8-hour OP | A/R
266 | 8-hour OP | A/R
267 | 8-hour OP | A/R
268 | 8-hour OP | A/R
269 | 8-hour OP | A/R
270 | 8-hour OP | A/R
271 | 8-hour OP | A/R
272 | 8-hour OP | A/R
273 | 8-hour OP | A/R
274 | 8-hour OP | A/R
276 | 8-hour OP | A/R
277 | 8-hour OP + Summer | A/R
278 | 8-hour OP + w/e | A/R
279 | 8-hour OP + w/e & Summer | A/R
280 | 8-hour OP + weekends | A/R
281 | 9-hour night | A
283 | 9-hour night (differential switching) | A
284 | 9-hour OP | A/R
285 | 9-hour OP | A/R
286 | 9-hour OP + w/e | A/R
287 | Boiler | A/R
288 | Budget Warmth | A/R
289 | Budget Warmth | A/R
290 | Budget Warmth | A/R
291 | Budget Warmth | A/R
292 | Budget Warmth | A/R
297 | Budget Warmth | A/R
298 | Budget Warmth | A/R
299 | Budget Warmth | A/R
300 | Flexiheat Day/Evening/Weekend | A
301 | Flexiheat (weather) Day/Evening/Weekend | A
302 | Superdeal Day/Night | A
303 | Budget Warmth | A/R
304 | Budget Warmth | A/R
305 | Domestic heating tariff | A
306 | Domestic heating tariff | A
307 | Domestic heating tariff | A
308 | Domestic heating tariff | A
309 | Superdeal (weather) Day/Night | A
310 | E10 type 1 (general purpose) | A
312 | 7-hour OP (see also SSC 186) | A/R
313 | Domestic E9 A | A/R
314 | 13-hour OP | A/R
315 | Evening/night | A/R
316 | Evening/Weekend | A
317 | Evening/Weekend | A
318 | Evening/Weekend | A
319 | 12-hour Evening/Weekend | A
320 | Evening/Weekend | A
321 | Evening/Weekend | A
322 | Evening/Weekend | A
323 | Evening/Weekend | A
324 | Domestic E9 B | A
325 | Evening/Weekend E7 | A
326 | Evening/Weekend E7 | A
327 | Evening/Weekend E7 | A
328 | Evening/Weekend E7 | A
329 | Evening/Weekend E7 | A
330 | Evening/Weekend E7 | A
331 | Evening/Weekend E7 | A
332 | Evening/Weekend E7 | A
334 | 3-rate heating, (link SSC 0343) | A
335 | Grain Drying | A
336 | Grain drying | A/R
337 | Grain drying | A/R
338 | Heating | A
339 | Local Authority Heating | A/R
340 | Local Authority Heating | A/R
341 | Local Authority Heating | A/R
342 | Dom & Non-dom Seasonal (link SSC 0128) | A/R
343 | 3-rate heating, water heating | A/R
344 | 7-hour E7, Day + Night (link SSC 0345) | A
345 | 7-hour E7, Day + Night (link SSC 0344) | A/R
346 | Non-Standard OP (8+3 hour) | A/R
347 | Non-Standard OP | A/R
348 | Non-Standard OP | A/R
349 | 7-hour E7 | A
350 | Warmwise heating | A/R
351 | Flexiheat heating | A
352 | Flexiheat (weather) heating | A
353 | Superdeal heating | A
354 | 12-hour OP | A/R
355 | Smart 7, Day/Night | A
357 | split 10-hour Heatwise | A/R
358 | split 10-hour Heatwise | A/R
359 | split 10-hour Heatwise | A/R
360 | split 10-hour Heatwise | A/R
361 | split 10-hour Heatwise | A/R
362 | split 10-hour Heatwise | A/R
363 | split 10-hour Heatwise | A/R
364 | split 10-hour Heatwise | A/R
365 | split 10-hour Heatwise | A/R
366 | split 10-hour Heatwise | A/R
367 | split 10-hour Heatwise | A/R
368 | split 10-hour Heatwise | A/R
369 | split 10-hour Heatwise | A/R
370 | split 10-hour Heatwise | A/R
371 | split 10-hour Heatwise | A/R
372 | Evening/Weekend | A
373 | split 7-hour E7 | A
374 | split 7-hour E7 | A
375 | split 7-hour E7 | A
376 | split 7-hour E7 | A
377 | split 7-hour E7 | A
378 | split 7-hour E7 | A
380 | split 7-hour E7 | A
381 | split 7-hour E7 | A
382 | split 7-hour E7 | A
384 | 7-hour E7 | A
385 | split 7-hour E7 | A
386 | 9-hour OP | A/R
387 | 15.5-hour OP | A/R
388 | split 7-hour E7 | A
389 | 12.5-hour OP | A/R
390 | split 7-hour E7 | A
391 | Summer & Winter w/e | A/R
392 | Summer Unrestricted | A
393 | Unrestricted | A
394 | 10-hour night | A
395 | Warmwise Day/Night | A
396 | 2-rate SToD | A
397 | 9-hour heating | A
398 | 12-hour OP + w/e | A
399 | 15-hour OP + w/e | A/R
400 | 8-hour night | A
401 | E10 type 1(heating circuit) | A/R
403 | 12-hour night | A
404 | Redring Boiler (general purpose) | A
405 | Redring Boiler (heating circuit) | A/R
406 | Cyclocontrol 3 | A/R
407 | Cyclocontrol 4 | A/R
408 | Cyclocontrol 5 | A/R
409 | Cyclocontrol 6 | A/R
410 | Cyclocontrol 7 | A/R
411 | Cyclocontrol 8 | A/R
412 | Cyclocontrol 9 | A/R
413 | Cyclocontrol 10 | A/R
414 | Cyclocontrol 11 | A/R
415 | Cyclocontrol 12 | A/R
416 | Cyclocontrol 13 | A/R
417 | Cyclocontrol 14 | A/R
418 | Cyclocontrol 15 | A/R
419 | Cyclocontrol 16 | A/R
420 | Cyclocontrol 17 | A/R
421 | Cyclocontrol 18 | A/R
422 | Cyclocontrol 19 | A/R
423 | Cyclocontrol 20 | A/R
424 | Cyclocontrol 21 | A/R
425 | Superdeal (weather) heating | A
426 | 7-hour E7 | A
427 | Day/Night (White meter) | A
428 | Unmetered Type A ("flat" profile) | U
429 | Unmetered B ("dusk-to-dawn") | U
430 | Unmetered C ("half-night & pre-dawn") | U
431 | Unmetered D ("dawn-to-dusk") | U
432 | 7-hour E7 | A
434 | 12 Hour OP | A/R
435 | Domestic 3-rate heating | A
436 | 3-Rate Seasonal | A
437 | Lifestyle Tariff | A
439 | Split 7-hour E7 | A
440 | 3-rate ToW | A
441 | 4-rate SToD | A
442 | 7-hour E7 | A
443 | Evening/Weekend | A
444 | Evening/Weekend E7 | A
444 | Evening/Weekend E7 | A
445 | 7-hour variable E7 | A
446 | 7-hour variable E7 | A
447 | 7-hour OP | A
448 | 7-hour OP | A
449 | 7-hour OP | A
450 | 7-hour OP | A
451 | 7-hour OP | A
452 | 7-hour OP | A
453 | 7-hour OP | A
454 | 7-hour OP | A
455 | 7-hour OP | A
456 | 7-hour OP | A
459 | 7-hour OP | A
460 | 12 Hours OP | A/R
461 | 12 Hours OP | A/R
462 | 8 Hours OP | A/R
463 | 10.5 Hours OP | A/R
464 | Weekender Tariff (V1) | A
465 | Weekender Tariff (V2) | A
466 | Maximum Demand Register | A
467 | Maximum Demand Register | A
468 | Maximum Demand Register | A
469 | Maximum Demand Register | A
470 | Maximum Demand Register | A
473 | Economy 7 - all purpose tariff G63 | A
474 | split 7hr o/p | A/R
475 | Split 7hr E7 | A
476 | 14.5 hr o/p | A/R
477 | 14.5 hr o/p | A/R
478 | Evening/Weekend E7 | A
479 | Split 7-hour E7 | A
480 | Split 7-hour E7 | A
481 | Split 7-hour E7 | A
482 | Micro-PV Export Import Profile Class 1 | G
483 | Micro-PV Export Import Profile Class 2 | G
484 | Micro-PV Export Import Profile Class 3 | G
485 | Micro-PV Export Import Profile Class 4 | G
486 | Micro-PV Export Import Profile Class 5 | G
487 | Micro-PV Export Import Profile Class 6 | G
488 | Micro-PV Export Import Profile Class 7 | G
489 | Micro-PV Export Import Profile Class 8 | G
490 | Micro-CHP Export Import Profile Class 1 | G
491 | Micro-CHP Export Import Profile Class 2 | G
492 | Micro-CHP Export Import Profile Class 3 | G
493 | Micro-CHP Export Import Profile Class 4 | G
494 | Micro-CHP Export Import Profile Class 5 | G
495 | Micro-CHP Export Import Profile Class 6 | G
496 | Micro-CHP Export Import Profile Class 7 | G
497 | Micro-CHP Export Import Profile Class 8 | G
498 | Other Sml Export SSC any import Profile | G
701 | 8.5-hour OP + w/e | A/R
702 | 8.5-hour OP + w/e | A/R
703 | 12-hour OP + w/e | A/R
704 | 12-hour OP + w/e | A/R
705 | 12-hour OP + w/e | A/R
706 | 12-hour OP + w/e | A/R
707 | 12-hour OP + w/e | A/R
708 | 12-hour OP + w/e | A/R
709 | 12-hour OP + w/e | A/R
710 | 12-hour OP + w/e | A/R
711 | 12-hour OP + w/e | A/R
712 | 16-hour OP + w/e | A/R
713 | 16-hour OP + w/e | A/R
714 | 16-hour OP + w/e | A/R
715 | 16-hour OP + w/e | A/R
716 | 20-hour OP + w/e | A/R
717 | 20-hour OP + w/e | A/R
718 | 20-hour OP + w/e + summer | A/R
719 | 20-hour OP + w/e + summer | A/R
720 | 3-rate SToD | A
721 | 8.5 hour WM | A
722 | 8.5 hour WM | A
723 | 8.5 hour WM | A
724 | 8.5 hour WM | A
725 | 8.5 hour WM | A
726 | 8.5 hour WM | A
727 | 8.5 hour WM | A
728 | 8.5 hour WM Heating | A
729 | 8.5 hour WM | A
730 | 8.5 hour WM Heating | A
731 | 8.5 hour WM | A
732 | 8.5 hour WM Heating | A
733 | 8.5 hour WM | A
734 | 8.5 hour WM Heating | A
735 | 8.5 hour WM | A
736 | 8.5 hour WM Heating | A
737 | 8.5 hour WM | A
738 | 8.5 hour WM Heating | A
739 | 8.5 hour WM | A
740 | 8.5 hour WM Heating | A
741 | 8.5 hour WM | A
742 | 8.5 hour WM Heating | A
743 | 8.5 hour WM | A
744 | 8.5 hour WM Heating | A
745 | 8.5 hour WM | A
746 | 8.5 hour WM Heating | A
747 | 8.5 hour WM | A
748 | 8.5 hour WM | A
749 | 8.5 hour WM Heating | A
752 | 8.5 hour WM | A
753 | Weathercall heating | A
754 | 8.5 hour WM | A
755 | Weathercall heating | A
756 | 8.5 hour WM | A
757 | Weathercall heating | A
758 | 8.5 hour WM | A
759 | Weathercall heating | A
760 | 8.5 hour WM | A
761 | Weathercall heating | A
762 | 8.5 hour WM | A
763 | Weathercall heating | A
764 | 8.5 hour WM | A
765 | Weathercall heating | A
766 | 8.5 hour WM | A
767 | Weathercall heating | A
768 | 8.5 hour WM | A
769 | Weathercall heating | A
770 | 18-hour dynamic | A
775 | Crop&Air Conditioning | A/R
776 | Crop&Air Conditioning | A/R
781 | 8.5 hour WM | A/R
782 | 8.5 hour WM | A
783 | 8.5 hour WM | A
784 | 8.5 hour WM | A
785 | 8.5 hour WM | A
786 | 8.5 hour WM | A
787 | E7 accompanying Birmingam W'call | A
788 | Birmingham Weathercall | A
789 | E7 accompanying Manchester W'call | A
790 | Manchester Weathercall | A
791 | E7 accompanying Anglesey W'call | A
792 | Anglesey Weathercall | A
793 | 8.5 hour WM | A
794 | 8.5 hour WM Heating | A
801 | Unrestricted | A
802 | Two rate with 8 hours night | A
803 | Dynamic | A/R
804 | Two rate with 8 hours night | A
805 | Dynamic | A/R
806 | Two rate with 8 hours night | A
807 | Dynamic | A/R
808 | Two rate with 8 hours night | A
809 | Dynamic | A/R
810 | Two rate with 8 hours night | A
811 | Dynamic | A/R
812 | Two rate with 8 hours night | A
813 | Dynamic | A/R
814 | Two rate with 8 hours night | A
815 | Dynamic | A/R
816 | Two rate with 8 hours night | A
817 | Dynamic | A/R
818 | Two rate with 8 hours night | A
819 | Dynamic | A/R
820 | Two rate with 8 hours night | A
821 | Dynamic | A/R
822 | Two rate with 8 hours night | A
823 | Dynamic | A/R
824 | Two rate with 8 hours night | A
825 | Dynamic | A/R
826 | Two rate with 8 hours night | A
827 | Dynamic | A/R
828 | Two rate with 8 hours night | A
829 | Dynamic | A/R
830 | Two rate with 8 hours night | A
831 | Dynamic | A/R
832 | Two rate with 8 hours night | A
833 | Dynamic | A/R
834 | Two rate with 8 hours night | A
835 | Dynamic | A/R
836 | Two rate with 8 hours night | A
837 | Dynamic | A/R
838 | Two rate with 8 hours night | A
839 | Dynamic | A/R
840 | Two rate with 8 hours night | A
841 | Dynamic | A/R
842 | Two rate with 8 hours night | A
843 | Dynamic | A/R
844 | Two rate with 8 hours night | A
845 | Dynamic | A/R
846 | Two rate with 8 hours night | A
847 | Dynamic | A/R
848 | Two rate with 8 hours night | A
849 | Dynamic | A/R
850 | Dynamic | A/R
851 | Dynamic | A/R
852 | Two rate with 8 hours night | A
853 | Two rate with 8 hours night | A
854 | Two rate with 8 hours night | A
855 | Two rate with 8 hours night | A
856 | Two rate with 8 hours night | A
857 | Two rate with 8 hours night | A
858 | Two rate with 8 hours night | A
859 | Two rate with 8 hours night | A
860 | Two rate with 8 hours night | A
861 | Two rate with 8 hours night | A
862 | Two rate with 8 hours night | A
863 | Two rate with 8 hours night | A
864 | Two rate with 8 hours night | A
865 | Two rate with 8 hours night | A
866 | Dynamic | A/R
867 | Two rate with 8 hours night | A
868 | Dynamic | A/R
869 | Two rate with 8 hours night | A
870 | Dynamic | A/R
871 | Two rate with 8 hours night | A
872 | Dynamic | A/R
873 | Two rate with 8 hours night | A
874 | Dynamic | A/R
875 | Two rate with 8 hours night | A
876 | Dynamic | A/R
877 | Two rate with 8 hours night | A
878 | Dynamic | A/R
879 | Two rate with 8 hours night | A
880 | Dynamic | A/R
881 | Two rate with 8 hours night | A
882 | Dynamic | A/R
883 | Two rate with 8 hours night | A
884 | Dynamic | A/R
885 | Two rate with 8 hours night | A
886 | Dynamic | A/R
887 | Two rate with 8 hours night | A
888 | Dynamic | A/R
889 | Two rate with 8 hours night | A
890 | Dynamic | A/R
891 | Dynamic | A/R
892 | Dynamic | A/R
893 | Dynamic | A/R
894 | 8 Hours OP | A/R
895 | 8 Hours OP | A/R
896 | 8 Hours OP | A/R
897 | Dynamic | A/R
898 | Dynamic | A/R
899 | 11 Hours OP | A/R
900 | 11 Hours OP | A/R
901 | 11 Hours OP | A/R
902 | 11 Hours OP | A/R
903 | 11 Hours OP | A/R
904 | 8 Hours OP + Weekends | A/R
905 | 8 Hours OP + Weekends | A/R
906 | 8 Hours OP + Weekends | A/R
907 | 15 Hours OP + Weekends | A/R
908 | 15 Hours OP + Weekends | A/R
909 | 15 Hours OP + Weekends | A/R
910 | 15 Hours OP + Weekends | A/R
911 | 15 Hours OP + Weekends | A/R
912 | 15 Hours OP + Weekends | A/R
913 | 15 Hours OP + Weekends | A/R
914 | 15 Hours Nov - April/24 Hours May - Oct | A
915 | 8 Hours OP | A
916 | 8 Hours OP | A
917 | 8 Hours OP | A
918 | Evening/Weekend | A
919 | 2 rate | A
920 | 2 rate | A
922 | Unrestricted | A
923 | Unrestricted | A
924 | Unrestricted | A
925 | Unmetered Type A ("flat " profile) | U
926 | Unmetered B ("dusk-to-dawn") | U
927 | Unmetered D ("dawn-to-dusk") | U
928 | Unmetered C ("half-night & pre-dawn") | U
929 | 11 Hours OP | A/R
930 | 11 Hours OP | A/R
931 | 11 Hours OP | A/R
932 | Seasonal ToD | A
933 | Two rate with 8 hours night | A
934 | Dynamic | A/R
935 | Split 10 hr E10 | A
936 | Split 10 hr E10 | A
937 | Split 10 hr E10 | A
938 | Split 10 hr E10 | A
939 | Split 10 hr E10 | A
940 | NHH Export Hydro Profile Class | G
941 | NHH Export Wind Profile Class | G
942 | 7-hour E7 (Cornwall & def reinforcement) | A
943 | 7-hour E7 | A
944 | 7-hour E7 | A
945 | 7-hour E7 | A
946 | 7-hour E7 | A
947 | Smart Meter 3 Rate Time of Day | A
948 | 10 hour Evening/Weekend | A
949 | General Purpose 2 Rate (paired wth 0950) | A
950 | E10 Heating Single Rate (prd wth 0949) | A/R
951 | E9 Heating | A/R
952 | General Purpose 2 Rate (paired wth 0951) | A
953 | Two rate with 20 hours night | A
954 | Three Rate Peak Day Other | A
955 | 4 rate weekday/2 rate weekend | A
956 | 4 Rate Weekday/2 rate Weekend (BST) | A
957 | Unrestricted with Weekday Peak | A
958 | Unrestricted with Peak | A
959 | Economy 7 with Weekday Peak | A
960 | Economy 7 with Peak | A
961 | Evening Weekend and Weekday Peak (smart) | A
962 | Evening Weekend with Peak | A
963 | Evening Weekend Night and Peak | A
964 | Evening Weekend with Night (BST) | A
965 | 3 Rate with Weekday Peak | A
966 | 8-hour OP | A/R
967 | Superdeal Day/Night | A
968 | Superdeal Day/Night | A
969 | 3 Rate with Weekday Peak | A
970 | split 7-hour E7 | A
971 | Smart meter trial - time of use 3 rate | A
972 | 2 Rate Saturday Off Peak | A
973 | Flexiheat Day/Evening/Weekend | A
974 | Flexiheat heating | A
975 | Saturday Off Peak (9-5) | A
976 | Sunday Off Peak (9-5) | A
978 | 7-hour OP | A/R
979 | Non-Standard OP (8+3 hour) | A/R
980 | General Purpose 2 Rate (paired with 0980 | A
981 | E10 Heating Single Rate (prd with 0981) | A/R
982 | Evening Saver | A
983 | Comfort Booster | A
984 | Saturday Off Peak (24 Hrs) | A
985 | Sunday Off Peak (24 Hrs) | A
989 | Redring Boiler (general purpose) | A
990 | Redring Boiler (heating circuit) | A/R
991 | 8-hour OP | A/R
996 | Lifestyle Tariff | A
997 | Evening/Weekend - BST | A
Notes:
There are a few governing rules that should be applied:
Specific notes for application of or tariffss:
  All tariffs are all delinked and set time bands are applied in place of the TPR’s timebands.
The following rules apply when allocating tariffs in DNO areas.
  1, G and U should be applied straight to the appropriate SSC to identify generation and UMS tariffs.
  Then considering the SSC alongside the PC.
  2, PC1s should be labelled Domestic Aggregated.
  3, PC2s with SSCs with A/R should be labelled Domestic Aggregated (related MPAN).
  4, Remaining PC2s should be labelled Domestic Aggregated.
  5, PC3s should be labelled Non Domestic Aggregated.
  6, PC4s with SSCs with A/R should be labelled Non Domestic Aggregated (related MPAN).
  7, Remaining PC4s should be labelled Non Domestic Aggregated.
  8, PC5 – 8s should be labelled Non Domestic Aggregated.
Common decode:
  A: Aggregated - replaces the Day & Night rates (1 & 2)
  A/R: Aggregated if on PC1 / PC3 / PC5 / PC6 / PC7 / PC8 or Aggregated (related MPAN) if on PC2 / PC4
  G: Generation
  U: Unmetered Supplies

## Charge Calculator
Back to Overview
Western Power Distribution (West Midlands) plc - Effective from 1 April 2021 - Final | [17 empty] | Red/black unit charge p/kWh | Amber/yellow unit charge p/kWh | Green unit charge p/kWh | Fixed charge p/MPAN/day | Capacity charge p/kVA/day | Exceeded capacity charge p/kVA/day | Reactive power charge p/kVArh
[17 empty] | Domestic Aggregated | Red unit charge p/kWh | Amber unit charge p/kWh | Green unit charge p/kWh | Fixed charge p/MPAN/day | n/a | n/a | n/a
LV and HV designated properties and Unmetered Supplies tariff calculator | [7 empty] | EHV designated property calculator | [8 empty] | Domestic Aggregated (related MPAN) | Red unit charge p/kWh | Amber unit charge p/kWh | Green unit charge p/kWh | n/a | n/a | n/a | n/a
Step 1, Choose your tariff using the drop down list in cell B10 | [7 empty] | Step 1, Choose your tariff using the drop down list in cell L10 | [8 empty] | Non-Domestic Aggregated | Red unit charge p/kWh | Amber unit charge p/kWh | Green unit charge p/kWh | Fixed charge p/MPAN/day | n/a | n/a | n/a
Step 2, After selecting a tariff in step 1, Cells C12-I12 will generate headings, please enter your consumption in cells C13:I13 underneath each heading generated (if no heading leave cell blank) | [7 empty] | Step 2, After selecting a tariff in step 1, Cells M12-T12 will generate headings, please enter your consumption in cells M13:T13 underneath each heading generated (if no heading leave cell blank) | [8 empty] | Non-Domestic Aggregated (related MPAN) | Red unit charge p/kWh | Amber unit charge p/kWh | Green unit charge p/kWh | n/a | n/a | n/a | n/a
Step 3, Enter a forecast of consumption if required in cells C14:I14 | [7 empty] | Step 3, Enter a forecast of consumption if required in cells M14:T14 | [8 empty] | LV Site Specific | Red unit charge p/kWh | Amber unit charge p/kWh | Green unit charge p/kWh | Fixed charge p/MPAN/day | Capacity charge p/kVA/day | Exceeded Capacity charge p/kVA/day | Reactive power charge p/kVArh
[17 empty] | LV Sub Site Specific | Red unit charge p/kWh | Amber unit charge p/kWh | Green unit charge p/kWh | Fixed charge p/MPAN/day | Capacity charge p/kVA/day | Exceeded Capacity charge p/kVA/day | Reactive power charge p/kVArh
Tariff details Choose tariff name from drop down box below | Red/black unit charge p/kWh | Amber/yellow unit charge p/kWh | Green unit charge p/kWh | Fixed charge p/MPAN/day | Capacity charge p/kVA/day | Exceeded capacity charge p/kVA/day | Reactive power charge p/kVArh | Site details Choose the site name from the drop down box below | Import Super Red unit charge (p/kWh) | Import fixed charge (p/day) | Import capacity charge (p/kVA/day) | Import exceeded capacity charge (p/kVA/day) | Export Super Red unit charge (p/kWh) | Export fixed charge (p/day) | Export capacity charge (p/kVA/day) | Export exceeded capacity charge (p/kVA/day) | HV Site Specific | Red unit charge p/kWh | Amber unit charge p/kWh | Green unit charge p/kWh | Fixed charge p/MPAN/day | Capacity charge p/kVA/day | Exceeded Capacity charge p/kVA/day | Reactive power charge p/kVArh
[17 empty] | Unmetered Supplies | Black unit charge p/kWh | Yellow unit charge p/kWh | Green unit charge p/kWh | n/a | n/a | n/a | n/a
[17 empty] | LV Generation Aggregated | Red unit charge p/kWh | Amber unit charge p/kWh | Green unit charge p/kWh | Fixed charge p/MPAN/day | n/a | n/a | n/a
Tariff components | Red/black unit charge p/kWh | Amber/yellow unit charge p/kWh | Green unit charge p/kWh | Number of days in consumption period i.e. 365 if one year | Maximum import or export capacity kVA | Average daily exceeded capacity kVA | Excess reactive units kVArh | Tariff components | Import super red kWh | Number of days in consumption period i.e. 365 if one year | Maximum import capacity kVA | Average daily exceeded capacity kVA | Export Super Red kWh | Number of days in consumption period i.e. 365 if one year | Maximum export capacity kVA | Average daily exceeded capacity kVA | LV Sub Generation Aggregated | Red unit charge p/kWh | Amber unit charge p/kWh | Green unit charge p/kWh | Fixed charge p/MPAN/day | n/a | n/a | n/a
Enter current consumption details | [7 empty] | Enter current consumption details | [5 empty] | 0 |  |  | LV Generation Site Specific | Red unit charge p/kWh | Amber unit charge p/kWh | Green unit charge p/kWh | Fixed charge p/MPAN/day | n/a | n/a | Reactive power charge p/kVArh
Enter forecast consumption details (if different) | 0 | 0 | 0 | 0 | 0 | 0 | 0 | Enter forecast consumption details (if different) | 0 | 0 | 0 | 0 | 0 | 0 | 0 | 0 | LV Generation Site Specific no RP charge | Red unit charge p/kWh | Amber unit charge p/kWh | Green unit charge p/kWh | Fixed charge p/MPAN/day | n/a | n/a | n/a
[17 empty] | LV Sub Generation Site Specific | Red unit charge p/kWh | Amber unit charge p/kWh | Green unit charge p/kWh | Fixed charge p/MPAN/day | n/a | n/a | Reactive power charge p/kVArh
Charge components | Unit 1 £ | Unit 2 £ | Unit 3 £ | Fixed charge £ | Capacity charge £ | Exceeded capacity charge £ | Reactive power charge £ | Charge components | Import super red charge £ | Import fixed charge £ | Import capacity charge £ | Import exceeded capacity charge £ | Export super red charge £ | Export fixed charge £ | Export capacity charge £ | Export exceeded capacity charge £ | LV Sub Generation Site Specific no RP charge | Red unit charge p/kWh | Amber unit charge p/kWh | Green unit charge p/kWh | Fixed charge p/MPAN/day | n/a | n/a | n/a
Current consumption period charges | [7 empty] | Current consumption period charges | [8 empty] | HV Generation Site Specific | Red unit charge p/kWh | Amber unit charge p/kWh | Green unit charge p/kWh | Fixed charge p/MPAN/day | n/a | n/a | Reactive power charge p/kVArh
Forecast consumption period charges | [7 empty] | Forecast consumption period charges | [8 empty] | HV Generation Site Specific no RP charge | Red unit charge p/kWh | Amber unit charge p/kWh | Green unit charge p/kWh | Fixed charge p/MPAN/day | n/a | n/a | n/a
| Total charge £ | [7 empty] | Import total charge £ | Export total charge £
Current consumption period charges | 0 | [6 empty] | Current consumption period charges | 0 | 0
Forecast consumption period charges | 0 | [6 empty] | Forecast consumption period charges | 0 | 0
These charges are estimates based on tariff selected and consumption values entered. | [7 empty] | These charges are estimates based on site selected and consumption values entered.
Note:
For the purpose of forecasting the exceeded capacity charge, the input in this calculator uses the average daily exceeded capacity as this reduces the calculators complexity, however as per the Use of System Charging Statement, the exceeded portion of the capacity will be charged at the exceeded capacity charge p/kVA/day rate, based on the difference between the MIC/MEC and the actual capacity used. This will be charged for the full duration of the month in which the breach occurs.”