## Overview
Company and Licence name, charging year, effective from, status
| Company and Licence name | Year | Effective From | Status
Company and Licence name, charging year, effective from, status | Western Power Distribution (South West) plc | 2022/23 | 1/4/22 | Final
List of data tables in this workbook
Worksheet | Information
Annex 1 LV, HV and Unmetered Supplies charges | Annex 1 contains the charges to LV and HV Designated Properties and Unmetered Supplies.
Annex 2 EHV charges | Annex 2 contains the charges to Designated EHV Properties and charges applied to LDNOs with Designated EHV Properties/end-users embedded in networks within the Western Power Distribution (South West) plc Licence area.
Annex 3 Preserved charges | Annex 3 contains details of any preserved and additional charges that are valid at this time.
Annex 4 LDNO charges | Annex 4 contains charges that are levied on the owner of an embedded network within the Western Power Distribution (South West) plc Licence area. Electricity suppliers and consumers who have properties connected to an embedded network should contact the embedded network owner to determine their distribution charges. The charges listed in this table are not payable by domestic consumers, business consumers or electricity suppliers.
Annex 5 LLFs | Annex 5 has been intentionally left blank as this charging statement is published a complete year before the LLFs have been audited. The line loss factors that are approved by the BSC Panel for the applicable year and consequently published on the Elexon website will take precedence and be used in Settlement. This annex will be re-published with these values once they are available.
Annex 6 Charges for New or Amended Designated EHV Properties | Annex 6 contains the charges for new or amended Designated EHV Properties and charges applied to LDNOs with new or amended Designated EHV Properties/end-users embedded in networks within the Western Power Distribution (South West) plc Licence area.
Annex 7 Fixed adders for Supplier of Last Resort and Eligible Bad Debt pass-through costs | Annex 7 contains the fixed adders to recover Supplier of Last Resort and Eligible Bad Debt pass-through costs. The Excess Supplier of Last Resort fixed adder relates to an increase to previously published charges only.
Nodal prices | Contains the underlying [nodal/network group] costs used to calculate the current EDCM charges.
Residual Charging Bandings | Contains the four Residual charging band allocation for Customers
Charge calculator | Charge calculator is a tool to help you estimate your distribution charges using current consumption data and forecast consumption data.
Notes to users of this spreadsheet
Please use this spreadsheet with reference to the LC14 use of system charging statement.
Notes to DNOs populating this spreadsheet
DNOs must endeavour to maintain consistency in the structure of this spreadsheet. Any changes to the structure must be noted in the 'Notes to users of this spreadsheet'
The drop down list on the charge calculator can be expanded by unprotecting the charge calculator sheet and selecting 'data', 'data validation...' and then expanding the 'source' data range. The sheet can then be protected.

## Annex 1 LV, HV and UMS charges
Back to Overview | 'DNOs paste value cells A15:J47 from CDCM 3701 into cells A14:J46
Western Power Distribution (South West) plc - Effective from 1 April 2022 - Final LV and HV charges
Time Bands for Half Hourly Metered Properties | [5 empty] | Time Bands for Half Hourly Unmetered Properties
Time periods | Red Time Band | Amber Time Band |  | Green Time Band |  |  |  | Black Time Band | Yellow Time Band | Green Time Band
Monday to Friday | 17:00 to 19:00 | 07:30 to 17:00 19:00 to 21:30 |  | 00:00 to 07:30 21:30 to 24:00 |  | Monday to Friday Nov to Feb (excluding 22nd Dec to 4th Jan inclusive) |  | 17:00 to 19:00 | 07:30 to 17:00 19:00 to 21:30 | 00:00 to 07:30 21:30 to 24:00
Weekends |  | 16:30 to 19:30 |  | 00:00 to 16:30 19:30 to 24:00 |  | Monday to Friday Mar to Oct (plus 22nd Dec to 4th Jan inclusive) |  |  | 07:30 to 21:30 | 00:00 to 07:30 21:30 to 24:00
Notes | All the above times are in UK Clock time |  |  |  |  | Weekends |  |  | 16:30 to 19:30 | 00:00 to 16:30 19:30 to 24:00
[6 empty] | Notes |  | All the above times are in UK Clock time
Tariff name | Open LLFCs | PCs | Red/black unit charge p/kWh | Amber/yellow unit charge p/kWh | Green unit charge p/kWh | Fixed charge p/MPAN/day | Capacity charge p/kVA/day | Exceeded capacity charge p/kVA/day | Reactive power charge p/kVArh | Closed LLFCs
Domestic Aggregated with Residual | 10, 20, 30, 40, 202, L21, L22, L23, L24 | 1, 2 or 0 | 14.405 | 0.724 | 0.069 | 19.44
Domestic Aggregated (Related MPAN) | 430 | 2 | 14.405 | 0.724 | 0.069
Non-Domestic Aggregated No Residual | N10, N20, N30, L50, L60, L70, L80 | 3 to 8 or 0 | 13.054 | 0.656 | 0.062 | 10.22
Non-Domestic Aggregated Band 1 | 1, 2, 3, 110, 203, 210, L41, L42, L43, L44 | 3 to 8 or 0 | 13.054 | 0.656 | 0.062 | 15.49
Non-Domestic Aggregated Band 2 | N12, N22, N32, L52, L62, L72, L82 | 3 to 8 or 0 | 13.054 | 0.656 | 0.062 | 41.65
Non-Domestic Aggregated Band 3 | N13, N23, N33, L53, L63, L73, L83 | 3 to 8 or 0 | 13.054 | 0.656 | 0.062 | 85.63
Non-Domestic Aggregated Band 4 | N14, N24, N34, L54, L64, L74, L84 | 3 to 8 or 0 | 13.054 | 0.656 | 0.062 | 253.64
Non-Domestic Aggregated (related MPAN) | 251 | 4 | 13.054 | 0.656 | 0.062
LV Site Specific No Residual | L00, LST | 0 | 8.407 | 0.383 | 0.036 | 14.23 | 3.98 | 8.3 | 0.117
LV Site Specific Band 1 | 570 | 0 | 8.407 | 0.383 | 0.036 | 355.55 | 3.98 | 8.3 | 0.117
LV Site Specific Band 2 | L02 | 0 | 8.407 | 0.383 | 0.036 | 690.61 | 3.98 | 8.3 | 0.117
LV Site Specific Band 3 | L03 | 0 | 8.407 | 0.383 | 0.036 | 1109.14 | 3.98 | 8.3 | 0.117
LV Site Specific Band 4 | L04 | 0 | 8.407 | 0.383 | 0.036 | 2420.69 | 3.98 | 8.3 | 0.117
LV Sub Site Specific No Residual | S00, SST | 0 | 6.553 | 0.236 | 0.022 | 11.13 | 3.61 | 6.88 | 0.08
LV Sub Site Specific Band 1 | 540 | 0 | 6.553 | 0.236 | 0.022 | 352.45 | 3.61 | 6.88 | 0.08
LV Sub Site Specific Band 2 | S02 | 0 | 6.553 | 0.236 | 0.022 | 687.5 | 3.61 | 6.88 | 0.08
LV Sub Site Specific Band 3 | S03 | 0 | 6.553 | 0.236 | 0.022 | 1106.04 | 3.61 | 6.88 | 0.08
LV Sub Site Specific Band 4 | S04 | 0 | 6.553 | 0.236 | 0.022 | 2417.59 | 3.61 | 6.88 | 0.08
HV Site Specific No Residual | H00, HST | 0 | 4.803 | 0.131 | 0.012 | 101.97 | 3.07 | 6.78 | 0.053
HV Site Specific Band 1 | 510 | 0 | 4.803 | 0.131 | 0.012 | 1690.9 | 3.07 | 6.78 | 0.053
HV Site Specific Band 2 | H02 | 0 | 4.803 | 0.131 | 0.012 | 6065.04 | 3.07 | 6.78 | 0.053
HV Site Specific Band 3 | H03 | 0 | 4.803 | 0.131 | 0.012 | 12677.57 | 3.07 | 6.78 | 0.053
HV Site Specific Band 4 | H04 | 0 | 4.803 | 0.131 | 0.012 | 32142.53 | 3.07 | 6.78 | 0.053
Unmetered Supplies | 977, 980, 978, 979, 970 | 0, 1 or 8 | 38.11 | 3.418 | 2.5
LV Generation Aggregated | 581 | 0 | -8.566 | -0.43 | -0.041 | 0
LV Sub Generation Aggregated | 551 | 0 | -7.757 | -0.367 | -0.035 | 0
LV Generation Site Specific | 581, 527 | 0 | -8.566 | -0.43 | -0.041 | 0 |  |  | 0.128
LV Generation Site Specific no RP charge | 91, 92 | 0 | -8.566 | -0.43 | -0.041 | 0
LV Sub Generation Site Specific | 551, 526 | 0 | -7.757 | -0.367 | -0.035 | 0 |  |  | 0.103
LV Sub Generation Site Specific no RP charge | 93, 94 | 0 | -7.757 | -0.367 | -0.035 | 0
HV Generation Site Specific | 521, 524 | 0 | -5.225 | -0.171 | -0.016 | 63.76 |  |  | 0.079
HV Generation Site Specific no RP charge | 95, 96 | 0 | -5.225 | -0.171 | -0.016 | 63.76

## Annex 2 EHV charges
Back to Overview |  | Copy EDCM table 5001 range starting B101 and paste into G11. Extend or reduce print area as required. |  |  | Note: The list of MPANs / MSIDs provided may be incomplete; the DNO reserves the right to apply the listed charges to any other MPANs / MSIDs associated with the site.
Western Power Distribution (South West) plc - Effective from 1 April 2022 - Final EDCM charges
Time Periods for Designated EHV Properties
Time periods |  |  | Super Red Time Band
Monday to Friday Nov to Feb (excluding 22nd Dec to 4th Jan inclusive) |  |  | 17:00 to 19:00
Notes |  |  | All the above times are in UK Clock time
Import Unique Identifier | LLFC | Import MPANs/MSIDs | Export Unique Identifier | LLFC | Export MPANs/MSIDs | Name | Import Super Red unit charge (p/kWh) | Import fixed charge (p/day) | Import capacity charge (p/kVA/day) | Import exceeded capacity charge (p/kVA/day) | Export Super Red unit charge (p/kWh) | Export fixed charge (p/day) | Export capacity charge (p/kVA/day) | Export exceeded capacity charge (p/kVA/day)
198 | 198 | 2200042805690 |  |  |  | Rolls Royce TT | 1.699 | 13659.98 | 1.22 | 1.22
204 | 204 | 2200042689299 |  |  |  | Ashwater Auxillary Supply | 2.206 | 2.8 | 0.78 | 0.78
250 | 250 | 2200042755073 | 529 | 529 | 2200042755082 | Otterham Wind Farm Phase 3 (STOR) |  | 50.83 | 0.76 | 0.76 |  | 781.63 | 0.05 | 0.05
262 | 262 | 2200042291210 | 373 | 373 | 2200042291229 | Till House |  | 13.47 | 1.19 | 1.19 |  | 1084.16 | 0.05 | 0.05
263 | 263 | 2200042297550 | 374 | 374 | 2200042297587 | Outlands Wood | 2.685 | 3.62 | 1.96 | 1.96 |  | 506.71 | 0.05 | 0.05
264 | 264 | 2200042305476 | 375 | 375 | 2200042305485 | Culmhead |  | 3.38 | 2.11 | 2.11 |  | 970.07 | 0.05 | 0.05
265 | 265 | 2200042308031 | 376 | 376 | 2200042308040 | Whitchurch Farm PV | 4.249 | 1.04 | 3.62 | 3.62 |  | 521.23 | 0.05 | 0.05
266 | 266 | 2200042312872 | 377 | 377 | 2200042312881 | Kingsland Barton | 1.492 | 7.43 | 2.54 | 2.54 |  | 779.65 | 0.05 | 0.05
267 | 267 | 2200042314986 | 378 | 378 | 2200042314995 | Mendip Solar PV Farm | 4.281 | 2.01 | 2.64 | 2.64 |  | 511.9 | 0.05 | 0.05
268 | 268 | 2200042315730 | 379 | 379 | 2200042315749 | St Stephen PV | 0.351 | 4.53 | 2.11 | 2.11 |  | 1064.74 | 0.05 | 0.05
269 | 269 | 2200042315776 | 380 | 380 | 2200042315785 | Trewidland farm PV | 1.526 | 5.4 | 2.07 | 2.07 |  | 900.57 | 0.05 | 0.05
270 | 270 | 2200042316751 | 381 | 381 | 2200042316789 | Watchfield Lawn | 0.671 | 6.21 | 1.59 | 1.59 |  | 561.6 | 0.05 | 0.05
271 | 271 | 2200042382620 | 382 | 382 | 2200042382639 | Gover Park | 12.778 | 6.66 | 1.35 | 1.35 |  | 1032.55 | 0.05 | 0.05
272 | 272 | 2200042323128 | 383 | 383 | 2200042323137 | North Wayton | 0.764 | 10.95 | 1.59 | 1.59 |  | 811.58 | 0.05 | 0.05
273 | 273 | 2200042324450 | 384 | 384 | 2200042324460 | Week Farm | 0.686 | 22.65 | 3.7 | 3.7 |  | 1435.29 | 0.05 | 0.05
274 | 274 | 2200042326040 | 385 | 385 | 2200042326059 | Cullompton | 4.933 | 17.95 | 3.25 | 3.25 |  | 1221.5 | 0.05 | 0.05
275 | 275 | 2200042329078 | 386 | 386 | 2200042329087 | Dinder Farm | 4.419 | 7.36 | 2.13 | 2.13 |  | 496.32 | 0.05 | 0.05
277 | 277 | 2200042329050 | 388 | 388 | 2200042329069 | Pitts Farm | 4.418 | 16.12 | 1.99 | 1.99 |  | 773.71 | 0.05 | 0.05
278 | 278 | 2200042333678 | 389 | 389 | 2200042333687 | Kerriers | 2.692 | 21.54 | 3.08 | 3.08 |  | 3515.88 | 0.05 | 0.05
279 | 279 | 2200042333701 | 390 | 390 | 2200042333710 | Ernesettle Lane | 0.777 | 8.25 | 1.21 | 1.21 | -1.093 | 825.33 | 0.05 | 0.05
281 | 281 | 2200042340220 | 392 | 392 | 2200042340230 | Goonhilly Solar Park | 3.594 | 12.28 | 2.24 | 2.24 |  | 486.49 | 0.05 | 0.05
282 | 282 | 2200042348665 | 393 | 393 | 2200042348674 | Nanteague | 0.876 | 14.89 | 1.87 | 1.87 |  | 1706.35 | 0.05 | 0.05
283 | 283 | 2200042340745 | 394 | 394 | 2200042340824 | Bidwell Dartington PV | 1.126 | 4.05 | 2.05 | 2.05 |  | 810.54 | 0.05 | 0.05
284 | 284 | 2200042343212 | 395 | 395 | 2200042343221 | New Row Farm | 4.452 | 10.36 | 2.85 | 2.85 |  | 808.33 | 0.05 | 0.05
285 | 285 | 2200042354205 | 396 | 396 | 2200042354214 | Woodland Barton Windfarm | 0.327 | 38.47 | 0.7 | 0.7 |  | 2923.93 | 0.05 | 0.05
286 | 286 | 2200042387497 | 397 | 397 | 2200042387502 | Four Burrows 2 | 0.885 | 8.54 | 1.88 | 1.88 |  | 1025.35 | 0.05 | 0.05
287 | 287 | 2200042398211 | 398 | 398 | 2200042398220 | Redlands Farm | 0.552 | 6.03 | 1.98 | 1.98 |  | 1061.42 | 0.05 | 0.05
288 | 288 | 2200042400882 | 399 | 399 | 2200042400891 | Tengore Lane PV | 0.643 | 6.56 | 3.03 | 3.03 |  | 778.9 | 0.05 | 0.05
289 | 289 | 2200042400864 | 400 | 400 | 2200042400873 | Liverton Farm | 0.794 | 1.96 | 1.48 | 1.48 | -1.472 | 499.95 | 0.05 | 0.05
290 | 290 | 2200042407860 | 401 | 401 | 2200042407879 | Yonder Parks Farm | 2.974 | 9.23 | 3.46 | 3.46 |  | 1096.26 | 0.05 | 0.05
291 | 291 | 2200042410310 | 402 | 402 | 2200042410339 | Somerton Door | 0.595 | 5.4 | 3.24 | 3.24 |  | 534.63 | 0.05 | 0.05
292 | 292 | 2200042414858 | 403 | 403 | 2200042414867 | Carditch Drove | 9.944 | 2.88 | 1.78 | 1.78 |  | 496.94 | 0.05 | 0.05
293 | 293 | 2200042417798 | 404 | 404 | 2200042417803 | Capelands Farm | 1.502 | 2.02 | 2.02 | 2.02 |  | 506.15 | 0.05 | 0.05
294 | 294 | 2200042418791 | 405 | 405 | 2200042418807 | East Youlstone WF | 2.489 | 62.31 | 1.49 | 1.49 |  | 2492.52 | 0.05 | 0.05
295 | 295 | 2200042437359 | 406 | 406 | 2200042437368 | Francis Court Farm | 1.544 | 6.85 | 1.95 | 1.95 |  | 775.89 | 0.05 | 0.05
296 | 296 | 2200042443316 | 407 | 407 | 2200042443325 | Northwood | 0.905 | 1.45 | 3.46 | 3.46 |  | 831.67 | 0.05 | 0.05
297 | 297 | 2200042443352 | 408 | 408 | 2200042443361 | Tricky Warren |  | 7.03 | 1.28 | 1.28 |  | 548.14 | 0.05 | 0.05
298 | 298 | 2200042447000 | 409 | 409 | 2200042447019 | Iwood Lane | 9.892 | 1.77 | 3.48 | 3.48 |  | 566.45 | 0.05 | 0.05
299 | 299 | 2200042446984 | 410 | 410 | 2200042446993 | Rydon Farm | 8.182 | 17.06 | 2.12 | 2.12 |  | 2345.49 | 0.05 | 0.05
300 | 300 | 2200042446966 | 411 | 411 | 2200042446975 | Balls Wood | 2.504 | 10.96 | 2.42 | 2.42 |  | 2143.27 | 0.05 | 0.05
301 | 301 | 2200042457480 | 412 | 412 | 2200042457499 | Ashlawn Farm | 10.145 | 11.67 | 2.73 | 2.73 |  | 1162.54 | 0.05 | 0.05
302 | 302 | 2200042457903 | 413 | 413 | 2200042457912 | Pencoose Farm | 3.408 | 7.48 | 1.63 | 1.63 |  | 987.38 | 0.05 | 0.05
303 | 303 | 2200042457986 | 414 | 414 | 2200042457995 | Hawkers Farm | 0.536 | 19.19 | 1.49 | 1.49 |  | 500.05 | 0.05 | 0.05
304 | 304 | 2200042459557 | 415 | 415 | 2200042459566 | Hurcott | 0.089 | 1.97 | 1.84 | 1.84 |  | 519.71 | 0.05 | 0.05
305 | 305 | 2200042461290 | 416 | 416 | 2200042461306 | Garvinack | 0.881 | 21.23 | 1.56 | 1.56 |  | 978.57 | 0.05 | 0.05
306 | 306 | 2200042462179 | 417 | 417 | 2200042462188 | New Barton | 0.764 | 36.74 | 2.61 | 2.61 |  | 4663.13 | 0.05 | 0.05
307 | 307 | 2200042465160 | 418 | 418 | 2200042465170 | Coombeshead Farm | 1.16 | 1.47 | 2.73 | 2.73 |  | 561.11 | 0.05 | 0.05
308 | 308 | 2200042465189 | 419 | 419 | 2200042465198 | Walland Farm | 0.686 | 11.71 | 3.64 | 3.64 |  | 502.21 | 0.05 | 0.05
309 | 309 | 2200042467594 | 420 | 420 | 2200042467600 | Ashcombe | 8.48 | 11.14 | 2.06 | 2.06 |  | 677.71 | 0.05 | 0.05
310 | 310 | 2200042469875 | 421 | 421 | 2200042469893 | Newnham Farm | 2.51 | 34.21 | 1.51 | 1.51 |  | 3065.12 | 0.05 | 0.05
311 | 311 | 2200042473463 | 422 | 422 | 2200042473472 | Roskrow Barton PV | 3.467 | 5.98 | 2.48 | 2.48 |  | 883.4 | 0.05 | 0.05
312 | 312 | 2200042473445 | 423 | 423 | 2200042473454 | Parkview Solar | 1.214 | 5.66 | 1.37 | 1.37 |  | 573.53 | 0.05 | 0.05
313 | 313 | 2200042475169 | 424 | 424 | 2200042475178 | Towerhead Farm | 10.006 | 8.06 | 2.05 | 2.05 |  | 1047.38 | 0.05 | 0.05
314 | 314 | 2200042475196 | 425 | 425 | 2200042475201 | Rookery Farm | 10.002 | 5.87 | 1.59 | 1.59 |  | 791.94 | 0.05 | 0.05
315 | 315 | 2200042475415 | 426 | 426 | 2200042475424 | Bystock Farm | 0.793 | 125.16 | 1.04 | 1.04 |  | 1258.74 | 0.05 | 0.05
316 | 316 | 2200042475433 |  |  |  | Pylle PV Import Boundary | 4.477 | 3.93 | 2.89 | 2.89
317 | 317 | 2200042475823 | 428 | 428 | 2200042475832 | Burthy PV | 1.385 | 2.03 | 2.75 | 2.75 |  | 677.83 | 0.05 | 0.05
318 | 318 | 2200042480610 | 429 | 429 | 2200042480656 | Wilton Farm PV | 1.501 | 5.16 | 1.65 | 1.65 |  | 482.64 | 0.05 | 0.05
319 | 319 | 2200042484873 | 431 | 431 | 2200042484882 | Woodmanton (Coombe) Farm | 0.798 | 10.42 | 1.83 | 1.83 |  | 1240.06 | 0.05 | 0.05
320 | 320 | 2200042484846 | 432 | 432 | 2200042484855 | Higher Bye Farm | 1.357 | 6.67 | 1.37 | 1.37 |  | 776.32 | 0.05 | 0.05
321 | 321 | 2200042530730 | 433 | 433 | 2200042530740 | Wilton Farm WF | 1.501 | 67.09 | 0.99 | 0.99 |  | 670.85 | 0.05 | 0.05
322 | 322 | 2200042533411 | 434 | 434 | 2200042533420 | Denzell Downs WF | 0.187 | 52.03 | 1.1 | 1.1 |  | 3651.37 | 0.05 | 0.05
323 | 323 | 2200042541583 | 435 | 435 | 2200042541635 | Puriton Landfill PV_1 Rainbow | 0.646 | 3.3 | 1.19 | 1.19 |  | 412.4 | 0.05 | 0.05
324 | 324 | 2200042557281 | 436 | 436 | 2200042557290 | Portworthy Dams PV_1 | 2.557 | 11.62 | 2.01 | 2.01 |  | 581.13 | 0.05 | 0.05
325 | 325 | 2200042616556 |  |  |  | Wick Farm Boundary Import | 1.709 | 4.83 | 1.64 | 1.64
327 | 327 | 2200042552600 | 439 | 439 | 2200042552646 | Batsworthy WF | 1.501 | 118.32 | 2.22 | 2.22 |  | 7597.13 | 0.05 | 0.05
328 | 328 | 2200042557306 | 440 | 440 | 2200042557315 | Portworthy Dams PV_2 | 2.557 | 11.62 | 1.94 | 1.94 |  | 523.02 | 0.05 | 0.05
329 | 329 | 2200042563211 |  |  |  | Crewkerne PV shared Imports | 0.092 | 16.89 | 1.99 | 1.99
331 | 331 | 2200042569134 | 443 | 443 | 2200042569161 | Tonedale Farm PV |  | 107.01 | 0.83 | 0.83 |  | 982.74 | 0.05 | 0.05
332 | 332 | 2200042541644 | 444 | 444 | 2200042541653 | Puriton Landfill PV_2 SSB | 0.646 | 3.3 | 1.2 | 1.2 |  | 371.16 | 0.05 | 0.05
333 | 333 | 2200042582446 | 447 | 447 | 2200042582455 | Red Hill Farm |  | 9.51 | 1.24 | 1.24 |  | 750.88 | 0.05 | 0.05
334 | 334 | 2200042574222 | 446 | 446 | 2200042574231 | Chelwood | 4.26 | 11.18 | 1.56 | 1.56 |  | 961.82 | 0.05 | 0.05
335 | 335 | 2200042592913 | 448 | 448 | 2200042592922 | West Carclaze1 | 0.321 | 5.35 | 1.54 | 1.54 |  | 835.15 | 0.05 | 0.05
336 | 336 | 2200042592931 | 449 | 449 | 2200042592940 | West Carclaze2 | 0.321 | 2.68 | 1.45 | 1.45 |  | 417.57 | 0.05 | 0.05
337 | 337 | 2200042495680 | 450 | 450 | 2200042495670 | Northmoor (embd) PV |  | 3.45 | 1.9 | 1.9 |  | 329.67 | 0.05 | 0.05
338 | 338 | 2200042540687 | 451 | 451 | 2200042540678 | Nmoor Little Tinney WF |  | 1.73 | 1.51 | 1.51 |  | 35.31 | 0.05 | 0.05
339 | 339 | 2200042540696 | 452 | 452 | 2200042540710 | Nmoor East Balsdon WF |  | 1.73 | 1.53 | 1.53 |  | 35.31 | 0.05 | 0.05
340 | 340 | 2200042598135 | 453 | 453 | 2200042598144 | Nmoor Hornacott PV |  | 3.45 | 1.77 | 1.77 |  | 329.67 | 0.05 | 0.05
341 | 341 | 2200042601346 | 454 | 454 | 2200042601355 | Oakham Farm | 0.055 | 8.95 | 1.39 | 1.39 |  | 694.52 | 0.05 | 0.05
342 | 342 | 2200042603237 | 455 | 455 | 2200042603246 | Carnemough Farm | 1.244 | 8.54 | 1.58 | 1.58 |  | 1423.71 | 0.05 | 0.05
343 | 343 | 2200042689252 | 456 | 456 | 2200042689261 | Ashwater WT Site 1 | 2.206 | 2.8 | 0.67 | 0.67 |  | 70.1 | 0.05 | 0.05
344 | 344 | 2200042614104 | 457 | 457 | 2200042614113 | Makro Exeter | 3.465 | 36.89 | 1.08 | 1.08 | -4.251 | 1505.76 | 0.05 | 0.05
345 | 345 | 2200042620162 | 458 | 458 | 2200042620171 | Great Houndbeare 2 | 0.032 | 28.69 | 1.66 | 1.66 |  | 1194.3 | 0.05 | 0.05
346 | 346 | 2200042620205 | 459 | 459 | 2200042620214 | Withy Drove | 0.667 | 39.68 | 1.31 | 1.31 |  | 1704.09 | 0.05 | 0.05
348 | 348 | 2200042620250 | 461 | 461 | 2200042620260 | Fitzwarren (Montys) Farm |  | 3.19 | 2.01 | 2.01 |  | 1243.89 | 0.05 | 0.05
350 | 350 | 2200042622035 | 463 | 463 | 2200042622044 | Dunsland Cross WF | 2.221 | 8.88 | 1.16 | 1.16 |  | 478.93 | 0.05 | 0.05
351 | 351 | 2200042626944 | 464 | 464 | 2200042626953 | Trerule Farm | 1.457 | 12.94 | 1.39 | 1.39 |  | 913.15 | 0.05 | 0.05
352 | 352 | 2200042627140 | 465 | 465 | 2200042627159 | Nancrossa | 3.388 | 2.05 | 1.93 | 1.93 |  | 512.91 | 0.05 | 0.05
353 | 353 | 2200042637885 | 466 | 466 | 2200042637894 | Wick Farm West | 1.709 | 6.95 | 1.66 | 1.66 |  | 492.34 | 0.05 | 0.05
354 | 354 | 2200042655528 | 467 | 467 | 2200042655537 | (LWeston ntw) Severn Community | 0.324 | 363.83 | 0.73 | 0.73 |  | 983.6 | 0.05 | 0.05
356 | 356 | 2200042679592 | 469 | 469 | 2200042679608 | Tamerton Bridge STOR | 0.777 | 8.05 | 1.04 | 1.04 | -1.093 | 847.47 | 0.05 | 0.05
357 | 357 | 2200042689270 | 470 | 470 | 2200042689280 | Ashwater PV Site 2 | 2.206 | 9.11 | 0.8 | 0.8 |  | 583.22 | 0.05 | 0.05
358 | 358 | 2200042722608 | 471 | 471 | 2200042722617 | Bodwen | 0.327 | 10.07 | 0.77 | 0.77 |  | 1629.19 | 0.05 | 0.05
359 | 359 | 2200042729774 | 472 | 472 | 2200042729783 | Sharland Farm PV | 4.011 | 23.21 | 3.67 | 3.67 |  | 1037.52 | 0.05 | 0.05
360 | 360 | 2200042733460 | 473 | 473 | 2200042733479 | Stoneshill Farm | 4.846 | 14.71 | 2.11 | 2.11 |  | 1177.06 | 0.05 | 0.05
361 | 361 | 2200042733850 | 474 | 474 | 2200042733869 | Nmoor Parsonage Wood PV |  | 3.45 | 1.66 | 1.66 |  | 241.16 | 0.05 | 0.05
362 | 362 | 2200042738705 | 475 | 475 | 2200042738714 | Axe View Way PV | 0.091 | 6.84 | 1.07 | 1.07 |  | 552.79 | 0.05 | 0.05
363 | 363 | 2200042742491 | 476 | 476 | 2200042742507 | Place Barton Farm | 1.167 | 9.31 | 1.71 | 1.71 |  | 844.05 | 0.05 | 0.05
364 | 364 | 2200042742516 | 477 | 477 | 2200042742525 | Old Stone Farm | 2.988 | 6.56 | 3.29 | 3.29 |  | 583.18 | 0.05 | 0.05
367 | 367 | 2200042784482 | 480 | 480 | 2200042784491 | Lockleaze Battery Storage | 0.901 | 340.22 | 0.83 | 0.83 | -1.257 | 358.12 | 0.05 | 0.05
368 | 368 | 2200043210930 | 491 | 491 | 2200043210940 | West Holcombe PV |  | 28.22 | 1.61 | 1.61 |  | 1163.4 | 0.05 | 0.05
600 | 600 | 2200032010850 | 601 | 601 | 2200031824542 | Imerys1(Blackpool) | 0.679 | 4543.82 | 0.85 | 0.85
603 | 603 | 2200042461315 | 785 | 785 | 2200042461324 | Otterham WT Feeder1 |  | 1.82 | 0.73 | 0.73 |  | 18.15 | 0.05 | 0.05
604 | 604 | 2200042501410 | 786 | 786 | 2200042501429 | Otterham WT Feeder2 |  | 1.82 | 0.75 | 0.75 |  | 130.7 | 0.05 | 0.05
607 | 607 | 2200042141133 | 789 | 789 | 2200042141142 | Wyld Meadow | 0.089 | 8.15 | 1.49 | 1.49 |  | 798.84 | 0.05 | 0.05
608 | 608 | 2200042141259 | 791 | 791 | 2200042141277 | Prince Rock | 2.631 | 2.69 | 0.81 | 0.81 | -2.877 | 686.77 | 0.05 | 0.05
612 | 612 | 2200032168607 | 765 | 765 | 2200032168616 | Bradon Farm | 0.564 | 43.19 | 1.25 | 1.25 | -1.798 | 1432.76 | 0.05 | 0.05
613 | 613 | 2200040848888 | 766 | 766 | 2200031664357 | Carland Cross | 1.111 | 2.67 | 1.71 | 1.71 | -3.187 | 485.13 | 0.05 | 0.05
614 | 614 | 2200030511311 | 767 | 767 | 2200031822971 | Cold Northcott | 2.816 | 14.1 | 5.39 | 5.39 |  | 507.71 | 0.05 | 0.05
615 | 615 | 2200040863404 | 768 | 768 | 2200040863399 | Forestmoor 1 | 2.542 | 17.29 | 1.47 | 1.47
616 | 616 | 2200040863431 | 769 | 769 | 2200040863422 | Forestmoor 2 | 2.542 | 31.7 | 1.46 | 1.46
617 | 617 | 2200030109831 | 770 | 770 | 2200031823558 | Four Burrows | 0.897 | 18.35 | 1.69 | 1.69 |  | 825.6 | 0.05 | 0.05
618 | 618 | 2200042384194 | 783 | 783 | 2200042384200 | Canworthy PV |  | 5.97 | 2.14 | 2.14 |  | 978.97 | 0.05 | 0.05
619 | 619 | 2200030112133 | 775 | 775 | 2200031823530 | St Breock | 2.713 | 9.87 | 2.76 | 2.76 |  | 312.24 | 0.05 | 0.05
620 | 620 | 2200030348790 | 723 | 723 | 2200042334139 2200042334148 | DML - Central | 2.585 | 15402.81 | 0.74 | 0.74 | -2.716 | 2176.56 | 0.05 | 0.05
623 | 623 | 2200042602289 | 748 | 748 | 2200042602298 | Denbrook WF | 0.646 | 29.59 | 0.87 | 0.87 |  | 3023.35 | 0.05 | 0.05
624 | 624 | 2200041804437 | 747 | 747 | 2200041804446 | Hayle Wave Hub |  |  |  |  | -17.915 | 644.59 | 0.05 | 0.05
625 | 625 | 2200031995530 | 741 | 741 | 2200032024222 | Marsh Barton | 0.019 | 6.42 | 1.35 | 1.35
626 | 626 | 2200040571113 | 752 | 752 | 2200040571122 | Connon Bridge | 1.49 | 18.39 | 1.46 | 1.46 | -1.517 | 409.69 | 0.05 | 0.05
627 | 627 | 2200040979020 | 753 | 753 | 2200040979039 | Chelson | 2.635 | 17.39 | 0.83 | 0.83 | -3.076 | 521.59 | 0.05 | 0.05
628 | 628 | 2200041957685 | 754 | 754 | 2200041253506 | Darracott | 1.559 | 31.13 | 2.89 | 2.89 |  | 567.01 | 0.05 | 0.05
629 | 629 | 2200040164245 | 764 | 764 | 2200040164254 | Bears Down | 0.189 | 1.89 | 1.3 | 1.3
632 | 632 | 2200040473921 | 757 | 757 | 2200040473940 | St Day | 3.68 | 37.66 | 1.23 | 1.23 | -1.695 | 333.25 | 0.05 | 0.05
633 | 633 | 2200041499771 | 758 | 758 | 2200041499762 | Shooters Bottom | 4.274 | 12.1 | 1.44 | 1.44 |  | 691.23 | 0.05 | 0.05
634 | 634 | 2200041625596 | 760 | 760 | 2200041625587 | Heathfield | 8.343 | 24.02 | 1.66 | 1.66 | -10.578 | 480.49 | 0.05 | 0.05
635 | 635 | 2200041845860 | 761 | 761 | 2200041845850 | Goonhilly | 3.594 | 8.54 | 2.21 | 2.21 |  | 682.93 | 0.05 | 0.05
636 | 636 | 2200041786674 | 762 | 762 | 2200041786683 | Delabole | 2.753 | 15.29 | 2.81 | 2.81 |  | 1406.6 | 0.05 | 0.05
637 | 637 | 2200041930489 | 763 | 763 | 2200041930498 | Fullabrook |  | 383.99 | 1.21 | 1.21 |  | 33346.5 | 0.05 | 0.05
639 | 639 | 2200042142094 | 724 | 724 | 2200042142410 | Luxulyan(Trenoweth Farm) | 0.325 | 3.39 | 2.92 | 2.92 |  | 978.72 | 0.05 | 0.05
642 | 642 | 2200042142439 | 725 | 725 | 2200042142457 | Woodland Barton PV 33kV Gen | 0.335 | 10.46 | 1.29 | 1.29 |  | 1045.95 | 0.05 | 0.05
643 | 643 | 2200041978773 | 726 | 726 | 2200041978782 | Manor PV Farm 33kV | 0.328 | 5.61 | 1.64 | 1.64 |  | 779.82 | 0.05 | 0.05
644 | 644 | 2200041978852 | 727 | 727 | 2200041978861 | Churchtown Farm PV 33kV | 12.928 | 311.74 | 1.15 | 1.15 | -12.928 | 483 | 0.05 | 0.05
645 | 645 | 2200041978791 | 728 | 728 | 2200041978807 | Trenouth PV 33kV | 0.19 | 17.61 | 1.58 | 1.58 |  | 1409 | 0.05 | 0.05
647 | 647 | 2200041979874 | 732 | 732 | 2200041979883 | Howton Farm PV 33kV | 0.95 | 5.53 | 2.76 | 2.76 |  | 789.74 | 0.05 | 0.05
649 | 649 | 2200042682406 | 734 | 734 | 2200042682424 | Newton Downs Farm | 2.537 | 51.47 | 1.43 | 1.43 |  | 913.51 | 0.05 | 0.05
650 | 650 | 2200030346906 2200030346998 |  |  |  | BAE Systems (ROF) | 0.72 | 5105.15 | 0.96 | 0.96
652 | 652 | 2200041978728 | 735 | 735 | 2200041978737 | East Langford PV 33kV | 2.524 | 5.55 | 2.11 | 2.11 |  | 792.33 | 0.05 | 0.05
653 | 653 | 2200042194279 | 736 | 736 | 2200042194288 | NINNIS PV 33kV Gen | 0.328 | 7.84 | 1.18 | 1.18 |  | 777.6 | 0.05 | 0.05
654 | 654 | 2200042208824 | 737 | 737 | 2200042208833 | Willsland PV 33kV Gen | 1.972 | 5.99 | 2.75 | 2.75 |  | 791.01 | 0.05 | 0.05
655 | 655 | 2200042141151 | 738 | 738 | 2200042141160 | Eastcombe PV 33kV Gen | 2.272 | 7.64 | 1.62 | 1.62 |  | 975.1 | 0.05 | 0.05
656 | 656 | 2200042172879 | 739 | 739 | 2200042172888 | Bratton Flemming PV | 1.5 | 5.24 | 1.89 | 1.89 |  | 523.75 | 0.05 | 0.05
657 | 657 | 2200042196736 | 740 | 740 | 2200042196745 | Beaford Brook PV | 1.627 | 4.06 | 5.97 | 5.97 |  | 812.65 | 0.05 | 0.05
658 | 658 | 2200042206604 | 742 | 742 | 2200042206613 | Park Wall PV | 0.63 | 3.94 | 1.86 | 1.86 |  | 787.16 | 0.05 | 0.05
659 | 659 | 2200042198501 | 743 | 743 | 2200042198520 | Bradford Solar Park | 2.413 | 23.51 | 1.07 | 1.07 |  | 2351.34 | 0.05 | 0.05
662 | 662 | 2200041982938 | 744 | 744 | 2200041982947 | Causilgey PV 33kV Gen | 0.888 | 3.04 | 2.67 | 2.67 |  | 547.4 | 0.05 | 0.05
663 | 663 | 2200042042966 | 745 | 745 | 2200042042975 | Beechgrove Farm PV 33kV | 0.089 | 2.45 | 2.36 | 2.36 |  | 788 | 0.05 | 0.05
664 | 664 | 2200041857484 | 772 | 772 | 2200031825680 | Isles of Scilly | 19.862 | 59.28 | 0.96 | 0.96 | -19.862 | 355.68 | 0.05 | 0.05
665 | 665 | 2200042019345 | 666 | 666 | 2200042019354 | BLACKDITCH 33kV | 0.651 | 0.57 | 3.22 | 3.22 |  | 487.23 | 0.05 | 0.05
669 | 669 | 2200030348718 | 806 | 806 | 2200041310085 | Avonmouth Docks Boundary | 0.566 | 5854.16 | 1.15 | 1.15
673 | 673 | 2200042534070 | 586 | 586 | 2200042534080 | CERC St Dennis |  | 2634.7 | 0.62 | 0.62 |  | 11523.62 | 0.05 | 0.05
674 | 674 | 2200042538720 | 587 | 587 | 2200042538749 | Severnside Energy Recovery Centre |  | 1005.69 | 0.61 | 0.61 |  | 10314.82 | 0.05 | 0.05
675 | 675 | 2200042787377 | 588 | 588 | 2200042787386 | Old Green Wind Farm & Battery |  | 240.87 | 1.08 | 1.08 |  | 744.07 | 0.05 | 0.05
690 | 690 | 2200030348620 |  |  |  | Norbora | 1.5 | 14095.9 | 3.91 | 3.91
692 | 692 | 2200030349084 2200032161977 |  |  |  | SWW Tamar | 1.446 | 6966.07 | 2.67 | 2.67
694 | 694 | 2200030349075 2200032161930 | 693 | 693 | 2200031824213 | SWW Roadford | 1.895 | 5132.83 | 3.07 | 3.07 | -3.447 | 278.75 | 0.05 | 0.05
695 | 695 | 2200030348319 2200030348328 |  |  |  | ST Regis | 1.342 | 2385.36 | 0.8 | 0.8
696 | 696 | 2200030347928 |  |  |  | Tarmac | 10.08 | 5158.76 | 3.31 | 3.31
697 | 697 | 2200030348026 2200030348035 |  |  |  | Abbeywood | 1.251 | 13798.3 | 1.67 | 1.67
698 | 698 | 2200030347101 2200032161995 |  |  |  | HewlettPackard | 2.142 | 4712.61 | 2.07 | 2.07
699 | 699 | 2200030354118 |  |  |  | Blagdon | 11.524 | 4574.29 | 2.1 | 2.1
700 | 700 | 2200031997477 2200031997529 |  |  |  | BristolAirport | 13.566 | 4712.61 | 4.82 | 4.82
701 | 701 | 2200031846059 | 808 | 808 | 2200031824747 | BGasHallen | 3.333 | 5351.83 | 0.81 | 0.81
702 | 702 | 2200030349260 | 807 | 807 | 2200041310094 | Portbury Dock | 3.746 | 14286.07 | 1.47 | 1.47 |  | 203.84 | 0.05 | 0.05
703 | 703 | 2200030348470 | 795 | 795 | 2200042430770 | Whatley Quarry | 7.303 | 13590.82 | 3.19 | 3.19 | -8.395 | 69.16 | 0.05 | 0.05
704 | 704 | 2200030349093 2200040240630 |  |  |  | FalmouthDocks | 5.123 | 4712.61 | 1.87 | 1.87
705 | 705 | 2200040661200 2200040661219 |  |  |  | AstraZeneca |  | 10015.11 | 0.98 | 0.98
706 | 706 | 2200040468930 2200042670943 |  |  |  | DairyCrestDavidstow | 9.056 | 16254.35 | 2.69 | 2.69
707 | 707 | 2200041209970 | 809 | 809 | 2200041209989 | Hemyock (Broadpath LF) | 8.557 | 6.59 | 0.75 | 0.75 | -8.557 | 131.73 | 0.05 | 0.05
708 | 708 | 2200030348373 | 794 | 794 | 2200031824524 | Imerys(Torycombe) | 5.477 | 13672.36 | 1.48 | 1.48 | -5.615 | 125.94 | 0.05 | 0.05
709 | 709 | 2200030346710 2200032196710 | 722 | 722 | 2200041987314 2200041987323 | Royal United Hospital | 9.618 | 4592.62 | 0.93 | 0.93 | -9.735 | 119.99 | 0.05 | 0.05
713 | 713 | 2200042194640 | 776 | 776 | 2200042103449 | Avonmouth BCC WF 33kV Gen |  | 19.22 | 0.71 | 0.71 |  | 800.71 | 0.05 | 0.05
714 | 714 | 2200042108127 | 777 | 777 | 2200042108289 | Bodiniel PV Park 33kV Gen | 2.685 | 3.71 | 2.76 | 2.76 |  | 618.75 | 0.05 | 0.05
715 | 715 | 2200042385453 | 778 | 778 | 2200042385462 | Garlenick WF 33kV | 0.341 | 69.12 | 0.82 | 0.82 |  | 2764.72 | 0.05 | 0.05
716 | 716 | 2200042165037 | 779 | 779 | 2200042165046 | Warleigh Barton PV 33kV Gen | 0.779 | 6.7 | 1.22 | 1.22 |  | 937.48 | 0.05 | 0.05
717 | 717 | 2200042171449 | 780 | 780 | 2200042171458 | Winnards Perch PV 33kV Gen | 0.188 | 13.57 | 1.47 | 1.47 |  | 791.76 | 0.05 | 0.05
718 | 718 | 2200042356276 | 781 | 781 | 2200042356285 | Galsworthy WF | 0.032 | 96.56 | 1.29 | 1.29 |  | 888.38 | 0.05 | 0.05
720 | 720 | 2200030348986 2200032178340 2200032178368 2200032178377 2200041226558 2200041226567 |  |  |  | Airbus UK Ltd | 1.577 | 14274.32 | 1.48 | 1.48
750 | 750 | 2200032138124 | 751 | 751 | 2200032050436 | RR Power Development |  | 14417.88 | 1.8 | 1.8
759 | 759 | 2200041527904 |  |  |  | Langage | 2.515 | 5118.55 | 1.29 | 1.29
797 | 797 | 2200030348452 | 804 | 804 | 2200031824551 | Imerys5(Drinnick) | 0.968 | 13864.84 | 1.56 | 1.56
798 | 798 | 2200030348382 | 803 | 803 | 2200030347690 | Imerys4(Bugle) | 0.456 | 13781.01 | 0.99 | 0.99 | -0.456 | 293.93 | 0.05 | 0.05
799 | 799 | 2200032010879 | 801 | 801 | 2200031824738 | Imerys3(Trebal) | 0.508 | 14150.38 | 0.77 | 0.77
800 | 800 | 2200030348666 | 802 | 802 | 2200031824490 | Imerys6(Par) | 0.463 | 13595.81 | 0.81 | 0.81
805 | 805 | 2200030349242 | 733 | 733 | 2200042334139 | DML - North | 2.613 | 21332.94 | 0.7 | 0.7
810 | 810 | 2200042163484 | 790 | 790 | 2200042163493 | Marley Thatch PV | 1.151 | 4.6 | 1.78 | 1.78 |  | 782.24 | 0.05 | 0.05
811 | 811 | 2200041648681 2200041648690 2200042093766 | 793 | 793 | 2200042093720 2200042093739 2200042093757 | Bristol Royal Infirmary | 1.457 | 14001.46 | 1.92 | 1.92 | -2.304 | 350.13 | 0.05 | 0.05
812 | 812 | 2200042276123 2200042276132 2200042276141 |  |  |  | Bristol University | 1.457 | 14351.59 | 2.33 | 2.33
815 | 815 | 2200042163410 | 792 | 792 | 2200042163457 | Burrowton Farm PV |  | 4.09 | 1.65 | 1.65 |  | 556.83 | 0.05 | 0.05
816 | 816 | 2200042165055 | 900 | 900 | 2200042165064 | Callington Solar | 1.303 | 4.97 | 2.53 | 2.53 |  | 521.51 | 0.05 | 0.05
817 | 817 | 2200042165073 | 901 | 901 | 2200042165082 | Hope Solar | 12.944 | 7.83 | 1.02 | 1.02 |  | 822.66 | 0.05 | 0.05
818 | 818 | 2200042172043 | 903 | 903 | 2200042172052 | NES Kingsweston Lane | 0.324 | 132.03 | 0.72 | 0.72 | -0.505 | 528.11 | 0.05 | 0.05
820 | 820 | 2200042169714 | 905 | 905 | 2200042169723 | Slade Farm PV | 3.023 | 6.17 | 4.14 | 4.14 |  | 930.61 | 0.05 | 0.05
821 | 821 | 2200042171183 | 906 | 906 | 2200042171192 | Rew Farm PV | 0.346 | 5.15 | 2.57 | 2.57 |  | 886.28 | 0.05 | 0.05
822 | 822 | 2200042171208 | 907 | 907 | 2200042171226 | Higher Trenhayle PV | 16.832 | 6.54 | 2.49 | 2.49 |  | 784.91 | 0.05 | 0.05
823 | 823 | 2200042171244 | 908 | 908 | 2200042171253 | Middle Treworder PV | 2.706 | 1.1 | 4.9 | 4.9 |  | 538.8 | 0.05 | 0.05
824 | 824 | 2200042171616 | 909 | 909 | 2200042171625 | Penhale Farm PV | 2.713 | 14.32 | 3.12 | 3.12 |  | 859.35 | 0.05 | 0.05
825 | 825 | 2200042172512 | 910 | 910 | 2200042172521 | Ayshford Court PV | 4.944 | 1.67 | 2.32 | 2.32 |  | 507.54 | 0.05 | 0.05
826 | 826 | 2200042172920 | 911 | 911 | 2200042172930 | West Hill PV | 0.681 | 21.37 | 3.14 | 3.14 |  | 2880.97 | 0.05 | 0.05
827 | 827 | 2200042172897 | 912 | 912 | 2200042172902 | Knockworthy Farm PV | 1.545 | 4.44 | 3.59 | 3.59 |  | 492.9 | 0.05 | 0.05
828 | 828 | 2200042218673 2200042218682 |  |  |  | University of Bath | 8.332 | 17426.99 | 2.81 | 2.81
829 | 829 | 2200042174272 | 914 | 914 | 2200042174281 | Trekenning Farm PV | 0.394 | 18.76 | 1.35 | 1.35 |  | 2237.51 | 0.05 | 0.05
830 | 830 | 2200042184369 | 915 | 915 | 2200042184378 | Four Burrows PV | 0.902 | 3.59 | 2.32 | 2.32 |  | 495.18 | 0.05 | 0.05
833 | 833 | 2200042191756 | 918 | 918 | 2200042191765 | Halse Farm PV |  | 1.32 | 2.28 | 2.28 |  | 496.63 | 0.05 | 0.05
834 | 834 | 2200042192750 | 919 | 919 | 2200042192769 | Hatchlands Farm PV | 1.141 | 16.28 | 1.13 | 1.13 |  | 904.24 | 0.05 | 0.05
835 | 835 | 2200042193879 | 920 | 920 | 2200042193888 | Higher Trevartha PV | 1.485 | 12.23 | 2.16 | 2.16 |  | 807.48 | 0.05 | 0.05
837 | 837 | 2200042194047 | 922 | 922 | 2200042194056 | Ford Farm PV | 1.443 | 6.74 | 2.2 | 2.2 |  | 505.21 | 0.05 | 0.05
839 | 839 | 2200042345993 | 924 | 924 | 2200042346000 | Trequite | 1.483 | 2.76 | 2.74 | 2.74 |  | 909.15 | 0.05 | 0.05
841 | 841 | 2200042193735 | 926 | 926 | 2200042193744 | Higher Tregarne PV | 3.44 | 25.38 | 1.38 | 1.38 |  | 1087.71 | 0.05 | 0.05
842 | 842 | 2200042195592 | 927 | 927 | 2200042195608 | Higher North Beer PV | 2.578 | 0.73 | 3.38 | 3.38 |  | 516.09 | 0.05 | 0.05
843 | 843 | 2200042196781 | 928 | 928 | 2200042196790 | Horsacott PV | 0.667 | 1.77 | 3.11 | 3.11 |  | 503.26 | 0.05 | 0.05
844 | 844 | 2200042201252 | 929 | 929 | 2200042201261 | Langunnett PV | 1.589 | 13.98 | 2.05 | 2.05 |  | 1324.66 | 0.05 | 0.05
845 | 845 | 2200042201270 | 930 | 930 | 2200042201280 | Trefinnick Farm PV | 1.316 | 17.87 | 2.84 | 2.84 |  | 1488.91 | 0.05 | 0.05
846 | 846 | 2200042202939 | 931 | 931 | 2200042202948 | Little Trevease Farm PV | 3.393 | 8.65 | 1.65 | 1.65 |  | 830.08 | 0.05 | 0.05
847 | 847 | 2200042432625 | 932 | 932 | 2200042432634 | Marksbury | 4.263 | 8.09 | 1.71 | 1.71 |  | 645.77 | 0.05 | 0.05
848 | 848 | 2200042202975 | 933 | 933 | 2200042202984 | Cobbs Cross | 0.636 | 4.02 | 1.97 | 1.97 |  | 804.3 | 0.05 | 0.05
849 | 849 | 2200042204652 | 934 | 934 | 2200042204661 | Newlands Farm | 0.089 | 4.23 | 1.75 | 1.75 |  | 832.12 | 0.05 | 0.05
850 | 850 | 2200042206580 | 935 | 935 | 2200042206599 | CRICKET ST THOMAS | 0.089 | 27.12 | 0.95 | 0.95 |  | 813.58 | 0.05 | 0.05
851 | 851 | 2200042206622 | 936 | 936 | 2200042206631 | Parsonage Barn | 0.089 | 17.41 | 0.99 | 0.99 |  | 1218.72 | 0.05 | 0.05
852 | 852 | 2200042208806 | 937 | 937 | 2200042208815 | Hewas PV | 0.348 | 10.7 | 1.37 | 1.37 |  | 1070.48 | 0.05 | 0.05
853 | 853 | 2200042208842 | 938 | 938 | 2200042208851 | CRINACOTT PV | 2.413 | 11.66 | 0.87 | 0.87 |  | 1022.99 | 0.05 | 0.05
854 | 854 | 2200042214711 | 939 | 939 | 2200042214720 | Penare Farm | 0.877 | 11.14 | 1.47 | 1.47 |  | 476.66 | 0.05 | 0.05
855 | 855 | 2200042214730 | 940 | 940 | 2200042214749 | Aller Court | 0.634 | 22.29 | 1.19 | 1.19 |  | 764.5 | 0.05 | 0.05
857 | 857 | 2200042214943 | 942 | 942 | 2200042214952 | Stonebarrow | 0.089 | 6.53 | 1.31 | 1.31 |  | 538.19 | 0.05 | 0.05
858 | 858 | 2200042215088 | 943 | 943 | 2200042215097 | Whitley Farm | 0.538 | 9.01 | 1.79 | 1.79 |  | 721.16 | 0.05 | 0.05
859 | 859 | 2200042215246 | 944 | 944 | 2200042215255 | New Rendy Farm |  | 9.59 | 1.09 | 1.09 |  | 782.55 | 0.05 | 0.05
860 | 860 | 2200042216843 | 945 | 945 | 2200042216852 | Tregassow | 0.649 | 5.96 | 2.45 | 2.45 |  | 1491.08 | 0.05 | 0.05
861 | 861 | 2200042218405 | 946 | 946 | 2200042218414 | Pitworthy | 2.412 | 17.31 | 2.86 | 2.86 |  | 3544.16 | 0.05 | 0.05
862 | 862 | 2200042224250 | 947 | 947 | 2200042224269 | Foxcombe PV | 2.274 | 3.94 | 2.28 | 2.28 |  | 787.67 | 0.05 | 0.05
863 | 863 | 2200042224278 | 948 | 948 | 2200042224287 | Rexon Cross PV Farm | 1.879 | 5.7 | 1.9 | 1.9 |  | 797.41 | 0.05 | 0.05
864 | 864 | 2200042242880 | 949 | 949 | 2200042242899 | Hazard Farm PV | 1.137 | 5.57 | 1.94 | 1.94 |  | 1102.94 | 0.05 | 0.05
865 | 865 | 2200042244673 | 950 | 950 | 2200042244682 | Luscott Barton | 0.673 | 10.33 | 3.1 | 3.1 |  | 702.54 | 0.05 | 0.05
866 | 866 | 2200042254120 | 951 | 951 | 2200042254139 | Grange Farm PV |  | 8.46 | 1.29 | 1.29 |  | 845.58 | 0.05 | 0.05
867 | 867 | 2200042352174 | 952 | 952 | 2200042352183 | Derriton Fields | 2.411 | 13.66 | 1.68 | 1.68 |  | 2167.12 | 0.05 | 0.05
868 | 868 | 2200042278478 | 953 | 953 | 2200042278487 | Cleave Farm | 0.686 | 23.33 | 3.82 | 3.82 |  | 1857.15 | 0.05 | 0.05
869 | 869 | 2200042342032 | 954 | 954 | 2200042342041 | Woolavington | 0.664 | 7.89 | 1.37 | 1.37 |  | 920.57 | 0.05 | 0.05
870 | 870 | 2200042342060 | 955 | 955 | 2200042342079 | Trehawke Farm | 1.501 | 15.23 | 1.33 | 1.33 |  | 1539.44 | 0.05 | 0.05
871 | 871 | 2200042278751 | 956 | 956 | 2200042278760 | Higher Berechapel Farm | 0.09 | 194.69 | 0.72 | 0.72 | -0.261 | 608.4 | 0.05 | 0.05
872 | 872 | 2200042278947 | 957 | 957 | 2200042278956 | Bommertown |  | 8.05 | 1.49 | 1.49 |  | 547.66 | 0.05 | 0.05
873 | 873 | 2200042349739 | 958 | 958 | 2200042349748 | Carloggas Farm | 0.349 | 34.62 | 0.99 | 0.99 |  | 1250.06 | 0.05 | 0.05
876 | 876 | 2200042911983 | 481 | 481 | 2200042911992 | Viridor EFW (Seabank) |  | 103.17 | 0.81 | 0.81 |  | 1010.39 | 0.05 | 0.05
877 | 877 | 2200042911929 | 482 | 482 | 2200042911947 | Alders Way STOR | 2.836 | 28.75 | 1.08 | 1.08 | -3.189 | 806.93 | 0.05 | 0.05
878 | 878 | 2200042911965 | 483 | 483 | 2200042911974 | Rockingham STOR | 0.32 | 669.06 | 0.81 | 0.81 | -0.492 | 2112.82 | 0.05 | 0.05
879 | 879 | 2200042965279 | 484 | 484 | 2200042965260 | Fideoak Battery |  | 565.83 | 0.62 | 0.62 |  | 595.59 | 0.05 | 0.05
880 | 880 | 2200042990994 | 485 | 485 | 2200042991000 | Hele Manor STOR |  | 11.08 | 1.18 | 1.18 |  | 476.72 | 0.05 | 0.05
882 | 882 | 2200043111690 | 487 | 487 | 2200043111681 | Creacombe Solar (MRLF3) | 2.536 | 14.24 | 2.07 | 2.07 |  | 732.17 | 0.05 | 0.05
883 | 883 | 2200043111715 | 488 | 488 | 2200043111706 | Marlands Solar (MRLF3) | 2.536 | 6.1 | 2.07 | 2.07 |  | 406.76 | 0.05 | 0.05
884 | 884 | 2200043129410 |  |  |  | Langford | 9.794 | 15085.28 | 2.08 | 2.08
885 | 885 | 2200043152465 | 489 | 489 | 2200043152456 | Wave Hub Battery | 16.41 | 33.93 | 1.36 | 1.36 | -17.915 | 33.93 | 0.05 | 0.05
886 | 886 | 2200043161734 | 490 | 490 | 2200043161743 | Ventonteague Wind Turbine | 1.058 | 5.63 | 1.53 | 1.53 |  | 568.26 | 0.05 | 0.05
961 | 961 | 2200030348090 |  |  |  | Sims Avonmouth | 0.566 | 13521.66 | 0.9 | 0.9
962 | 962 | 2200030348105 |  |  |  | Flour Mills Avonmouth | 0.566 | 4435.97 | 1.78 | 1.78
7158 | 7158 | 7158 | 7158 | 7158 | 7158 | Huntworth | 0.628 | 3.85 | 1.07 | 1.07
7293 | 7293 | 7293 |  |  |  | Alveston Hammerly Down |  | 13721.04 | 0.62 | 0.62
7317 | 7317 | 7317 | 7318 | 7318 | 7318 | Barton Hill STOR CVA | 0.686 | 20.72 | 0.7 | 0.7 | -0.778 | 480.66 | 0.05 | 0.05
7319 | 7319 | 7319 | 7320 | 7320 | 7320 | Water Lane B | 3.499 | 9.7 | 1.21 | 1.21 | -4.292 | 1012.92 | 0.05 | 0.05
7341 | 7341 | 7341 | 7342 | 7342 | 7342 | Cattedown STOR CVA | 2.63 | 10.17 | 0.78 | 0.78 | -2.875 | 767.02 | 0.05 | 0.05
|  |  | 427 | 427 | 2200042573488 | Pylle PV Site 1 | [5 empty] | 392.85 | 0.05 | 0.05
|  |  | 437 | 437 | 2200042542763 | Wick Farm PV_1 Export | [5 empty] | 241.49 | 0.05 | 0.05
|  |  | 438 | 438 | 2200042542781 | Wick Farm PV_2 Export | [5 empty] | 241.49 | 0.05 | 0.05
|  |  | 441 | 441 | 2200042563230 | Crewkerne PV Site 1 | [5 empty] | 703.18 | 0.05 | 0.05
|  |  | 442 | 442 | 2200042563276 2200042710611 | Crewkerne PV Site 2 | [5 empty] | 703.18 | 0.05 | 0.05
|  |  | 445 | 445 | 2200042573502 | Pylle PV Site 2 | [5 empty] | 392.85 | 0.05 | 0.05
New Import 1 | New Import 1 | New Import 1 | New Export 1 | New Export 1 | New Export 1 | Stowey Road PV |  | 9.58 | 2.79 | 2.79 |  | 975.36 | 0.05 | 0.05
New Import 2 | New Import 2 | New Import 2 | New Export 2 | New Export 2 | New Export 2 | Aller Langport PV | 0.634 | 9.06 | 2.26 | 2.26 |  | 616.38 | 0.05 | 0.05
New Import 3 | New Import 3 | New Import 3 | New Export 3 | New Export 3 | New Export 3 | Bowerhouse 2 | [5 empty] | 773.86 | 0.05 | 0.05
New Import 4 | New Import 4 | New Import 4 | New Export 4 | New Export 4 | New Export 4 | Clyst St Lawrence Energy Storage |  | 8.19 | 1.15 | 1.15 |  | 1393.46 | 0.05 | 0.05
New Import 5 | New Import 5 | New Import 5 | New Export 5 | New Export 5 | New Export 5 | Cold Northcott Alternate |  | 12.16 | 0.78 | 0.78 |  | 972.78 | 0.05 | 0.05
New Import 6 | New Import 6 | New Import 6 | New Export 6 | New Export 6 | New Export 6 | Coleford | 4.219 | 12.8 | 1.8 | 1.8 | -6.275 | 673.88 | 0.05 | 0.05
New Import 7 | New Import 7 | New Import 7 | New Export 7 | New Export 7 | New Export 7 | Cornwall Bio Park | 12.691 | 67.44 | 1.15 | 1.15 | -12.805 | 2248.06 | 0.05 | 0.05
New Import 8 | New Import 8 | New Import 8 | New Export 8 | New Export 8 | New Export 8 | Feeder Road Battery | 1.099 | 326.69 | 0.88 | 0.88 | -1.393 | 343.88 | 0.05 | 0.05
New Import 9 | New Import 9 | New Import 9 | New Export 9 | New Export 9 | New Export 9 | Fire Station Lane | 0.322 | 13.47 | 1.17 | 1.17 | -0.495 | 474.33 | 0.05 | 0.05
New Import 10 | New Import 10 | New Import 10 | New Export 10 | New Export 10 | New Export 10 | Fraddon Solar |  | 0.99 | 2.23 | 2.23 |  | 2025.72 | 0.05 | 0.05
New Import 11 | New Import 11 | New Import 11 | New Export 11 | New Export 11 | New Export 11 | GS394 Plymouth Centre | 2.582 | 596.44 | 1.37 | 1.37 | -2.713 | 627.75 | 0.05 | 0.05
New Import 12 | New Import 12 | New Import 12 | New Export 12 | New Export 12 | New Export 12 | Hallen 33kV Battery |  | 714.18 | 0.76 | 0.76 |  | 745 | 0.05 | 0.05
New Import 13 | New Import 13 | New Import 13 |  |  |  | Hermerdon Mine | 2.543 | 14009.46 | 3 | 3
New Import 14 | New Import 14 | New Import 14 | New Export 14 | New Export 14 | New Export 14 | Land at Imerys WT | 0.321 | 11.92 | 0.69 | 0.69 |  | 1530.72 | 0.05 | 0.05
New Import 15 | New Import 15 | New Import 15 | New Export 15 | New Export 15 | New Export 15 | Lodge Farm PV | 4.208 | 5.96 | 1.96 | 1.96 |  | 2503.89 | 0.05 | 0.05
New Import 16 | New Import 16 | New Import 16 | New Export 16 | New Export 16 | New Export 16 | Lower Litchardon PV | 0.041 | 9.98 | 1.36 | 1.36 |  | 1048.11 | 0.05 | 0.05
New Import 17 | New Import 17 | New Import 17 | New Export 17 | New Export 17 | New Export 17 | NIRO PV (Rockebeare) | 1.552 | 17.13 | 2.07 | 2.07 |  | 783.99 | 0.05 | 0.05
New Import 18 | New Import 18 | New Import 18 | New Export 18 | New Export 18 | New Export 18 | Otterham WF Extension |  | 19.31 | 0.78 | 0.78 |  | 965.63 | 0.05 | 0.05
New Import 19 | New Import 19 | New Import 19 | New Export 19 | New Export 19 | New Export 19 | Ottery St Mary PV | 0.031 | 17.32 | 2.05 | 2.05 |  | 2062.04 | 0.05 | 0.05
New Import 20 | New Import 20 | New Import 20 | New Export 20 | New Export 20 | New Export 20 | Pedwell PV | 0.011 | 4 | 1.35 | 1.35 |  | 1814.36 | 0.05 | 0.05
New Import 21 | New Import 21 | New Import 21 | New Export 21 | New Export 21 | New Export 21 | Perrinpit Road PV |  | 2.49 | 1.38 | 1.38 |  | 982.45 | 0.05 | 0.05
New Import 22 | New Import 22 | New Import 22 | New Export 22 | New Export 22 | New Export 22 | Severn Road |  | 227.62 | 0.98 | 0.98 |  | 2391.16 | 0.05 | 0.05
New Import 23 | New Import 23 | New Import 23 | New Export 23 | New Export 23 | New Export 23 | Tale Lane Solar |  | 18.08 | 2.04 | 2.04 |  | 1383.57 | 0.05 | 0.05
New Import 24 | New Import 24 | New Import 24 | New Export 24 | New Export 24 | New Export 24 | Tregeen AD(OTHM1) |  | 109.44 | 0.84 | 0.84 |  | 875.5 | 0.05 | 0.05
New Import 25 | New Import 25 | New Import 25 | New Export 25 | New Export 25 | New Export 25 | Trenoweth Farm PV |  | 9.27 | 5.2 | 5.2 |  | 975.67 | 0.05 | 0.05
New Import 26 | New Import 26 | New Import 26 | New Export 26 | New Export 26 | New Export 26 | Two Post Cross PV | 0.806 | 54.25 | 1.65 | 1.65 | -1.532 | 470.55 | 0.05 | 0.05
New Import 27 | New Import 27 | New Import 27 | New Export 27 | New Export 27 | New Export 27 | Warne Road | 1.694 | 22.12 | 1.51 | 1.51 | -3.072 | 465.68 | 0.05 | 0.05

## Annex 2a Import
Note: The list of MPANs / MSIDs provided may be incomplete; the DNO reserves the right to apply the listed charges to any other MPANs / MSIDs associated with the site. Note: This table is automatically populated based on the content of the tab entitled 'Annex 2 EHV Charges'. The timebands are as shown in Annex 2.
Western Power Distribution (South West) plc - Effective from 1 April 2022 - Final EDCM import charges
Import Unique Identifier | LLFC | Import MPANs/MSIDs | Name | Import Super Red unit charge (p/kWh) | Import fixed charge (p/day) | Import capacity charge (p/kVA/day) | Import exceeded capacity charge (p/kVA/day)
198 | 198 | 2200042805690 | Rolls Royce TT | 1.699 | 13659.98 | 1.22 | 1.22
204 | 204 | 2200042689299 | Ashwater Auxillary Supply | 2.206 | 2.8 | 0.78 | 0.78
250 | 250 | 2200042755073 | Otterham Wind Farm Phase 3 (STOR) |  | 50.83 | 0.76 | 0.76
262 | 262 | 2200042291210 | Till House |  | 13.47 | 1.19 | 1.19
263 | 263 | 2200042297550 | Outlands Wood | 2.685 | 3.62 | 1.96 | 1.96
264 | 264 | 2200042305476 | Culmhead |  | 3.38 | 2.11 | 2.11
265 | 265 | 2200042308031 | Whitchurch Farm PV | 4.249 | 1.04 | 3.62 | 3.62
266 | 266 | 2200042312872 | Kingsland Barton | 1.492 | 7.43 | 2.54 | 2.54
267 | 267 | 2200042314986 | Mendip Solar PV Farm | 4.281 | 2.01 | 2.64 | 2.64
268 | 268 | 2200042315730 | St Stephen PV | 0.351 | 4.53 | 2.11 | 2.11
269 | 269 | 2200042315776 | Trewidland farm PV | 1.526 | 5.4 | 2.07 | 2.07
270 | 270 | 2200042316751 | Watchfield Lawn | 0.671 | 6.21 | 1.59 | 1.59
271 | 271 | 2200042382620 | Gover Park | 12.778 | 6.66 | 1.35 | 1.35
272 | 272 | 2200042323128 | North Wayton | 0.764 | 10.95 | 1.59 | 1.59
273 | 273 | 2200042324450 | Week Farm | 0.686 | 22.65 | 3.7 | 3.7
274 | 274 | 2200042326040 | Cullompton | 4.933 | 17.95 | 3.25 | 3.25
275 | 275 | 2200042329078 | Dinder Farm | 4.419 | 7.36 | 2.13 | 2.13
277 | 277 | 2200042329050 | Pitts Farm | 4.418 | 16.12 | 1.99 | 1.99
278 | 278 | 2200042333678 | Kerriers | 2.692 | 21.54 | 3.08 | 3.08
279 | 279 | 2200042333701 | Ernesettle Lane | 0.777 | 8.25 | 1.21 | 1.21
281 | 281 | 2200042340220 | Goonhilly Solar Park | 3.594 | 12.28 | 2.24 | 2.24
282 | 282 | 2200042348665 | Nanteague | 0.876 | 14.89 | 1.87 | 1.87
283 | 283 | 2200042340745 | Bidwell Dartington PV | 1.126 | 4.05 | 2.05 | 2.05
284 | 284 | 2200042343212 | New Row Farm | 4.452 | 10.36 | 2.85 | 2.85
285 | 285 | 2200042354205 | Woodland Barton Windfarm | 0.327 | 38.47 | 0.7 | 0.7
286 | 286 | 2200042387497 | Four Burrows 2 | 0.885 | 8.54 | 1.88 | 1.88
287 | 287 | 2200042398211 | Redlands Farm | 0.552 | 6.03 | 1.98 | 1.98
288 | 288 | 2200042400882 | Tengore Lane PV | 0.643 | 6.56 | 3.03 | 3.03
289 | 289 | 2200042400864 | Liverton Farm | 0.794 | 1.96 | 1.48 | 1.48
290 | 290 | 2200042407860 | Yonder Parks Farm | 2.974 | 9.23 | 3.46 | 3.46
291 | 291 | 2200042410310 | Somerton Door | 0.595 | 5.4 | 3.24 | 3.24
292 | 292 | 2200042414858 | Carditch Drove | 9.944 | 2.88 | 1.78 | 1.78
293 | 293 | 2200042417798 | Capelands Farm | 1.502 | 2.02 | 2.02 | 2.02
294 | 294 | 2200042418791 | East Youlstone WF | 2.489 | 62.31 | 1.49 | 1.49
295 | 295 | 2200042437359 | Francis Court Farm | 1.544 | 6.85 | 1.95 | 1.95
296 | 296 | 2200042443316 | Northwood | 0.905 | 1.45 | 3.46 | 3.46
297 | 297 | 2200042443352 | Tricky Warren |  | 7.03 | 1.28 | 1.28
298 | 298 | 2200042447000 | Iwood Lane | 9.892 | 1.77 | 3.48 | 3.48
299 | 299 | 2200042446984 | Rydon Farm | 8.182 | 17.06 | 2.12 | 2.12
300 | 300 | 2200042446966 | Balls Wood | 2.504 | 10.96 | 2.42 | 2.42
301 | 301 | 2200042457480 | Ashlawn Farm | 10.145 | 11.67 | 2.73 | 2.73
302 | 302 | 2200042457903 | Pencoose Farm | 3.408 | 7.48 | 1.63 | 1.63
303 | 303 | 2200042457986 | Hawkers Farm | 0.536 | 19.19 | 1.49 | 1.49
304 | 304 | 2200042459557 | Hurcott | 0.089 | 1.97 | 1.84 | 1.84
305 | 305 | 2200042461290 | Garvinack | 0.881 | 21.23 | 1.56 | 1.56
306 | 306 | 2200042462179 | New Barton | 0.764 | 36.74 | 2.61 | 2.61
307 | 307 | 2200042465160 | Coombeshead Farm | 1.16 | 1.47 | 2.73 | 2.73
308 | 308 | 2200042465189 | Walland Farm | 0.686 | 11.71 | 3.64 | 3.64
309 | 309 | 2200042467594 | Ashcombe | 8.48 | 11.14 | 2.06 | 2.06
310 | 310 | 2200042469875 | Newnham Farm | 2.51 | 34.21 | 1.51 | 1.51
311 | 311 | 2200042473463 | Roskrow Barton PV | 3.467 | 5.98 | 2.48 | 2.48
312 | 312 | 2200042473445 | Parkview Solar | 1.214 | 5.66 | 1.37 | 1.37
313 | 313 | 2200042475169 | Towerhead Farm | 10.006 | 8.06 | 2.05 | 2.05
314 | 314 | 2200042475196 | Rookery Farm | 10.002 | 5.87 | 1.59 | 1.59
315 | 315 | 2200042475415 | Bystock Farm | 0.793 | 125.16 | 1.04 | 1.04
316 | 316 | 2200042475433 | Pylle PV Import Boundary | 4.477 | 3.93 | 2.89 | 2.89
317 | 317 | 2200042475823 | Burthy PV | 1.385 | 2.03 | 2.75 | 2.75
318 | 318 | 2200042480610 | Wilton Farm PV | 1.501 | 5.16 | 1.65 | 1.65
319 | 319 | 2200042484873 | Woodmanton (Coombe) Farm | 0.798 | 10.42 | 1.83 | 1.83
320 | 320 | 2200042484846 | Higher Bye Farm | 1.357 | 6.67 | 1.37 | 1.37
321 | 321 | 2200042530730 | Wilton Farm WF | 1.501 | 67.09 | 0.99 | 0.99
322 | 322 | 2200042533411 | Denzell Downs WF | 0.187 | 52.03 | 1.1 | 1.1
323 | 323 | 2200042541583 | Puriton Landfill PV_1 Rainbow | 0.646 | 3.3 | 1.19 | 1.19
324 | 324 | 2200042557281 | Portworthy Dams PV_1 | 2.557 | 11.62 | 2.01 | 2.01
325 | 325 | 2200042616556 | Wick Farm Boundary Import | 1.709 | 4.83 | 1.64 | 1.64
327 | 327 | 2200042552600 | Batsworthy WF | 1.501 | 118.32 | 2.22 | 2.22
328 | 328 | 2200042557306 | Portworthy Dams PV_2 | 2.557 | 11.62 | 1.94 | 1.94
329 | 329 | 2200042563211 | Crewkerne PV shared Imports | 0.092 | 16.89 | 1.99 | 1.99
331 | 331 | 2200042569134 | Tonedale Farm PV |  | 107.01 | 0.83 | 0.83
332 | 332 | 2200042541644 | Puriton Landfill PV_2 SSB | 0.646 | 3.3 | 1.2 | 1.2
333 | 333 | 2200042582446 | Red Hill Farm |  | 9.51 | 1.24 | 1.24
334 | 334 | 2200042574222 | Chelwood | 4.26 | 11.18 | 1.56 | 1.56
335 | 335 | 2200042592913 | West Carclaze1 | 0.321 | 5.35 | 1.54 | 1.54
336 | 336 | 2200042592931 | West Carclaze2 | 0.321 | 2.68 | 1.45 | 1.45
337 | 337 | 2200042495680 | Northmoor (embd) PV |  | 3.45 | 1.9 | 1.9
338 | 338 | 2200042540687 | Nmoor Little Tinney WF |  | 1.73 | 1.51 | 1.51
339 | 339 | 2200042540696 | Nmoor East Balsdon WF |  | 1.73 | 1.53 | 1.53
340 | 340 | 2200042598135 | Nmoor Hornacott PV |  | 3.45 | 1.77 | 1.77
341 | 341 | 2200042601346 | Oakham Farm | 0.055 | 8.95 | 1.39 | 1.39
342 | 342 | 2200042603237 | Carnemough Farm | 1.244 | 8.54 | 1.58 | 1.58
343 | 343 | 2200042689252 | Ashwater WT Site 1 | 2.206 | 2.8 | 0.67 | 0.67
344 | 344 | 2200042614104 | Makro Exeter | 3.465 | 36.89 | 1.08 | 1.08
345 | 345 | 2200042620162 | Great Houndbeare 2 | 0.032 | 28.69 | 1.66 | 1.66
346 | 346 | 2200042620205 | Withy Drove | 0.667 | 39.68 | 1.31 | 1.31
348 | 348 | 2200042620250 | Fitzwarren (Montys) Farm |  | 3.19 | 2.01 | 2.01
350 | 350 | 2200042622035 | Dunsland Cross WF | 2.221 | 8.88 | 1.16 | 1.16
351 | 351 | 2200042626944 | Trerule Farm | 1.457 | 12.94 | 1.39 | 1.39
352 | 352 | 2200042627140 | Nancrossa | 3.388 | 2.05 | 1.93 | 1.93
353 | 353 | 2200042637885 | Wick Farm West | 1.709 | 6.95 | 1.66 | 1.66
354 | 354 | 2200042655528 | (LWeston ntw) Severn Community | 0.324 | 363.83 | 0.73 | 0.73
356 | 356 | 2200042679592 | Tamerton Bridge STOR | 0.777 | 8.05 | 1.04 | 1.04
357 | 357 | 2200042689270 | Ashwater PV Site 2 | 2.206 | 9.11 | 0.8 | 0.8
358 | 358 | 2200042722608 | Bodwen | 0.327 | 10.07 | 0.77 | 0.77
359 | 359 | 2200042729774 | Sharland Farm PV | 4.011 | 23.21 | 3.67 | 3.67
360 | 360 | 2200042733460 | Stoneshill Farm | 4.846 | 14.71 | 2.11 | 2.11
361 | 361 | 2200042733850 | Nmoor Parsonage Wood PV |  | 3.45 | 1.66 | 1.66
362 | 362 | 2200042738705 | Axe View Way PV | 0.091 | 6.84 | 1.07 | 1.07
363 | 363 | 2200042742491 | Place Barton Farm | 1.167 | 9.31 | 1.71 | 1.71
364 | 364 | 2200042742516 | Old Stone Farm | 2.988 | 6.56 | 3.29 | 3.29
367 | 367 | 2200042784482 | Lockleaze Battery Storage | 0.901 | 340.22 | 0.83 | 0.83
368 | 368 | 2200043210930 | West Holcombe PV |  | 28.22 | 1.61 | 1.61
600 | 600 | 2200032010850 | Imerys1(Blackpool) | 0.679 | 4543.82 | 0.85 | 0.85
603 | 603 | 2200042461315 | Otterham WT Feeder1 |  | 1.82 | 0.73 | 0.73
604 | 604 | 2200042501410 | Otterham WT Feeder2 |  | 1.82 | 0.75 | 0.75
607 | 607 | 2200042141133 | Wyld Meadow | 0.089 | 8.15 | 1.49 | 1.49
608 | 608 | 2200042141259 | Prince Rock | 2.631 | 2.69 | 0.81 | 0.81
612 | 612 | 2200032168607 | Bradon Farm | 0.564 | 43.19 | 1.25 | 1.25
613 | 613 | 2200040848888 | Carland Cross | 1.111 | 2.67 | 1.71 | 1.71
614 | 614 | 2200030511311 | Cold Northcott | 2.816 | 14.1 | 5.39 | 5.39
615 | 615 | 2200040863404 | Forestmoor 1 | 2.542 | 17.29 | 1.47 | 1.47
616 | 616 | 2200040863431 | Forestmoor 2 | 2.542 | 31.7 | 1.46 | 1.46
617 | 617 | 2200030109831 | Four Burrows | 0.897 | 18.35 | 1.69 | 1.69
618 | 618 | 2200042384194 | Canworthy PV |  | 5.97 | 2.14 | 2.14
619 | 619 | 2200030112133 | St Breock | 2.713 | 9.87 | 2.76 | 2.76
620 | 620 | 2200030348790 | DML - Central | 2.585 | 15402.81 | 0.74 | 0.74
623 | 623 | 2200042602289 | Denbrook WF | 0.646 | 29.59 | 0.87 | 0.87
624 | 624 | 2200041804437 | Hayle Wave Hub
625 | 625 | 2200031995530 | Marsh Barton | 0.019 | 6.42 | 1.35 | 1.35
626 | 626 | 2200040571113 | Connon Bridge | 1.49 | 18.39 | 1.46 | 1.46
627 | 627 | 2200040979020 | Chelson | 2.635 | 17.39 | 0.83 | 0.83
628 | 628 | 2200041957685 | Darracott | 1.559 | 31.13 | 2.89 | 2.89
629 | 629 | 2200040164245 | Bears Down | 0.189 | 1.89 | 1.3 | 1.3
632 | 632 | 2200040473921 | St Day | 3.68 | 37.66 | 1.23 | 1.23
633 | 633 | 2200041499771 | Shooters Bottom | 4.274 | 12.1 | 1.44 | 1.44
634 | 634 | 2200041625596 | Heathfield | 8.343 | 24.02 | 1.66 | 1.66
635 | 635 | 2200041845860 | Goonhilly | 3.594 | 8.54 | 2.21 | 2.21
636 | 636 | 2200041786674 | Delabole | 2.753 | 15.29 | 2.81 | 2.81
637 | 637 | 2200041930489 | Fullabrook |  | 383.99 | 1.21 | 1.21
639 | 639 | 2200042142094 | Luxulyan(Trenoweth Farm) | 0.325 | 3.39 | 2.92 | 2.92
642 | 642 | 2200042142439 | Woodland Barton PV 33kV Gen | 0.335 | 10.46 | 1.29 | 1.29
643 | 643 | 2200041978773 | Manor PV Farm 33kV | 0.328 | 5.61 | 1.64 | 1.64
644 | 644 | 2200041978852 | Churchtown Farm PV 33kV | 12.928 | 311.74 | 1.15 | 1.15
645 | 645 | 2200041978791 | Trenouth PV 33kV | 0.19 | 17.61 | 1.58 | 1.58
647 | 647 | 2200041979874 | Howton Farm PV 33kV | 0.95 | 5.53 | 2.76 | 2.76
649 | 649 | 2200042682406 | Newton Downs Farm | 2.537 | 51.47 | 1.43 | 1.43
650 | 650 | 2200030346906 2200030346998 | BAE Systems (ROF) | 0.72 | 5105.15 | 0.96 | 0.96
652 | 652 | 2200041978728 | East Langford PV 33kV | 2.524 | 5.55 | 2.11 | 2.11
653 | 653 | 2200042194279 | NINNIS PV 33kV Gen | 0.328 | 7.84 | 1.18 | 1.18
654 | 654 | 2200042208824 | Willsland PV 33kV Gen | 1.972 | 5.99 | 2.75 | 2.75
655 | 655 | 2200042141151 | Eastcombe PV 33kV Gen | 2.272 | 7.64 | 1.62 | 1.62
656 | 656 | 2200042172879 | Bratton Flemming PV | 1.5 | 5.24 | 1.89 | 1.89
657 | 657 | 2200042196736 | Beaford Brook PV | 1.627 | 4.06 | 5.97 | 5.97
658 | 658 | 2200042206604 | Park Wall PV | 0.63 | 3.94 | 1.86 | 1.86
659 | 659 | 2200042198501 | Bradford Solar Park | 2.413 | 23.51 | 1.07 | 1.07
662 | 662 | 2200041982938 | Causilgey PV 33kV Gen | 0.888 | 3.04 | 2.67 | 2.67
663 | 663 | 2200042042966 | Beechgrove Farm PV 33kV | 0.089 | 2.45 | 2.36 | 2.36
664 | 664 | 2200041857484 | Isles of Scilly | 19.862 | 59.28 | 0.96 | 0.96
665 | 665 | 2200042019345 | BLACKDITCH 33kV | 0.651 | 0.57 | 3.22 | 3.22
669 | 669 | 2200030348718 | Avonmouth Docks Boundary | 0.566 | 5854.16 | 1.15 | 1.15
673 | 673 | 2200042534070 | CERC St Dennis |  | 2634.7 | 0.62 | 0.62
674 | 674 | 2200042538720 | Severnside Energy Recovery Centre |  | 1005.69 | 0.61 | 0.61
675 | 675 | 2200042787377 | Old Green Wind Farm & Battery |  | 240.87 | 1.08 | 1.08
690 | 690 | 2200030348620 | Norbora | 1.5 | 14095.9 | 3.91 | 3.91
692 | 692 | 2200030349084 2200032161977 | SWW Tamar | 1.446 | 6966.07 | 2.67 | 2.67
694 | 694 | 2200030349075 2200032161930 | SWW Roadford | 1.895 | 5132.83 | 3.07 | 3.07
695 | 695 | 2200030348319 2200030348328 | ST Regis | 1.342 | 2385.36 | 0.8 | 0.8
696 | 696 | 2200030347928 | Tarmac | 10.08 | 5158.76 | 3.31 | 3.31
697 | 697 | 2200030348026 2200030348035 | Abbeywood | 1.251 | 13798.3 | 1.67 | 1.67
698 | 698 | 2200030347101 2200032161995 | HewlettPackard | 2.142 | 4712.61 | 2.07 | 2.07
699 | 699 | 2200030354118 | Blagdon | 11.524 | 4574.29 | 2.1 | 2.1
700 | 700 | 2200031997477 2200031997529 | BristolAirport | 13.566 | 4712.61 | 4.82 | 4.82
701 | 701 | 2200031846059 | BGasHallen | 3.333 | 5351.83 | 0.81 | 0.81
702 | 702 | 2200030349260 | Portbury Dock | 3.746 | 14286.07 | 1.47 | 1.47
703 | 703 | 2200030348470 | Whatley Quarry | 7.303 | 13590.82 | 3.19 | 3.19
704 | 704 | 2200030349093 2200040240630 | FalmouthDocks | 5.123 | 4712.61 | 1.87 | 1.87
705 | 705 | 2200040661200 2200040661219 | AstraZeneca |  | 10015.11 | 0.98 | 0.98
706 | 706 | 2200040468930 2200042670943 | DairyCrestDavidstow | 9.056 | 16254.35 | 2.69 | 2.69
707 | 707 | 2200041209970 | Hemyock (Broadpath LF) | 8.557 | 6.59 | 0.75 | 0.75
708 | 708 | 2200030348373 | Imerys(Torycombe) | 5.477 | 13672.36 | 1.48 | 1.48
709 | 709 | 2200030346710 2200032196710 | Royal United Hospital | 9.618 | 4592.62 | 0.93 | 0.93
713 | 713 | 2200042194640 | Avonmouth BCC WF 33kV Gen |  | 19.22 | 0.71 | 0.71
714 | 714 | 2200042108127 | Bodiniel PV Park 33kV Gen | 2.685 | 3.71 | 2.76 | 2.76
715 | 715 | 2200042385453 | Garlenick WF 33kV | 0.341 | 69.12 | 0.82 | 0.82
716 | 716 | 2200042165037 | Warleigh Barton PV 33kV Gen | 0.779 | 6.7 | 1.22 | 1.22
717 | 717 | 2200042171449 | Winnards Perch PV 33kV Gen | 0.188 | 13.57 | 1.47 | 1.47
718 | 718 | 2200042356276 | Galsworthy WF | 0.032 | 96.56 | 1.29 | 1.29
720 | 720 | 2200030348986 2200032178340 2200032178368 2200032178377 2200041226558 2200041226567 | Airbus UK Ltd | 1.577 | 14274.32 | 1.48 | 1.48
750 | 750 | 2200032138124 | RR Power Development |  | 14417.88 | 1.8 | 1.8
759 | 759 | 2200041527904 | Langage | 2.515 | 5118.55 | 1.29 | 1.29
797 | 797 | 2200030348452 | Imerys5(Drinnick) | 0.968 | 13864.84 | 1.56 | 1.56
798 | 798 | 2200030348382 | Imerys4(Bugle) | 0.456 | 13781.01 | 0.99 | 0.99
799 | 799 | 2200032010879 | Imerys3(Trebal) | 0.508 | 14150.38 | 0.77 | 0.77
800 | 800 | 2200030348666 | Imerys6(Par) | 0.463 | 13595.81 | 0.81 | 0.81
805 | 805 | 2200030349242 | DML - North | 2.613 | 21332.94 | 0.7 | 0.7
810 | 810 | 2200042163484 | Marley Thatch PV | 1.151 | 4.6 | 1.78 | 1.78
811 | 811 | 2200041648681 2200041648690 2200042093766 | Bristol Royal Infirmary | 1.457 | 14001.46 | 1.92 | 1.92
812 | 812 | 2200042276123 2200042276132 2200042276141 | Bristol University | 1.457 | 14351.59 | 2.33 | 2.33
815 | 815 | 2200042163410 | Burrowton Farm PV |  | 4.09 | 1.65 | 1.65
816 | 816 | 2200042165055 | Callington Solar | 1.303 | 4.97 | 2.53 | 2.53
817 | 817 | 2200042165073 | Hope Solar | 12.944 | 7.83 | 1.02 | 1.02
818 | 818 | 2200042172043 | NES Kingsweston Lane | 0.324 | 132.03 | 0.72 | 0.72
820 | 820 | 2200042169714 | Slade Farm PV | 3.023 | 6.17 | 4.14 | 4.14
821 | 821 | 2200042171183 | Rew Farm PV | 0.346 | 5.15 | 2.57 | 2.57
822 | 822 | 2200042171208 | Higher Trenhayle PV | 16.832 | 6.54 | 2.49 | 2.49
823 | 823 | 2200042171244 | Middle Treworder PV | 2.706 | 1.1 | 4.9 | 4.9
824 | 824 | 2200042171616 | Penhale Farm PV | 2.713 | 14.32 | 3.12 | 3.12
825 | 825 | 2200042172512 | Ayshford Court PV | 4.944 | 1.67 | 2.32 | 2.32
826 | 826 | 2200042172920 | West Hill PV | 0.681 | 21.37 | 3.14 | 3.14
827 | 827 | 2200042172897 | Knockworthy Farm PV | 1.545 | 4.44 | 3.59 | 3.59
828 | 828 | 2200042218673 2200042218682 | University of Bath | 8.332 | 17426.99 | 2.81 | 2.81
829 | 829 | 2200042174272 | Trekenning Farm PV | 0.394 | 18.76 | 1.35 | 1.35
830 | 830 | 2200042184369 | Four Burrows PV | 0.902 | 3.59 | 2.32 | 2.32
833 | 833 | 2200042191756 | Halse Farm PV |  | 1.32 | 2.28 | 2.28
834 | 834 | 2200042192750 | Hatchlands Farm PV | 1.141 | 16.28 | 1.13 | 1.13
835 | 835 | 2200042193879 | Higher Trevartha PV | 1.485 | 12.23 | 2.16 | 2.16
837 | 837 | 2200042194047 | Ford Farm PV | 1.443 | 6.74 | 2.2 | 2.2
839 | 839 | 2200042345993 | Trequite | 1.483 | 2.76 | 2.74 | 2.74
841 | 841 | 2200042193735 | Higher Tregarne PV | 3.44 | 25.38 | 1.38 | 1.38
842 | 842 | 2200042195592 | Higher North Beer PV | 2.578 | 0.73 | 3.38 | 3.38
843 | 843 | 2200042196781 | Horsacott PV | 0.667 | 1.77 | 3.11 | 3.11
844 | 844 | 2200042201252 | Langunnett PV | 1.589 | 13.98 | 2.05 | 2.05
845 | 845 | 2200042201270 | Trefinnick Farm PV | 1.316 | 17.87 | 2.84 | 2.84
846 | 846 | 2200042202939 | Little Trevease Farm PV | 3.393 | 8.65 | 1.65 | 1.65
847 | 847 | 2200042432625 | Marksbury | 4.263 | 8.09 | 1.71 | 1.71
848 | 848 | 2200042202975 | Cobbs Cross | 0.636 | 4.02 | 1.97 | 1.97
849 | 849 | 2200042204652 | Newlands Farm | 0.089 | 4.23 | 1.75 | 1.75
850 | 850 | 2200042206580 | CRICKET ST THOMAS | 0.089 | 27.12 | 0.95 | 0.95
851 | 851 | 2200042206622 | Parsonage Barn | 0.089 | 17.41 | 0.99 | 0.99
852 | 852 | 2200042208806 | Hewas PV | 0.348 | 10.7 | 1.37 | 1.37
853 | 853 | 2200042208842 | CRINACOTT PV | 2.413 | 11.66 | 0.87 | 0.87
854 | 854 | 2200042214711 | Penare Farm | 0.877 | 11.14 | 1.47 | 1.47
855 | 855 | 2200042214730 | Aller Court | 0.634 | 22.29 | 1.19 | 1.19
857 | 857 | 2200042214943 | Stonebarrow | 0.089 | 6.53 | 1.31 | 1.31
858 | 858 | 2200042215088 | Whitley Farm | 0.538 | 9.01 | 1.79 | 1.79
859 | 859 | 2200042215246 | New Rendy Farm |  | 9.59 | 1.09 | 1.09
860 | 860 | 2200042216843 | Tregassow | 0.649 | 5.96 | 2.45 | 2.45
861 | 861 | 2200042218405 | Pitworthy | 2.412 | 17.31 | 2.86 | 2.86
862 | 862 | 2200042224250 | Foxcombe PV | 2.274 | 3.94 | 2.28 | 2.28
863 | 863 | 2200042224278 | Rexon Cross PV Farm | 1.879 | 5.7 | 1.9 | 1.9
864 | 864 | 2200042242880 | Hazard Farm PV | 1.137 | 5.57 | 1.94 | 1.94
865 | 865 | 2200042244673 | Luscott Barton | 0.673 | 10.33 | 3.1 | 3.1
866 | 866 | 2200042254120 | Grange Farm PV |  | 8.46 | 1.29 | 1.29
867 | 867 | 2200042352174 | Derriton Fields | 2.411 | 13.66 | 1.68 | 1.68
868 | 868 | 2200042278478 | Cleave Farm | 0.686 | 23.33 | 3.82 | 3.82
869 | 869 | 2200042342032 | Woolavington | 0.664 | 7.89 | 1.37 | 1.37
870 | 870 | 2200042342060 | Trehawke Farm | 1.501 | 15.23 | 1.33 | 1.33
871 | 871 | 2200042278751 | Higher Berechapel Farm | 0.09 | 194.69 | 0.72 | 0.72
872 | 872 | 2200042278947 | Bommertown |  | 8.05 | 1.49 | 1.49
873 | 873 | 2200042349739 | Carloggas Farm | 0.349 | 34.62 | 0.99 | 0.99
876 | 876 | 2200042911983 | Viridor EFW (Seabank) |  | 103.17 | 0.81 | 0.81
877 | 877 | 2200042911929 | Alders Way STOR | 2.836 | 28.75 | 1.08 | 1.08
878 | 878 | 2200042911965 | Rockingham STOR | 0.32 | 669.06 | 0.81 | 0.81
879 | 879 | 2200042965279 | Fideoak Battery |  | 565.83 | 0.62 | 0.62
880 | 880 | 2200042990994 | Hele Manor STOR |  | 11.08 | 1.18 | 1.18
882 | 882 | 2200043111690 | Creacombe Solar (MRLF3) | 2.536 | 14.24 | 2.07 | 2.07
883 | 883 | 2200043111715 | Marlands Solar (MRLF3) | 2.536 | 6.1 | 2.07 | 2.07
884 | 884 | 2200043129410 | Langford | 9.794 | 15085.28 | 2.08 | 2.08
885 | 885 | 2200043152465 | Wave Hub Battery | 16.41 | 33.93 | 1.36 | 1.36
886 | 886 | 2200043161734 | Ventonteague Wind Turbine | 1.058 | 5.63 | 1.53 | 1.53
961 | 961 | 2200030348090 | Sims Avonmouth | 0.566 | 13521.66 | 0.9 | 0.9
962 | 962 | 2200030348105 | Flour Mills Avonmouth | 0.566 | 4435.97 | 1.78 | 1.78
7158 | 7158 | 7158 | Huntworth | 0.628 | 3.85 | 1.07 | 1.07
7293 | 7293 | 7293 | Alveston Hammerly Down |  | 13721.04 | 0.62 | 0.62
7317 | 7317 | 7317 | Barton Hill STOR CVA | 0.686 | 20.72 | 0.7 | 0.7
7319 | 7319 | 7319 | Water Lane B | 3.499 | 9.7 | 1.21 | 1.21
7341 | 7341 | 7341 | Cattedown STOR CVA | 2.63 | 10.17 | 0.78 | 0.78
New Import 1 | New Import 1 | New Import 1 | Stowey Road PV |  | 9.58 | 2.79 | 2.79
New Import 2 | New Import 2 | New Import 2 | Aller Langport PV | 0.634 | 9.06 | 2.26 | 2.26
New Import 3 | New Import 3 | New Import 3 | Bowerhouse 2
New Import 4 | New Import 4 | New Import 4 | Clyst St Lawrence Energy Storage |  | 8.19 | 1.15 | 1.15
New Import 5 | New Import 5 | New Import 5 | Cold Northcott Alternate |  | 12.16 | 0.78 | 0.78
New Import 6 | New Import 6 | New Import 6 | Coleford | 4.219 | 12.8 | 1.8 | 1.8
New Import 7 | New Import 7 | New Import 7 | Cornwall Bio Park | 12.691 | 67.44 | 1.15 | 1.15
New Import 8 | New Import 8 | New Import 8 | Feeder Road Battery | 1.099 | 326.69 | 0.88 | 0.88
New Import 9 | New Import 9 | New Import 9 | Fire Station Lane | 0.322 | 13.47 | 1.17 | 1.17
New Import 10 | New Import 10 | New Import 10 | Fraddon Solar |  | 0.99 | 2.23 | 2.23
New Import 11 | New Import 11 | New Import 11 | GS394 Plymouth Centre | 2.582 | 596.44 | 1.37 | 1.37
New Import 12 | New Import 12 | New Import 12 | Hallen 33kV Battery |  | 714.18 | 0.76 | 0.76
New Import 13 | New Import 13 | New Import 13 | Hermerdon Mine | 2.543 | 14009.46 | 3 | 3
New Import 14 | New Import 14 | New Import 14 | Land at Imerys WT | 0.321 | 11.92 | 0.69 | 0.69
New Import 15 | New Import 15 | New Import 15 | Lodge Farm PV | 4.208 | 5.96 | 1.96 | 1.96
New Import 16 | New Import 16 | New Import 16 | Lower Litchardon PV | 0.041 | 9.98 | 1.36 | 1.36
New Import 17 | New Import 17 | New Import 17 | NIRO PV (Rockebeare) | 1.552 | 17.13 | 2.07 | 2.07
New Import 18 | New Import 18 | New Import 18 | Otterham WF Extension |  | 19.31 | 0.78 | 0.78
New Import 19 | New Import 19 | New Import 19 | Ottery St Mary PV | 0.031 | 17.32 | 2.05 | 2.05
New Import 20 | New Import 20 | New Import 20 | Pedwell PV | 0.011 | 4 | 1.35 | 1.35
New Import 21 | New Import 21 | New Import 21 | Perrinpit Road PV |  | 2.49 | 1.38 | 1.38
New Import 22 | New Import 22 | New Import 22 | Severn Road |  | 227.62 | 0.98 | 0.98
New Import 23 | New Import 23 | New Import 23 | Tale Lane Solar |  | 18.08 | 2.04 | 2.04
New Import 24 | New Import 24 | New Import 24 | Tregeen AD(OTHM1) |  | 109.44 | 0.84 | 0.84
New Import 25 | New Import 25 | New Import 25 | Trenoweth Farm PV |  | 9.27 | 5.2 | 5.2
New Import 26 | New Import 26 | New Import 26 | Two Post Cross PV | 0.806 | 54.25 | 1.65 | 1.65
New Import 27 | New Import 27 | New Import 27 | Warne Road | 1.694 | 22.12 | 1.51 | 1.51

## Annex 2b Export
Note: The list of MPANs / MSIDs provided may be incomplete; the DNO reserves the right to apply the listed charges to any other MPANs / MSIDs associated with the site. Note: This table is automatically populated based on the content of the tab entitled 'Annex 2 EHV Charges'. The timebands are as shown in Annex 2.
Western Power Distribution (South West) plc - Effective from 1 April 2022 - Final EDCM export charges
Export Unique Identifier | LLFC | Export MPANs/MSIDs | Name | Export Super Red unit charge (p/kWh) | Export fixed charge (p/day) | Export capacity charge (p/kVA/day) | Export exceeded capacity charge (p/kVA/day)
529 | 529 | 2200042755082 | Otterham Wind Farm Phase 3 (STOR) |  | 781.63 | 0.05 | 0.05
373 | 373 | 2200042291229 | Till House |  | 1084.16 | 0.05 | 0.05
374 | 374 | 2200042297587 | Outlands Wood |  | 506.71 | 0.05 | 0.05
375 | 375 | 2200042305485 | Culmhead |  | 970.07 | 0.05 | 0.05
376 | 376 | 2200042308040 | Whitchurch Farm PV |  | 521.23 | 0.05 | 0.05
377 | 377 | 2200042312881 | Kingsland Barton |  | 779.65 | 0.05 | 0.05
378 | 378 | 2200042314995 | Mendip Solar PV Farm |  | 511.9 | 0.05 | 0.05
379 | 379 | 2200042315749 | St Stephen PV |  | 1064.74 | 0.05 | 0.05
380 | 380 | 2200042315785 | Trewidland farm PV |  | 900.57 | 0.05 | 0.05
381 | 381 | 2200042316789 | Watchfield Lawn |  | 561.6 | 0.05 | 0.05
382 | 382 | 2200042382639 | Gover Park |  | 1032.55 | 0.05 | 0.05
383 | 383 | 2200042323137 | North Wayton |  | 811.58 | 0.05 | 0.05
384 | 384 | 2200042324460 | Week Farm |  | 1435.29 | 0.05 | 0.05
385 | 385 | 2200042326059 | Cullompton |  | 1221.5 | 0.05 | 0.05
386 | 386 | 2200042329087 | Dinder Farm |  | 496.32 | 0.05 | 0.05
388 | 388 | 2200042329069 | Pitts Farm |  | 773.71 | 0.05 | 0.05
389 | 389 | 2200042333687 | Kerriers |  | 3515.88 | 0.05 | 0.05
390 | 390 | 2200042333710 | Ernesettle Lane | -1.093 | 825.33 | 0.05 | 0.05
392 | 392 | 2200042340230 | Goonhilly Solar Park |  | 486.49 | 0.05 | 0.05
393 | 393 | 2200042348674 | Nanteague |  | 1706.35 | 0.05 | 0.05
394 | 394 | 2200042340824 | Bidwell Dartington PV |  | 810.54 | 0.05 | 0.05
395 | 395 | 2200042343221 | New Row Farm |  | 808.33 | 0.05 | 0.05
396 | 396 | 2200042354214 | Woodland Barton Windfarm |  | 2923.93 | 0.05 | 0.05
397 | 397 | 2200042387502 | Four Burrows 2 |  | 1025.35 | 0.05 | 0.05
398 | 398 | 2200042398220 | Redlands Farm |  | 1061.42 | 0.05 | 0.05
399 | 399 | 2200042400891 | Tengore Lane PV |  | 778.9 | 0.05 | 0.05
400 | 400 | 2200042400873 | Liverton Farm | -1.472 | 499.95 | 0.05 | 0.05
401 | 401 | 2200042407879 | Yonder Parks Farm |  | 1096.26 | 0.05 | 0.05
402 | 402 | 2200042410339 | Somerton Door |  | 534.63 | 0.05 | 0.05
403 | 403 | 2200042414867 | Carditch Drove |  | 496.94 | 0.05 | 0.05
404 | 404 | 2200042417803 | Capelands Farm |  | 506.15 | 0.05 | 0.05
405 | 405 | 2200042418807 | East Youlstone WF |  | 2492.52 | 0.05 | 0.05
406 | 406 | 2200042437368 | Francis Court Farm |  | 775.89 | 0.05 | 0.05
407 | 407 | 2200042443325 | Northwood |  | 831.67 | 0.05 | 0.05
408 | 408 | 2200042443361 | Tricky Warren |  | 548.14 | 0.05 | 0.05
409 | 409 | 2200042447019 | Iwood Lane |  | 566.45 | 0.05 | 0.05
410 | 410 | 2200042446993 | Rydon Farm |  | 2345.49 | 0.05 | 0.05
411 | 411 | 2200042446975 | Balls Wood |  | 2143.27 | 0.05 | 0.05
412 | 412 | 2200042457499 | Ashlawn Farm |  | 1162.54 | 0.05 | 0.05
413 | 413 | 2200042457912 | Pencoose Farm |  | 987.38 | 0.05 | 0.05
414 | 414 | 2200042457995 | Hawkers Farm |  | 500.05 | 0.05 | 0.05
415 | 415 | 2200042459566 | Hurcott |  | 519.71 | 0.05 | 0.05
416 | 416 | 2200042461306 | Garvinack |  | 978.57 | 0.05 | 0.05
417 | 417 | 2200042462188 | New Barton |  | 4663.13 | 0.05 | 0.05
418 | 418 | 2200042465170 | Coombeshead Farm |  | 561.11 | 0.05 | 0.05
419 | 419 | 2200042465198 | Walland Farm |  | 502.21 | 0.05 | 0.05
420 | 420 | 2200042467600 | Ashcombe |  | 677.71 | 0.05 | 0.05
421 | 421 | 2200042469893 | Newnham Farm |  | 3065.12 | 0.05 | 0.05
422 | 422 | 2200042473472 | Roskrow Barton PV |  | 883.4 | 0.05 | 0.05
423 | 423 | 2200042473454 | Parkview Solar |  | 573.53 | 0.05 | 0.05
424 | 424 | 2200042475178 | Towerhead Farm |  | 1047.38 | 0.05 | 0.05
425 | 425 | 2200042475201 | Rookery Farm |  | 791.94 | 0.05 | 0.05
426 | 426 | 2200042475424 | Bystock Farm |  | 1258.74 | 0.05 | 0.05
428 | 428 | 2200042475832 | Burthy PV |  | 677.83 | 0.05 | 0.05
429 | 429 | 2200042480656 | Wilton Farm PV |  | 482.64 | 0.05 | 0.05
431 | 431 | 2200042484882 | Woodmanton (Coombe) Farm |  | 1240.06 | 0.05 | 0.05
432 | 432 | 2200042484855 | Higher Bye Farm |  | 776.32 | 0.05 | 0.05
433 | 433 | 2200042530740 | Wilton Farm WF |  | 670.85 | 0.05 | 0.05
434 | 434 | 2200042533420 | Denzell Downs WF |  | 3651.37 | 0.05 | 0.05
435 | 435 | 2200042541635 | Puriton Landfill PV_1 Rainbow |  | 412.4 | 0.05 | 0.05
436 | 436 | 2200042557290 | Portworthy Dams PV_1 |  | 581.13 | 0.05 | 0.05
439 | 439 | 2200042552646 | Batsworthy WF |  | 7597.13 | 0.05 | 0.05
440 | 440 | 2200042557315 | Portworthy Dams PV_2 |  | 523.02 | 0.05 | 0.05
443 | 443 | 2200042569161 | Tonedale Farm PV |  | 982.74 | 0.05 | 0.05
444 | 444 | 2200042541653 | Puriton Landfill PV_2 SSB |  | 371.16 | 0.05 | 0.05
447 | 447 | 2200042582455 | Red Hill Farm |  | 750.88 | 0.05 | 0.05
446 | 446 | 2200042574231 | Chelwood |  | 961.82 | 0.05 | 0.05
448 | 448 | 2200042592922 | West Carclaze1 |  | 835.15 | 0.05 | 0.05
449 | 449 | 2200042592940 | West Carclaze2 |  | 417.57 | 0.05 | 0.05
450 | 450 | 2200042495670 | Northmoor (embd) PV |  | 329.67 | 0.05 | 0.05
451 | 451 | 2200042540678 | Nmoor Little Tinney WF |  | 35.31 | 0.05 | 0.05
452 | 452 | 2200042540710 | Nmoor East Balsdon WF |  | 35.31 | 0.05 | 0.05
453 | 453 | 2200042598144 | Nmoor Hornacott PV |  | 329.67 | 0.05 | 0.05
454 | 454 | 2200042601355 | Oakham Farm |  | 694.52 | 0.05 | 0.05
455 | 455 | 2200042603246 | Carnemough Farm |  | 1423.71 | 0.05 | 0.05
456 | 456 | 2200042689261 | Ashwater WT Site 1 |  | 70.1 | 0.05 | 0.05
457 | 457 | 2200042614113 | Makro Exeter | -4.251 | 1505.76 | 0.05 | 0.05
458 | 458 | 2200042620171 | Great Houndbeare 2 |  | 1194.3 | 0.05 | 0.05
459 | 459 | 2200042620214 | Withy Drove |  | 1704.09 | 0.05 | 0.05
461 | 461 | 2200042620260 | Fitzwarren (Montys) Farm |  | 1243.89 | 0.05 | 0.05
463 | 463 | 2200042622044 | Dunsland Cross WF |  | 478.93 | 0.05 | 0.05
464 | 464 | 2200042626953 | Trerule Farm |  | 913.15 | 0.05 | 0.05
465 | 465 | 2200042627159 | Nancrossa |  | 512.91 | 0.05 | 0.05
466 | 466 | 2200042637894 | Wick Farm West |  | 492.34 | 0.05 | 0.05
467 | 467 | 2200042655537 | (LWeston ntw) Severn Community |  | 983.6 | 0.05 | 0.05
469 | 469 | 2200042679608 | Tamerton Bridge STOR | -1.093 | 847.47 | 0.05 | 0.05
470 | 470 | 2200042689280 | Ashwater PV Site 2 |  | 583.22 | 0.05 | 0.05
471 | 471 | 2200042722617 | Bodwen |  | 1629.19 | 0.05 | 0.05
472 | 472 | 2200042729783 | Sharland Farm PV |  | 1037.52 | 0.05 | 0.05
473 | 473 | 2200042733479 | Stoneshill Farm |  | 1177.06 | 0.05 | 0.05
474 | 474 | 2200042733869 | Nmoor Parsonage Wood PV |  | 241.16 | 0.05 | 0.05
475 | 475 | 2200042738714 | Axe View Way PV |  | 552.79 | 0.05 | 0.05
476 | 476 | 2200042742507 | Place Barton Farm |  | 844.05 | 0.05 | 0.05
477 | 477 | 2200042742525 | Old Stone Farm |  | 583.18 | 0.05 | 0.05
480 | 480 | 2200042784491 | Lockleaze Battery Storage | -1.257 | 358.12 | 0.05 | 0.05
491 | 491 | 2200043210940 | West Holcombe PV |  | 1163.4 | 0.05 | 0.05
601 | 601 | 2200031824542 | Imerys1(Blackpool)
785 | 785 | 2200042461324 | Otterham WT Feeder1 |  | 18.15 | 0.05 | 0.05
786 | 786 | 2200042501429 | Otterham WT Feeder2 |  | 130.7 | 0.05 | 0.05
789 | 789 | 2200042141142 | Wyld Meadow |  | 798.84 | 0.05 | 0.05
791 | 791 | 2200042141277 | Prince Rock | -2.877 | 686.77 | 0.05 | 0.05
765 | 765 | 2200032168616 | Bradon Farm | -1.798 | 1432.76 | 0.05 | 0.05
766 | 766 | 2200031664357 | Carland Cross | -3.187 | 485.13 | 0.05 | 0.05
767 | 767 | 2200031822971 | Cold Northcott |  | 507.71 | 0.05 | 0.05
768 | 768 | 2200040863399 | Forestmoor 1
769 | 769 | 2200040863422 | Forestmoor 2
770 | 770 | 2200031823558 | Four Burrows |  | 825.6 | 0.05 | 0.05
783 | 783 | 2200042384200 | Canworthy PV |  | 978.97 | 0.05 | 0.05
775 | 775 | 2200031823530 | St Breock |  | 312.24 | 0.05 | 0.05
723 | 723 | 2200042334139 2200042334148 | DML - Central | -2.716 | 2176.56 | 0.05 | 0.05
748 | 748 | 2200042602298 | Denbrook WF |  | 3023.35 | 0.05 | 0.05
747 | 747 | 2200041804446 | Hayle Wave Hub | -17.915 | 644.59 | 0.05 | 0.05
741 | 741 | 2200032024222 | Marsh Barton
752 | 752 | 2200040571122 | Connon Bridge | -1.517 | 409.69 | 0.05 | 0.05
753 | 753 | 2200040979039 | Chelson | -3.076 | 521.59 | 0.05 | 0.05
754 | 754 | 2200041253506 | Darracott |  | 567.01 | 0.05 | 0.05
764 | 764 | 2200040164254 | Bears Down
757 | 757 | 2200040473940 | St Day | -1.695 | 333.25 | 0.05 | 0.05
758 | 758 | 2200041499762 | Shooters Bottom |  | 691.23 | 0.05 | 0.05
760 | 760 | 2200041625587 | Heathfield | -10.578 | 480.49 | 0.05 | 0.05
761 | 761 | 2200041845850 | Goonhilly |  | 682.93 | 0.05 | 0.05
762 | 762 | 2200041786683 | Delabole |  | 1406.6 | 0.05 | 0.05
763 | 763 | 2200041930498 | Fullabrook |  | 33346.5 | 0.05 | 0.05
724 | 724 | 2200042142410 | Luxulyan(Trenoweth Farm) |  | 978.72 | 0.05 | 0.05
725 | 725 | 2200042142457 | Woodland Barton PV 33kV Gen |  | 1045.95 | 0.05 | 0.05
726 | 726 | 2200041978782 | Manor PV Farm 33kV |  | 779.82 | 0.05 | 0.05
727 | 727 | 2200041978861 | Churchtown Farm PV 33kV | -12.928 | 483 | 0.05 | 0.05
728 | 728 | 2200041978807 | Trenouth PV 33kV |  | 1409 | 0.05 | 0.05
732 | 732 | 2200041979883 | Howton Farm PV 33kV |  | 789.74 | 0.05 | 0.05
734 | 734 | 2200042682424 | Newton Downs Farm |  | 913.51 | 0.05 | 0.05
735 | 735 | 2200041978737 | East Langford PV 33kV |  | 792.33 | 0.05 | 0.05
736 | 736 | 2200042194288 | NINNIS PV 33kV Gen |  | 777.6 | 0.05 | 0.05
737 | 737 | 2200042208833 | Willsland PV 33kV Gen |  | 791.01 | 0.05 | 0.05
738 | 738 | 2200042141160 | Eastcombe PV 33kV Gen |  | 975.1 | 0.05 | 0.05
739 | 739 | 2200042172888 | Bratton Flemming PV |  | 523.75 | 0.05 | 0.05
740 | 740 | 2200042196745 | Beaford Brook PV |  | 812.65 | 0.05 | 0.05
742 | 742 | 2200042206613 | Park Wall PV |  | 787.16 | 0.05 | 0.05
743 | 743 | 2200042198520 | Bradford Solar Park |  | 2351.34 | 0.05 | 0.05
744 | 744 | 2200041982947 | Causilgey PV 33kV Gen |  | 547.4 | 0.05 | 0.05
745 | 745 | 2200042042975 | Beechgrove Farm PV 33kV |  | 788 | 0.05 | 0.05
772 | 772 | 2200031825680 | Isles of Scilly | -19.862 | 355.68 | 0.05 | 0.05
666 | 666 | 2200042019354 | BLACKDITCH 33kV |  | 487.23 | 0.05 | 0.05
806 | 806 | 2200041310085 | Avonmouth Docks Boundary
586 | 586 | 2200042534080 | CERC St Dennis |  | 11523.62 | 0.05 | 0.05
587 | 587 | 2200042538749 | Severnside Energy Recovery Centre |  | 10314.82 | 0.05 | 0.05
588 | 588 | 2200042787386 | Old Green Wind Farm & Battery |  | 744.07 | 0.05 | 0.05
693 | 693 | 2200031824213 | SWW Roadford | -3.447 | 278.75 | 0.05 | 0.05
808 | 808 | 2200031824747 | BGasHallen
807 | 807 | 2200041310094 | Portbury Dock |  | 203.84 | 0.05 | 0.05
795 | 795 | 2200042430770 | Whatley Quarry | -8.395 | 69.16 | 0.05 | 0.05
809 | 809 | 2200041209989 | Hemyock (Broadpath LF) | -8.557 | 131.73 | 0.05 | 0.05
794 | 794 | 2200031824524 | Imerys(Torycombe) | -5.615 | 125.94 | 0.05 | 0.05
722 | 722 | 2200041987314 2200041987323 | Royal United Hospital | -9.735 | 119.99 | 0.05 | 0.05
776 | 776 | 2200042103449 | Avonmouth BCC WF 33kV Gen |  | 800.71 | 0.05 | 0.05
777 | 777 | 2200042108289 | Bodiniel PV Park 33kV Gen |  | 618.75 | 0.05 | 0.05
778 | 778 | 2200042385462 | Garlenick WF 33kV |  | 2764.72 | 0.05 | 0.05
779 | 779 | 2200042165046 | Warleigh Barton PV 33kV Gen |  | 937.48 | 0.05 | 0.05
780 | 780 | 2200042171458 | Winnards Perch PV 33kV Gen |  | 791.76 | 0.05 | 0.05
781 | 781 | 2200042356285 | Galsworthy WF |  | 888.38 | 0.05 | 0.05
751 | 751 | 2200032050436 | RR Power Development
804 | 804 | 2200031824551 | Imerys5(Drinnick)
803 | 803 | 2200030347690 | Imerys4(Bugle) | -0.456 | 293.93 | 0.05 | 0.05
801 | 801 | 2200031824738 | Imerys3(Trebal)
802 | 802 | 2200031824490 | Imerys6(Par)
733 | 733 | 2200042334139 | DML - North
790 | 790 | 2200042163493 | Marley Thatch PV |  | 782.24 | 0.05 | 0.05
793 | 793 | 2200042093720 2200042093739 2200042093757 | Bristol Royal Infirmary | -2.304 | 350.13 | 0.05 | 0.05
792 | 792 | 2200042163457 | Burrowton Farm PV |  | 556.83 | 0.05 | 0.05
900 | 900 | 2200042165064 | Callington Solar |  | 521.51 | 0.05 | 0.05
901 | 901 | 2200042165082 | Hope Solar |  | 822.66 | 0.05 | 0.05
903 | 903 | 2200042172052 | NES Kingsweston Lane | -0.505 | 528.11 | 0.05 | 0.05
905 | 905 | 2200042169723 | Slade Farm PV |  | 930.61 | 0.05 | 0.05
906 | 906 | 2200042171192 | Rew Farm PV |  | 886.28 | 0.05 | 0.05
907 | 907 | 2200042171226 | Higher Trenhayle PV |  | 784.91 | 0.05 | 0.05
908 | 908 | 2200042171253 | Middle Treworder PV |  | 538.8 | 0.05 | 0.05
909 | 909 | 2200042171625 | Penhale Farm PV |  | 859.35 | 0.05 | 0.05
910 | 910 | 2200042172521 | Ayshford Court PV |  | 507.54 | 0.05 | 0.05
911 | 911 | 2200042172930 | West Hill PV |  | 2880.97 | 0.05 | 0.05
912 | 912 | 2200042172902 | Knockworthy Farm PV |  | 492.9 | 0.05 | 0.05
914 | 914 | 2200042174281 | Trekenning Farm PV |  | 2237.51 | 0.05 | 0.05
915 | 915 | 2200042184378 | Four Burrows PV |  | 495.18 | 0.05 | 0.05
918 | 918 | 2200042191765 | Halse Farm PV |  | 496.63 | 0.05 | 0.05
919 | 919 | 2200042192769 | Hatchlands Farm PV |  | 904.24 | 0.05 | 0.05
920 | 920 | 2200042193888 | Higher Trevartha PV |  | 807.48 | 0.05 | 0.05
922 | 922 | 2200042194056 | Ford Farm PV |  | 505.21 | 0.05 | 0.05
924 | 924 | 2200042346000 | Trequite |  | 909.15 | 0.05 | 0.05
926 | 926 | 2200042193744 | Higher Tregarne PV |  | 1087.71 | 0.05 | 0.05
927 | 927 | 2200042195608 | Higher North Beer PV |  | 516.09 | 0.05 | 0.05
928 | 928 | 2200042196790 | Horsacott PV |  | 503.26 | 0.05 | 0.05
929 | 929 | 2200042201261 | Langunnett PV |  | 1324.66 | 0.05 | 0.05
930 | 930 | 2200042201280 | Trefinnick Farm PV |  | 1488.91 | 0.05 | 0.05
931 | 931 | 2200042202948 | Little Trevease Farm PV |  | 830.08 | 0.05 | 0.05
932 | 932 | 2200042432634 | Marksbury |  | 645.77 | 0.05 | 0.05
933 | 933 | 2200042202984 | Cobbs Cross |  | 804.3 | 0.05 | 0.05
934 | 934 | 2200042204661 | Newlands Farm |  | 832.12 | 0.05 | 0.05
935 | 935 | 2200042206599 | CRICKET ST THOMAS |  | 813.58 | 0.05 | 0.05
936 | 936 | 2200042206631 | Parsonage Barn |  | 1218.72 | 0.05 | 0.05
937 | 937 | 2200042208815 | Hewas PV |  | 1070.48 | 0.05 | 0.05
938 | 938 | 2200042208851 | CRINACOTT PV |  | 1022.99 | 0.05 | 0.05
939 | 939 | 2200042214720 | Penare Farm |  | 476.66 | 0.05 | 0.05
940 | 940 | 2200042214749 | Aller Court |  | 764.5 | 0.05 | 0.05
942 | 942 | 2200042214952 | Stonebarrow |  | 538.19 | 0.05 | 0.05
943 | 943 | 2200042215097 | Whitley Farm |  | 721.16 | 0.05 | 0.05
944 | 944 | 2200042215255 | New Rendy Farm |  | 782.55 | 0.05 | 0.05
945 | 945 | 2200042216852 | Tregassow |  | 1491.08 | 0.05 | 0.05
946 | 946 | 2200042218414 | Pitworthy |  | 3544.16 | 0.05 | 0.05
947 | 947 | 2200042224269 | Foxcombe PV |  | 787.67 | 0.05 | 0.05
948 | 948 | 2200042224287 | Rexon Cross PV Farm |  | 797.41 | 0.05 | 0.05
949 | 949 | 2200042242899 | Hazard Farm PV |  | 1102.94 | 0.05 | 0.05
950 | 950 | 2200042244682 | Luscott Barton |  | 702.54 | 0.05 | 0.05
951 | 951 | 2200042254139 | Grange Farm PV |  | 845.58 | 0.05 | 0.05
952 | 952 | 2200042352183 | Derriton Fields |  | 2167.12 | 0.05 | 0.05
953 | 953 | 2200042278487 | Cleave Farm |  | 1857.15 | 0.05 | 0.05
954 | 954 | 2200042342041 | Woolavington |  | 920.57 | 0.05 | 0.05
955 | 955 | 2200042342079 | Trehawke Farm |  | 1539.44 | 0.05 | 0.05
956 | 956 | 2200042278760 | Higher Berechapel Farm | -0.261 | 608.4 | 0.05 | 0.05
957 | 957 | 2200042278956 | Bommertown |  | 547.66 | 0.05 | 0.05
958 | 958 | 2200042349748 | Carloggas Farm |  | 1250.06 | 0.05 | 0.05
481 | 481 | 2200042911992 | Viridor EFW (Seabank) |  | 1010.39 | 0.05 | 0.05
482 | 482 | 2200042911947 | Alders Way STOR | -3.189 | 806.93 | 0.05 | 0.05
483 | 483 | 2200042911974 | Rockingham STOR | -0.492 | 2112.82 | 0.05 | 0.05
484 | 484 | 2200042965260 | Fideoak Battery |  | 595.59 | 0.05 | 0.05
485 | 485 | 2200042991000 | Hele Manor STOR |  | 476.72 | 0.05 | 0.05
487 | 487 | 2200043111681 | Creacombe Solar (MRLF3) |  | 732.17 | 0.05 | 0.05
488 | 488 | 2200043111706 | Marlands Solar (MRLF3) |  | 406.76 | 0.05 | 0.05
489 | 489 | 2200043152456 | Wave Hub Battery | -17.915 | 33.93 | 0.05 | 0.05
490 | 490 | 2200043161743 | Ventonteague Wind Turbine |  | 568.26 | 0.05 | 0.05
7158 | 7158 | 7158 | Huntworth
7318 | 7318 | 7318 | Barton Hill STOR CVA | -0.778 | 480.66 | 0.05 | 0.05
7320 | 7320 | 7320 | Water Lane B | -4.292 | 1012.92 | 0.05 | 0.05
7342 | 7342 | 7342 | Cattedown STOR CVA | -2.875 | 767.02 | 0.05 | 0.05
427 | 427 | 2200042573488 | Pylle PV Site 1 |  | 392.85 | 0.05 | 0.05
437 | 437 | 2200042542763 | Wick Farm PV_1 Export |  | 241.49 | 0.05 | 0.05
438 | 438 | 2200042542781 | Wick Farm PV_2 Export |  | 241.49 | 0.05 | 0.05
441 | 441 | 2200042563230 | Crewkerne PV Site 1 |  | 703.18 | 0.05 | 0.05
442 | 442 | 2200042563276 2200042710611 | Crewkerne PV Site 2 |  | 703.18 | 0.05 | 0.05
445 | 445 | 2200042573502 | Pylle PV Site 2 |  | 392.85 | 0.05 | 0.05
New Export 1 | New Export 1 | New Export 1 | Stowey Road PV |  | 975.36 | 0.05 | 0.05
New Export 2 | New Export 2 | New Export 2 | Aller Langport PV |  | 616.38 | 0.05 | 0.05
New Export 3 | New Export 3 | New Export 3 | Bowerhouse 2 |  | 773.86 | 0.05 | 0.05
New Export 4 | New Export 4 | New Export 4 | Clyst St Lawrence Energy Storage |  | 1393.46 | 0.05 | 0.05
New Export 5 | New Export 5 | New Export 5 | Cold Northcott Alternate |  | 972.78 | 0.05 | 0.05
New Export 6 | New Export 6 | New Export 6 | Coleford | -6.275 | 673.88 | 0.05 | 0.05
New Export 7 | New Export 7 | New Export 7 | Cornwall Bio Park | -12.805 | 2248.06 | 0.05 | 0.05
New Export 8 | New Export 8 | New Export 8 | Feeder Road Battery | -1.393 | 343.88 | 0.05 | 0.05
New Export 9 | New Export 9 | New Export 9 | Fire Station Lane | -0.495 | 474.33 | 0.05 | 0.05
New Export 10 | New Export 10 | New Export 10 | Fraddon Solar |  | 2025.72 | 0.05 | 0.05
New Export 11 | New Export 11 | New Export 11 | GS394 Plymouth Centre | -2.713 | 627.75 | 0.05 | 0.05
New Export 12 | New Export 12 | New Export 12 | Hallen 33kV Battery |  | 745 | 0.05 | 0.05
New Export 14 | New Export 14 | New Export 14 | Land at Imerys WT |  | 1530.72 | 0.05 | 0.05
New Export 15 | New Export 15 | New Export 15 | Lodge Farm PV |  | 2503.89 | 0.05 | 0.05
New Export 16 | New Export 16 | New Export 16 | Lower Litchardon PV |  | 1048.11 | 0.05 | 0.05
New Export 17 | New Export 17 | New Export 17 | NIRO PV (Rockebeare) |  | 783.99 | 0.05 | 0.05
New Export 18 | New Export 18 | New Export 18 | Otterham WF Extension |  | 965.63 | 0.05 | 0.05
New Export 19 | New Export 19 | New Export 19 | Ottery St Mary PV |  | 2062.04 | 0.05 | 0.05
New Export 20 | New Export 20 | New Export 20 | Pedwell PV |  | 1814.36 | 0.05 | 0.05
New Export 21 | New Export 21 | New Export 21 | Perrinpit Road PV |  | 982.45 | 0.05 | 0.05
New Export 22 | New Export 22 | New Export 22 | Severn Road |  | 2391.16 | 0.05 | 0.05
New Export 23 | New Export 23 | New Export 23 | Tale Lane Solar |  | 1383.57 | 0.05 | 0.05
New Export 24 | New Export 24 | New Export 24 | Tregeen AD(OTHM1) |  | 875.5 | 0.05 | 0.05
New Export 25 | New Export 25 | New Export 25 | Trenoweth Farm PV |  | 975.67 | 0.05 | 0.05
New Export 26 | New Export 26 | New Export 26 | Two Post Cross PV | -1.532 | 470.55 | 0.05 | 0.05
New Export 27 | New Export 27 | New Export 27 | Warne Road | -3.072 | 465.68 | 0.05 | 0.05

## Annex 3 Preserved charges
Back to Overview
Western Power Distribution (South West) plc - Effective from 1 April 2022 - Final LV and HV tariffs
Supercustomer preserved charges/additional LLFCs
| Closed LLFCs | PCs | Red/black unit charge p/kWh | Amber/yellow unit charge p/kWh | Green unit charge p/kWh | Fixed charge p/MPAN/day
Notes: | [Add DNO specific notes relevant to charges]
Site Specific preserved charges/additional LLFCs
| Closed LLFCs | PCs | Red/black unit charge p/kWh | Amber/yellow unit charge p/kWh | Green unit charge p/kWh | Fixed charge p/MPAN/day | Capacity charge p/kVA/day | Exceeded capacity charge p/kVA/day | Reactive power charge p/kVArh
0
Notes: | Time periods
[Add DNO specific notes relevant to charges]
Unit charges in the red time band apply – between [xx:xx] and [xx:xx], Monday to Friday including bank holidays.
Unit charges in the amber time band apply – between [xx:xx] and [xx:xx], Monday to Friday including bank holidays.
Unit charges in the green time band apply – between [xx:xx] and [xx:xx], Monday to Friday including bank holidays, and [xx:xx] and [xx:xx] Saturday and Sunday.
All times are UK clock-time.
[Add DNO specific notes]

## Annex 4 LDNO charges
Back to Overview | Copy from CDCM table 3701 "Tariffs!A42:I84" and paste values into A14 |  |  |  | Copy from EDCM table 6005 "LDNORev!B549:G683" and paste values into D57
Western Power Distribution (South West) plc - Effective from 1 April 2022 - Final LDNO tariffs
Time Bands for Half Hourly Metered Properties |  |  |  |  | Time Bands for Half Hourly Unmetered Properties
Time periods | Red Time Band | Amber Time Band | Green Time Band |  |  |  | Black Time Band | Yellow Time Band | Green Time Band
Monday to Friday | 17:00 to 19:00 | 07:30 to 17:00 19:00 to 21:30 | 00:00 to 07:30 21:30 to 24:00 |  | Monday to Friday Nov to Feb (excluding 22nd Dec to 4th Jan inclusive) |  | 17:00 to 19:00 | 07:30 to 17:00 19:00 to 21:30 | 00:00 to 07:30 21:30 to 24:00
Weekends |  | 16:30 to 19:30 | 00:00 to 16:30 19:30 to 24:00 |  | Monday to Friday Mar to Oct (plus 22nd Dec to 4th Jan inclusive) |  |  | 07:30 to 21:30 | 00:00 to 07:30 21:30 to 24:00
Notes | All the above times are in UK Clock time |  |  |  | Weekends |  |  | 16:30 to 19:30 | 00:00 to 16:30 19:30 to 24:00
[5 empty] | Notes |  | All the above times are in UK Clock time
Tariff name | Unique billing identifier | PCs | Red/black unit charge p/kWh | Amber/yellow unit charge p/kWh | Green unit charge p/kWh | Fixed charge p/MPAN/day | Capacity charge p/kVA/day | Exceeded capacity charge p/kVA/day | Reactive power charge p/kVArh
LDNO LV: Domestic Aggregated with Residual | TBC | 1, 2 or 0 | 8.918 | 0.448 | 0.043 | 12.08
LDNO LV: Domestic Aggregated (Related MPAN) | TBC | 2 | 8.918 | 0.448 | 0.043
LDNO LV: Non-Domestic Aggregated No Residual | TBC | 3 to 8 or 0 | 8.082 | 0.406 | 0.039 | 6.36
LDNO LV: Non-Domestic Aggregated Band 1 | TBC | 3 to 8 or 0 | 8.082 | 0.406 | 0.039 | 9.63
LDNO LV: Non-Domestic Aggregated Band 2 | TBC | 3 to 8 or 0 | 8.082 | 0.406 | 0.039 | 25.82
LDNO LV: Non-Domestic Aggregated Band 3 | TBC | 3 to 8 or 0 | 8.082 | 0.406 | 0.039 | 53.05
LDNO LV: Non-Domestic Aggregated Band 4 | TBC | 3 to 8 or 0 | 8.082 | 0.406 | 0.039 | 157.07
LDNO LV: Non-Domestic Aggregated (related MPAN) | TBC | 4 | 8.082 | 0.406 | 0.039
LDNO LV: LV Site Specific No Residual | TBC | 0 | 5.205 | 0.237 | 0.022 | 8.85 | 2.47 | 5.14 | 0.072
LDNO LV: LV Site Specific Band 1 | TBC | 0 | 5.205 | 0.237 | 0.022 | 220.16 | 2.47 | 5.14 | 0.072
LDNO LV: LV Site Specific Band 2 | TBC | 0 | 5.205 | 0.237 | 0.022 | 427.59 | 2.47 | 5.14 | 0.072
LDNO LV: LV Site Specific Band 3 | TBC | 0 | 5.205 | 0.237 | 0.022 | 686.71 | 2.47 | 5.14 | 0.072
LDNO LV: LV Site Specific Band 4 | TBC | 0 | 5.205 | 0.237 | 0.022 | 1498.68 | 2.47 | 5.14 | 0.072
LDNO LV: Unmetered Supplies | TBC | 0, 1 or 8 | 23.594 | 2.116 | 1.548
LDNO LV: LV Generation Aggregated | TBC | 0 | -8.566 | -0.43 | -0.041 | 0
LDNO LV: LV Generation Site Specific | TBC | 0 | -8.566 | -0.43 | -0.041 | 0 |  |  | 0.128
LDNO HV: Domestic Aggregated with Residual | TBC | 1, 2 or 0 | 6.122 | 0.308 | 0.029 | 8.33
LDNO HV: Domestic Aggregated (Related MPAN) | TBC | 2 | 6.122 | 0.308 | 0.029
LDNO HV: Non-Domestic Aggregated No Residual | TBC | 3 to 8 or 0 | 5.548 | 0.279 | 0.026 | 4.4
LDNO HV: Non-Domestic Aggregated Band 1 | TBC | 3 to 8 or 0 | 5.548 | 0.279 | 0.026 | 6.64
LDNO HV: Non-Domestic Aggregated Band 2 | TBC | 3 to 8 or 0 | 5.548 | 0.279 | 0.026 | 17.75
LDNO HV: Non-Domestic Aggregated Band 3 | TBC | 3 to 8 or 0 | 5.548 | 0.279 | 0.026 | 36.44
LDNO HV: Non-Domestic Aggregated Band 4 | TBC | 3 to 8 or 0 | 5.548 | 0.279 | 0.026 | 107.85
LDNO HV: Non-Domestic Aggregated (related MPAN) | TBC | 4 | 5.548 | 0.279 | 0.026
LDNO HV: LV Site Specific No Residual | TBC | 0 | 3.573 | 0.163 | 0.015 | 6.1 | 1.69 | 3.53 | 0.05
LDNO HV: LV Site Specific Band 1 | TBC | 0 | 3.573 | 0.163 | 0.015 | 151.16 | 1.69 | 3.53 | 0.05
LDNO HV: LV Site Specific Band 2 | TBC | 0 | 3.573 | 0.163 | 0.015 | 293.55 | 1.69 | 3.53 | 0.05
LDNO HV: LV Site Specific Band 3 | TBC | 0 | 3.573 | 0.163 | 0.015 | 471.43 | 1.69 | 3.53 | 0.05
LDNO HV: LV Site Specific Band 4 | TBC | 0 | 3.573 | 0.163 | 0.015 | 1028.81 | 1.69 | 3.53 | 0.05
LDNO HV: LV Sub Site Specific No Residual | TBC | 0 | 4.585 | 0.165 | 0.015 | 7.82 | 2.53 | 4.81 | 0.056
LDNO HV: LV Sub Site Specific Band 1 | TBC | 0 | 4.585 | 0.165 | 0.015 | 246.65 | 2.53 | 4.81 | 0.056
LDNO HV: LV Sub Site Specific Band 2 | TBC | 0 | 4.585 | 0.165 | 0.015 | 481.1 | 2.53 | 4.81 | 0.056
LDNO HV: LV Sub Site Specific Band 3 | TBC | 0 | 4.585 | 0.165 | 0.015 | 773.97 | 2.53 | 4.81 | 0.056
LDNO HV: LV Sub Site Specific Band 4 | TBC | 0 | 4.585 | 0.165 | 0.015 | 1691.7 | 2.53 | 4.81 | 0.056
LDNO HV: HV Site Specific No Residual | TBC | 0 | 3.984 | 0.109 | 0.01 | 84.59 | 2.54 | 5.62 | 0.044
LDNO HV: HV Site Specific Band 1 | TBC | 0 | 3.984 | 0.109 | 0.01 | 1402.57 | 2.54 | 5.62 | 0.044
LDNO HV: HV Site Specific Band 2 | TBC | 0 | 3.984 | 0.109 | 0.01 | 5030.81 | 2.54 | 5.62 | 0.044
LDNO HV: HV Site Specific Band 3 | TBC | 0 | 3.984 | 0.109 | 0.01 | 10515.74 | 2.54 | 5.62 | 0.044
LDNO HV: HV Site Specific Band 4 | TBC | 0 | 3.984 | 0.109 | 0.01 | 26661.44 | 2.54 | 5.62 | 0.044
LDNO HV: Unmetered Supplies | TBC | 0, 1 or 8 | 16.196 | 1.453 | 1.062
LDNO HV: LV Generation Aggregated | TBC | 0 | -8.566 | -0.43 | -0.041 | 0
LDNO HV: LV Sub Generation Aggregated | TBC | 0 | -7.757 | -0.367 | -0.035 | 0
LDNO HV: LV Generation Site Specific | TBC | 0 | -8.566 | -0.43 | -0.041 | 0 |  |  | 0.128
LDNO HV: LV Sub Generation Site Specific | TBC | 0 | -7.757 | -0.367 | -0.035 | 0 |  |  | 0.103
LDNO HV: HV Generation Site Specific | TBC | 0 | -5.225 | -0.171 | -0.016 | 0 |  |  | 0.079
LDNO HVplus: Domestic Aggregated with Residual | TBC | 1, 2 or 0 | 4.147 | 0.208 | 0.02 | 5.68
LDNO HVplus: Domestic Aggregated (Related MPAN) | TBC | 2 | 4.147 | 0.208 | 0.02
LDNO HVplus: Non-Domestic Aggregated No Residual | TBC | 3 to 8 or 0 | 3.758 | 0.189 | 0.018 | 3.01
LDNO HVplus: Non-Domestic Aggregated Band 1 | TBC | 3 to 8 or 0 | 3.758 | 0.189 | 0.018 | 4.53
LDNO HVplus: Non-Domestic Aggregated Band 2 | TBC | 3 to 8 or 0 | 3.758 | 0.189 | 0.018 | 12.06
LDNO HVplus: Non-Domestic Aggregated Band 3 | TBC | 3 to 8 or 0 | 3.758 | 0.189 | 0.018 | 24.72
LDNO HVplus: Non-Domestic Aggregated Band 4 | TBC | 3 to 8 or 0 | 3.758 | 0.189 | 0.018 | 73.08
LDNO HVplus: Non-Domestic Aggregated (related MPAN) | TBC | 4 | 3.758 | 0.189 | 0.018
LDNO HVplus: LV Site Specific No Residual | TBC | 0 | 2.42 | 0.11 | 0.01 | 4.16 | 1.15 | 2.39 | 0.034
LDNO HVplus: LV Site Specific Band 1 | TBC | 0 | 2.42 | 0.11 | 0.01 | 102.42 | 1.15 | 2.39 | 0.034
LDNO HVplus: LV Site Specific Band 2 | TBC | 0 | 2.42 | 0.11 | 0.01 | 198.87 | 1.15 | 2.39 | 0.034
LDNO HVplus: LV Site Specific Band 3 | TBC | 0 | 2.42 | 0.11 | 0.01 | 319.36 | 1.15 | 2.39 | 0.034
LDNO HVplus: LV Site Specific Band 4 | TBC | 0 | 2.42 | 0.11 | 0.01 | 696.91 | 1.15 | 2.39 | 0.034
LDNO HVplus: LV Sub Site Specific No Residual | TBC | 0 | 3.064 | 0.11 | 0.01 | 5.25 | 1.69 | 3.21 | 0.037
LDNO HVplus: LV Sub Site Specific Band 1 | TBC | 0 | 3.064 | 0.11 | 0.01 | 164.85 | 1.69 | 3.21 | 0.037
LDNO HVplus: LV Sub Site Specific Band 2 | TBC | 0 | 3.064 | 0.11 | 0.01 | 321.52 | 1.69 | 3.21 | 0.037
LDNO HVplus: LV Sub Site Specific Band 3 | TBC | 0 | 3.064 | 0.11 | 0.01 | 517.22 | 1.69 | 3.21 | 0.037
LDNO HVplus: LV Sub Site Specific Band 4 | TBC | 0 | 3.064 | 0.11 | 0.01 | 1130.49 | 1.69 | 3.21 | 0.037
LDNO HVplus: HV Site Specific No Residual | TBC | 0 | 2.645 | 0.072 | 0.006 | 56.19 | 1.69 | 3.73 | 0.029
LDNO HVplus: HV Site Specific Band 1 | TBC | 0 | 2.645 | 0.072 | 0.006 | 931.06 | 1.69 | 3.73 | 0.029
LDNO HVplus: HV Site Specific Band 2 | TBC | 0 | 2.645 | 0.072 | 0.006 | 3339.49 | 1.69 | 3.73 | 0.029
LDNO HVplus: HV Site Specific Band 3 | TBC | 0 | 2.645 | 0.072 | 0.006 | 6980.4 | 1.69 | 3.73 | 0.029
LDNO HVplus: HV Site Specific Band 4 | TBC | 0 | 2.645 | 0.072 | 0.006 | 17697.94 | 1.69 | 3.73 | 0.029
LDNO HVplus: Unmetered Supplies | TBC | 0, 1 or 8 | 10.971 | 0.984 | 0.72
LDNO HVplus: LV Generation Aggregated | TBC | 0 | -4.005 | -0.201 | -0.019 | 0
LDNO HVplus: LV Sub Generation Aggregated | TBC | 0 | -4.271 | -0.202 | -0.019 | 0
LDNO HVplus: LV Generation Site Specific | TBC | 0 | -4.005 | -0.201 | -0.019 | 0 |  |  | 0.06
LDNO HVplus: LV Sub Generation Site Specific | TBC | 0 | -4.271 | -0.202 | -0.019 | 0 |  |  | 0.057
LDNO HVplus: HV Generation Site Specific | TBC | 0 | -5.225 | -0.171 | -0.016 | 63.76 |  |  | 0.079
LDNO EHV: Domestic Aggregated with Residual | TBC | 1, 2 or 0 | 3.224 | 0.162 | 0.015 | 4.45
LDNO EHV: Domestic Aggregated (Related MPAN) | TBC | 2 | 3.224 | 0.162 | 0.015
LDNO EHV: Non-Domestic Aggregated No Residual | TBC | 3 to 8 or 0 | 2.921 | 0.147 | 0.014 | 2.36
LDNO EHV: Non-Domestic Aggregated Band 1 | TBC | 3 to 8 or 0 | 2.921 | 0.147 | 0.014 | 3.54
LDNO EHV: Non-Domestic Aggregated Band 2 | TBC | 3 to 8 or 0 | 2.921 | 0.147 | 0.014 | 9.39
LDNO EHV: Non-Domestic Aggregated Band 3 | TBC | 3 to 8 or 0 | 2.921 | 0.147 | 0.014 | 19.24
LDNO EHV: Non-Domestic Aggregated Band 4 | TBC | 3 to 8 or 0 | 2.921 | 0.147 | 0.014 | 56.84
LDNO EHV: Non-Domestic Aggregated (related MPAN) | TBC | 4 | 2.921 | 0.147 | 0.014
LDNO EHV: LV Site Specific No Residual | TBC | 0 | 1.882 | 0.086 | 0.008 | 3.26 | 0.89 | 1.86 | 0.026
LDNO EHV: LV Site Specific Band 1 | TBC | 0 | 1.882 | 0.086 | 0.008 | 79.65 | 0.89 | 1.86 | 0.026
LDNO EHV: LV Site Specific Band 2 | TBC | 0 | 1.882 | 0.086 | 0.008 | 154.63 | 0.89 | 1.86 | 0.026
LDNO EHV: LV Site Specific Band 3 | TBC | 0 | 1.882 | 0.086 | 0.008 | 248.31 | 0.89 | 1.86 | 0.026
LDNO EHV: LV Site Specific Band 4 | TBC | 0 | 1.882 | 0.086 | 0.008 | 541.84 | 0.89 | 1.86 | 0.026
LDNO EHV: LV Sub Site Specific No Residual | TBC | 0 | 2.382 | 0.086 | 0.008 | 4.11 | 1.31 | 2.5 | 0.029
LDNO EHV: LV Sub Site Specific Band 1 | TBC | 0 | 2.382 | 0.086 | 0.008 | 128.19 | 1.31 | 2.5 | 0.029
LDNO EHV: LV Sub Site Specific Band 2 | TBC | 0 | 2.382 | 0.086 | 0.008 | 249.99 | 1.31 | 2.5 | 0.029
LDNO EHV: LV Sub Site Specific Band 3 | TBC | 0 | 2.382 | 0.086 | 0.008 | 402.14 | 1.31 | 2.5 | 0.029
LDNO EHV: LV Sub Site Specific Band 4 | TBC | 0 | 2.382 | 0.086 | 0.008 | 878.92 | 1.31 | 2.5 | 0.029
LDNO EHV: HV Site Specific No Residual | TBC | 0 | 2.056 | 0.056 | 0.005 | 43.7 | 1.31 | 2.9 | 0.023
LDNO EHV: HV Site Specific Band 1 | TBC | 0 | 2.056 | 0.056 | 0.005 | 723.88 | 1.31 | 2.9 | 0.023
LDNO EHV: HV Site Specific Band 2 | TBC | 0 | 2.056 | 0.056 | 0.005 | 2596.31 | 1.31 | 2.9 | 0.023
LDNO EHV: HV Site Specific Band 3 | TBC | 0 | 2.056 | 0.056 | 0.005 | 5426.93 | 1.31 | 2.9 | 0.023
LDNO EHV: HV Site Specific Band 4 | TBC | 0 | 2.056 | 0.056 | 0.005 | 13759.27 | 1.31 | 2.9 | 0.023
LDNO EHV: Unmetered Supplies | TBC | 0, 1 or 8 | 8.529 | 0.765 | 0.559
LDNO EHV: LV Generation Aggregated | TBC | 0 | -3.114 | -0.156 | -0.015 | 0
LDNO EHV: LV Sub Generation Aggregated | TBC | 0 | -3.32 | -0.157 | -0.015 | 0
LDNO EHV: LV Generation Site Specific | TBC | 0 | -3.114 | -0.156 | -0.015 | 0 |  |  | 0.047
LDNO EHV: LV Sub Generation Site Specific | TBC | 0 | -3.32 | -0.157 | -0.015 | 0 |  |  | 0.044
LDNO EHV: HV Generation Site Specific | TBC | 0 | -4.062 | -0.133 | -0.012 | 49.57 |  |  | 0.061
LDNO 132kV/EHV: Domestic Aggregated with Residual | TBC | 1, 2 or 0 | 2.46 | 0.124 | 0.012 | 3.42
LDNO 132kV/EHV: Domestic Aggregated (Related MPAN) | TBC | 2 | 2.46 | 0.124 | 0.012
LDNO 132kV/EHV: Non-Domestic Aggregated No Residual | TBC | 3 to 8 or 0 | 2.229 | 0.112 | 0.011 | 1.82
LDNO 132kV/EHV: Non-Domestic Aggregated Band 1 | TBC | 3 to 8 or 0 | 2.229 | 0.112 | 0.011 | 2.72
LDNO 132kV/EHV: Non-Domestic Aggregated Band 2 | TBC | 3 to 8 or 0 | 2.229 | 0.112 | 0.011 | 7.19
LDNO 132kV/EHV: Non-Domestic Aggregated Band 3 | TBC | 3 to 8 or 0 | 2.229 | 0.112 | 0.011 | 14.7
LDNO 132kV/EHV: Non-Domestic Aggregated Band 4 | TBC | 3 to 8 or 0 | 2.229 | 0.112 | 0.011 | 43.39
LDNO 132kV/EHV: Non-Domestic Aggregated (related MPAN) | TBC | 4 | 2.229 | 0.112 | 0.011
LDNO 132kV/EHV: LV Site Specific No Residual | TBC | 0 | 1.436 | 0.065 | 0.006 | 2.51 | 0.68 | 1.42 | 0.02
LDNO 132kV/EHV: LV Site Specific Band 1 | TBC | 0 | 1.436 | 0.065 | 0.006 | 60.79 | 0.68 | 1.42 | 0.02
LDNO 132kV/EHV: LV Site Specific Band 2 | TBC | 0 | 1.436 | 0.065 | 0.006 | 118.01 | 0.68 | 1.42 | 0.02
LDNO 132kV/EHV: LV Site Specific Band 3 | TBC | 0 | 1.436 | 0.065 | 0.006 | 189.47 | 0.68 | 1.42 | 0.02
LDNO 132kV/EHV: LV Site Specific Band 4 | TBC | 0 | 1.436 | 0.065 | 0.006 | 413.43 | 0.68 | 1.42 | 0.02
LDNO 132kV/EHV: LV Sub Site Specific No Residual | TBC | 0 | 1.818 | 0.066 | 0.006 | 3.16 | 1 | 1.91 | 0.022
LDNO 132kV/EHV: LV Sub Site Specific Band 1 | TBC | 0 | 1.818 | 0.066 | 0.006 | 97.83 | 1 | 1.91 | 0.022
LDNO 132kV/EHV: LV Sub Site Specific Band 2 | TBC | 0 | 1.818 | 0.066 | 0.006 | 190.76 | 1 | 1.91 | 0.022
LDNO 132kV/EHV: LV Sub Site Specific Band 3 | TBC | 0 | 1.818 | 0.066 | 0.006 | 306.84 | 1 | 1.91 | 0.022
LDNO 132kV/EHV: LV Sub Site Specific Band 4 | TBC | 0 | 1.818 | 0.066 | 0.006 | 670.62 | 1 | 1.91 | 0.022
LDNO 132kV/EHV: HV Site Specific No Residual | TBC | 0 | 1.569 | 0.043 | 0.004 | 33.37 | 1 | 2.21 | 0.017
LDNO 132kV/EHV: HV Site Specific Band 1 | TBC | 0 | 1.569 | 0.043 | 0.004 | 552.32 | 1 | 2.21 | 0.017
LDNO 132kV/EHV: HV Site Specific Band 2 | TBC | 0 | 1.569 | 0.043 | 0.004 | 1980.95 | 1 | 2.21 | 0.017
LDNO 132kV/EHV: HV Site Specific Band 3 | TBC | 0 | 1.569 | 0.043 | 0.004 | 4140.64 | 1 | 2.21 | 0.017
LDNO 132kV/EHV: HV Site Specific Band 4 | TBC | 0 | 1.569 | 0.043 | 0.004 | 10498.03 | 1 | 2.21 | 0.017
LDNO 132kV/EHV: Unmetered Supplies | TBC | 0, 1 or 8 | 6.508 | 0.584 | 0.427
LDNO 132kV/EHV: LV Generation Aggregated | TBC | 0 | -2.376 | -0.119 | -0.011 | 0
LDNO 132kV/EHV: LV Sub Generation Aggregated | TBC | 0 | -2.533 | -0.12 | -0.011 | 0
LDNO 132kV/EHV: LV Generation Site Specific | TBC | 0 | -2.376 | -0.119 | -0.011 | 0 |  |  | 0.036
LDNO 132kV/EHV: LV Sub Generation Site Specific | TBC | 0 | -2.533 | -0.12 | -0.011 | 0 |  |  | 0.034
LDNO 132kV/EHV: HV Generation Site Specific | TBC | 0 | -3.099 | -0.101 | -0.009 | 37.82 |  |  | 0.047
LDNO 132kV: Domestic Aggregated with Residual | TBC | 1, 2 or 0 | 1.708 | 0.086 | 0.008 | 2.41
LDNO 132kV: Domestic Aggregated (Related MPAN) | TBC | 2 | 1.708 | 0.086 | 0.008
LDNO 132kV: Non-Domestic Aggregated No Residual | TBC | 3 to 8 or 0 | 1.548 | 0.078 | 0.007 | 1.3
LDNO 132kV: Non-Domestic Aggregated Band 1 | TBC | 3 to 8 or 0 | 1.548 | 0.078 | 0.007 | 1.92
LDNO 132kV: Non-Domestic Aggregated Band 2 | TBC | 3 to 8 or 0 | 1.548 | 0.078 | 0.007 | 5.02
LDNO 132kV: Non-Domestic Aggregated Band 3 | TBC | 3 to 8 or 0 | 1.548 | 0.078 | 0.007 | 10.24
LDNO 132kV: Non-Domestic Aggregated Band 4 | TBC | 3 to 8 or 0 | 1.548 | 0.078 | 0.007 | 30.16
LDNO 132kV: Non-Domestic Aggregated (related MPAN) | TBC | 4 | 1.548 | 0.078 | 0.007
LDNO 132kV: LV Site Specific No Residual | TBC | 0 | 0.997 | 0.045 | 0.004 | 1.77 | 0.47 | 0.98 | 0.014
LDNO 132kV: LV Site Specific Band 1 | TBC | 0 | 0.997 | 0.045 | 0.004 | 42.24 | 0.47 | 0.98 | 0.014
LDNO 132kV: LV Site Specific Band 2 | TBC | 0 | 0.997 | 0.045 | 0.004 | 81.97 | 0.47 | 0.98 | 0.014
LDNO 132kV: LV Site Specific Band 3 | TBC | 0 | 0.997 | 0.045 | 0.004 | 131.59 | 0.47 | 0.98 | 0.014
LDNO 132kV: LV Site Specific Band 4 | TBC | 0 | 0.997 | 0.045 | 0.004 | 287.1 | 0.47 | 0.98 | 0.014
LDNO 132kV: LV Sub Site Specific No Residual | TBC | 0 | 1.262 | 0.045 | 0.004 | 2.22 | 0.7 | 1.32 | 0.015
LDNO 132kV: LV Sub Site Specific Band 1 | TBC | 0 | 1.262 | 0.045 | 0.004 | 67.96 | 0.7 | 1.32 | 0.015
LDNO 132kV: LV Sub Site Specific Band 2 | TBC | 0 | 1.262 | 0.045 | 0.004 | 132.48 | 0.7 | 1.32 | 0.015
LDNO 132kV: LV Sub Site Specific Band 3 | TBC | 0 | 1.262 | 0.045 | 0.004 | 213.09 | 0.7 | 1.32 | 0.015
LDNO 132kV: LV Sub Site Specific Band 4 | TBC | 0 | 1.262 | 0.045 | 0.004 | 465.68 | 0.7 | 1.32 | 0.015
LDNO 132kV: HV Site Specific No Residual | TBC | 0 | 1.089 | 0.03 | 0.003 | 23.2 | 0.7 | 1.54 | 0.012
LDNO 132kV: HV Site Specific Band 1 | TBC | 0 | 1.089 | 0.03 | 0.003 | 383.54 | 0.7 | 1.54 | 0.012
LDNO 132kV: HV Site Specific Band 2 | TBC | 0 | 1.089 | 0.03 | 0.003 | 1375.52 | 0.7 | 1.54 | 0.012
LDNO 132kV: HV Site Specific Band 3 | TBC | 0 | 1.089 | 0.03 | 0.003 | 2875.12 | 0.7 | 1.54 | 0.012
LDNO 132kV: HV Site Specific Band 4 | TBC | 0 | 1.089 | 0.03 | 0.003 | 7289.43 | 0.7 | 1.54 | 0.012
LDNO 132kV: Unmetered Supplies | TBC | 0, 1 or 8 | 4.519 | 0.405 | 0.296
LDNO 132kV: LV Generation Aggregated | TBC | 0 | -1.65 | -0.083 | -0.008 | 0
LDNO 132kV: LV Sub Generation Aggregated | TBC | 0 | -1.759 | -0.083 | -0.008 | 0
LDNO 132kV: LV Generation Site Specific | TBC | 0 | -1.65 | -0.083 | -0.008 | 0 |  |  | 0.025
LDNO 132kV: LV Sub Generation Site Specific | TBC | 0 | -1.759 | -0.083 | -0.008 | 0 |  |  | 0.023
LDNO 132kV: HV Generation Site Specific | TBC | 0 | -2.152 | -0.07 | -0.006 | 26.26 |  |  | 0.032
LDNO 0000: Domestic Aggregated with Residual | TBC | 1, 2 or 0 | 0.702 | 0.035 | 0.003 | 1.06
LDNO 0000: Domestic Aggregated (Related MPAN) | TBC | 2 | 0.702 | 0.035 | 0.003
LDNO 0000: Non-Domestic Aggregated No Residual | TBC | 3 to 8 or 0 | 0.636 | 0.032 | 0.003 | 0.59
LDNO 0000: Non-Domestic Aggregated Band 1 | TBC | 3 to 8 or 0 | 0.636 | 0.032 | 0.003 | 0.85
LDNO 0000: Non-Domestic Aggregated Band 2 | TBC | 3 to 8 or 0 | 0.636 | 0.032 | 0.003 | 2.12
LDNO 0000: Non-Domestic Aggregated Band 3 | TBC | 3 to 8 or 0 | 0.636 | 0.032 | 0.003 | 4.26
LDNO 0000: Non-Domestic Aggregated Band 4 | TBC | 3 to 8 or 0 | 0.636 | 0.032 | 0.003 | 12.45
LDNO 0000: Non-Domestic Aggregated (related MPAN) | TBC | 4 | 0.636 | 0.032 | 0.003
LDNO 0000: LV Site Specific No Residual | TBC | 0 | 0.41 | 0.019 | 0.002 | 0.78 | 0.19 | 0.4 | 0.006
LDNO 0000: LV Site Specific Band 1 | TBC | 0 | 0.41 | 0.019 | 0.002 | 17.41 | 0.19 | 0.4 | 0.006
LDNO 0000: LV Site Specific Band 2 | TBC | 0 | 0.41 | 0.019 | 0.002 | 33.73 | 0.19 | 0.4 | 0.006
LDNO 0000: LV Site Specific Band 3 | TBC | 0 | 0.41 | 0.019 | 0.002 | 54.12 | 0.19 | 0.4 | 0.006
LDNO 0000: LV Site Specific Band 4 | TBC | 0 | 0.41 | 0.019 | 0.002 | 118 | 0.19 | 0.4 | 0.006
LDNO 0000: LV Sub Site Specific No Residual | TBC | 0 | 0.518 | 0.019 | 0.002 | 0.97 | 0.29 | 0.54 | 0.006
LDNO 0000: LV Sub Site Specific Band 1 | TBC | 0 | 0.518 | 0.019 | 0.002 | 27.97 | 0.29 | 0.54 | 0.006
LDNO 0000: LV Sub Site Specific Band 2 | TBC | 0 | 0.518 | 0.019 | 0.002 | 54.48 | 0.29 | 0.54 | 0.006
LDNO 0000: LV Sub Site Specific Band 3 | TBC | 0 | 0.518 | 0.019 | 0.002 | 87.6 | 0.29 | 0.54 | 0.006
LDNO 0000: LV Sub Site Specific Band 4 | TBC | 0 | 0.518 | 0.019 | 0.002 | 191.37 | 0.29 | 0.54 | 0.006
LDNO 0000: HV Site Specific No Residual | TBC | 0 | 0.447 | 0.012 | 0.001 | 9.59 | 0.29 | 0.63 | 0.005
LDNO 0000: HV Site Specific Band 1 | TBC | 0 | 0.447 | 0.012 | 0.001 | 157.62 | 0.29 | 0.63 | 0.005
LDNO 0000: HV Site Specific Band 2 | TBC | 0 | 0.447 | 0.012 | 0.001 | 565.15 | 0.29 | 0.63 | 0.005
LDNO 0000: HV Site Specific Band 3 | TBC | 0 | 0.447 | 0.012 | 0.001 | 1181.23 | 0.29 | 0.63 | 0.005
LDNO 0000: HV Site Specific Band 4 | TBC | 0 | 0.447 | 0.012 | 0.001 | 2994.73 | 0.29 | 0.63 | 0.005
LDNO 0000: Unmetered Supplies | TBC | 0, 1 or 8 | 1.856 | 0.166 | 0.122
LDNO 0000: LV Generation Aggregated | TBC | 0 | -0.678 | -0.034 | -0.003 | 0
LDNO 0000: LV Sub Generation Aggregated | TBC | 0 | -0.723 | -0.034 | -0.003 | 0
LDNO 0000: LV Generation Site Specific | TBC | 0 | -0.678 | -0.034 | -0.003 | 0 |  |  | 0.01
LDNO 0000: LV Sub Generation Site Specific | TBC | 0 | -0.723 | -0.034 | -0.003 | 0 |  |  | 0.01
LDNO 0000: HV Generation Site Specific | TBC | 0 | -0.884 | -0.029 | -0.003 | 10.79 |  |  | 0.013
|  |  | total | 149258.208
|  |  | cdcm | 52479.131
|  |  | edcm | 96779.077

## Annex 5 LLFs
Back to Overview
This table has intentionally been left blank. The line loss factors that are approved by the BSC Panel for the applicable year and consequently published on the Elexon website will take precedence and be used in Settlement. This annex will be re-published once these values are available.
Western Power Distribution (South West) plc - Illustrative LLFs for year beginning 1 April 2022
Time periods | Period 1 | Period 2 | Period 3 | Period 4
| Peak | Winter | Night | Other
Monday to Friday Mar to Oct |  |  | 00:00 - 06:30 23:30 - 24:00 | 06:30 - 23:30
Monday to Friday Nov to Feb | 16:00 - 19:00 | 06:30 - 16:00 | 00:00 - 06:30 23:30 - 24:00 | 19:00 - 23:30
Saturday and Sunday All Year |  |  | 00:00 - 06:30 23:30 - 24:00 | 06:30 - 23:30
Notes | All the above times are in UK Clock time
Generic demand and generation LLFs
Metered voltage, respective periods and associated LLFCs
Metered voltage | Period 1 | Period 2 | Period 3 | Period 4 | Associated LLFC
132kV connected
132/EHV connected
132/HV connected
EHV connected |  |  |  |  | 670, 671
High Voltage Substation |  |  |  |  | 522, 523, 525
High Voltage Network |  |  |  |  | 95, 96, 510, 521, 524, 3, HST, H00, H02, H03, H04, N30, N32, N33, N34
Low Voltage Substation |  |  |  |  | 93, 94, 526, 540, 551, 2, SST, N20, N22, N23, N24, S00, S02, S03, S04
Low Voltage Network |  |  |  |  | 10, 20, 30, 40, 91, 92, 110, 202, 203, 210, 251, 430, 527, 570, 581, 970, 977, 978, 979, 980, L21, L22, L23, L24, L41, L42, L43, L44, 1, LST, L00, L02, L03, L04, L50, L52, L53, L54, L60, L62, L63, L64, L70, L72, L73, L74, L80, L82, L83, L84, N10, N12, N13, N14
EHV site specific LLFs
Demand
Site | Period 1 | Period 2 | Period 3 | Period 4 | Associated LLFC
Site 1
Site 2
Site 3
Site 4
Site 5
EHV site specific LLFs
Generation
Site | Period 1 | Period 2 | Period 3 | Period 4 | Associated LLFC
Site 1
Site 2
Site 3
Site 4
Site 5

## Annex 6 New or Amended EHV
Back to Overview | [6 empty] | Note: The list of MPANs/MSIDs provided may be incomplete; the DNO reserves the right to apply the listed charges to any other MPANs/MSIDs associated with the site. If sites appear in both Annex 2 and Annex 6, the charges in Annex 6 take precedence. Where an existing Designated EHV Property is modified and energised in the charging year, we may revise the EDCM charges for the modified Designated EHV Property.
Annex 6 - Charges for New or Amended Designated EHV Properties
Western Power Distribution (South West) plc - Effective from 1 April 2022 - Final new designated EHV charges
Effective from date | Import Unique Identifier | LLFC | Import MPANs/MSIDs | Export Unique Identifier | LLFC | Export MPANs/MSIDs | Name | Import Super Red unit charge (p/kWh) | Import fixed charge (p/day) | Import capacity charge (p/kVA/day) | Import exceeded capacity charge (p/kVA/day) | Export Super Red unit charge (p/kWh) | Export fixed charge (p/day) | Export capacity charge (p/kVA/day) | Export exceeded capacity charge (p/kVA/day)
| EDCM import 1 |  |  | EDCM export 1
| EDCM import 2 |  |  | EDCM export 2
| EDCM import 3 |  |  | EDCM export 3
| EDCM import 4 |  |  | EDCM export 4
| EDCM import 5 |  |  | EDCM export 5
| EDCM import 6 |  |  | EDCM export 6
| EDCM import 7 |  |  | EDCM export 7
| EDCM import 8 |  |  | EDCM export 8
| EDCM import 9 |  |  | EDCM export 9
| EDCM import 10 |  |  | EDCM export 10
Western Power Distribution (South West) plc - Effective from 1 April 2022 - Final new designated EHV line loss factors
Effective from date | Import Unique Identifier | LLFC | Import MPANs/MSIDs | Export Unique Identifier | LLFC | Export MPANs/MSIDs | Name | Import LLF period 1 | Import LLF period 2 | Import LLF period 3 | Import LLF period 4 | Export LLF period 1 | Export LLF period 2 | Export LLF period 3 | Export LLF period 4
| EDCM Import 1 |  |  | EDCM Export 1
| EDCM Import 2 |  |  | EDCM Export 2
| EDCM Import 3 |  |  | EDCM Export 3
| EDCM Import 4 |  |  | EDCM Export 4
| EDCM Import 5 |  |  | EDCM Export 5
| EDCM Import 6 |  |  | EDCM Export 6
| EDCM Import 7 |  |  | EDCM Export 7
| EDCM Import 8 |  |  | EDCM Export 8
| EDCM Import 9 |  |  | EDCM Export 9
| EDCM Import 10 |  |  | EDCM Export 10

## Annex 7 Pass-Through Costs
Back to Overview
Western Power Distribution (South West) plc - Effective from 1 April 2022 - Final Supplier of Last Resort and Eligible Bad Debt Pass-Through Costs
Tariff name | Open LLFCs / LDNO unique billing identifier | PCs | Supplier of Last Resort Fixed charge adder* p/MPAN/day | Excess Supplier of Last Resort Fixed charge adder** p/MPAN/day | Eligible Bad Debt Fixed charge adder*** p/MPAN/day
Domestic Aggregated with Residual | 10, 20, 30, 40, 202, L21, L22, L23, L24 | 1, 2 or 0 | 0.025937 | 0 | 0.095235
Domestic Aggregated (Related MPAN) | 430 | 2 | 0 | 0 | 0
Non-Domestic Aggregated No Residual | N10, N20, N30, L50, L60, L70, L80 | 3 to 8 or 0 |  |  | 0.095235
Non-Domestic Aggregated Band 1 | 1, 2, 3, 110, 203, 210, L41, L42, L43, L44 | 3 to 8 or 0 |  |  | 0.095235
Non-Domestic Aggregated Band 2 | N12, N22, N32, L52, L62, L72, L82 | 3 to 8 or 0 |  |  | 0.095235
Non-Domestic Aggregated Band 3 | N13, N23, N33, L53, L63, L73, L83 | 3 to 8 or 0 |  |  | 0.095235
Non-Domestic Aggregated Band 4 | N14, N24, N34, L54, L64, L74, L84 | 3 to 8 or 0 |  |  | 0.095235
Non-Domestic Aggregated (related MPAN) | 251 | 4 |  |  | 0
LV Site Specific No Residual | L00, LST | 0 |  |  | 0.095235
LV Site Specific Band 1 | 570 | 0 |  |  | 0.095235
LV Site Specific Band 2 | L02 | 0 |  |  | 0.095235
LV Site Specific Band 3 | L03 | 0 |  |  | 0.095235
LV Site Specific Band 4 | L04 | 0 |  |  | 0.095235
LV Sub Site Specific No Residual | S00, SST | 0 |  |  | 0.095235
LV Sub Site Specific Band 1 | 540 | 0 |  |  | 0.095235
LV Sub Site Specific Band 2 | S02 | 0 |  |  | 0.095235
LV Sub Site Specific Band 3 | S03 | 0 |  |  | 0.095235
LV Sub Site Specific Band 4 | S04 | 0 |  |  | 0.095235
HV Site Specific No Residual | H00, HST | 0 |  |  | 0.095235
HV Site Specific Band 1 | 510 | 0 |  |  | 0.095235
HV Site Specific Band 2 | H02 | 0 |  |  | 0.095235
HV Site Specific Band 3 | H03 | 0 |  |  | 0.095235
HV Site Specific Band 4 | H04 | 0 |  |  | 0.095235
Unmetered Supplies | 977, 980, 978, 979, 970 | 0, 1 or 8 |  |  | 0
LV Generation Aggregated | 581 | 0 |  |  | 0
LV Sub Generation Aggregated | 551 | 0 |  |  | 0
LV Generation Site Specific | 581, 527 | 0 |  |  | 0
LV Generation Site Specific no RP charge | 91, 92 | 0 |  |  | 0
LV Sub Generation Site Specific | 551, 526 | 0 |  |  | 0
LV Sub Generation Site Specific no RP charge | 93, 94 | 0 |  |  | 0
HV Generation Site Specific | 521, 524 | 0 |  |  | 0
HV Generation Site Specific no RP charge | 95, 96 | 0 |  |  | 0
LDNO LV: Domestic Aggregated with Residual | TBC | 1, 2 or 0 | 0.025937 | 0 | 0.095235
LDNO LV: Domestic Aggregated (Related MPAN) | TBC | 2 | 0 | 0 | 0
LDNO LV: Non-Domestic Aggregated No Residual | TBC | 3 to 8 or 0 |  |  | 0.095235
LDNO LV: Non-Domestic Aggregated Band 1 | TBC | 3 to 8 or 0 |  |  | 0.095235
LDNO LV: Non-Domestic Aggregated Band 2 | TBC | 3 to 8 or 0 |  |  | 0.095235
LDNO LV: Non-Domestic Aggregated Band 3 | TBC | 3 to 8 or 0 |  |  | 0.095235
LDNO LV: Non-Domestic Aggregated Band 4 | TBC | 3 to 8 or 0 |  |  | 0.095235
LDNO LV: Non-Domestic Aggregated (related MPAN) | TBC | 4 |  |  | 0
LDNO LV: LV Site Specific No Residual | TBC | 0 |  |  | 0.095235
LDNO LV: LV Site Specific Band 1 | TBC | 0 |  |  | 0.095235
LDNO LV: LV Site Specific Band 2 | TBC | 0 |  |  | 0.095235
LDNO LV: LV Site Specific Band 3 | TBC | 0 |  |  | 0.095235
LDNO LV: LV Site Specific Band 4 | TBC | 0 |  |  | 0.095235
LDNO LV: Unmetered Supplies | TBC | 0, 1 or 8 |  |  | 0
LDNO LV: LV Generation Aggregated | TBC | 0 |  |  | 0
LDNO LV: LV Generation Site Specific | TBC | 0 |  |  | 0
LDNO HV: Domestic Aggregated with Residual | TBC | 1, 2 or 0 | 0.025937 | 0 | 0.095235
LDNO HV: Domestic Aggregated (Related MPAN) | TBC | 2 | 0 | 0 | 0
LDNO HV: Non-Domestic Aggregated No Residual | TBC | 3 to 8 or 0 |  |  | 0.095235
LDNO HV: Non-Domestic Aggregated Band 1 | TBC | 3 to 8 or 0 |  |  | 0.095235
LDNO HV: Non-Domestic Aggregated Band 2 | TBC | 3 to 8 or 0 |  |  | 0.095235
LDNO HV: Non-Domestic Aggregated Band 3 | TBC | 3 to 8 or 0 |  |  | 0.095235
LDNO HV: Non-Domestic Aggregated Band 4 | TBC | 3 to 8 or 0 |  |  | 0.095235
LDNO HV: Non-Domestic Aggregated (related MPAN) | TBC | 4 |  |  | 0
LDNO HV: LV Site Specific No Residual | TBC | 0 |  |  | 0.095235
LDNO HV: LV Site Specific Band 1 | TBC | 0 |  |  | 0.095235
LDNO HV: LV Site Specific Band 2 | TBC | 0 |  |  | 0.095235
LDNO HV: LV Site Specific Band 3 | TBC | 0 |  |  | 0.095235
LDNO HV: LV Site Specific Band 4 | TBC | 0 |  |  | 0.095235
LDNO HV: LV Sub Site Specific No Residual | TBC | 0 |  |  | 0.095235
LDNO HV: LV Sub Site Specific Band 1 | TBC | 0 |  |  | 0.095235
LDNO HV: LV Sub Site Specific Band 2 | TBC | 0 |  |  | 0.095235
LDNO HV: LV Sub Site Specific Band 3 | TBC | 0 |  |  | 0.095235
LDNO HV: LV Sub Site Specific Band 4 | TBC | 0 |  |  | 0.095235
LDNO HV: HV Site Specific No Residual | TBC | 0 |  |  | 0.095235
LDNO HV: HV Site Specific Band 1 | TBC | 0 |  |  | 0.095235
LDNO HV: HV Site Specific Band 2 | TBC | 0 |  |  | 0.095235
LDNO HV: HV Site Specific Band 3 | TBC | 0 |  |  | 0.095235
LDNO HV: HV Site Specific Band 4 | TBC | 0 |  |  | 0.095235
LDNO HV: Unmetered Supplies | TBC | 0, 1 or 8 |  |  | 0
LDNO HV: LV Generation Aggregated | TBC | 0 |  |  | 0
LDNO HV: LV Sub Generation Aggregated | TBC | 0 |  |  | 0
LDNO HV: LV Generation Site Specific | TBC | 0 |  |  | 0
LDNO HV: LV Sub Generation Site Specific | TBC | 0 |  |  | 0
LDNO HV: HV Generation Site Specific | TBC | 0 |  |  | 0
LDNO HVplus: Domestic Aggregated with Residual | TBC | 1, 2 or 0 | 0.025937 | 0 | 0.095235
LDNO HVplus: Domestic Aggregated (Related MPAN) | TBC | 2 | 0 | 0 | 0
LDNO HVplus: Non-Domestic Aggregated No Residual | TBC | 3 to 8 or 0 |  |  | 0.095235
LDNO HVplus: Non-Domestic Aggregated Band 1 | TBC | 3 to 8 or 0 |  |  | 0.095235
LDNO HVplus: Non-Domestic Aggregated Band 2 | TBC | 3 to 8 or 0 |  |  | 0.095235
LDNO HVplus: Non-Domestic Aggregated Band 3 | TBC | 3 to 8 or 0 |  |  | 0.095235
LDNO HVplus: Non-Domestic Aggregated Band 4 | TBC | 3 to 8 or 0 |  |  | 0.095235
LDNO HVplus: Non-Domestic Aggregated (related MPAN) | TBC | 4 |  |  | 0
LDNO HVplus: LV Site Specific No Residual | TBC | 0 |  |  | 0.095235
LDNO HVplus: LV Site Specific Band 1 | TBC | 0 |  |  | 0.095235
LDNO HVplus: LV Site Specific Band 2 | TBC | 0 |  |  | 0.095235
LDNO HVplus: LV Site Specific Band 3 | TBC | 0 |  |  | 0.095235
LDNO HVplus: LV Site Specific Band 4 | TBC | 0 |  |  | 0.095235
LDNO HVplus: LV Sub Site Specific No Residual | TBC | 0 |  |  | 0.095235
LDNO HVplus: LV Sub Site Specific Band 1 | TBC | 0 |  |  | 0.095235
LDNO HVplus: LV Sub Site Specific Band 2 | TBC | 0 |  |  | 0.095235
LDNO HVplus: LV Sub Site Specific Band 3 | TBC | 0 |  |  | 0.095235
LDNO HVplus: LV Sub Site Specific Band 4 | TBC | 0 |  |  | 0.095235
LDNO HVplus: HV Site Specific No Residual | TBC | 0 |  |  | 0.095235
LDNO HVplus: HV Site Specific Band 1 | TBC | 0 |  |  | 0.095235
LDNO HVplus: HV Site Specific Band 2 | TBC | 0 |  |  | 0.095235
LDNO HVplus: HV Site Specific Band 3 | TBC | 0 |  |  | 0.095235
LDNO HVplus: HV Site Specific Band 4 | TBC | 0 |  |  | 0.095235
LDNO HVplus: Unmetered Supplies | TBC | 0, 1 or 8 |  |  | 0
LDNO HVplus: LV Generation Aggregated | TBC | 0 |  |  | 0
LDNO HVplus: LV Sub Generation Aggregated | TBC | 0 |  |  | 0
LDNO HVplus: LV Generation Site Specific | TBC | 0 |  |  | 0
LDNO HVplus: LV Sub Generation Site Specific | TBC | 0 |  |  | 0
LDNO HVplus: HV Generation Site Specific | TBC | 0 |  |  | 0
LDNO EHV: Domestic Aggregated with Residual | TBC | 1, 2 or 0 | 0.025937 | 0 | 0.095235
LDNO EHV: Domestic Aggregated (Related MPAN) | TBC | 2 | 0 | 0 | 0
LDNO EHV: Non-Domestic Aggregated No Residual | TBC | 3 to 8 or 0 |  |  | 0.095235
LDNO EHV: Non-Domestic Aggregated Band 1 | TBC | 3 to 8 or 0 |  |  | 0.095235
LDNO EHV: Non-Domestic Aggregated Band 2 | TBC | 3 to 8 or 0 |  |  | 0.095235
LDNO EHV: Non-Domestic Aggregated Band 3 | TBC | 3 to 8 or 0 |  |  | 0.095235
LDNO EHV: Non-Domestic Aggregated Band 4 | TBC | 3 to 8 or 0 |  |  | 0.095235
LDNO EHV: Non-Domestic Aggregated (related MPAN) | TBC | 4 |  |  | 0
LDNO EHV: LV Site Specific No Residual | TBC | 0 |  |  | 0.095235
LDNO EHV: LV Site Specific Band 1 | TBC | 0 |  |  | 0.095235
LDNO EHV: LV Site Specific Band 2 | TBC | 0 |  |  | 0.095235
LDNO EHV: LV Site Specific Band 3 | TBC | 0 |  |  | 0.095235
LDNO EHV: LV Site Specific Band 4 | TBC | 0 |  |  | 0.095235
LDNO EHV: LV Sub Site Specific No Residual | TBC | 0 |  |  | 0.095235
LDNO EHV: LV Sub Site Specific Band 1 | TBC | 0 |  |  | 0.095235
LDNO EHV: LV Sub Site Specific Band 2 | TBC | 0 |  |  | 0.095235
LDNO EHV: LV Sub Site Specific Band 3 | TBC | 0 |  |  | 0.095235
LDNO EHV: LV Sub Site Specific Band 4 | TBC | 0 |  |  | 0.095235
LDNO EHV: HV Site Specific No Residual | TBC | 0 |  |  | 0.095235
LDNO EHV: HV Site Specific Band 1 | TBC | 0 |  |  | 0.095235
LDNO EHV: HV Site Specific Band 2 | TBC | 0 |  |  | 0.095235
LDNO EHV: HV Site Specific Band 3 | TBC | 0 |  |  | 0.095235
LDNO EHV: HV Site Specific Band 4 | TBC | 0 |  |  | 0.095235
LDNO EHV: Unmetered Supplies | TBC | 0, 1 or 8 |  |  | 0
LDNO EHV: LV Generation Aggregated | TBC | 0 |  |  | 0
LDNO EHV: LV Sub Generation Aggregated | TBC | 0 |  |  | 0
LDNO EHV: LV Generation Site Specific | TBC | 0 |  |  | 0
LDNO EHV: LV Sub Generation Site Specific | TBC | 0 |  |  | 0
LDNO EHV: HV Generation Site Specific | TBC | 0 |  |  | 0
LDNO 132kV/EHV: Domestic Aggregated with Residual | TBC | 1, 2 or 0 | 0.025937 | 0 | 0.095235
LDNO 132kV/EHV: Domestic Aggregated (Related MPAN) | TBC | 2 | 0 | 0 | 0
LDNO 132kV/EHV: Non-Domestic Aggregated No Residual | TBC | 3 to 8 or 0 |  |  | 0.095235
LDNO 132kV/EHV: Non-Domestic Aggregated Band 1 | TBC | 3 to 8 or 0 |  |  | 0.095235
LDNO 132kV/EHV: Non-Domestic Aggregated Band 2 | TBC | 3 to 8 or 0 |  |  | 0.095235
LDNO 132kV/EHV: Non-Domestic Aggregated Band 3 | TBC | 3 to 8 or 0 |  |  | 0.095235
LDNO 132kV/EHV: Non-Domestic Aggregated Band 4 | TBC | 3 to 8 or 0 |  |  | 0.095235
LDNO 132kV/EHV: Non-Domestic Aggregated (related MPAN) | TBC | 4 |  |  | 0
LDNO 132kV/EHV: LV Site Specific No Residual | TBC | 0 |  |  | 0.095235
LDNO 132kV/EHV: LV Site Specific Band 1 | TBC | 0 |  |  | 0.095235
LDNO 132kV/EHV: LV Site Specific Band 2 | TBC | 0 |  |  | 0.095235
LDNO 132kV/EHV: LV Site Specific Band 3 | TBC | 0 |  |  | 0.095235
LDNO 132kV/EHV: LV Site Specific Band 4 | TBC | 0 |  |  | 0.095235
LDNO 132kV/EHV: LV Sub Site Specific No Residual | TBC | 0 |  |  | 0.095235
LDNO 132kV/EHV: LV Sub Site Specific Band 1 | TBC | 0 |  |  | 0.095235
LDNO 132kV/EHV: LV Sub Site Specific Band 2 | TBC | 0 |  |  | 0.095235
LDNO 132kV/EHV: LV Sub Site Specific Band 3 | TBC | 0 |  |  | 0.095235
LDNO 132kV/EHV: LV Sub Site Specific Band 4 | TBC | 0 |  |  | 0.095235
LDNO 132kV/EHV: HV Site Specific No Residual | TBC | 0 |  |  | 0.095235
LDNO 132kV/EHV: HV Site Specific Band 1 | TBC | 0 |  |  | 0.095235
LDNO 132kV/EHV: HV Site Specific Band 2 | TBC | 0 |  |  | 0.095235
LDNO 132kV/EHV: HV Site Specific Band 3 | TBC | 0 |  |  | 0.095235
LDNO 132kV/EHV: HV Site Specific Band 4 | TBC | 0 |  |  | 0.095235
LDNO 132kV/EHV: Unmetered Supplies | TBC | 0, 1 or 8 |  |  | 0
LDNO 132kV/EHV: LV Generation Aggregated | TBC | 0 |  |  | 0
LDNO 132kV/EHV: LV Sub Generation Aggregated | TBC | 0 |  |  | 0
LDNO 132kV/EHV: LV Generation Site Specific | TBC | 0 |  |  | 0
LDNO 132kV/EHV: LV Sub Generation Site Specific | TBC | 0 |  |  | 0
LDNO 132kV/EHV: HV Generation Site Specific | TBC | 0 |  |  | 0
LDNO 132kV: Domestic Aggregated with Residual | TBC | 1, 2 or 0 | 0.025937 | 0 | 0.095235
LDNO 132kV: Domestic Aggregated (Related MPAN) | TBC | 2 | 0 | 0 | 0
LDNO 132kV: Non-Domestic Aggregated No Residual | TBC | 3 to 8 or 0 |  |  | 0.095235
LDNO 132kV: Non-Domestic Aggregated Band 1 | TBC | 3 to 8 or 0 |  |  | 0.095235
LDNO 132kV: Non-Domestic Aggregated Band 2 | TBC | 3 to 8 or 0 |  |  | 0.095235
LDNO 132kV: Non-Domestic Aggregated Band 3 | TBC | 3 to 8 or 0 |  |  | 0.095235
LDNO 132kV: Non-Domestic Aggregated Band 4 | TBC | 3 to 8 or 0 |  |  | 0.095235
LDNO 132kV: Non-Domestic Aggregated (related MPAN) | TBC | 4 |  |  | 0
LDNO 132kV: LV Site Specific No Residual | TBC | 0 |  |  | 0.095235
LDNO 132kV: LV Site Specific Band 1 | TBC | 0 |  |  | 0.095235
LDNO 132kV: LV Site Specific Band 2 | TBC | 0 |  |  | 0.095235
LDNO 132kV: LV Site Specific Band 3 | TBC | 0 |  |  | 0.095235
LDNO 132kV: LV Site Specific Band 4 | TBC | 0 |  |  | 0.095235
LDNO 132kV: LV Sub Site Specific No Residual | TBC | 0 |  |  | 0.095235
LDNO 132kV: LV Sub Site Specific Band 1 | TBC | 0 |  |  | 0.095235
LDNO 132kV: LV Sub Site Specific Band 2 | TBC | 0 |  |  | 0.095235
LDNO 132kV: LV Sub Site Specific Band 3 | TBC | 0 |  |  | 0.095235
LDNO 132kV: LV Sub Site Specific Band 4 | TBC | 0 |  |  | 0.095235
LDNO 132kV: HV Site Specific No Residual | TBC | 0 |  |  | 0.095235
LDNO 132kV: HV Site Specific Band 1 | TBC | 0 |  |  | 0.095235
LDNO 132kV: HV Site Specific Band 2 | TBC | 0 |  |  | 0.095235
LDNO 132kV: HV Site Specific Band 3 | TBC | 0 |  |  | 0.095235
LDNO 132kV: HV Site Specific Band 4 | TBC | 0 |  |  | 0.095235
LDNO 132kV: Unmetered Supplies | TBC | 0, 1 or 8 |  |  | 0
LDNO 132kV: LV Generation Aggregated | TBC | 0 |  |  | 0
LDNO 132kV: LV Sub Generation Aggregated | TBC | 0 |  |  | 0
LDNO 132kV: LV Generation Site Specific | TBC | 0 |  |  | 0
LDNO 132kV: LV Sub Generation Site Specific | TBC | 0 |  |  | 0
LDNO 132kV: HV Generation Site Specific | TBC | 0 |  |  | 0
LDNO 0000: Domestic Aggregated with Residual | TBC | 1, 2 or 0 | 0.025937 | 0 | 0.095235
LDNO 0000: Domestic Aggregated (Related MPAN) | TBC | 2 | 0 | 0 | 0
LDNO 0000: Non-Domestic Aggregated No Residual | TBC | 3 to 8 or 0 |  |  | 0.095235
LDNO 0000: Non-Domestic Aggregated Band 1 | TBC | 3 to 8 or 0 |  |  | 0.095235
LDNO 0000: Non-Domestic Aggregated Band 2 | TBC | 3 to 8 or 0 |  |  | 0.095235
LDNO 0000: Non-Domestic Aggregated Band 3 | TBC | 3 to 8 or 0 |  |  | 0.095235
LDNO 0000: Non-Domestic Aggregated Band 4 | TBC | 3 to 8 or 0 |  |  | 0.095235
LDNO 0000: Non-Domestic Aggregated (related MPAN) | TBC | 4 |  |  | 0
LDNO 0000: LV Site Specific No Residual | TBC | 0 |  |  | 0.095235
LDNO 0000: LV Site Specific Band 1 | TBC | 0 |  |  | 0.095235
LDNO 0000: LV Site Specific Band 2 | TBC | 0 |  |  | 0.095235
LDNO 0000: LV Site Specific Band 3 | TBC | 0 |  |  | 0.095235
LDNO 0000: LV Site Specific Band 4 | TBC | 0 |  |  | 0.095235
LDNO 0000: LV Sub Site Specific No Residual | TBC | 0 |  |  | 0.095235
LDNO 0000: LV Sub Site Specific Band 1 | TBC | 0 |  |  | 0.095235
LDNO 0000: LV Sub Site Specific Band 2 | TBC | 0 |  |  | 0.095235
LDNO 0000: LV Sub Site Specific Band 3 | TBC | 0 |  |  | 0.095235
LDNO 0000: LV Sub Site Specific Band 4 | TBC | 0 |  |  | 0.095235
LDNO 0000: HV Site Specific No Residual | TBC | 0 |  |  | 0.095235
LDNO 0000: HV Site Specific Band 1 | TBC | 0 |  |  | 0.095235
LDNO 0000: HV Site Specific Band 2 | TBC | 0 |  |  | 0.095235
LDNO 0000: HV Site Specific Band 3 | TBC | 0 |  |  | 0.095235
LDNO 0000: HV Site Specific Band 4 | TBC | 0 |  |  | 0.095235
LDNO 0000: Unmetered Supplies | TBC | 0, 1 or 8 |  |  | 0
LDNO 0000: LV Generation Aggregated | TBC | 0 |  |  | 0
LDNO 0000: LV Sub Generation Aggregated | TBC | 0 |  |  | 0
LDNO 0000: LV Generation Site Specific | TBC | 0 |  |  | 0
LDNO 0000: LV Sub Generation Site Specific | TBC | 0 |  |  | 0
LDNO 0000: HV Generation Site Specific | TBC | 0 |  |  | 0
*Supplier of Last Resort pass-through costs which are recovered on a two year lag allocated to all domestic tariffs with a fixed charge (including LDNO)
**Supplier of Last Resort pass-through costs which are not recovered on a two year lag allocated to all domestic tariffs with a fixed charge (including LDNO)
***Eligible Bad Debt pass-through costs allocated to all metered demand tariffs (including LDNO)

## Nodal prices
Back to Overview
Western Power Distribution (South West) plc - Effective from 1 April 2022 - Final Nodal/Zonal charges
Node/Zone ID | Geographical name | Local charge 1 £/kVA | Remote charge 1 £/kVA
CHEL3 |  | 0.67012 | 4.0047
BLAD3 |  | 1.0449 | 0.98995
BREO3 |  | 7.4738 | 4.1232
BUGL5J |  |  | 0.69351
CARL3 |  | 3.1562 | 1.688
COLD3 |  | 16.7858 | 4.2806
DOCC3 |  | 0.1985 | 3.9299
FBUR3 |  | 3.3198 | 1.364
HEMY5 |  |  | 13.0068
ISLE5 |  |  | 30.1896
PARH5 |  |  | 0.70307
BRFM3 |  | 1.8764 | 0.8571
HUNT3 |  | 0.82903 | 0.95527
BEDO3 |  | 1.4564 | 0.28717
STDA3 |  | 2.1353 | 5.5934
EXGN1R |  | 1.385 | 0.028975
FILT1
CONN3 |  | 2.9769 | 2.2653
SHOT3 |  | 2.7476 | 6.4964
DARM3 |  | 8.0899 | 2.369
HFLF3 |  | 3.3978 | 12.6814
FULL1 |  | 1.3403 | -0.14159
GOON3 |  | 5.364 | 5.4631
DELA3 |  | 7.8421 | 4.1852
HWAV3 |  | 2.2872 | 24.9437
LUXU3 |  | 0.14409 | 0.49455
WDBN3 |  | 0.18793 | 0.5092
AVBC3 |  | 0.052963
BLPP3 |  | 4.6927 | 4.0808
GARL3 |  | 0.37453 | 0.51827
WABA3 |  | 0.74825 | 1.1839
MANR3 |  | 0.48522 | 0.49807
NINS3 |  | 0.50459 | 0.4979
CHPV3 |  | -0.98383 | 19.6508
TRNH3 |  | 1.6105 | 0.28928
HOPV3 |  | 3.3972 | 1.444
ESLA3 |  | 2.9349 | 3.8371
WILL3 |  | 5.2409 | 2.998
EAST3 |  | 0.031285 | 3.4533
WIPE3 |  | 1.4515 | 0.28601
BRPV3 |  | 0.086639 | 3.6677
CAPV3 |  | 2.8671 | 1.3499
BEPV3 |  | 0.25525 | 0.1352
TREF3G |  | 6.2037 | 2.0002
TREW3G |  | 2.2284 | 2.3202
HWAS3 |  | 0.34785 | 0.52852
LANG3 |  | 3.6366 | 2.4155
ASWR3 |  | -0.026183 | 3.353
HNBF3 |  | 3.6078 | 3.9179
NESK3 |  | 0.27408 | 0.49284
PKWA3 |  | 0.84149 | 0.95797
NEWL3 |  | 0.41919 | 0.13551
WYMD3 |  | 0.26188 | 0.13521
COBB3 |  | 1.0741 | 0.96732
HALS3
HITR3 |  | 3.2657 | 2.2574
FORD3 |  | 4.09 | 2.1941
BEAF3 |  | 13.9318 | 2.4724
TREQ3 |  | 1.6309 | 2.2538
AYSH3 |  | 3.9649 | 7.5151
BURR3 |  | 0.43179 | -0.10492
CALG3 |  | 5.8119 | 1.9805
HTRE3 |  | 1.4919 | 5.229
HGRT3 |  | 4.1193 | 25.5845
HOPE3 |  | -0.62889 | 19.6753
KNOK3 |  | 7.6638 | 2.3487
MRLY3 |  | 2.0429 | 1.7489
MIDT3 |  | 7.1723 | 4.1132
PNHL3 |  | 7.5361 | 4.1231
PRIN3 |  | 0.37288 | 3.9999
REWF3 |  | 3.0753 | 0.52629
SLAD3 |  | 8.6362 | 4.5944
WSTH3 |  | 7.257 | 1.0351
FOXC3 |  | 1.3145 | 3.4566
HORS3 |  | 5.1963 | 1.0138
TREK3 |  | 0.23706 | 0.59952
MARS3 |  | 2.1397 | 6.4803
HAZF3 |  | 0.81932 | 1.7286
HATC3 |  | 0.93695 | 1.7345
LITT3 |  | 1.1257 | 5.1577
CULM3G |  | 0.8419
PARS3 |  | 0.599 | 0.13498
BURT3 |  | 0.73547 | 2.1056
EYWF3 |  | 2.8855 | 3.7826
STON3 |  | 0.25631 | 0.13517
WHIT3 |  | 2.5266 | 6.4591
CLEA3 |  | 10.1021 | 1.0423
FBUB3 |  | 3.5918 | 1.3708
BRAT3 |  | 2.7562 | 2.2798
TSOW3 |  | 2.1733 | 0.9858
DENZ3 |  | 1.4429 | 0.28378
GALS1 |  | 2.09 | 0.049272
PITW3 |  | 0.027136 | 3.6656
STST3 |  | 0.7421 | 0.53392
DENB3 |  | 0.34418 | 0.9815
BIDW3 |  | 0.5252 | 1.7108
CANW1 |  | 3.0311
CRPV3 |  | 0.070275 | 3.6684
RCPV3 |  | 1.7793 | 2.8563
CSPV3 |  | 0.51991 | 0.13525
ACPV3 |  | 1.8013 | 0.96328
GVPK3 |  | 0.42016 | 19.4232
COOM3 |  | 2.469 | 1.7626
MRLF3 |  | 2.6236 | 3.8546
NEDO3 |  | 2.6006 | 3.856
TILL3 |  | 0.43181 | -0.10491
KING3 |  | 4.812 | 2.2679
LUSC3 |  | 7.424 | 1.0237
WEEK3 |  | 10.2089 | 1.0425
WBAR3 |  | 0.1941 | 0.49769
KERR3 |  | 5.3561 | 4.0914
GARV3 |  | 2.6045 | 1.3398
MEND3 |  | 3.1889 | 6.5066
IWOO3 |  | 2.0356 | 15.0355
NWRW3 |  | 6.4869 | 6.7666
DERF3 |  | 0.027317 | 3.6651
NEWR3 |  | 0.0050705 | -0.0049789
GRAN3 |  | 0.25488 | -0.0077046
DINF3 |  | 4.0589 | 6.7163
PTFM3 |  | 4.0508 | 6.715
CARF3 |  | 1.8899 | 1.8916
CMPV3 |  | 7.8941 | 7.4982
HIBE3 |  | 0.25995 | 0.13717
PENA3 |  | 1.8788 | 1.3328
SOMD3 |  | 6.6639 | 0.90405
STFA3 |  | 4.5135 | 7.3652
THWK3 |  | 1.2145 | 2.281
WALA3 |  | 1.5852 | 1.0201
WHPV3 |  | 2.7757 | 0.81725
WLPV3 |  | 1.3346 | 1.0089
ASHC3 |  | 3.8255 | 12.8889
BDWN3 |  | 0.18451 | 0.49731
RDFM3 |  | 3.1692 | 0.83919
TENG3 |  | 6.9183 | 0.97678
BOMF3 |  | 1.1036
SERC1
NOMO1 |  | 2.744
OTHM1 |  | -0.074472 | -0.040138
WILF3 |  | 1.2146 | 2.2811
NOWA3 |  | 2.0955 | 1.1608
NEBA3 |  | 2.0961 | 1.1615
FTWO3 |  | 2.9714 | 1.3446
CAPE3 |  | 2.7603 | 2.2833
WALL3 |  | 10.1032 | 1.0424
DUNX3 |  | 1.727 | 3.376
ASLF3 |  | 6.7524 | 15.4211
PYLL3 |  | 6.3433 | 6.8056
OUTL3 |  | 4.7027 | 4.0811
CLOG3 |  | 0.89408 | 0.53027
NANT3 |  | 1.881 | 1.3308
GHIL3 |  | 5.3639 | 5.4631
HIBY3 |  | 0.91859 | 2.0625
LIVE3 |  | 1.0309 | 1.2061
CMBF3 |  | 1.3289 | 1.2124
CARD3 |  | 2.1633 | 15.1153
TOWF3 |  | 2.7758 | 15.2094
ROOK3 |  | 2.0905 | 15.2023
NOWO3 |  | 3.522 | 1.3763
CHLW3 |  | 2.1195 | 6.4759
LOFA3 |  | 2.2297 | 6.396
OSFA3 |  | 8.5131 | 4.5412
ERLA3 |  | 0.47976 | 1.1811
PAVI3 |  | 0.9668 | 1.8458
PLAB3 |  | 2.8839 | 1.7742
YOPA3 |  | 8.4522 | 4.5211
RYDO3 |  | 2.3438 | 12.4364
FRAN3 |  | 2.4483 | 2.3473
HURC3 |  | 0.599 | 0.13497
NANC3 |  | 1.4095 | 5.1504
FITZ3
PURI3 |  | 0.78766 | 0.98258
TRIK3 |  | 0.84189
WITD3 |  | 1.3803 | 1.0135
PENF3 |  | 1.445 | 5.1801
WICF3 |  | 2.8761 | 2.5982
MAKR3 |  | 1.1955 | 5.2667
OAKF3 |  | 1.8676 | 0.083552
BATS3 |  | 5.2783 | 2.2816
NEWN3 |  | 2.1309 | 3.8159
BALL3 |  | 2.0309 | 3.8064
PORT3 |  | 4.37 | 3.8871
LAWR3 |  | 0.26367 | 0.49305
HAWK3 |  | 2.8136 | 0.81448
CREW3 |  | 0.42648 | 0.13913
TRER3 |  | 1.4323 | 2.2154
ROSK3 |  | 3.8994 | 5.2698
BYST3 |  | 1.2889 | 1.2054
CATT3 |  | 0.37271 | 3.9978
WCAR3 |  | -0.0084943 | 0.48726
STDE1
TMBG3 |  | 0.47965 | 1.1811
HOU23 |  | 2.7519 | 0.048805
REDH3 |  | 0.58271 | -0.011048
AXEV3 |  | 0.55496 | 0.1381
WCKW3 |  | 2.8761 | 2.5982
WILT3 |  | 1.2146 | 2.2811
SHAR3 |  | 10.3528 | 6.0962
TONE3 |  | 0.58264 | -0.011057
BAHW3 |  | 0.13985 | 1.0432
WATB3 |  | 1.206 | 5.3178
OGWF1
VIRI3
FIDO3
RKHM3 |  | 0.26071 | 0.4865
LKLB3 |  | 0.54023 | 1.3697
HLMR3
ALDW3 |  | 0.53574 | 4.3114
WSHB3 |  | 0.93855
SNRG1
CLFD3 |  | 3.1249 | 6.4131
WRNR3 |  | 2.095 | 2.5749
FRSL3 |  | 0.26284 | 0.48941
HALL3
CSTL1 |  | 1.0708
TLLN1 |  | 1.8004 | -0.0051956
FDRB3 |  | 0.44747 | 1.6698
FDNS1 |  |  | -0.0093098
PDWL1 |  | -0.025894 | 0.016634
NIRO3 |  | 2.6179 | 2.3592
LRLH1 |  | 0.06596 | 0.062711
CNWF1 |  | -0.074472 | -0.040138
OTPV3 |  | 2.5344 | 0.047151
PRPT1 |  | 0.12506
CWBP31 |  | 0.17424 | 19.2897
VTNG3 |  | 2.9706 | 1.6088
TRNW1 |  | 14.0629
ARCT3 |  | 3.3037 | 0.96384
TPCS3 |  | 1.1036 | 1.2247
BWRH3 |  | 2.064 | 15.1939
STWY1A |  | 5.1777
IMRA3 |  | -0.0092237 | 0.48732
GSPC3 |  | 0.19826 | 3.9253
FORE31 |  | 2.9858 | 3.8634
FORE32 |  | 2.9858 | 3.8634
AVMO7K |  |  | 0.81109
LAUN5K |  | 1.3277 | 9.1915
AARO3 |  | 5.3701 | 2.2793
ADER5 |  | 0.72056 | 6.0798
ALCO5 |  | 0.49462 | 4.6438
ALER5 |  | 0.61948 | 4.6252
ALMO5 |  | 0.6218 | 1.8731
ALMR5 |  | 0.45449 | 4.3224
ARMA5 |  | 2.2253 | 5.3708
ASHB5 |  | 0.49293 | 3.0687
ASHW5 |  | 0.35219 | 2.894
ATHL5 |  | 0.27545 | 9.5992
AVMO7J | AVMO7K |  | 0.89989
AXBR5 |  | 0.35802 | 21.246
AXMN5 |  | 0.052245 | 0.78762
BAEA5 |  | 0.07695 | 13.9159
BARQ5 |  | 0.76754 | 5.6941
BART5 |  | 0.37644 | 2.1295
BATR5J |  | 0.79621 | 2.6493
BATR5K |  | 1.4342 | 2.5745
BEAM5 |  | 0.086861 | 0.42036
BEDM5 |  | 0.54562 | 3.1417
BHAL5 |  |  | 5.0655
BICK5 |  | 1.832 | 8.384
BIDE5 |  | 3.2474 | 6.526
BISH5 |  | 0.65852 | 4.4584
BLAC5 |  | 0.023422 | 1.0323
BLAD3a |  | 0.40139 | 1.0773
BLAG5 |  | 3.4047 | 17.5157
BODM5 |  | 0.71349 | 8.5195
BOUR5 |  | 2.9491 | 4.7712
BOVT5 |  | 0.52646 | 18.8412
BOWA5 |  | 0.92192 | 6.24
BOWX5J |  | 0.62698 | 2.7228
BRAD5 |  | 0.65938 | 1.3002
BRAF5 |  | 5.4234 | 3.9139
BRAL5J |  | 1.2103 | 17.8739
BRAU5 |  | 0.33393 | 6.258
BRID5 |  | 0.2954 | 1.8071
BRIL5J |  | 1.3735 | 4.1181
BRIM5 |  | 0.7805 | 15.3269
BRSH5 |  | 0.27779 | 1.7541
BUCK5 |  | 1.0953 | 2.9861
BUCS5 |  | 0.29627 | 4.7614
BUDS5 |  | 0.11166 | 2.3396
BUGL5Ja |  |  | 0.93495
BUGL5K |  | 0.12444 | 0.7682
BURL5 |  | 1.357 | 11.008
BURN5 |  | -0.015292 | 2.9917
CAIR5 |  | 0.30385 | 2.9907
CALL5 |  | 2.893 | 7.2186
CAMH5 |  | 0.73731 | 16.9876
CAMT5 |  | 3.2669 | 18.3038
CARN5 |  | 1.0447 | 16.2746
CHAR5 |  | 0.30698 | 1.3825
CHED5 |  | 2.438 | 21.9584
CHEM5 |  | 3.5891 | 9.1859
CHES5 |  | 4.8368 | 17.7657
CHUG5 |  | 0.13241 | 17.24
CHUK5 |  | 2.782 | 17.8411
CHUS5 |  | 2.4523 | 6.164
CLEV5 |  | 2.2696 | 9.8871
CLIF5 |  | 0.52722 | 4.1408
CLOV5 |  | 2.272 | 6.6448
CLYH5 |  | 0.75639 | 5.4792
COKE5 |  | 0.24895 | 0.47605
COLE5 |  | 2.1316 | 8.3276
COLL5J |  | 1.0829 | 1.5492
COLY5 |  | 0.17399 | 1.2453
COMM5 |  | 4.8953 | 17.7422
COMP7 |  | 0.17918 | 14.6187
CONG5 |  | 0.83206 | 17.4729
CONS5 |  | 0.16086 | 6.0768
CORH5J |  | 3.5459 | 4.8885
CORH5K |  | 3.5459 | 4.8885
COUW5 |  | 1.2879 | 3.8874
COWR5 |  | 1.6763 | 9.4303
CRED5 |  | 0.34893 | 14.4959
CREE5 |  | 0.29342 | 7.051
CREW5 |  | 0.63968 | 0.55929
CRIB5 |  | 0.69551 | 3.0845
CULL5 |  | 0.31826 | 11.7512
CULM5 |  | 4.5033 | 0.8057
CURM5 |  | 0.43236 | 1.9362
DART5 |  | 0.33321 | 12.7927
DAVI5 |  | 4.5158 | 15.428
DAWL5 |  | 0.66396 | 20.7394
DELA5 |  | 0.98229 | 9.0298
DEVO5 |  | 3.0518 | 5.6683
DIND5 |  | 2.7339 | 10.7395
DOCN3 |  | 0.2443 | 3.9725
DORS7J |  | 0.57835 | 14.374
DOWF5 |  | 0.09177 | 0.77668
DREC5 |  | 0.63143 | 1.4708
DRSW5 |  | 2.2301 | 1.4808
DUNK5 |  | 1.5378 | 12.9532
EASB5 |  | 3.0701 | 5.0696
EASG5 |  | 1.4467 | 5.2821
EAST5 |  | 0.78186 | 3.2588
EBUD5 |  | 2.6738 | 2.4123
ECHI5 |  | 1.3823 | 1.2077
ECUR5 |  | 4.1573 | 6.2368
EDGA5 |  | 0.15151 | 3.7695
EGGB5 |  | 0.36941 | 9.4728
ELIT5 |  | 1.364 | 6.5258
ENTH7 |  | 0.24566 | 14.5612
EVER5 |  | 0.4565 | 13.4174
EXEB5 |  | 0.26904 | 1.0877
EXMI5 |  | 4.0567 | 8.8379
EXMW5 |  | 2.8629 | 2.5568
FALD5 |  | 1.2385 | 7.7872
FEEB5 |  | 1.6554 | 2.3478
FEED5 |  | 0.64024 | 2.4529
FILT5J |  | 0.38834 | 2.3965
FOLB5 |  | 7.3231 | 14.1753
FOWE5 |  | 3.6531 | 2.7324
FOXH5 |  | 0.81889 | 9.5369
FRAD5 |  | 0.46667 | 0.48474
FREM5 |  | 2.4548 | 3.2547
GASL5 |  | 0.3265 | 5.7156
GEEV5 |  | 0.33123 | 25.803
GEOR5 |  | 0.34159 | 8.9928
GUNN5 |  | 4.7501 | 8.3499
HATH5 |  | 5.1618 | 8.7069
HAVE5 |  | 0.30643 | 6.6064
HEAB5 |  | 2.6101 | 4.0639
HEDX5 |  | 2.7223 | 7.4086
HELS5 |  | 1.2754 | 8.8283
HEMY5a |  |  | 11.3875
HEWL5 |  | 0.70004 | 3.2564
HIGL5 |  | 0.40062 | 8.8289
HOLF5 |  | 0.11396 | 3.3332
HOLL5 |  | 2.9519 | 5.7201
HOLS5 |  | 0.61153 | 4.6296
HONI5 |  | 1.4444 | 8.1346
HYLL5 |  | 0.80918 | 20.1559
ILFR5 |  | 0.44088 | 11.6709
IMPS5 |  | 0.79481 | 1.3641
ISLE5a |  |  | 25.1278
IVYB5 |  | 0.36207 | 6.7956
KEYE5 |  | 2.5063 | 11.5347
KEYW5 |  | 0.12969 | 2.5147
KINB5 |  | 0.58126 | 6.4701
LANE5 |  | 3.7567 | 18.1227
LANG5 |  | 0.29072 | 5.6813
LANN5 |  | 1.1512 | 6.134
LANR5 |  | 1.7833 | 6.1965
LAPF5 |  | 3.1262 | 17.0276
LAUN5J |  | 1.3277 | 7.8578
LAWB5 |  | 0.98605 | 2.5364
LAYW5 |  | 2.4561 | 9.3774
LIFT5 |  | 0.56453 | 10.5179
LINL5 |  | 0.50042 | 6.7821
LISK5 |  | 1.0449 | 5.5415
LOCK5 |  | 0.76842 | 1.8544
LOCR5 |  | 0.76434 | 4.1647
LONG5 |  | 0.39626 | 5.4995
LOOE5 |  | 1.4016 | 6.0707
LOST5 |  | 0.23252 | 4.6887
LUCB5 |  | 0.41195 | 4.7467
LYDS5 |  | 1.041 | 0.017286
LYNT5 |  | 0.88051 | 4.1208
LYPF5 |  | 1.376 | 8.659
MANG5 |  | 1.607 | 3.2383
MARA5 |  | 0.68701 | 21.0154
MARB5 |  | 0.93952 | 6.8747
MARG5K |  | 1.2923 | 4.5093
MARL5 |  | 0.42382 | 3.2072
MART5J |  | 0.94944 | 7.3497
MART5K |  | 0.68513 | 1.6385
MERR5 |  | 3.4191 | 2.7739
MEVA5 |  | 0.49553 | 1.1507
MIDB5 |  | 0.297 | 11.3676
MIDN5 |  | 0.78353 | 8.7925
MILL5 |  | 1.3207 | 4.7127
ABBW5 |  | 0.57113 | 1.9012
MODB5 |  | 3.1204 | 6.801
MONT5 |  | 0.16824 | 1.1276
MORH5 |  | 4.1441 | 4.5093
MORW5 |  | 0.073514 | 6.5903
MOUS5 |  | 5.0046 | 23.346
MULL5 |  | 0.3932 | 9.1965
NASE5 |  | 0.94721 | 22.0852
NEAB5 |  | 0.88057 | 16.5618
NECY5 |  | 0.86399 | 12.9797
NEOT5 |  | 2.0921 | 5.7722
NETK5 |  | 0.37182 | 5.5595
NETR5 |  | 1.2831 | 4.8784
NETS5 |  | 0.50918 | 2.1041
NEWB5 |  | 0.47503 | 9.9791
NEWF5 |  | 0.77936 | 6.0212
NEWL5 |  | 3.7762 | 22.2552
NEWP5 |  | 0.717 | 2.6873
NEWS5 |  | 1.4958 | 5.2896
NORS5 |  | 0.2957 | 3.383
NORT5 |  | 0.052984 | 2.521
OFFW5 |  | 5.2914 | 7.7207
OKEH5 |  | 2.8686 | 7.8951
OLDF7 |  | 2.2748 | 14.4851
OLDL5 |  | 0.088617 | 5.9674
OTTS5 |  | 0.50042 | 2.8559
PADS5 |  | 3.4929 | 2.0993
PARH5a |  |  | 0.93694
PARL5 |  | 2.2067 | 6.3433
PARS7 |  | 3.0106 | 14.1095
PAUL5 |  | 2.4586 | 8.5843
PEAS5 |  | 2.2132 | 8.9792
PENC5 |  | 0.23894 | 22.5126
PENH5 |  | 0.27137 | 21.7237
PENR5 |  | 0.24288 | 7.8375
PENS5 |  | 2.1341 | 6.7997
PENX5 |  | 0.15508 | 0.55482
PERI5 |  | 0.49719 | 4.6575
PERR5 |  | 2.31 | 4.4774
PINH5 |  | 2.1818 | 4.3037
PLYS5 |  | 0.86757 | 6.7611
POLZ5 |  | 0.67822 | 12.5387
PRIO5 |  | 1.6767 | 4.7298
PRIR5 |  | 0.40443 | 4.5355
PROB5 |  | 2.1029 | 3.2784
PURR7 |  | 0.6312 | 1.0937
REDR5 |  | 1.1868 | 19.17
ROAD3 |  | 2.3591 | 2.8799
ROCP5 |  | 0.4717 | 3.5085
ROSE5 |  | 4.0154 | 6.7865
ROUN5 |  | 1.8287 | 5.3574
SALC5 |  | 0.24436 | 3.2554
SALT5 |  | 0.23512 | 4.0058
SAUS5 |  | 0.41786 | 0.81981
SAWX5 |  | 6.0743 | 4.0999
SHAP5 |  | 1.26 | 2.5471
SHEB5 |  | 1.0662 | 7.7075
SHEM5 |  | 0.68215 | 14.1073
SIDM5J |  | 0.83551 | 4.6652
SIDM5K |  | 0.83551 | 4.6652
SKEV5 |  | 0.21198 | 7.2939
SLEV5 |  | 0.10922 | 4.3228
SMOL5 |  | 0.69438 | 6.9745
SOME5 |  | 2.163 | 5.7812
SOUB5 |  | 2.9764 | 4.302
STWA5 |  | 0.57903 | 3.2947
SOWT5 |  | 0.96607 | 3.4017
STAG5 |  | 0.28354 | 4.7483
STAP5 |  | 0.6028 | 1.0652
STAQ3 |  | 6.7689 | 15.322
STBU5 |  | 5.2998 | 24.215
STCO5 |  | 2.1327 | 1.6903
STEN5 |  | 0.9773 | 6.7482
STHO5 |  | 0.30613 | 6.9057
STIV5 |  | 3.0768 | 20.307
STMA5 |  | 0.72707 | 6.5967
STOB5 |  | 0.36035 | 2.4538
STOK5 |  | 0.93419 | 13.4028
STRA5 |  | 0.93898 | 6.2548
STUD5 |  | 0.17793 | 5.5155
TAMA3 |  | 5.9522 | 2.1986
TAUL5 |  | 1.4456 | 4.4647
TAVI5 |  | 3.172 | 15.7458
TEIG5 |  | 0.66815 | 19.1911
TEIH5 |  | 0.14035 | 20.12
TINX5J |  | 3.1989 | 15.5221
TINX5K |  | 3.1989 | 15.5905
TIVE5 |  | 1.3754 | 9.1276
TIVM5 |  | 0.70279 | 10.7911
TIVS5 |  | 0.63503 | 11.9695
TOPS5 |  | 3.4649 | 4.2922
TORA5 |  | 0.91726 | 5.6452
TORR5K |  | 0.3255 | 8.8461
TORT5 |  | 1.9809 | 4.3152
TORW5 |  | 0.43379 | 11.5343
TORY5 |  | 0.21041 | 8.3248
TOTL5 |  | 2.7752 | 3.5542
TREB5 |  |  | 0.77275
TRUL5 |  | 0.68471 | 1.0686
TRUS5 |  | 1.0586 | 2.4017
TRUT5 |  | 1.179 | 4.5011
TWEL5 |  | 1.0117 | 5.3837
TWER7 |  | 4.632 | 14.5628
UPTV5 |  | 0.60319 | 3.1779
WADE5 |  | 0.84705 | 10.3712
WATC5 |  | 0.39981 | 2.0531
WATE5K |  | 0.072619 | 0.554
WATE5J |  | 0.04436 | 0.43987
WEDM5 |  | 0.60797 | 3.8959
WELL5 |  | 1.8377 | 5.1669
WELN5J |  | 3.2504 | 0.56479
WELN5K |  | 5.1535 | 0.99726
WELT5 |  | 0.59595 | 2.7667
WESC5 |  | 0.48195 | 4.7411
WESD5 |  | 0.60095 | 5.6937
WESG5 |  | 3.0699 | 7.7071
WESM5 |  | 1.6538 | 4.6649
WHAQ5 |  | 1.6594 | 11.1006
WHID5 |  | 2.5587 | 3.9768
WHIT5 |  | 0.58951 | 5.8235
WHRH5 |  | 1.5594 | 8.6142
WINS5 |  | 0.55299 | 19.9372
WINT5 |  | 2.8082 | 5.021
WITH5 |  | 2.0083 | 14.8186
WITR5 |  | 0.5025 | 2.5682
WIVE5 |  | 0.17993 | 3.4907
WOOD5J |  | 0.54203 | 3.6657
WOOY5 |  | 2.4253 | 2.7314
YELV5 |  | 0.93969 | 14.2336
PAPR3 |  | 0.65042 | 2.0396
BLAK5 |  | 0.14355 | 12.9867
WOOD5K |  | 0.56291 | 3.7132
AVOH5K |  | 0.28584 | 0.91602
FILT5K |  | 0.23624 | 2.0797
PAIG5 |  | 0.38253 | 5.1508
DORS7K |  | 0.32642 | 14.0136
BAIR5 |  | 0.5082 | 20.621
STWB5 |  | 1.1078 | 5.3393
DACR5 |  |  | 13.7645
ASTZ5
NTAW5 |  | 0.31971 | 2.0652
BRDW5 |  | 0.27269 | 2.7982
SAWR5 |  | 0.15603 | 0.93197
LNGE3 |  | 2.0143 | 3.8225
SPAU5J |  | 0.14 | 2.6611
SPAU5K |  | 0.31696 | 2.6796
WAPP5 |  | 1.7743 | 1.12
WWIC5 |  | 2.1678 | 18.4702
ASHL5 |  | 0.50215 | 5.1176
MARG5J |  | 2.403 | 3.1012
CALY5 |  | 0.65624 | 7.6422
COTH5 |  | 1.2866 | 2.2148
EMGR5 |  | 0.15321 | 3.0265
SMET5 |  | -0.0046311 | 3.3578
EXSC5 |  | 0.17478 | 3.3956
HBBP5 |  | -0.026968 | 4.1205
UOBA3D |  | 0.93367 | 12.6641
AHMD3
HEMI3 |  | 4.2438 | 3.8653
PATC5 |  | 1.2964 | 2.5823
SHER3 |  | 1.8471 | 3.8127
LGTH3 |  | 1.4016 | 0.63231
NSMA3 |  | 6.1652 | 4.5865
WIGR3 |  | 3.1117 | 0.6394
LANF3 |  | 1.1792 | 14.8862
FNAT3 |  | 2.7969 | 0.068725

## SSC unit rate lookup
Back to Overview
Standard Settlement Configuration Id | Standard Settlement Configuration Desc | Common Decode | Change implemented | Date | Comments
3 | 10-hour OP | A/R | Notes updated | 2019-06-10 | Updated to reflect DCP 268 which delinks all tariffs from the TPR bands
4 | 10-hour OP | A/R | Code 1 & 2 changed to A | 2019-06-10 | Updated to reflect DCP 268 which delinks all tariffs from the TPR bands
5 | 10-hour OP + w/e | A/R | Code O changed to A/R | 2019-06-10 | Updated to reflect DCP 268 which delinks all tariffs from the TPR bands
6 | 10.5-hour OP | A/R | Removed TPR | 2019-06-10 | Removed TPR lookup element as this no longer effects which rate to apply
7 | 10.5-hour OP | A/R
8 | 10.5-hour OP | A/R
9 | 10.5-hour OP | A/R
10 | 10.5-hour OP | A/R
11 | 10.5-hour OP | A/R
12 | 10.5-hour OP | A/R
13 | 11 Hour OP | A/R
15 | 11 Hour OP | A/R
16 | 11.5-hour OP | A/R
17 | 11.5-hour OP | A/R
18 | 11.5-hour OP | A/R
19 | 11.5-hour OP | A/R
20 | 11.5-hour OP | A/R
21 | 11.5-hour OP | A/R
22 | 11.5-hour OP | A/R
23 | 11-hour OP | A/R
24 | 11-hour OP | A/R
25 | 11-hour OP | A/R
26 | 11-hour OP | A/R
28 | 11-hour OP | A/R
29 | 11-hour OP | A/R
30 | 11-hour OP | A/R
31 | 11-hour OP | A/R
32 | 11-hour OP | A/R
33 | 11-hour OP | A/R
34 | 11-hour OP | A/R
35 | 11-hour OP | A/R
36 | 11-hour OP | A/R
37 | 11-hour OP | A/R
38 | 11-hour OP | A/R
39 | 11-hour OP | A/R
40 | 11.5-hour OP | A/R
41 | 8.5-hour OP | A/R
42 | 9-hour OP | A/R
43 | 9-hour OP | A/R
44 | 8.5-hour OP | A/R
45 | 11-hour OP + Summer | A/R
46 | 11-hour OP + w/e | A/R
47 | 11-hour OP + w/e & Summer | A/R
48 | 11-hour OP + weekends | A/R
49 | 11.5-hour OP | A/R
50 | 12-hour OP + w/e & Summer | A/R
51 | 12-hour night | A
52 | 12-hour OP | A/R
53 | 12-hour OP | A/R
55 | 12-hour OP | A/R
56 | 12-hour OP | A/R
57 | 12-hour OP | A/R
58 | Key Meter pseudo 2-rate | A
59 | 12-hour OP | A/R
60 | 12-hour OP | A/R
62 | 8-hour OP (see also SSC 427) | A
63 | 9-hour OP | A/R
64 | 12-hour OP | A/R
65 | 12-hour OP + Summer | A/R
66 | 12-hour OP + Summer | A/R
67 | 12.5-hour OP | A/R
71 | 12.5-hour OP | A/R
72 | 12.5-hour OP | A/R
73 | 12.5-hour OP | A/R
74 | 12.5-hour OP + Summer | A/R
75 | 12.5-hour OP + w/e | A/R
76 | 12.5-hour OP + w/e | A/R
77 | 12.5-hour OP + w/e | A/R
78 | 12.5-hour OP + w/e & Summer | A/R
79 | 14-hour E7 | A
80 | 14-hour Off Peak | A/R
81 | 14-hour OP + Sun | A/R
82 | 14.5-hour OP | A/R
83 | 14.5-hour OP | A/R
84 | 14.5-hour OP | A/R
85 | 14.5-hour OP | A/R
86 | 14.5-hour OP | A/R
87 | 14.5-hour OP | A/R
88 | 14.5-hour OP | A/R
91 | 14.5-hour OP + Summer | A/R
92 | 14.5-hour OP + Summer | A/R
93 | split 7-hour E7 | A
94 | 14.5-hour OP + Summer | A/R
95 | 14.5-hour OP + Summer | A/R
96 | 14.5-hour OP + Summer | A/R
97 | 14.5-hour OP + w/e | A/R
98 | 14.5-hour OP + w/e & Summer | A/R
99 | 15-hour OP | A/R
100 | 15-hour OP | A/R
101 | 15-hour OP + w/e & Summer | A/R
102 | 15-hour OP + w/e & Summer | A/R
103 | 15-hour OP + w/e & Summer | A/R
104 | 15.5-hour OP | A/R
105 | 15.5-hour OP | A/R
106 | 15.5-hour OP | A/R
107 | 15.5-hour OP | A/R
108 | 15.5-hour OP | A/R
109 | 15.5-hour OP | A/R
110 | 15.5-hour OP | A/R
111 | 15.5-hour OP + Summer | A/R
112 | 15.5-hour OP + w/e | A/R
113 | 15.5-hour OP + w/e | A/R
115 | 15.5-hour OP + w/e | A/R
116 | 15.5-hour OP + w/e | A/R
117 | 15.5-hour OP + w/e | A/R
118 | 15.5-hour OP + w/e & Summer | A/R
119 | 15.5-hour OP + w/e & Summer | A/R
120 | 9-hour OP | A/R
121 | 2-rate terms | A
122 | 2-rate SToD | A
123 | 2-rate variable SToD | A
124 | 2-rate variable SToD | A
125 | 2-rate variable SToD | A
126 | 7-hour E7 | A
127 | 3-rate SToD | A
128 | Dom/Non-dom Seasonal (link SSC 0342) | A
129 | 3-rate SToD | A
130 | 3-rate variable | A
131 | 3-rate variable | A
132 | 4-rate SToD | A
133 | 4-rate SToD | A
134 | 4-rate SToD | A
135 | 4-rate SToD | A
136 | 4-rate SToD | A
137 | 4-rate SToD | A
138 | 4-rate SToD | A
140 | split 7-hour E7 | A
141 | 5-rate SToD | A
142 | 5-rate SToD | A
143 | 15-hour OP | A/R
144 | 6-rate SToD | A
145 | 6-rate SToD | A
146 | 6-rate SToD | A
147 | 6-rate SToD | A
148 | 7-hour OP (see also SSC 0185) | A
149 | Smart 7, heating | A
150 | 7-hour E7 | A
151 | 7-hour E7 | A
152 | 7-hour E7 | A
153 | 7-hour E7 | A
154 | 7-hour E7 | A
155 | split 7-hour E7 | A/R
156 | 7-hour E7 | A
157 | 7-hour E7 | A
158 | 7-hour E7 | A
159 | 12-hour OP | A/R
160 | 7-hour E7 | A
161 | 7-hour E7 | A
162 | 7-hour E7 | A
163 | 7-hour E7 | A
164 | 7-hour E7 | A
165 | 7-hour E7 | A
166 | 7-hour E7 | A
167 | 7-hour E7 | A
168 | 7-hour E7 | A
169 | 7-hour E7 | A
170 | 7-hour E7 | A
171 | 7-hour E7 | A
172 | 7-hour E7 | A
173 | 7-hour E7 | A
174 | 7-hour E7 | A
175 | 7-hour E7 | A
176 | 7-hour E7 | A
177 | 7-hour E7 | A
178 | 7-hour E7 (Cornwall & def reinforcement) | A
179 | 7-hour E7 | A
180 | 7-hour E7 | A
181 | 7-hour E7 | A
182 | 7-hour E7 | A
183 | 7-hour E7 | A
184 | 7-hour E7 | A
185 | 7-hour E7 | A
186 | 7-hour E7 | A
187 | 7-hour E7 | A
188 | 7-hour E7 | A
189 | 7-hour E7 | A/R
190 | 7-hour E7 | A/R
191 | 7-hour E7 | A/R
192 | 7-hour E7 | A/R
193 | 7-hour E7 | A/R
194 | 7-hour E7 | A/R
195 | 7-hour E7 | A/R
196 | 7-hour E7 | A/R
197 | 7-hour E7 | A/R
198 | 7-hour E7 | A/R
199 | 7-hour E7 | A/R
201 | 7-hour E7 | A/R
202 | 7-hour E7 | A/R
203 | 7-hour E7 | A/R
204 | 7-hour E7 | A/R
205 | 7-hour E7 | A/R
206 | 7-hour E7 | A/R
207 | 7-hour E7 | A/R
208 | 7-hour E7 | A/R
209 | 7-hour E7 | A
210 | 7-hour E7 | A
211 | 7-hour E7 | A
212 | 7-hour E7 | A
213 | 7-hour E7 | A
214 | 7-hour E7 | A
215 | 7-hour E7 | A
216 | 7-hour E7 | A
217 | 7-hour E7 | A
218 | 7-hour E7 | A
219 | 7-hour E7 | A
220 | 7-hour E7 | A
221 | 7-hour E7 | A
222 | 7-hour E7 | A
223 | 7-hour E7 | A
224 | 7-hour E7 | A
225 | 7-hour E7 | A
226 | 7-hour E7 | A
227 | 7-hour E7 | A
228 | Supertariff heating | A/R
229 | Supertariff heating | A/R
230 | 7-hour E7 | A/R
231 | split 7-hour E7 | A
233 | split 7-hour E7 | A
234 | split 7-hour E7 | A
235 | split 7-hour E7 | A
236 | split 7-hour E7 | A
237 | split 7-hour E7 | A
238 | 7-hour E7 | A
241 | 7-hour E7 (differential switching) | A
242 | 7-hour night | A
243 | Key Meter pseudo 2-rate | A
244 | 7-hour E7 | A
245 | 7-hour night | A
246 | Economy 7 Day & Night | A
247 | 7-hour night | A
248 | 7-hour E7 | A
249 | 7-hour night | A
250 | 7-hour OP | A/R
251 | 7-hour OP | A/R
252 | 7-hour OP | A/R
253 | 7-hour OP | A/R
254 | 7-hour variable E7 (Menter B) | A
255 | 7-hour variable E7 (Menter A) | A
257 | 8-hour E7 | A
258 | 8-hour night | A
259 | 10-hour night | A
260 | 8-hour night | A/R
261 | 8-hour night | A
262 | 8-hour night | A
263 | 8-hour night | A
264 | 8-hour night | A
265 | 8-hour OP | A/R
266 | 8-hour OP | A/R
267 | 8-hour OP | A/R
268 | 8-hour OP | A/R
269 | 8-hour OP | A/R
270 | 8-hour OP | A/R
271 | 8-hour OP | A/R
272 | 8-hour OP | A/R
273 | 8-hour OP | A/R
274 | 8-hour OP | A/R
276 | 8-hour OP | A/R
277 | 8-hour OP + Summer | A/R
278 | 8-hour OP + w/e | A/R
279 | 8-hour OP + w/e & Summer | A/R
280 | 8-hour OP + weekends | A/R
281 | 9-hour night | A
283 | 9-hour night (differential switching) | A
284 | 9-hour OP | A/R
285 | 9-hour OP | A/R
286 | 9-hour OP + w/e | A/R
287 | Boiler | A/R
288 | Budget Warmth | A/R
289 | Budget Warmth | A/R
290 | Budget Warmth | A/R
291 | Budget Warmth | A/R
292 | Budget Warmth | A/R
297 | Budget Warmth | A/R
298 | Budget Warmth | A/R
299 | Budget Warmth | A/R
300 | Flexiheat Day/Evening/Weekend | A
301 | Flexiheat (weather) Day/Evening/Weekend | A
302 | Superdeal Day/Night | A
303 | Budget Warmth | A/R
304 | Budget Warmth | A/R
305 | Domestic heating tariff | A
306 | Domestic heating tariff | A
307 | Domestic heating tariff | A
308 | Domestic heating tariff | A
309 | Superdeal (weather) Day/Night | A
310 | E10 type 1 (general purpose) | A
312 | 7-hour OP (see also SSC 186) | A
313 | Domestic E9 A | A/R
314 | 13-hour OP | A/R
315 | Evening/night | A/R
316 | Evening/Weekend | A
317 | Evening/Weekend | A
318 | Evening/Weekend | A
319 | 12-hour Evening/Weekend | A
320 | Evening/Weekend | A
321 | Evening/Weekend | A
322 | Evening/Weekend | A
323 | Evening/Weekend | A
324 | Domestic E9 B | A
325 | Evening/Weekend E7 | A
326 | Evening/Weekend E7 | A
327 | Evening/Weekend E7 | A
328 | Evening/Weekend E7 | A
329 | Evening/Weekend E7 | A
330 | Evening/Weekend E7 | A
331 | Evening/Weekend E7 | A
332 | Evening/Weekend E7 | A/R
334 | 3-rate heating, (link SSC 0343) | A
335 | Grain Drying | A
336 | Grain drying | A/R
337 | Grain drying | A/R
338 | Heating | A
339 | Local Authority Heating | A/R
340 | Local Authority Heating | A/R
341 | Local Authority Heating | A/R
342 | Dom & Non-dom Seasonal (link SSC 0128) | A
343 | 3-rate heating, water heating | A
344 | 7-hour E7, Day + Night (link SSC 0345) | A
344 | 7-hour E7, Day + Night (link SSC 0345) | A/R
345 | 7-hour E7, Day + Night (link SSC 0344) | A
346 | Non-Standard OP (8+3 hour) | A/R
347 | Non-Standard OP | A/R
348 | Non-Standard OP | A/R
349 | 7-hour E7 | A
350 | Warmwise heating | A/R
351 | Flexiheat heating | A
352 | Flexiheat (weather) heating | A
353 | Superdeal heating | A
354 | 12-hour OP | A/R
355 | Smart 7, Day/Night | A
357 | split 10-hour Heatwise | A/R
358 | split 10-hour Heatwise | A/R
359 | split 10-hour Heatwise | A/R
360 | split 10-hour Heatwise | A/R
361 | split 10-hour Heatwise | A/R
362 | split 10-hour Heatwise | A/R
363 | split 10-hour Heatwise | A/R
364 | split 10-hour Heatwise | A/R
365 | split 10-hour Heatwise | A/R
366 | split 10-hour Heatwise | A/R
367 | split 10-hour Heatwise | A/R
368 | split 10-hour Heatwise | A/R
369 | split 10-hour Heatwise | A/R
370 | split 10-hour Heatwise | A/R
371 | split 10-hour Heatwise | A/R
372 | Evening/Weekend | A
373 | split 7-hour E7 | A
374 | split 7-hour E7 | A
375 | split 7-hour E7 | A
376 | split 7-hour E7 | A
377 | split 7-hour E7 | A
378 | split 7-hour E7 | A
380 | split 7-hour E7 | A
381 | split 7-hour E7 | A
382 | split 7-hour E7 | A
384 | 7-hour E7 | A
385 | split 7-hour E7 | A/R
386 | 9-hour OP | A/R
387 | 15.5-hour OP | A/R
388 | split 7-hour E7 | A/R
389 | 12.5-hour OP | A/R
390 | split 7-hour E7 | A
391 | Summer & Winter w/e | A/R
392 | Summer Unrestricted | A
393 | Unrestricted | A
394 | 10-hour night | A
395 | Warmwise Day/Night | A
396 | 2-rate SToD | A
397 | 9-hour heating | A
398 | 12-hour OP + w/e | A
399 | 15-hour OP + w/e | A/R
400 | 8-hour night | A
401 | E10 type 1(heating circuit) | A/R
403 | 12-hour night | A
404 | Redring Boiler (general purpose) | A
405 | Redring Boiler (heating circuit) | A/R
406 | Cyclocontrol 3 | A/R
407 | Cyclocontrol 4 | A/R
408 | Cyclocontrol 5 | A/R
409 | Cyclocontrol 6 | A/R
410 | Cyclocontrol 7 | A/R
411 | Cyclocontrol 8 | A/R
412 | Cyclocontrol 9 | A/R
413 | Cyclocontrol 10 | A/R
414 | Cyclocontrol 11 | A/R
415 | Cyclocontrol 12 | A/R
416 | Cyclocontrol 13 | A/R
417 | Cyclocontrol 14 | A/R
418 | Cyclocontrol 15 | A/R
419 | Cyclocontrol 16 | A/R
420 | Cyclocontrol 17 | A/R
421 | Cyclocontrol 18 | A/R
422 | Cyclocontrol 19 | A/R
423 | Cyclocontrol 20 | A/R
424 | Cyclocontrol 21 | A/R
425 | Superdeal (weather) heating | A
426 | 7-hour E7 | A
427 | Day/Night (White meter) | A
428 | Unmetered Type A ("flat" profile) | U
429 | Unmetered B ("dusk-to-dawn") | U
430 | Unmetered C ("half-night & pre-dawn") | U
431 | Unmetered D ("dawn-to-dusk") | U
432 | 7-hour E7 | A
434 | 12 Hour OP | A/R
435 | Domestic 3-rate heating | A
436 | 3-Rate Seasonal | A
437 | Lifestyle Tariff | A
439 | Split 7-hour E7 | A
440 | 3-rate ToW | A
441 | 4-rate SToD | A
442 | 7-hour E7 | A/R
443 | Evening/Weekend | A
444 | Evening/Weekend E7 | A
444 | Evening/Weekend E7 | A/R
445 | 7-hour variable E7 | A
446 | 7-hour variable E7 | A
447 | 7-hour OP | A
448 | 7-hour OP | A
449 | 7-hour OP | A
450 | 7-hour OP | A
451 | 7-hour OP | A
452 | 7-hour OP | A
453 | 7-hour OP | A
454 | 7-hour OP | A
455 | 7-hour OP | A
456 | 7-hour OP | A
459 | 7-hour OP | A
460 | 12 Hours OP | A/R
461 | 12 Hours OP | A/R
462 | 8 Hours OP | A/R
463 | 10.5 Hours OP | A/R
464 | Weekender Tariff (V1) | A
465 | Weekender Tariff (V2) | A
466 | Maximum Demand Register | A
467 | Maximum Demand Register | A
468 | Maximum Demand Register | A
469 | Maximum Demand Register | A
470 | Maximum Demand Register | A
473 | Economy 7 - all purpose tariff G63 | A
474 | split 7hr o/p | A/R
475 | Split 7hr E7 | A
476 | 14.5 hr o/p | A/R
477 | 14.5 hr o/p | A/R
478 | Evening/Weekend E7 | A
479 | Split 7-hour E7 | A
480 | Split 7-hour E7 | A
481 | Split 7-hour E7 | A
482 | Micro-PV Export Import Profile Class 1 | G
483 | Micro-PV Export Import Profile Class 2 | G
484 | Micro-PV Export Import Profile Class 3 | G
485 | Micro-PV Export Import Profile Class 4 | G
486 | Micro-PV Export Import Profile Class 5 | G
487 | Micro-PV Export Import Profile Class 6 | G
488 | Micro-PV Export Import Profile Class 7 | G
489 | Micro-PV Export Import Profile Class 8 | G
490 | Micro-CHP Export Import Profile Class 1 | G
491 | Micro-CHP Export Import Profile Class 2 | G
492 | Micro-CHP Export Import Profile Class 3 | G
493 | Micro-CHP Export Import Profile Class 4 | G
494 | Micro-CHP Export Import Profile Class 5 | G
495 | Micro-CHP Export Import Profile Class 6 | G
496 | Micro-CHP Export Import Profile Class 7 | G
497 | Micro-CHP Export Import Profile Class 8 | G
498 | Other Sml Export SSC any import Profile | G
701 | 8.5-hour OP + w/e | A/R
702 | 8.5-hour OP + w/e | A/R
703 | 12-hour OP + w/e | A/R
704 | 12-hour OP + w/e | A/R
705 | 12-hour OP + w/e | A/R
706 | 12-hour OP + w/e | A/R
707 | 12-hour OP + w/e | A/R
708 | 12-hour OP + w/e | A/R
709 | 12-hour OP + w/e | A/R
710 | 12-hour OP + w/e | A/R
711 | 12-hour OP + w/e | A/R
712 | 16-hour OP + w/e | A/R
713 | 16-hour OP + w/e | A/R
714 | 16-hour OP + w/e | A/R
715 | 16-hour OP + w/e | A/R
716 | 20-hour OP + w/e | A/R
717 | 20-hour OP + w/e | A/R
718 | 20-hour OP + w/e + summer | A/R
719 | 20-hour OP + w/e + summer | A/R
720 | 3-rate SToD | A
721 | 8.5 hour WM | A
722 | 8.5 hour WM | A
723 | 8.5 hour WM | A
724 | 8.5 hour WM | A
725 | 8.5 hour WM | A
726 | 8.5 hour WM | A
727 | 8.5 hour WM | A
728 | 8.5 hour WM Heating | A
729 | 8.5 hour WM | A
730 | 8.5 hour WM Heating | A
731 | 8.5 hour WM | A
732 | 8.5 hour WM Heating | A
733 | 8.5 hour WM | A
734 | 8.5 hour WM Heating | A
735 | 8.5 hour WM | A
736 | 8.5 hour WM Heating | A
737 | 8.5 hour WM | A
738 | 8.5 hour WM Heating | A
739 | 8.5 hour WM | A
740 | 8.5 hour WM Heating | A
741 | 8.5 hour WM | A
742 | 8.5 hour WM Heating | A
743 | 8.5 hour WM | A
744 | 8.5 hour WM Heating | A
745 | 8.5 hour WM | A
746 | 8.5 hour WM Heating | A
747 | 8.5 hour WM | A
748 | 8.5 hour WM | A
749 | 8.5 hour WM Heating | A
752 | 8.5 hour WM | A
753 | Weathercall heating | A
754 | 8.5 hour WM | A
755 | Weathercall heating | A
756 | 8.5 hour WM | A
757 | Weathercall heating | A
758 | 8.5 hour WM | A
759 | Weathercall heating | A
760 | 8.5 hour WM | A
761 | Weathercall heating | A
762 | 8.5 hour WM | A
763 | Weathercall heating | A
764 | 8.5 hour WM | A
765 | Weathercall heating | A
766 | 8.5 hour WM | A
767 | Weathercall heating | A
768 | 8.5 hour WM | A
769 | Weathercall heating | A
770 | 18-hour dynamic | A
775 | Crop&Air Conditioning | A
776 | Crop&Air Conditioning | A
781 | 8.5 hour WM | A/R
782 | 8.5 hour WM | A
783 | 8.5 hour WM | A
784 | 8.5 hour WM | A
785 | 8.5 hour WM | A
786 | 8.5 hour WM | A
787 | E7 accompanying Birmingam W'call | A
788 | Birmingham Weathercall | A
789 | E7 accompanying Manchester W'call | A
790 | Manchester Weathercall | A
791 | E7 accompanying Anglesey W'call | A
792 | Anglesey Weathercall | A
793 | 8.5 hour WM | A
794 | 8.5 hour WM Heating | A
801 | Unrestricted | A
802 | Two rate with 8 hours night | A
803 | Dynamic | A/R
804 | Two rate with 8 hours night | A
805 | Dynamic | A/R
806 | Two rate with 8 hours night | A
807 | Dynamic | A/R
808 | Two rate with 8 hours night | A
809 | Dynamic | A/R
810 | Two rate with 8 hours night | A
811 | Dynamic | A/R
812 | Two rate with 8 hours night | A
813 | Dynamic | A/R
814 | Two rate with 8 hours night | A
815 | Dynamic | A/R
816 | Two rate with 8 hours night | A
817 | Dynamic | A/R
818 | Two rate with 8 hours night | A
819 | Dynamic | A/R
820 | Two rate with 8 hours night | A
821 | Dynamic | A/R
822 | Two rate with 8 hours night | A
823 | Dynamic | A/R
824 | Two rate with 8 hours night | A
825 | Dynamic | A/R
826 | Two rate with 8 hours night | A
827 | Dynamic | A/R
828 | Two rate with 8 hours night | A
829 | Dynamic | A/R
830 | Two rate with 8 hours night | A
831 | Dynamic | A/R
832 | Two rate with 8 hours night | A
833 | Dynamic | A/R
834 | Two rate with 8 hours night | A
835 | Dynamic | A/R
836 | Two rate with 8 hours night | A
837 | Dynamic | A/R
838 | Two rate with 8 hours night | A
839 | Dynamic | A/R
840 | Two rate with 8 hours night | A
841 | Dynamic | A/R
842 | Two rate with 8 hours night | A
843 | Dynamic | A/R
844 | Two rate with 8 hours night | A
845 | Dynamic | A/R
846 | Two rate with 8 hours night | A
847 | Dynamic | A/R
848 | Two rate with 8 hours night | A
849 | Dynamic | A/R
850 | Dynamic | A/R
851 | Dynamic | A/R
852 | Two rate with 8 hours night | A
853 | Two rate with 8 hours night | A
854 | Two rate with 8 hours night | A
855 | Two rate with 8 hours night | A
856 | Two rate with 8 hours night | A
857 | Two rate with 8 hours night | A
858 | Two rate with 8 hours night | A
859 | Two rate with 8 hours night | A
860 | Two rate with 8 hours night | A
861 | Two rate with 8 hours night | A
862 | Two rate with 8 hours night | A
863 | Two rate with 8 hours night | A
864 | Two rate with 8 hours night | A
865 | Two rate with 8 hours night | A
866 | Dynamic | A/R
867 | Two rate with 8 hours night | A
868 | Dynamic | A/R
869 | Two rate with 8 hours night | A
870 | Dynamic | A/R
871 | Two rate with 8 hours night | A
872 | Dynamic | A/R
873 | Two rate with 8 hours night | A
874 | Dynamic | A/R
875 | Two rate with 8 hours night | A
876 | Dynamic | A/R
877 | Two rate with 8 hours night | A
878 | Dynamic | A/R
879 | Two rate with 8 hours night | A
880 | Dynamic | A/R
881 | Two rate with 8 hours night | A
882 | Dynamic | A/R
883 | Two rate with 8 hours night | A
884 | Dynamic | A/R
885 | Two rate with 8 hours night | A
886 | Dynamic | A/R
887 | Two rate with 8 hours night | A
888 | Dynamic | A/R
889 | Two rate with 8 hours night | A
890 | Dynamic | A/R
891 | Dynamic | A/R
892 | Dynamic | A/R
893 | Dynamic | A/R
894 | 8 Hours OP | A/R
895 | 8 Hours OP | A/R
896 | 8 Hours OP | A/R
897 | Dynamic | A/R
898 | Dynamic | A/R
899 | 11 Hours OP | A/R
900 | 11 Hours OP | A/R
901 | 11 Hours OP | A/R
902 | 11 Hours OP | A/R
903 | 11 Hours OP | A/R
904 | 8 Hours OP + Weekends | A/R
905 | 8 Hours OP + Weekends | A/R
906 | 8 Hours OP + Weekends | A/R
907 | 15 Hours OP + Weekends | A/R
908 | 15 Hours OP + Weekends | A/R
909 | 15 Hours OP + Weekends | A/R
910 | 15 Hours OP + Weekends | A/R
911 | 15 Hours OP + Weekends | A/R
912 | 15 Hours OP + Weekends | A/R
913 | 15 Hours OP + Weekends | A/R
914 | 15 Hours Nov - April/24 Hours May - Oct | A
915 | 8 Hours OP | A
916 | 8 Hours OP | A
917 | 8 Hours OP | A
918 | Evening/Weekend | A
919 | 2 rate | A
920 | 2 rate | A
922 | Unrestricted | A
923 | Unrestricted | A
924 | Unrestricted | A
925 | Unmetered Type A ("flat " profile) | U
926 | Unmetered B ("dusk-to-dawn") | U
927 | Unmetered D ("dawn-to-dusk") | U
928 | Unmetered C ("half-night & pre-dawn") | U
929 | 11 Hours OP | A/R
930 | 11 Hours OP | A/R
931 | 11 Hours OP | A/R
932 | Seasonal ToD | A
933 | Two rate with 8 hours night | A
934 | Dynamic | A/R
935 | Split 10 hr E10 | A
936 | Split 10 hr E10 | A
937 | Split 10 hr E10 | A
938 | Split 10 hr E10 | A
939 | Split 10 hr E10 | A
940 | NHH Export Hydro Profile Class | G
941 | NHH Export Wind Profile Class | G
942 | 7-hour E7 (Cornwall & def reinforcement) | A
943 | 7-hour E7 | A
944 | 7-hour E7 | A
945 | 7-hour E7 | A
946 | 7-hour E7 | A
947 | Smart Meter 3 Rate Time of Day | A
948 | 10 hour Evening/Weekend | A
949 | General Purpose 2 Rate (paired wth 0950) | A
950 | E10 Heating Single Rate (prd wth 0949) | A/R
951 | E9 Heating | A/R
952 | General Purpose 2 Rate (paired wth 0951) | A
953 | Two rate with 20 hours night | A
954 | Three Rate Peak Day Other | A
955 | 4 rate weekday/2 rate weekend | A
956 | 4 Rate Weekday/2 rate Weekend (BST) | A
957 | Unrestricted with Weekday Peak | A
958 | Unrestricted with Peak | A
959 | Economy 7 with Weekday Peak | A
960 | Economy 7 with Peak | A
961 | Evening Weekend and Weekday Peak (smart) | A
962 | Evening Weekend with Peak | A
963 | Evening Weekend Night and Peak | A
964 | Evening Weekend with Night (BST) | A
965 | 3 Rate with Weekday Peak | A
966 | 8-hour OP | A/R
967 | Superdeal Day/Night | A
968 | Superdeal Day/Night | A
969 | 3 Rate with Weekday Peak | A
970 | split 7-hour E7 | A
971 | Smart meter trial - time of use 3 rate | A
972 | 2 Rate Saturday Off Peak | A
973 | Flexiheat Day/Evening/Weekend | A
974 | Flexiheat heating | A
975 | Saturday Off Peak (9-5) | A
976 | Sunday Off Peak (9-5) | A
978 | 7-hour OP | A/R
979 | Non-Standard OP (8+3 hour) | A/R
980 | General Purpose 2 Rate (paired with 0980 | A
981 | E10 Heating Single Rate (prd with 0981) | A/R
982 | Evening Saver | A
983 | Comfort Booster | A
984 | Saturday Off Peak (24 Hrs) | A
985 | Sunday Off Peak (24 Hrs) | A
989 | Redring Boiler (general purpose) | A
990 | Redring Boiler (heating circuit) | A/R
991 | 8-hour OP | A/R
996 | Lifestyle Tariff | A
997 | Evening/Weekend - BST | A
Notes:
There are a few governing rules that should be applied:
Specific notes for application of or tariffss:
  All tariffs are all delinked and set time bands are applied in place of the TPR’s timebands.
The following rules apply when allocating tariffs in DNO areas.
  1, G and U should be applied straight to the appropriate SSC to identify generation and UMS tariffs.
  Then considering the SSC alongside the PC.
  2, PC1s should be labelled Domestic Aggregated.
  3, PC2s with SSCs with A/R should be labelled Domestic Aggregated (related MPAN).
  4, Remaining PC2s should be labelled Domestic Aggregated.
  5, PC3s should be labelled Non Domestic Aggregated.
  6, PC4s with SSCs with A/R should be labelled Non Domestic Aggregated (related MPAN).
  7, Remaining PC4s should be labelled Non Domestic Aggregated.
  8, PC5 – 8s should be labelled Non Domestic Aggregated.
Common decode:
  A: Aggregated - replaces the Day & Night rates (1 & 2)
  A/R: Aggregated if on PC1 / PC3 / PC5 / PC6 / PC7 / PC8 or Aggregated (related MPAN) if on PC2 / PC4
  G: Generation
  U: Unmetered Supplies

## Residual Charging Bandings
Back to Overview
Western Power Distribution (South West) plc - Effective from 2022/23 - Final Residual Charging Bandings
Band | Boundary thresholds | Basis for Threshold
Non-Domestic Aggregated Band 1 | 0 to 3571 | Based on consumption
Non-Domestic Aggregated Band 2 | 3571 to 12553
Non-Domestic Aggregated Band 3 | 12553 to 25279
Non-Domestic Aggregated Band 4 | 25279 to ∞
LV Site Specific Band 1 | 0 to 80 | Maximum Import Capacity
LV Site Specific Band 2 | 80 to 150
LV Site Specific Band 3 | 150 to 231
LV Site Specific Band 4 | 231 to ∞
LV Sub Site Specific Band 1 | 0 to 80 | Maximum Import Capacity
LV Sub Site Specific Band 2 | 80 to 150
LV Sub Site Specific Band 3 | 150 to 231
LV Sub Site Specific Band 4 | 231 to ∞
HV Site Specific Band 1 | 0 to 422 | Maximum Import Capacity
HV Site Specific Band 2 | 422 to 1000
HV Site Specific Band 3 | 1000 to 1800
HV Site Specific Band 4 | 1800 to ∞
EDCM Band 1 | 0 to 5000 | Maximum Import Capacity
EDCM Band 2 | 5000 to 12000
EDCM Band 3 | 12000 to 21500
EDCM Band 4 | 21500 to ∞

## Charge Calculator
Back to Overview
Western Power Distribution (South West) plc - Effective from 1 April 2022 - Final | [17 empty] | Red/black unit charge p/kWh | Amber/yellow unit charge p/kWh | Green unit charge p/kWh | Fixed charge p/MPAN/day | Capacity charge p/kVA/day | Exceeded capacity charge p/kVA/day | Reactive power charge p/kVArh
[17 empty] | Domestic Aggregated | Red unit charge p/kWh | Amber unit charge p/kWh | Green unit charge p/kWh | Fixed charge p/MPAN/day | n/a | n/a | n/a
LV and HV designated properties and Unmetered Supplies tariff calculator | [7 empty] | EHV designated property calculator | [8 empty] | Domestic Aggregated (related MPAN) | Red unit charge p/kWh | Amber unit charge p/kWh | Green unit charge p/kWh | n/a | n/a | n/a | n/a
Step 1, Choose your tariff using the drop down list in cell B10 | [7 empty] | Step 1, Choose your tariff using the drop down list in cell L10 | [8 empty] | Non-Domestic Aggregated | Red unit charge p/kWh | Amber unit charge p/kWh | Green unit charge p/kWh | Fixed charge p/MPAN/day | n/a | n/a | n/a
Step 2, After selecting a tariff in step 1, Cells C12-I12 will generate headings, please enter your consumption in cells C13:I13 underneath each heading generated (if no heading leave cell blank) | [7 empty] | Step 2, After selecting a tariff in step 1, Cells M12-T12 will generate headings, please enter your consumption in cells M13:T13 underneath each heading generated (if no heading leave cell blank) | [8 empty] | Non-Domestic Aggregated (related MPAN) | Red unit charge p/kWh | Amber unit charge p/kWh | Green unit charge p/kWh | n/a | n/a | n/a | n/a
Step 3, Enter a forecast of consumption if required in cells C14:I14 | [7 empty] | Step 3, Enter a forecast of consumption if required in cells M14:T14 | [8 empty] | LV Site Specific | Red unit charge p/kWh | Amber unit charge p/kWh | Green unit charge p/kWh | Fixed charge p/MPAN/day | Capacity charge p/kVA/day | Exceeded Capacity charge p/kVA/day | Reactive power charge p/kVArh
[17 empty] | LV Sub Site Specific | Red unit charge p/kWh | Amber unit charge p/kWh | Green unit charge p/kWh | Fixed charge p/MPAN/day | Capacity charge p/kVA/day | Exceeded Capacity charge p/kVA/day | Reactive power charge p/kVArh
Tariff details Choose tariff name from drop down box below | Red unit charge p/kWh | Amber unit charge p/kWh | Green unit charge p/kWh | Fixed charge p/MPAN/day | Capacity charge p/kVA/day | Exceeded Capacity charge p/kVA/day | Reactive power charge p/kVArh | Site details Choose the site name from the drop down box below | Import Super Red unit charge (p/kWh) | Import fixed charge (p/day) | Import capacity charge (p/kVA/day) | Import exceeded capacity charge (p/kVA/day) | Export Super Red unit charge (p/kWh) | Export fixed charge (p/day) | Export capacity charge (p/kVA/day) | Export exceeded capacity charge (p/kVA/day) | HV Site Specific | Red unit charge p/kWh | Amber unit charge p/kWh | Green unit charge p/kWh | Fixed charge p/MPAN/day | Capacity charge p/kVA/day | Exceeded Capacity charge p/kVA/day | Reactive power charge p/kVArh
LV Site Specific | [16 empty] | Unmetered Supplies | Black unit charge p/kWh | Yellow unit charge p/kWh | Green unit charge p/kWh | n/a | n/a | n/a | n/a
[17 empty] | LV Generation Aggregated | Red unit charge p/kWh | Amber unit charge p/kWh | Green unit charge p/kWh | Fixed charge p/MPAN/day | n/a | n/a | n/a
Tariff components | Red unit charge p/kWh | Amber unit charge p/kWh | Green unit charge p/kWh | Number of days in consumption period i.e. 365 if one year | Maximum import or export capacity kVA | Average daily exceeded capacity kVA | Excess reactive units kVArh | Tariff components | Import super red kWh | Number of days in consumption period i.e. 365 if one year | Maximum import capacity kVA | Average daily exceeded capacity kVA | Export Super Red kWh | Number of days in consumption period i.e. 365 if one year | Maximum export capacity kVA | Average daily exceeded capacity kVA | LV Sub Generation Aggregated | Red unit charge p/kWh | Amber unit charge p/kWh | Green unit charge p/kWh | Fixed charge p/MPAN/day | n/a | n/a | n/a
Enter current consumption details | [7 empty] | Enter current consumption details | [5 empty] | 0 |  |  | LV Generation Site Specific | Red unit charge p/kWh | Amber unit charge p/kWh | Green unit charge p/kWh | Fixed charge p/MPAN/day | n/a | n/a | Reactive power charge p/kVArh
Enter forecast consumption details (if different) | 0 | 0 | 0 | 0 | 0 | 0 | 0 | Enter forecast consumption details (if different) | 0 | 0 | 0 | 0 | 0 | 0 | 0 | 0 | LV Generation Site Specific no RP charge | Red unit charge p/kWh | Amber unit charge p/kWh | Green unit charge p/kWh | Fixed charge p/MPAN/day | n/a | n/a | n/a
[17 empty] | LV Sub Generation Site Specific | Red unit charge p/kWh | Amber unit charge p/kWh | Green unit charge p/kWh | Fixed charge p/MPAN/day | n/a | n/a | Reactive power charge p/kVArh
Charge components | Unit 1 £ | Unit 2 £ | Unit 3 £ | Fixed charge £ | Capacity charge £ | Exceeded capacity charge £ | Reactive power charge £ | Charge components | Import super red charge £ | Import fixed charge £ | Import capacity charge £ | Import exceeded capacity charge £ | Export super red charge £ | Export fixed charge £ | Export capacity charge £ | Export exceeded capacity charge £ | LV Sub Generation Site Specific no RP charge | Red unit charge p/kWh | Amber unit charge p/kWh | Green unit charge p/kWh | Fixed charge p/MPAN/day | n/a | n/a | n/a
Current consumption period charges | [7 empty] | Current consumption period charges | [8 empty] | HV Generation Site Specific | Red unit charge p/kWh | Amber unit charge p/kWh | Green unit charge p/kWh | Fixed charge p/MPAN/day | n/a | n/a | Reactive power charge p/kVArh
Forecast consumption period charges | [7 empty] | Forecast consumption period charges | [8 empty] | HV Generation Site Specific no RP charge | Red unit charge p/kWh | Amber unit charge p/kWh | Green unit charge p/kWh | Fixed charge p/MPAN/day | n/a | n/a | n/a
| Total charge £ | [7 empty] | Import total charge £ | Export total charge £
Current consumption period charges | 0 | [6 empty] | Current consumption period charges | 0 | 0
Forecast consumption period charges | 0 | [6 empty] | Forecast consumption period charges | 0 | 0
These charges are estimates based on tariff selected and consumption values entered. | [7 empty] | These charges are estimates based on site selected and consumption values entered.
Note:
For the purpose of forecasting the exceeded capacity charge, the input in this calculator uses the average daily exceeded capacity as this reduces the calculators complexity, however as per the Use of System Charging Statement, the exceeded portion of the capacity will be charged at the exceeded capacity charge p/kVA/day rate, based on the difference between the MIC/MEC and the actual capacity used. This will be charged for the full duration of the month in which the breach occurs.”