## Overview
Company and Licence name, charging year, effective from, status
| Company and Licence name | Year | Effective From | Status
Company and Licence name, charging year, effective from, status | Western Power Distribution (South Wales) plc | 2023/24 | 1/4/23 | Final
List of data tables in this workbook
Worksheet | Information
Annex 1 LV, HV and Unmetered Supplies charges | Annex 1 contains the charges to LV and HV Designated Properties and Unmetered Supplies.
Annex 2 EHV charges | Annex 2 contains the charges to Designated EHV Properties and charges applied to LDNOs with Designated EHV Properties/end-users embedded in networks within the Western Power Distribution (South Wales) plc Licence area.
Annex 3 Preserved charges | Annex 3 contains details of any preserved and additional charges that are valid at this time.
Annex 4 LDNO charges | Annex 4 contains charges that are levied on the owner of an embedded network within the Western Power Distribution (South Wales) plc Licence area. Electricity suppliers and consumers who have properties connected to an embedded network should contact the embedded network owner to determine their distribution charges. The charges listed in this table are not payable by domestic consumers, business consumers or electricity suppliers.
Annex 5 LLFs | Annex 5 has been intentionally left blank as this charging statement is published a complete year before the LLFs have been audited. The line loss factors that are approved by the BSC Panel for the applicable year and consequently published on the Elexon website will take precedence and be used in Settlement. This annex will be re-published with these values once they are available.
Annex 6 Charges for New or Amended Designated EHV Properties | Annex 6 contains the charges for new or amended Designated EHV Properties and charges applied to LDNOs with new or amended Designated EHV Properties/end-users embedded in networks within the Western Power Distribution (South Wales) plc Licence area.
Annex 7 Fixed adders for Supplier of Last Resort and Eligible Bad Debt pass-through costs | Annex 7 contains the fixed adders to recover Supplier of Last Resort and Eligible Bad Debt pass-through costs. The Excess Supplier of Last Resort fixed adder relates to an increase to previously published charges only.
Nodal prices | Contains the underlying [nodal/network group] costs used to calculate the current EDCM charges.
Residual Charging Bandings | Contains the four Residual charging band allocation for Customers
Charge calculator | Charge calculator is a tool to help you estimate your distribution charges using current consumption data and forecast consumption data.
Notes to users of this spreadsheet
Please use this spreadsheet with reference to the LC14 use of system charging statement.
Notes to DNOs populating this spreadsheet
DNOs must endeavour to maintain consistency in the structure of this spreadsheet. Any changes to the structure must be noted in the 'Notes to users of this spreadsheet'
The drop down list on the charge calculator can be expanded by unprotecting the charge calculator sheet and selecting 'data', 'data validation...' and then expanding the 'source' data range. The sheet can then be protected.

## Annex 1 LV, HV and UMS charges
Back to Overview | 'DNOs paste value cells A15:J47 from CDCM 3701 into cells A14:J46
Western Power Distribution (South Wales) plc - Effective from 1 April 2023 - Final LV and HV charges
Time Bands for LV and HV Designated Properties | [5 empty] | Time Bands for Unmetered Properties
Time periods | Red Time Band | Amber Time Band |  | Green Time Band |  |  |  | Black Time Band | Yellow Time Band | Green Time Band
Monday to Friday | 17:00 to 19:30 | 07:30 to 17:00 19:30 to 22:00 |  | 00:00 to 07:30 22:00 to 24:00 |  | Monday to Friday Nov to Feb (excluding 22nd Dec to 4th Jan inclusive) |  | 17:00 to 19:30 | 07:30 to 17:00 19:30 to 22:00 | 00:00 to 07:30 22:00 to 24:00
Weekends |  | 12:00 to 13:00 16:00 to 21:00 |  | 00:00 to 12:00 13:00 to 16:00 21:00 to 24:00 |  | Monday to Friday Mar to Oct (plus 22nd Dec to 4th Jan inclusive) |  |  | 07:30 to 22:00 | 00:00 to 07:30 22:00 to 24:00
Notes | All the above times are in UK Clock time |  |  |  |  | Weekends |  |  | 12:00 to 13:00 16:00 to 21:00 | 00:00 to 12:00 13:00 to 16:00 21:00 to 24:00
[6 empty] | Notes |  | All the above times are in UK Clock time
Tariff name | Open LLFCs | PCs | Red/black unit charge p/kWh | Amber/yellow unit charge p/kWh | Green unit charge p/kWh | Fixed charge p/MPAN/day | Capacity charge p/kVA/day | Exceeded capacity charge p/kVA/day | Reactive power charge p/kVArh | Closed LLFCs
Domestic Aggregated with Residual | 100, 105, 800, 860, 101, 106, 801, 861, 116 | 0, 1, 2 | 11.186 | 1.225 | 0.134 | 14.54 | 0 | 0 | 0
Domestic Aggregated (Related MPAN) | 194, 843 | 2 | 11.186 | 1.225 | 0.134 | 0 | 0 | 0 | 0
Non-Domestic Aggregated No Residual | N10, N20, N30, M10, B10 | 0, 3, 4, 5-8 | 10.092 | 1.105 | 0.121 | 12.14 | 0 | 0 | 0
Non-Domestic Aggregated Band 1 | 1, 2, 3, 117, 200, 201, 810, 811, 862, 863 | 0, 3, 4, 5-8 | 10.092 | 1.105 | 0.121 | 16.11 | 0 | 0 | 0 | 300, 344, 400
Non-Domestic Aggregated Band 2 | N12, N22, N32, M12, B12 | 0, 3, 4, 5-8 | 10.092 | 1.105 | 0.121 | 31.78 | 0 | 0 | 0
Non-Domestic Aggregated Band 3 | N13, N23, N33, M13, B13 | 0, 3, 4, 5-8 | 10.092 | 1.105 | 0.121 | 59.98 | 0 | 0 | 0
Non-Domestic Aggregated Band 4 | N14, N24, N34, M14, B14 | 0, 3, 4, 5-8 | 10.092 | 1.105 | 0.121 | 165.09 | 0 | 0 | 0
Non-Domestic Aggregated (related MPAN) | 294 | 4 | 10.092 | 1.105 | 0.121 | 0 | 0 | 0 | 0
LV Site Specific No Residual | L00, LST | 0 | 7.72 | 0.832 | 0.098 | 18.17 | 4.54 | 8.47 | 0.17
LV Site Specific Band 1 | 300 | 0 | 7.72 | 0.832 | 0.098 | 263.5 | 4.54 | 8.47 | 0.17
LV Site Specific Band 2 | L02 | 0 | 7.72 | 0.832 | 0.098 | 509.48 | 4.54 | 8.47 | 0.17
LV Site Specific Band 3 | L03 | 0 | 7.72 | 0.832 | 0.098 | 822.01 | 4.54 | 8.47 | 0.17
LV Site Specific Band 4 | L04 | 0 | 7.72 | 0.832 | 0.098 | 1930.64 | 4.54 | 8.47 | 0.17
LV Sub Site Specific No Residual | S00, SST | 0 | 5.428 | 0.562 | 0.079 | 14.23 | 4.72 | 7.9 | 0.121
LV Sub Site Specific Band 1 | 344 | 0 | 5.428 | 0.562 | 0.079 | 259.55 | 4.72 | 7.9 | 0.121
LV Sub Site Specific Band 2 | S02 | 0 | 5.428 | 0.562 | 0.079 | 505.54 | 4.72 | 7.9 | 0.121
LV Sub Site Specific Band 3 | S03 | 0 | 5.428 | 0.562 | 0.079 | 818.06 | 4.72 | 7.9 | 0.121
LV Sub Site Specific Band 4 | S04 | 0 | 5.428 | 0.562 | 0.079 | 1926.69 | 4.72 | 7.9 | 0.121
HV Site Specific No Residual | H00, HST | 0 | 3.984 | 0.4 | 0.061 | 129.81 | 4.84 | 8.41 | 0.083
HV Site Specific Band 1 | 400 | 0 | 3.984 | 0.4 | 0.061 | 1363.13 | 4.84 | 8.41 | 0.083
HV Site Specific Band 2 | H02 | 0 | 3.984 | 0.4 | 0.061 | 4661.61 | 4.84 | 8.41 | 0.083
HV Site Specific Band 3 | H03 | 0 | 3.984 | 0.4 | 0.061 | 9436.27 | 4.84 | 8.41 | 0.083
HV Site Specific Band 4 | H04 | 0 | 3.984 | 0.4 | 0.061 | 20912.8 | 4.84 | 8.41 | 0.083
Unmetered Supplies | 718, 701, 719, 720, 700 | 0, 1 or 8 | 26.842 | 3.203 | 2.305 | 0 | 0 | 0 | 0
LV Generation Aggregated | 697 | 0 | -7.467 | -0.817 | -0.089 | 0 | 0 | 0 | 0
LV Sub Generation Aggregated | 717 | 0 | -6.774 | -0.735 | -0.084 | 0 | 0 | 0 | 0
LV Generation Site Specific | 697, 603 | 0 | -7.467 | -0.817 | -0.089 | 0 | 0 | 0 | 0.19
LV Generation Site Specific no RP charge | 91, 92 | 0 | -7.467 | -0.817 | -0.089 | 0 | 0 | 0 | 0
LV Sub Generation Site Specific | 602, 604 | 0 | -6.774 | -0.735 | -0.084 | 0 | 0 | 0 | 0.155
LV Sub Generation Site Specific no RP charge | 93, 94 | 0 | -6.774 | -0.735 | -0.084 | 0 | 0 | 0 | 0
HV Generation Site Specific | 698, 606 | 0 | -4.358 | -0.448 | -0.064 | 81.12 | 0 | 0 | 0.129
HV Generation Site Specific no RP charge | 95, 96 | 0 | -4.358 | -0.448 | -0.064 | 81.12 | 0 | 0 | 0

## Annex 2 EHV charges
Back to Overview |  | Copy EDCM table 5001 range starting B101 and paste into G11. Extend or reduce print area as required. |  |  | Note: The list of MPANs / MSIDs provided may be incomplete; the DNO reserves the right to apply the listed charges to any other MPANs / MSIDs associated with the site.
Western Power Distribution (South Wales) plc - Effective from 1 April 2023 - Final EDCM charges
Time Periods for Designated EHV Properties
Time periods |  |  | Super Red Time Band
Monday to Friday Nov to Feb (excluding 22nd Dec to 4th Jan inclusive) |  |  | 17:00 - 19:30
Notes |  |  | All the above times are in UK Clock time
Import Unique Identifier | LLFC | Import MPANs/MSIDs | Export Unique Identifier | LLFC | Export MPANs/MSIDs | Name | Residual Charging Band | Import Super Red unit charge (p/kWh) | Import fixed charge (p/day) | Import capacity charge (p/kVA/day) | Import exceeded capacity charge (p/kVA/day) | Export Super Red unit charge (p/kWh) | Export fixed charge (p/day) | Export capacity charge (p/kVA/day) | Export exceeded capacity charge (p/kVA/day)
311 | 311 | 2100041665716 | 637 | 637 | 2100041665725 | Afon Llan 33kV PV | 0 | 0 | 26.87 | 1.74 | 1.74 | 0 | 2418.02 | 0.05 | 0.05
312 | 312 | 2100041707881 | 638 | 638 | 2100041707890 | Hendy 66kV WF | 0 | 2.992 | 34.52 | 4.6 | 4.6 | 0 | 2523.97 | 0.05 | 0.05
419 | 419 | 2100041256896 | 425 | 425 | 2100041256901 | Mynydd Y Bwllfa WF | 0 | 0 | 21.92 | 1.16 | 1.16 | 0 | 1051.93 | 0.05 | 0.05
420 | 420 | 2100041327873 | 426 | 426 | 2100041327882 | Western Wood 2 Biomass | 1 | 0 | 914.46 | 1.15 | 1.15 | -0.018 | 1703.2 | 0.05 | 0.05
421 | 421 | 2100041453132 | 427 | 427 | 2100041453141 | Mynydd Y Gwair WF | 0 | 0 | 10.62 | 1.12 | 1.12 | 0 | 1741.03 | 0.05 | 0.05
460 | 460 | 2100041270311 | 975 | 975 | 2100041270320 | Penrhiwarwydd Farm PV | 0 | 1.876 | 13.58 | 1.69 | 1.69 | 0 | 831.15 | 0.05 | 0.05
461 | 461 | 2100041270288 |  |  |  | Cwmbargoed Coal Washery | 1 | 0.247 | 1429.55 | 1.22 | 1.22 | 0 | 0 | 0 | 0
462 | 462 | 2100041272860 | 976 | 976 | 2100041272870 | Little Neath PV | 0 | 1.036 | 5.84 | 2.61 | 2.61 | 0 | 972.73 | 0.05 | 0.05
463 | 463 | 2100041136537 | 943 | 943 | 2100041136546 | Hoplass Farm PV | 0 | 1.036 | 2.91 | 4.39 | 4.39 | 0 | 874.27 | 0.05 | 0.05
464 | 464 | 2100041278152 | 977 | 977 | 2100041278161 | Gelliwern Isaf PV | 0 | 0 | 2.75 | 2.11 | 2.11 | 0 | 549.3 | 0.05 | 0.05
465 | 465 | 2100041290958 | 978 | 978 | 2100041290967 | Oak Cottage PV | 0 | 2.987 | 67.29 | 1.6 | 1.6 | 0 | 5148.03 | 0.05 | 0.05
466 | 466 | 2100041309926 | 979 | 979 | 2100041309935 | Red Court Farm PV | 0 | 3.285 | 3.73 | 1.77 | 1.77 | 0 | 596.04 | 0.05 | 0.05
467 | 467 | 2100041319358 | 980 | 980 | 2100041319367 | Carn Nicholas PV | 1 | 0.401 | 775.04 | 1.94 | 1.94 | 0 | 911.57 | 0.05 | 0.05
468 | 468 | 2100041320646 | 981 | 981 | 2100041320655 | Brynwhilach Farm PV | 0 | 0 | 49.01 | 1.09 | 1.09 | 0 | 915.26 | 0.05 | 0.05
469 | 469 | 2100041320682 | 982 | 982 | 2100041320691 | Pant Y Moch PV1 | 0 | 0.259 | 7.17 | 2.57 | 2.57 | 0 | 636.94 | 0.05 | 0.05
470 | 470 | 2100041321808 | 983 | 983 | 2100041321817 | Jesus College PV | 0 | 0.193 | 3.48 | 3.32 | 3.32 | 0 | 591.43 | 0.05 | 0.05
471 | 471 | 2100041322183 | 984 | 984 | 2100041322192 | Sully Moors STOR | 0 | 0.223 | 5.72 | 1.53 | 1.53 | -0.223 | 523.42 | 0.05 | 0.05
472 | 472 | 2100041330919 | 985 | 985 | 2100041330928 | Hafod y Dafal PV | 0 | 1.866 | 36.2 | 1.46 | 1.46 | 0 | 2258.62 | 0.05 | 0.05
475 | 475 | 2100041336488 | 988 | 988 | 2100041336497 | Cenin Energy Park T1 WT | 0 | 0 | 3.97 | 1.01 | 1.01 | 0 | 42.86 | 0.05 | 0.05
476 | 476 | 2100041336716 | 989 | 989 | 2100041336725 | Stormy Down PV | 0 | 0 | 10.91 | 1.5 | 1.5 | 0 | 518.23 | 0.05 | 0.05
477 | 477 | 2100041336734 | 721 | 721 | 2100041336743 | Oak Grove Farm PV | 0 | 1.292 | 2.38 | 2.17 | 2.17 | 0 | 595.48 | 0.05 | 0.05
478 | 478 | 2100041329063 | 722 | 722 | 2100041329072 | Llancadle Farm PV | 0 | 0.091 | 28.7 | 1.23 | 1.23 | 0 | 559.62 | 0.05 | 0.05
479 | 479 | 2100041339178 | 723 | 723 | 2100041339187 | Lower House Farm PV | 0 | 3.099 | 150.32 | 1.97 | 1.97 | 0 | 6614.29 | 0.05 | 0.05
480 | 480 | 2100041343582 | 724 | 724 | 2100041343607 | Derwyn PV | 0 | 0.177 | 7.07 | 1.39 | 1.39 | 0 | 565.75 | 0.05 | 0.05
481 | 481 | 2100041343936 | 725 | 725 | 2100041343945 | Rosedew PV | 0 | 0.091 | 34.21 | 1.49 | 1.49 | 0 | 898.33 | 0.05 | 0.05
482 | 482 | 2100041344647 | 726 | 726 | 2100041344656 | Pen Rhiw Caradog PV | 0 | 0.055 | 14.24 | 1.85 | 1.85 | 0 | 586.8 | 0.05 | 0.05
483 | 483 | 2100041345400 | 727 | 727 | 2100041345419 | Mynydd Y Gwrhyd WF | 0 | 0.59 | 20.02 | 1.1 | 1.1 | 0 | 941.15 | 0.05 | 0.05
484 | 484 | 2100041346894 | 728 | 728 | 2100041346900 | Tonypandy STOR | 0 | 0 | 8.12 | 3.73 | 3.73 | -3.673 | 852.44 | 0.05 | 0.05
485 | 485 | 2100041346867 | 729 | 729 | 2100041346885 | Traston Road STOR | 0 | 0 | 6.14 | 2.04 | 2.04 | 0 | 646.44 | 0.05 | 0.05
486 | 486 | 2100041347202 | 730 | 730 | 2100041347211 | Maesgwyn Extension WF | 0 | 0.797 | 20.6 | 1.29 | 1.29 | 0 | 257.52 | 0.05 | 0.05
487 | 487 | 2100041363418 | 731 | 731 | 2100041363427 | Manor Farm PV | 0 | 2.859 | 11.6 | 1.53 | 1.53 | 0 | 893.02 | 0.05 | 0.05
488 | 488 | 2100041376426 | 732 | 732 | 2100041376435 | Pant Y Moch PV2 | 0 | 0.259 | 7.17 | 2.17 | 2.17 | 0 | 636.94 | 0.05 | 0.05
489 | 489 | 2100041355189 | 733 | 733 | 2100041355198 | Rhewl Farm PV | 0 | 1.063 | 10.42 | 1.54 | 1.54 | 0 | 624.98 | 0.05 | 0.05
491 | 491 | 2100041383511 | 735 | 735 | 2100041383520 | Bargoed PV | 1 | 0.8 | 775.74 | 1.87 | 1.87 | 0 | 522.74 | 0.05 | 0.05
492 | 492 | 2100041383822 | 736 | 736 | 2100041383831 | Mynydd Brombil WF | 0 | 0.259 | 73.48 | 1.11 | 1.11 | 0 | 2475.21 | 0.05 | 0.05
493 | 493 | 2100041383840 | 737 | 737 | 2100041383850 | Rassau Ind Est STOR | 0 | 0.169 | 24.75 | 1.22 | 1.22 | -0.169 | 1852.03 | 0.05 | 0.05
494 | 494 | 2100041394105 | 738 | 738 | 2100041394114 | Llynfi Afan WF | 1 | 0 | 808.52 | 1.14 | 1.14 | 0 | 3958.85 | 0.05 | 0.05
495 | 495 | 2100041394123 | 739 | 739 | 2100041394132 | Mynydd Yr Aber 66kV WF | 0 | 0 | 140.07 | 1.04 | 1.04 | 0 | 5967.02 | 0.05 | 0.05
496 | 496 | 2100041401774 | 740 | 740 | 2100041401792 | Waun Y Pound 1 STOR | 0 | 0.17 | 5.44 | 1.24 | 1.24 | -0.17 | 523.7 | 0.05 | 0.05
497 | 497 | 2100041403638 | 741 | 741 | 2100041403647 | Cockett Valley PV | 0 | 0.39 | 5.27 | 3.81 | 3.81 | 0 | 1076.16 | 0.05 | 0.05
498 | 498 | 2100041403656 | 742 | 742 | 2100041403665 | Nathenfoel PV | 0 | 5.429 | 1.66 | 3.77 | 3.77 | 0 | 699.27 | 0.05 | 0.05
499 | 499 | 2100041403674 | 743 | 743 | 2100041403683 | Waun Y Pound 2 STOR | 0 | 0.17 | 6.21 | 1.28 | 1.28 | -0.17 | 522.93 | 0.05 | 0.05
500 | 500 | 2100041407767 | 744 | 744 | 2100041407776 | St Peters Church WF | 0 | 0 | 227.01 | 0.94 | 0.94 | 0 | 10620.48 | 0.05 | 0.05
504 | 504 | 2100040007060 2100040007079 2100040007088 2100040007097 2100040007102 2100040007111 2100040007120 2100040007130 2100040014545 2189999999714 |  |  |  | Corus Trostre | 4 | 1.493 | 71098.93 | 2.96 | 2.96 | 0 | 0 | 0 | 0
507 | 507 | 2100040067486 | 664 | 664 | 2100040067477 | ABB Cornelly | 0 | 0 | 10.61 | 1.23 | 1.23 | 0 | 907.98 | 0.05 | 0.05
508 | 508 | 2100041079038 | 674 | 674 | 2100041079047 | Bettws | 0 | 0.004 | 14.97 | 1.21 | 1.21 | 0 | 1108 | 0.05 | 0.05
509 | 509 | 2100040126342 | 660 | 660 | 2100040126333 | Blaen Bowi | 0 | 4.679 | 8.33 | 2.13 | 2.13 | 0 | 0 | 0 | 0
510 | 510 | 2199989614144 |  |  |  | Mir Steel | 3 | 0 | 19743.91 | 0.97 | 0.97 | 0 | 0 | 0 | 0
511 | 511 | 2199989271918 2199989271927 2199989271936 2199989610089 |  |  |  | Boc Margam | 4 | 0 | 73822.23 | 3.17 | 3.17 | 0 | 0 | 0 | 0
512 | 512 | 2199989610024 | 778 | 778 | 2100041256140 | Ford Bridgend | 3 | 0.02 | 22256.98 | 4.1 | 4.1 | 0 | 110.52 | 0.05 | 0.05
513 | 513 | 2199989616995 |  |  |  | Alcoa | 1 | 0 | 1485.07 | 1.72 | 1.72 | 0 | 0 | 0 | 0
514 | 514 | 2189999999928 |  |  |  | Celsa Rod Mills | 3 | 0 | 25567.21 | 2.66 | 2.66 | 0 | 0 | 0 | 0
515 | 515 | 2199989638961 2199989638970 |  |  |  | Puma Energy (ex Murphy Oil) | 1 | 2.559 | 9409.86 | 3.39 | 3.39 | 0 | 0 | 0 | 0
518 | 518 | 2189999996884 2189999996893 | 619 | 619 | 2100040023638 2100040023647 | Interbrew Magor USKM | 2 | 0.681 | 9493.03 | 3.78 | 3.78 | 0 | 0 | 0 | 0
519 | 519 | 2199989611204 |  |  |  | Mainline Pipelines | 1 | 2.22 | 915.13 | 2.57 | 2.57 | 0 | 0 | 0 | 0
520 | 520 | 2189999999937 |  |  |  | Celsa 33 11 | 3 | 0.129 | 22829.44 | 2.85 | 2.85 | 0 | 0 | 0 | 0
522 | 522 | 2199989628537 |  |  |  | Lafarge - Blue Circle | 3 | 0.084 | 19921.65 | 2.54 | 2.54 | 0 | 0 | 0 | 0
529 | 529 | 2189999997284 |  |  |  | Inco | 2 | 0.044 | 10949.27 | 2.88 | 2.88 | 0 | 0 | 0 | 0
532 | 532 | 2199989640232 |  |  |  | DCWW Nantgaredig | 2 | 5.675 | 10136.08 | 2.69 | 2.69 | 0 | 0 | 0 | 0
533 | 533 | 2199989633165 2199989633174 2199989633183 | 633 | 633 | 2198765427530 | Bridgend Paper Mill | 3 | 0.612 | 23530.81 | 2.21 | 2.21 | -0.612 | 769.68 | 0.05 | 0.05
534 | 534 | 2189999997451 2189999997460 2189999997683 |  |  |  | Momentive Chemicals | 1 | 0.244 | 1206.71 | 2.7 | 2.7 | 0 | 0 | 0 | 0
535 | 535 | 2189999998924 2189999998933 2189999998942 2199989663578 | 617 | 617 | 2100040890412 2100040890430 2100040890440 2100040890459 | Monsanto | 3 | 0.027 | 19131.75 | 2.52 | 2.52 | -0.63 | 171.7 | 0.05 | 0.05
536 | 536 | 2199989353701 2199989353710 | 636 | 636 | 2189999997354 | Dow Corning | 3 | 0 | 19379.56 | 3.5 | 3.5 | -0.239 | 439.51 | 0.05 | 0.05
538 | 538 | 2198765295402 | 786 | 786 | 2100041213572 | DCWW Rover Way | 2 | 0.04 | 9600.21 | 2.93 | 2.93 | -0.118 | 111.72 | 0.05 | 0.05
539 | 539 | 2100040302060 |  |  |  | Simms metals | 1 | 0 | 1889.24 | 2.23 | 2.23 | 0 | 0 | 0 | 0
541 | 541 | 2100040752410 2100040752420 | 678 | 678 | 2100040752396 2100040752401 | Milford Energy | 4 | 2.22 | 71239.69 | 3.48 | 3.48 | -2.549 | 150.82 | 0.05 | 0.05
542 | 542 | 2100040636538 2100040653932 |  |  |  | South Hook | 4 | 2.623 | 87260.61 | 3.71 | 3.71 | 0 | 0 | 0 | 0
545 | 545 | 2100040769015 2100040769033 2100040769042 |  |  |  | Felindre | 4 | 0 | 76087.06 | 1.02 | 1.02 | 0 | 0 | 0 | 0
546 | 546 | 2100040781360 2100040781379 |  |  |  | Timet | 2 | 0 | 10136.08 | 1.9 | 1.9 | 0 | 0 | 0 | 0
547 | 547 | 2100040495610 | 663 | 663 | 2100040495600 | Blaen Cregan | 0 | 0 | 2.94 | 2.07 | 2.07 | 0 | 0 | 0 | 0
548 | 548 | 2100040878007 | 668 | 668 | 2100040878016 | Blaengwen Wind Farm | 0 | 0.264 | 710.5 | 3.5 | 3.5 | 0 | 16341.44 | 0.05 | 0.05
549 | 549 | 2100041471220 | 651 | 651 | 2100041471239 | Bryn Titli Wind Farm | 1 | 3.031 | 793.33 | 4.65 | 4.65 | 0 | 879.6 | 0.05 | 0.05
571 | 571 | 2100040067538 | 665 | 665 | 2100040067529 | Crymlin Burrows | 1 | 0.402 | 873.98 | 1.38 | 1.38 | 0 | 0 | 0 | 0
572 | 572 | 2199989635669 | 652 | 652 | 2189999997390 | Dyffryn Brodyn Wind Farm | 0 | 3.388 | 3.24 | 2.08 | 2.08 | 0 | 0 | 0 | 0
574 | 574 | 2199989614809 | 653 | 653 | 2199989612769 | Llyn Brianne | 0 | 3.349 | 53.67 | 2.11 | 2.11 | -5.333 | 3220.29 | 0.05 | 0.05
575 | 575 | 2100041079171 | 676 | 676 | 2100041079180 | Maerdy | 1 | 0.793 | 794.71 | 1.67 | 1.67 | 0 | 2029.92 | 0.05 | 0.05
576 | 576 | 2100041416441 | 773 | 773 | 2100041416450 | HIRWAUN GE 33kV GEN | 1 | 0.978 | 851.89 | 1.18 | 1.18 | -1.057 | 869.08 | 0.05 | 0.05
577 | 577 | 2100040719992 | 661 | 661 | 2100040719983 | Margam Biomass | 0 | 0 | 358.24 | 1.12 | 1.12 | 0 | 2830.09 | 0.05 | 0.05
579 | 579 | 2100040485950 | 670 | 670 | 2100040485940 | Pwllfa Gwatkin | 1 | 0.573 | 789.04 | 1.37 | 1.37 | 0 | 0 | 0 | 0
580 | 580 | 2199989641937 | 650 | 650 | 2189999997345 | Taff Ely Wind Farm | 0 | 0 | 5.43 | 2.76 | 2.76 | 0 | 597.39 | 0.05 | 0.05
581 | 581 | 2100040609516 | 662 | 662 | 2100040609507 | Trecatti | 1 | 0.783 | 891.01 | 1.02 | 1.02 | -0.783 | 730.06 | 0.05 | 0.05
582 | 582 | 2100040694060 | 666 | 666 | 2100040694051 | Withyhedges Landfill | 1 | 3.044 | 779.74 | 1.86 | 1.86 | -4.015 | 598.28 | 0.05 | 0.05
583 | 583 | 2198765146436 | 659 | 659 | 2198765142992 | Parc Cynog | 1 | 3.348 | 771.72 | 1.55 | 1.55 | 0 | 0 | 0 | 0
588 | 588 | 2100041063650 | 686 | 686 | 2100041063669 | Mynydd Portref | 0 | 0 | 13.87 | 2.6 | 2.6 | 0 | 924.4 | 0.05 | 0.05
589 | 589 | 2100041383878 | 687 | 687 | 2100041383887 | Newton Down | 0 | 0 | 10.83 | 1.05 | 1.05 | 0 | 518.31 | 0.05 | 0.05
590 | 590 | 2100041200253 | 649 | 649 | 2100041200262 | Tiers Cross PV | 0 | 0 | 12.16 | 3.04 | 3.04 | 0 | 1241.3 | 0.05 | 0.05
593 | 593 | 2189999997503 2189999997512 |  |  |  | Thyssenkruup Camford Pressing | 1 | 2.562 | 769.34 | 3.93 | 3.93 | 0 | 0 | 0 | 0
594 | 594 | 2189999997025 2189999997034 2189999997043 |  |  |  | Hoover | 1 | 0.934 | 1206.71 | 3.93 | 3.93 | 0 | 0 | 0 | 0
610 | 610 | 2100041407749 | 745 | 745 | 2100041407758 | Berthllwyd PV | 0 | 0 | 4.33 | 1.72 | 1.72 | 0 | 736.69 | 0.05 | 0.05
612 | 612 | 2100041412093 | 747 | 747 | 2100041412109 | Whitton Mawr PV | 0 | 0.207 | 12.14 | 1.47 | 1.47 | 0 | 534.18 | 0.05 | 0.05
613 | 613 | 2100041412118 | 748 | 748 | 2100041412127 | Barry Dock Biomass | 0 | 0.23 | 117.61 | 1.63 | 1.63 | -0.247 | 1344.31 | 0.05 | 0.05
614 | 614 | 2100041412172 | 749 | 749 | 2100041412181 | North Tenement PV | 0 | 4.828 | 29.51 | 1.73 | 1.73 | 0 | 1342.7 | 0.05 | 0.05
615 | 615 | 2100041416423 | 772 | 772 | 2100041416432 | Bryncyrnau Isaf PV | 0 | 3.156 | 16.41 | 2.44 | 2.44 | 0 | 1060.56 | 0.05 | 0.05
620 | 620 | 2199989611348 |  |  |  | University Hospital of Wales | 2 | 2.039 | 9711.93 | 2.21 | 2.21 | 0 | 0 | 0 | 0
622 | 622 | 2199989609970 |  |  |  | QuinetiQ | 1 | 3.877 | 915.13 | 4.06 | 4.06 | 0 | 0 | 0 | 0
623 | 623 | 2100041070815 2100041071828 |  |  |  | Western Coal | 1 | 1.482 | 2222.42 | 6.37 | 6.37 | 0 | 0 | 0 | 0
625 | 625 | 2100040983990 | 658 | 658 | 2199989641360 | Tregaron | 1 | 5.198 | 770.78 | 1.3 | 1.3 | -5.198 | 144.35 | 0.05 | 0.05
627 | 627 | 2100041072798 | 646 | 646 | 2100041072803 | Waunarlydd STOR | 1 | 0.386 | 772.32 | 1.01 | 1.01 | -0.386 | 595.52 | 0.05 | 0.05
628 | 628 | 2100041078805 | 645 | 645 | 2100041078814 | Briton Ferry STOR | 1 | 0.257 | 1251.34 | 0.95 | 0.95 | -0.257 | 499.45 | 0.05 | 0.05
629 | 629 | 2100041089700 | 644 | 644 | 2100041089685 | Hirwaun STOR | 1 | 0.977 | 1386.65 | 1.14 | 1.14 | -1.055 | 639.65 | 0.05 | 0.05
631 | 631 | 2100041080121 | 643 | 643 | 2100041080130 | Ffos Las PV | 0 | 1.55 | 16.47 | 1.94 | 1.94 | 0 | 823.64 | 0.05 | 0.05
632 | 632 | 2100041080140 | 642 | 642 | 2100041080177 | Pont Andrew PV | 0 | 1.553 | 16.61 | 1.49 | 1.49 | 0 | 830.58 | 0.05 | 0.05
634 | 634 | 2100041495912 | 922 | 922 | 2100041495921 | Beaufort Power STOR | 0 | 0.162 | 9.81 | 1.88 | 1.88 | -0.162 | 4273.37 | 0.05 | 0.05
635 | 635 | 2100041611942 | 695 | 695 | 2100041611951 | Cenin Energy Park ParcStormy | 1 | 0 | 840.77 | 1 | 1 | 0 | 84.13 | 0.05 | 0.05
671 | 671 | 2100041495940 | 921 | 921 | 2100041495959 | Brecon Power STOR | 0 | 0.161 | 145.41 | 1.19 | 1.19 | -0.161 | 4622.62 | 0.05 | 0.05
672 | 672 | 2100041611960 | 696 | 696 | 2100041611970 | Cenin Energy Park Battery | 1 | 0 | 875.17 | 1.15 | 1.15 | 0 | 105.83 | 0.05 | 0.05
680 | 680 | 2100041526631 | 990 | 990 | 2100041526640 | Bryn Blaen WF | 0 | 3.031 | 21.21 | 4.58 | 4.58 | 0 | 884.66 | 0.05 | 0.05
681 | 681 | 2100041539170 | 991 | 991 | 2100041539180 | Ystradffin Hydro | 1 | 3.363 | 798.19 | 2.12 | 2.12 | -5.357 | 519.37 | 0.05 | 0.05
682 | 682 | 2100041620352 | 993 | 993 | 2100041541782 | Bryn Henllys 33kV PV | 1 | 0.573 | 779.21 | 1.88 | 1.88 | 0 | 2597.46 | 0.05 | 0.05
688 | 688 | 2100041546201 2100041546674 |  |  |  | Swansea University | 1 | 0.367 | 4207.7 | 2.8 | 2.8 | 0 | 0 | 0 | 0
689 | 689 | 2100041611915 | 690 | 690 | 2100041611924 | Cenin Energy Park T2 WT | 0 | 0 | 3.97 | 1.06 | 1.06 | 0 | 111.12 | 0.05 | 0.05
750 | 750 | 2100041422668 | 779 | 779 | 2100041422677 | Brechfa Forest West WF | 0 | 0.001 | 747.39 | 1.39 | 1.39 | 0 | 90434 | 0.05 | 0.05
751 | 751 | 2100041566217 2100041566341 |  |  |  | Pembroke Refinery | 4 | 0 | 98625.9 | 2.2 | 2.2 | 0 | 0 | 0 | 0
752 | 752 | 2100041612468 | 428 | 428 | 2100041612477 | LLANWERN FM 132kV GEN | 0 | 0 | 1.82 | 1.1 | 1.1 | 0 | 1096.59 | 0.05 | 0.05
760 | 760 | 2100041324775 |  |  |  | Pen Y Cymoedd WF Aux. | 1 | 0.881 | 2551.31 | 1.45 | 1.45 | 0 | 0 | 0 | 0
761 | 761 | 2100041490037 | 789 | 789 | 2100041490046 | Afan Way STOR | 0 | 0.256 | 9.67 | 1.61 | 1.61 | -0.256 | 773.99 | 0.05 | 0.05
762 | 762 | 2100041418350 | 774 | 774 | 2100041418360 | Manmoel PV | 0 | 1.862 | 43.75 | 1.2 | 1.2 | 0 | 1516.8 | 0.05 | 0.05
763 | 763 | 2100041438659 | 775 | 775 | 2100041438668 | Maesgwyn Extension PV | 0 | 0.797 | 10.3 | 1.31 | 1.31 | 0 | 284.62 | 0.05 | 0.05
764 | 764 | 2100041444801 | 776 | 776 | 2100041444810 | Crumlin STOR | 0 | 1.847 | 15.02 | 1.34 | 1.34 | -1.847 | 903.44 | 0.05 | 0.05
765 | 765 | 2100041445958 | 777 | 777 | 2100041445967 | Pen Bryn Oer WF | 0 | 0.793 | 36.79 | 1.08 | 1.08 | 0 | 1162.7 | 0.05 | 0.05
880 | 880 | 2189999997595 2189999997600 | 601 | 601 | 2189999998739 | Tata Margam | 4 | 0 | 71098.93 | 1.95 | 1.95 | -0.139 | 0 | 0.05 | 0.05
882 | 882 | 2100041103391 | 790 | 790 | 2100041103407 | Tir John STOR | 1 | 0.401 | 1239.65 | 0.97 | 0.97 | -0.446 | 532.13 | 0.05 | 0.05
883 | 883 | 2100041105593 | 940 | 940 | 2100041105609 | Wear Point WF | 0 | 2.34 | 10.81 | 1.13 | 1.13 | 0 | 1544.04 | 0.05 | 0.05
884 | 884 | 2100041113229 | 791 | 791 | 2100041113247 | West Farm PV | 0 | 1.328 | 6.3 | 1.31 | 1.31 | 0 | 557.2 | 0.05 | 0.05
885 | 885 | 2100041113326 | 792 | 792 | 2100041113335 | Jordanston Farm PV | 0 | 1.073 | 2.97 | 2.49 | 2.49 | 0 | 675.7 | 0.05 | 0.05
886 | 886 | 2100041115787 | 793 | 793 | 2100041115796 | Rudbaxton PV | 0 | 3.996 | 7.52 | 3.41 | 3.41 | 0 | 1367.87 | 0.05 | 0.05
888 | 888 | 2100041120350 | 942 | 942 | 2100041120360 | Dowlais STOR | 1 | 0.772 | 1477.35 | 0.95 | 0.95 | -0.784 | 708.01 | 0.05 | 0.05
890 | 890 | 2100041142372 | 944 | 944 | 2100041142381 | Trident Park Recovery | 0 | 0.009 | 1020.92 | 1.13 | 1.13 | -0.009 | 7518.87 | 0.05 | 0.05
891 | 891 | 2100041150763 | 945 | 945 | 2100041150772 | Baglan Bay PV | 0 | 0.257 | 8.26 | 2.32 | 2.32 | 0 | 2064.41 | 0.05 | 0.05
892 | 892 | 2100041150781 | 946 | 946 | 2100041150790 | Caermelyn PV | 0 | 4.26 | 5.27 | 2.22 | 2.22 | 0 | 527.05 | 0.05 | 0.05
893 | 893 | 2100041150833 | 947 | 947 | 2100041150842 | Liddlestone Ridge PV | 1 | 3.326 | 772.24 | 4.7 | 4.7 | 0 | 610.22 | 0.05 | 0.05
894 | 894 | 2100041172093 | 948 | 948 | 2100041172109 | Garn Farm PV | 0 | 0.177 | 35.02 | 1.22 | 1.22 | 0 | 560.29 | 0.05 | 0.05
895 | 895 | 2100041172075 | 949 | 949 | 2100041172084 | Llandarcy STOR | 0 | 0.395 | 16.18 | 1.27 | 1.27 | -0.458 | 647.21 | 0.05 | 0.05
896 | 896 | 2100041195090 | 950 | 950 | 2100041195106 | Treguff Farm PV | 0 | 0.102 | 13.96 | 1.07 | 1.07 | 0 | 530.45 | 0.05 | 0.05
897 | 897 | 2100041197887 | 951 | 951 | 2100041197896 | Loughor Solar Park | 0 | 0.086 | 3.51 | 2.51 | 2.51 | 0 | 547.9 | 0.05 | 0.05
898 | 898 | 2100041197869 | 952 | 952 | 2100041197878 | Sutton Farm PV | 0 | 0.177 | 14.33 | 1.81 | 1.81 | 0 | 1146.63 | 0.05 | 0.05
899 | 899 | 2100041201318 | 953 | 953 | 2100041201327 | Cefn Betingau PV | 0 | 0 | 1.48 | 4.12 | 4.12 | 0 | 534.02 | 0.05 | 0.05
900 | 900 | 2100041201293 | 954 | 954 | 2100041201309 | Clawdd Ddu PV | 0 | 0.29 | 2.12 | 4.06 | 4.06 | 0 | 871.24 | 0.05 | 0.05
901 | 901 | 2100041212221 | 955 | 955 | 2100041212230 | Pentre Solar Farm | 0 | 1.553 | 175.47 | 1.41 | 1.41 | 0 | 1754.75 | 0.05 | 0.05
902 | 902 | 2100041221059 | 956 | 956 | 2100041221068 | Barry STOR | 0 | 0.578 | 12.91 | 1.15 | 1.15 | -0.578 | 516.23 | 0.05 | 0.05
903 | 903 | 2100041230833 | 957 | 957 | 2100041230842 | Fenton Farm PV | 0 | 2.987 | 3.51 | 4.31 | 4.31 | 0 | 2530.45 | 0.05 | 0.05
904 | 904 | 2100041240344 | 958 | 958 | 2100041240353 | Yerbeston Gate Farm PV | 0 | 3.943 | 13.26 | 1.54 | 1.54 | 0 | 1326.49 | 0.05 | 0.05
905 | 905 | 2100041251258 | 959 | 959 | 2100041251267 | Pen Y Cae PV | 0 | 0.29 | 5.48 | 2.1 | 2.1 | 0 | 726.64 | 0.05 | 0.05
906 | 906 | 2100041251276 | 960 | 960 | 2100041251285 | Saron PV | 0 | 0.29 | 11.92 | 1.91 | 1.91 | 0 | 1473.55 | 0.05 | 0.05
907 | 907 | 2100041254969 | 961 | 961 | 2100041254978 | Hendre Fawr PV | 0 | 0.932 | 1.75 | 2.97 | 2.97 | 0 | 593.35 | 0.05 | 0.05
908 | 908 | 2100041257250 | 962 | 962 | 2100041257269 | Hendai Farm PV | 0 | 0.826 | 3.39 | 2.48 | 2.48 | 0 | 565.2 | 0.05 | 0.05
909 | 909 | 2100041258591 | 963 | 963 | 2100041258607 | Cwm Cae Singrug PV | 0 | 1.868 | 5.91 | 2.13 | 2.13 | 0 | 590.68 | 0.05 | 0.05
910 | 910 | 2100041252819 | 964 | 964 | 2100041252837 | Brynteg Farm PV | 0 | 1.547 | 5.15 | 2.39 | 2.39 | 0 | 553.25 | 0.05 | 0.05
911 | 911 | 2100041260304 | 965 | 965 | 2100041260313 | Court Coleman PV | 0 | 1.604 | 11.31 | 4.52 | 4.52 | 0 | 3394.35 | 0.05 | 0.05
912 | 912 | 2100041260331 | 966 | 966 | 2100041260340 | Llwyndu Farm PV | 1 | 5.27 | 771.83 | 5.35 | 5.35 | 0 | 543.19 | 0.05 | 0.05
914 | 914 | 2100041260633 | 968 | 968 | 2100041260642 | Abergelli Farm PV | 0 | 0 | 58.34 | 1.26 | 1.26 | 0 | 2709.78 | 0.05 | 0.05
915 | 915 | 2100041264080 | 969 | 969 | 2100041264099 | Crug Mawr Farm PV | 0 | 5.231 | 4.74 | 5.48 | 5.48 | 0 | 1136.5 | 0.05 | 0.05
916 | 916 | 2100041265516 | 970 | 970 | 2100041265525 | Yerbeston Chapel Hill PV | 0 | 1.034 | 41.55 | 1.4 | 1.4 | 0 | 3324.12 | 0.05 | 0.05
917 | 917 | 2100041265809 | 971 | 971 | 2100041265818 | Aberaman Park Phase 2 | 0 | 0.057 | 22.25 | 2.01 | 2.01 | -1.009 | 1740.68 | 0.05 | 0.05
918 | 918 | 2100041267912 | 972 | 972 | 2100041267930 | Rhyd-y-Pandy PV | 0 | 0 | 5.06 | 2.11 | 2.11 | 0 | 1012.74 | 0.05 | 0.05
919 | 919 | 2100041268837 | 973 | 973 | 2100041268846 | Haverfordwest PV | 0 | 2.987 | 5.27 | 1.93 | 1.93 | 0 | 1053.9 | 0.05 | 0.05
920 | 920 | 2100041269812 | 974 | 974 | 2100041269821 | Blaenlliedi Farm WF | 1 | 1.553 | 783.85 | 1.42 | 1.42 | 0 | 725.64 | 0.05 | 0.05
584 | 584 | 2100040841771 | 667 | 667 | 2100040841780 | Parc Cynog (Pendine) | 1 | 3.348 | 799.05 | 1.38 | 1.38 | 0 | 518.52 | 0.05 | 0.05
585 | 585 | 2100040960600 | 684 | 684 | 2100040960619 | Maesgwyn | 0 | 0 | 79.35 | 1.38 | 1.38 | 0 | 5712.87 | 0.05 | 0.05
586 | 586 | 2100040989413 | 679 | 679 | 2100040989431 | Ferndale Wind Farm | 1 | 0 | 801.71 | 2.83 | 2.83 | 0 | 1035.76 | 0.05 | 0.05
587 | 587 | 2100041090096 | 685 | 685 | 2100041090087 | Pant y Wal WF | 0 | 0 | 39.34 | 1.38 | 1.38 | 0 | 3674.39 | 0.05 | 0.05
2614 | 2614 | 2614 |  |  |  | Aberystwyth - Manweb | 4 | 0.233 | 71098.93 | 6.51 | 6.51 | 0 | 0 | 0 | 0
7159 | 7159 | 7159 | 7159 | 7159 | 7159 | Solutia District Energy Newport | 0 | 0 | 6.78 | 1.44 | 1.44 | 0 | 222.65 | 0.05 | 0.05
7163 | 7163 | 7163 | 7163 | 7163 | 7163 | Aberaman Park | 0 | 0.057 | 19.18 | 1.84 | 1.84 | -0.383 | 630.24 | 0.05 | 0.05
7328 | 7328 | 7328 | 7329 | 7329 | 7329 | Dowlais II STOR CVA | 0 | 0.77 | 25.64 | 1.28 | 1.28 | -0.782 | 1408.84 | 0.05 | 0.05
7346 | 7346 | 7346 | 7347 | 7347 | 7347 | Alcoa B STOR | 0 | 0 | 25.36 | 1.24 | 1.24 | 0 | 1124.06 | 0.05 | 0.05
7450 | 7450 | 7450 |  |  |  | Rassau Grid Stability | 4 | 0 | 79965.79 | 1.58 | 1.58 | 0 | 0 | 0 | 0
New Import 1 | New Import 1 | New Import 1 | New Export 1 | New Export 1 | New Export 1 | Abergorki WF 33kV | 0 | 0.979 | 25.03 | 1.17 | 1.17 | 0 | 2173.79 | 0.05 | 0.05
New Import 2 | New Import 2 | New Import 2 | New Export 2 | New Export 2 | New Export 2 | Alleston Farm | 0 | 0 | 10.94 | 3.15 | 3.15 | 0 | 1675.11 | 0.05 | 0.05
New Import 3 | New Import 3 | New Import 3 | New Export 3 | New Export 3 | New Export 3 | Barry Solar Park | 0 | 0 | 15.74 | 2.18 | 2.18 | 0 | 1495.4 | 0.05 | 0.05
New Import 4 | New Import 4 | New Import 4 | New Export 4 | New Export 4 | New Export 4 | BLACKBERRY LANE 33kV | 0 | 1.028 | 10.51 | 2.67 | 2.67 | 0 | 2312.93 | 0.05 | 0.05
New Import 5 | New Import 5 | New Import 5 | New Export 5 | New Export 5 | New Export 5 | Bryntail Solar Park | 0 | 0 | 32.38 | 1.65 | 1.65 | 0 | 4185.81 | 0.05 | 0.05
New Import 6 | New Import 6 | New Import 6 | New Export 6 | New Export 6 | New Export 6 | Brynwell Farm | 0 | 0.591 | 26.59 | 1.81 | 1.81 | 0 | 2712.9 | 0.05 | 0.05
New Import 7 | New Import 7 | New Import 7 | New Export 7 | New Export 7 | New Export 7 | Circuit of Wales Solar | 0 | 0 | 47.95 | 2.49 | 2.49 | 0 | 4883.3 | 0.05 | 0.05
New Import 8 | New Import 8 | New Import 8 | New Export 8 | New Export 8 | New Export 8 | Coedarrhydyglyn IDNO | 0 | 0 | 10.97 | 1.38 | 1.38 | 0 | 1062.87 | 0.05 | 0.05
New Import 9 | New Import 9 | New Import 9 | New Export 9 | New Export 9 | New Export 9 | Craig Y Perchych Solar Park | 0 | 0 | 20.94 | 1.84 | 1.84 | 0 | 1653.5 | 0.05 | 0.05
New Import 10 | New Import 10 | New Import 10 | New Export 10 | New Export 10 | New Export 10 | Croesheolydd Farm | 0 | 0.752 | 62.55 | 1.92 | 1.92 | 0 | 8510.08 | 0.05 | 0.05
New Import 11 | New Import 11 | New Import 11 | New Export 11 | New Export 11 | New Export 11 | Cwm Ifor 33kV PV | 0 | 0.007 | 2.23 | 1.86 | 1.86 | 0 | 683.6 | 0.05 | 0.05
New Import 12 | New Import 12 | New Import 12 | New Export 12 | New Export 12 | New Export 12 | Duffryn Uchaf 132kV | 0 | 0 | 2.1 | 2.67 | 2.67 | 0 | 1071.74 | 0.05 | 0.05
New Import 13 | New Import 13 | New Import 13 | New Export 13 | New Export 13 | New Export 13 | Energlyn PV 33kV | 0 | 0.004 | 8.67 | 2.21 | 2.21 | 0 | 631.82 | 0.05 | 0.05
New Import 14 | New Import 14 | New Import 14 | New Export 14 | New Export 14 | New Export 14 | FOEL TRWSNANT 66kV | 0 | 0 | 202.61 | 0.95 | 0.95 | 0 | 14183.04 | 0.05 | 0.05
New Import 15 | New Import 15 | New Import 15 | New Export 15 | New Export 15 | New Export 15 | Fonmon Solar Farm | 0 | 0.084 | 4.1 | 1.83 | 1.83 | 0 | 1681.29 | 0.05 | 0.05
New Import 16 | New Import 16 | New Import 16 | New Export 16 | New Export 16 | New Export 16 | Great House Farm | 0 | 0.033 | 10.85 | 2.63 | 2.63 | 0 | 1109.05 | 0.05 | 0.05
New Import 17 | New Import 17 | New Import 17 | New Export 17 | New Export 17 | New Export 17 | Gwenlais Solar Farm | 0 | 0 | 3.23 | 2.3 | 2.3 | 0 | 525.91 | 0.05 | 0.05
New Import 18 | New Import 18 | New Import 18 | New Export 18 | New Export 18 | New Export 18 | Hawdref Fawr PV 33kV | 0 | 0.257 | 38.35 | 2.44 | 2.44 | 0 | 4037.31 | 0.05 | 0.05
New Import 19 | New Import 19 | New Import 19 | New Export 19 | New Export 19 | New Export 19 | Hawse Farm 132kV PV | 0 | 0 | 1.96 | 1.88 | 1.88 | 0 | 1071.88 | 0.05 | 0.05
New Import 20 | New Import 20 | New Import 20 | New Export 20 | New Export 20 | New Export 20 | Hopkins Farm 33kV PV | 0 | 0.29 | 29.93 | 1.81 | 1.81 | 0 | 4109.36 | 0.05 | 0.05
New Import 21 | New Import 21 | New Import 21 | New Export 21 | New Export 21 | New Export 21 | Lambeeth Solar Farm | 0 | 0 | 7.61 | 2.5 | 2.5 | 0 | 1940.82 | 0.05 | 0.05
New Import 22 | New Import 22 | New Import 22 | New Export 22 | New Export 22 | New Export 22 | Longlands Solar Park 33kV PV | 0 | 0 | 10.96 | 1.9 | 1.9 | 0 | 1062.89 | 0.05 | 0.05
New Import 23 | New Import 23 | New Import 23 | New Export 23 | New Export 23 | New Export 23 | Maesmawr Solar Park | 0 | 0 | 125.36 | 1.65 | 1.65 | 0 | 2693.02 | 0.05 | 0.05
New Import 24 | New Import 24 | New Import 24 |  |  |  | Manorafon 33kV | 1 | 2.433 | 995.81 | 3.88 | 3.88 | 0 | 0 | 0 | 0
New Import 25 | New Import 25 | New Import 25 | New Export 25 | New Export 25 | New Export 25 | Oaklands Farm | 0 | 0 | 2.14 | 1.88 | 1.88 | 0 | 1090.13 | 0.05 | 0.05
New Import 26 | New Import 26 | New Import 26 | New Export 26 | New Export 26 | New Export 26 | Pembroke PV BESS 132kV | 0 | 0 | 3729.73 | 2.49 | 2.49 | 0 | 3729.73 | 0.05 | 0.05
New Import 27 | New Import 27 | New Import 27 | New Export 27 | New Export 27 | New Export 27 | Pen March | 0 | 0.776 | 9.03 | 1.15 | 1.15 | 0 | 1330.64 | 0.05 | 0.05
New Import 28 | New Import 28 | New Import 28 | New Export 28 | New Export 28 | New Export 28 | PENCOED STOR 132kV | 0 | 0.002 | 5.58 | 1.86 | 1.86 | -0.002 | 2349.62 | 0.05 | 0.05
New Import 29 | New Import 29 | New Import 29 | New Export 29 | New Export 29 | New Export 29 | PENDERI 132kV GEN | 0 | 0.059 | 15.44 | 2.53 | 2.53 | 0 | 9261 | 0.05 | 0.05
New Import 30 | New Import 30 | New Import 30 | New Export 30 | New Export 30 | New Export 30 | Penllergaer Solar Park 33kV | 0 | 0 | 12.57 | 0.94 | 0.94 | 0 | 1323.43 | 0.05 | 0.05
New Import 31 | New Import 31 | New Import 31 | New Export 31 | New Export 31 | New Export 31 | Pentrebach 66kV PV | 0 | 0.75 | 6.65 | 1.83 | 1.83 | 0 | 1508.17 | 0.05 | 0.05
New Import 32 | New Import 32 | New Import 32 | New Export 32 | New Export 32 | New Export 32 | Point Lane PV 33kV | 0 | 1.282 | 23.03 | 1.9 | 1.9 | 0 | 528.38 | 0.05 | 0.05
New Import 33 | New Import 33 | New Import 33 |  |  |  | Sofidel | 3 | 0.274 | 21065.67 | 1.88 | 1.88 | 0 | 0 | 0 | 0
New Import 34 | New Import 34 | New Import 34 | New Export 34 | New Export 34 | New Export 34 | SOUTHBROOK STOR 33kV GEN | 0 | 1.278 | 6.03 | 2.14 | 2.14 | -1.937 | 1206.38 | 0.05 | 0.05
New Import 35 | New Import 35 | New Import 35 | New Export 35 | New Export 35 | New Export 35 | Swansea East Electric Forecourt | 0 | 0.401 | 629.8 | 1.6 | 1.6 | -0.444 | 662.87 | 0.05 | 0.05
New Import 36 | New Import 36 | New Import 36 | New Export 36 | New Export 36 | New Export 36 | Tonmawr Farm PV 33kV | 0 | 0 | 11.37 | 2.1 | 2.1 | 0 | 3364.39 | 0.05 | 0.05
New Import 37 | New Import 37 | New Import 37 | New Export 37 | New Export 37 | New Export 37 | Traston Road Battery Storage | 0 | 0 | 497.67 | 1.29 | 1.29 | 0 | 523.87 | 0.05 | 0.05
New Import 38 | New Import 38 | New Import 38 | New Export 38 | New Export 38 | New Export 38 | Vogen 33kV Biomass | 0 | 0 | 744.24 | 1.1 | 1.1 | 0 | 4476.72 | 0.05 | 0.05
New Import 39 | New Import 39 | New Import 39 | New Export 39 | New Export 39 | New Export 39 | Wauntysswg Park 33kV PV | 0 | 0.177 | 1.81 | 1.81 | 1.81 | 0 | 1845 | 0.05 | 0.05
New Import 40 | New Import 40 | New Import 40 | New Export 40 | New Export 40 | New Export 40 | Wentlog 33kV Biomass | 0 | 0.112 | 615.16 | 1.38 | 1.38 | -0.663 | 3237.81 | 0.05 | 0.05
New Import 41 | New Import 41 | New Import 41 | New Export 41 | New Export 41 | New Export 41 | Wentlooge 132kV PV | 0 | 0 | 10.13 | 1.95 | 1.95 | 0 | 1063.71 | 0.05 | 0.05

## Annex 2a Import
Note: The list of MPANs / MSIDs provided may be incomplete; the DNO reserves the right to apply the listed charges to any other MPANs / MSIDs associated with the site. Note: This table is automatically populated based on the content of the tab entitled 'Annex 2 EHV Charges'. The timebands are as shown in Annex 2.
Western Power Distribution (South Wales) plc - Effective from 1 April 2023 - Final EDCM import charges
Import Unique Identifier | LLFC | Import MPANs/MSIDs | Name | Import Super Red unit charge (p/kWh) | Import fixed charge (p/day) | Import capacity charge (p/kVA/day) | Import exceeded capacity charge (p/kVA/day)
311 | 311 | 2100041665716 | Afon Llan 33kV PV |  | 26.87 | 1.74 | 1.74
312 | 312 | 2100041707881 | Hendy 66kV WF | 2.992 | 34.52 | 4.6 | 4.6
419 | 419 | 2100041256896 | Mynydd Y Bwllfa WF |  | 21.92 | 1.16 | 1.16
420 | 420 | 2100041327873 | Western Wood 2 Biomass |  | 914.46 | 1.15 | 1.15
421 | 421 | 2100041453132 | Mynydd Y Gwair WF |  | 10.62 | 1.12 | 1.12
460 | 460 | 2100041270311 | Penrhiwarwydd Farm PV | 1.876 | 13.58 | 1.69 | 1.69
461 | 461 | 2100041270288 | Cwmbargoed Coal Washery | 0.247 | 1429.55 | 1.22 | 1.22
462 | 462 | 2100041272860 | Little Neath PV | 1.036 | 5.84 | 2.61 | 2.61
463 | 463 | 2100041136537 | Hoplass Farm PV | 1.036 | 2.91 | 4.39 | 4.39
464 | 464 | 2100041278152 | Gelliwern Isaf PV |  | 2.75 | 2.11 | 2.11
465 | 465 | 2100041290958 | Oak Cottage PV | 2.987 | 67.29 | 1.6 | 1.6
466 | 466 | 2100041309926 | Red Court Farm PV | 3.285 | 3.73 | 1.77 | 1.77
467 | 467 | 2100041319358 | Carn Nicholas PV | 0.401 | 775.04 | 1.94 | 1.94
468 | 468 | 2100041320646 | Brynwhilach Farm PV |  | 49.01 | 1.09 | 1.09
469 | 469 | 2100041320682 | Pant Y Moch PV1 | 0.259 | 7.17 | 2.57 | 2.57
470 | 470 | 2100041321808 | Jesus College PV | 0.193 | 3.48 | 3.32 | 3.32
471 | 471 | 2100041322183 | Sully Moors STOR | 0.223 | 5.72 | 1.53 | 1.53
472 | 472 | 2100041330919 | Hafod y Dafal PV | 1.866 | 36.2 | 1.46 | 1.46
475 | 475 | 2100041336488 | Cenin Energy Park T1 WT |  | 3.97 | 1.01 | 1.01
476 | 476 | 2100041336716 | Stormy Down PV |  | 10.91 | 1.5 | 1.5
477 | 477 | 2100041336734 | Oak Grove Farm PV | 1.292 | 2.38 | 2.17 | 2.17
478 | 478 | 2100041329063 | Llancadle Farm PV | 0.091 | 28.7 | 1.23 | 1.23
479 | 479 | 2100041339178 | Lower House Farm PV | 3.099 | 150.32 | 1.97 | 1.97
480 | 480 | 2100041343582 | Derwyn PV | 0.177 | 7.07 | 1.39 | 1.39
481 | 481 | 2100041343936 | Rosedew PV | 0.091 | 34.21 | 1.49 | 1.49
482 | 482 | 2100041344647 | Pen Rhiw Caradog PV | 0.055 | 14.24 | 1.85 | 1.85
483 | 483 | 2100041345400 | Mynydd Y Gwrhyd WF | 0.59 | 20.02 | 1.1 | 1.1
484 | 484 | 2100041346894 | Tonypandy STOR |  | 8.12 | 3.73 | 3.73
485 | 485 | 2100041346867 | Traston Road STOR |  | 6.14 | 2.04 | 2.04
486 | 486 | 2100041347202 | Maesgwyn Extension WF | 0.797 | 20.6 | 1.29 | 1.29
487 | 487 | 2100041363418 | Manor Farm PV | 2.859 | 11.6 | 1.53 | 1.53
488 | 488 | 2100041376426 | Pant Y Moch PV2 | 0.259 | 7.17 | 2.17 | 2.17
489 | 489 | 2100041355189 | Rhewl Farm PV | 1.063 | 10.42 | 1.54 | 1.54
491 | 491 | 2100041383511 | Bargoed PV | 0.8 | 775.74 | 1.87 | 1.87
492 | 492 | 2100041383822 | Mynydd Brombil WF | 0.259 | 73.48 | 1.11 | 1.11
493 | 493 | 2100041383840 | Rassau Ind Est STOR | 0.169 | 24.75 | 1.22 | 1.22
494 | 494 | 2100041394105 | Llynfi Afan WF |  | 808.52 | 1.14 | 1.14
495 | 495 | 2100041394123 | Mynydd Yr Aber 66kV WF |  | 140.07 | 1.04 | 1.04
496 | 496 | 2100041401774 | Waun Y Pound 1 STOR | 0.17 | 5.44 | 1.24 | 1.24
497 | 497 | 2100041403638 | Cockett Valley PV | 0.39 | 5.27 | 3.81 | 3.81
498 | 498 | 2100041403656 | Nathenfoel PV | 5.429 | 1.66 | 3.77 | 3.77
499 | 499 | 2100041403674 | Waun Y Pound 2 STOR | 0.17 | 6.21 | 1.28 | 1.28
500 | 500 | 2100041407767 | St Peters Church WF |  | 227.01 | 0.94 | 0.94
504 | 504 | 2100040007060 2100040007079 2100040007088 2100040007097 2100040007102 2100040007111 2100040007120 2100040007130 2100040014545 2189999999714 | Corus Trostre | 1.493 | 71098.93 | 2.96 | 2.96
507 | 507 | 2100040067486 | ABB Cornelly |  | 10.61 | 1.23 | 1.23
508 | 508 | 2100041079038 | Bettws | 0.004 | 14.97 | 1.21 | 1.21
509 | 509 | 2100040126342 | Blaen Bowi | 4.679 | 8.33 | 2.13 | 2.13
510 | 510 | 2199989614144 | Mir Steel |  | 19743.91 | 0.97 | 0.97
511 | 511 | 2199989271918 2199989271927 2199989271936 2199989610089 | Boc Margam |  | 73822.23 | 3.17 | 3.17
512 | 512 | 2199989610024 | Ford Bridgend | 0.02 | 22256.98 | 4.1 | 4.1
513 | 513 | 2199989616995 | Alcoa |  | 1485.07 | 1.72 | 1.72
514 | 514 | 2189999999928 | Celsa Rod Mills |  | 25567.21 | 2.66 | 2.66
515 | 515 | 2199989638961 2199989638970 | Puma Energy (ex Murphy Oil) | 2.559 | 9409.86 | 3.39 | 3.39
518 | 518 | 2189999996884 2189999996893 | Interbrew Magor USKM | 0.681 | 9493.03 | 3.78 | 3.78
519 | 519 | 2199989611204 | Mainline Pipelines | 2.22 | 915.13 | 2.57 | 2.57
520 | 520 | 2189999999937 | Celsa 33 11 | 0.129 | 22829.44 | 2.85 | 2.85
522 | 522 | 2199989628537 | Lafarge - Blue Circle | 0.084 | 19921.65 | 2.54 | 2.54
529 | 529 | 2189999997284 | Inco | 0.044 | 10949.27 | 2.88 | 2.88
532 | 532 | 2199989640232 | DCWW Nantgaredig | 5.675 | 10136.08 | 2.69 | 2.69
533 | 533 | 2199989633165 2199989633174 2199989633183 | Bridgend Paper Mill | 0.612 | 23530.81 | 2.21 | 2.21
534 | 534 | 2189999997451 2189999997460 2189999997683 | Momentive Chemicals | 0.244 | 1206.71 | 2.7 | 2.7
535 | 535 | 2189999998924 2189999998933 2189999998942 2199989663578 | Monsanto | 0.027 | 19131.75 | 2.52 | 2.52
536 | 536 | 2199989353701 2199989353710 | Dow Corning |  | 19379.56 | 3.5 | 3.5
538 | 538 | 2198765295402 | DCWW Rover Way | 0.04 | 9600.21 | 2.93 | 2.93
539 | 539 | 2100040302060 | Simms metals |  | 1889.24 | 2.23 | 2.23
541 | 541 | 2100040752410 2100040752420 | Milford Energy | 2.22 | 71239.69 | 3.48 | 3.48
542 | 542 | 2100040636538 2100040653932 | South Hook | 2.623 | 87260.61 | 3.71 | 3.71
545 | 545 | 2100040769015 2100040769033 2100040769042 | Felindre |  | 76087.06 | 1.02 | 1.02
546 | 546 | 2100040781360 2100040781379 | Timet |  | 10136.08 | 1.9 | 1.9
547 | 547 | 2100040495610 | Blaen Cregan |  | 2.94 | 2.07 | 2.07
548 | 548 | 2100040878007 | Blaengwen Wind Farm | 0.264 | 710.5 | 3.5 | 3.5
549 | 549 | 2100041471220 | Bryn Titli Wind Farm | 3.031 | 793.33 | 4.65 | 4.65
571 | 571 | 2100040067538 | Crymlin Burrows | 0.402 | 873.98 | 1.38 | 1.38
572 | 572 | 2199989635669 | Dyffryn Brodyn Wind Farm | 3.388 | 3.24 | 2.08 | 2.08
574 | 574 | 2199989614809 | Llyn Brianne | 3.349 | 53.67 | 2.11 | 2.11
575 | 575 | 2100041079171 | Maerdy | 0.793 | 794.71 | 1.67 | 1.67
576 | 576 | 2100041416441 | HIRWAUN GE 33kV GEN | 0.978 | 851.89 | 1.18 | 1.18
577 | 577 | 2100040719992 | Margam Biomass |  | 358.24 | 1.12 | 1.12
579 | 579 | 2100040485950 | Pwllfa Gwatkin | 0.573 | 789.04 | 1.37 | 1.37
580 | 580 | 2199989641937 | Taff Ely Wind Farm |  | 5.43 | 2.76 | 2.76
581 | 581 | 2100040609516 | Trecatti | 0.783 | 891.01 | 1.02 | 1.02
582 | 582 | 2100040694060 | Withyhedges Landfill | 3.044 | 779.74 | 1.86 | 1.86
583 | 583 | 2198765146436 | Parc Cynog | 3.348 | 771.72 | 1.55 | 1.55
588 | 588 | 2100041063650 | Mynydd Portref |  | 13.87 | 2.6 | 2.6
589 | 589 | 2100041383878 | Newton Down |  | 10.83 | 1.05 | 1.05
590 | 590 | 2100041200253 | Tiers Cross PV |  | 12.16 | 3.04 | 3.04
593 | 593 | 2189999997503 2189999997512 | Thyssenkruup Camford Pressing | 2.562 | 769.34 | 3.93 | 3.93
594 | 594 | 2189999997025 2189999997034 2189999997043 | Hoover | 0.934 | 1206.71 | 3.93 | 3.93
610 | 610 | 2100041407749 | Berthllwyd PV |  | 4.33 | 1.72 | 1.72
612 | 612 | 2100041412093 | Whitton Mawr PV | 0.207 | 12.14 | 1.47 | 1.47
613 | 613 | 2100041412118 | Barry Dock Biomass | 0.23 | 117.61 | 1.63 | 1.63
614 | 614 | 2100041412172 | North Tenement PV | 4.828 | 29.51 | 1.73 | 1.73
615 | 615 | 2100041416423 | Bryncyrnau Isaf PV | 3.156 | 16.41 | 2.44 | 2.44
620 | 620 | 2199989611348 | University Hospital of Wales | 2.039 | 9711.93 | 2.21 | 2.21
622 | 622 | 2199989609970 | QuinetiQ | 3.877 | 915.13 | 4.06 | 4.06
623 | 623 | 2100041070815 2100041071828 | Western Coal | 1.482 | 2222.42 | 6.37 | 6.37
625 | 625 | 2100040983990 | Tregaron | 5.198 | 770.78 | 1.3 | 1.3
627 | 627 | 2100041072798 | Waunarlydd STOR | 0.386 | 772.32 | 1.01 | 1.01
628 | 628 | 2100041078805 | Briton Ferry STOR | 0.257 | 1251.34 | 0.95 | 0.95
629 | 629 | 2100041089700 | Hirwaun STOR | 0.977 | 1386.65 | 1.14 | 1.14
631 | 631 | 2100041080121 | Ffos Las PV | 1.55 | 16.47 | 1.94 | 1.94
632 | 632 | 2100041080140 | Pont Andrew PV | 1.553 | 16.61 | 1.49 | 1.49
634 | 634 | 2100041495912 | Beaufort Power STOR | 0.162 | 9.81 | 1.88 | 1.88
635 | 635 | 2100041611942 | Cenin Energy Park ParcStormy |  | 840.77 | 1 | 1
671 | 671 | 2100041495940 | Brecon Power STOR | 0.161 | 145.41 | 1.19 | 1.19
672 | 672 | 2100041611960 | Cenin Energy Park Battery |  | 875.17 | 1.15 | 1.15
680 | 680 | 2100041526631 | Bryn Blaen WF | 3.031 | 21.21 | 4.58 | 4.58
681 | 681 | 2100041539170 | Ystradffin Hydro | 3.363 | 798.19 | 2.12 | 2.12
682 | 682 | 2100041620352 | Bryn Henllys 33kV PV | 0.573 | 779.21 | 1.88 | 1.88
688 | 688 | 2100041546201 2100041546674 | Swansea University | 0.367 | 4207.7 | 2.8 | 2.8
689 | 689 | 2100041611915 | Cenin Energy Park T2 WT |  | 3.97 | 1.06 | 1.06
750 | 750 | 2100041422668 | Brechfa Forest West WF | 0.001 | 747.39 | 1.39 | 1.39
751 | 751 | 2100041566217 2100041566341 | Pembroke Refinery |  | 98625.9 | 2.2 | 2.2
752 | 752 | 2100041612468 | LLANWERN FM 132kV GEN |  | 1.82 | 1.1 | 1.1
760 | 760 | 2100041324775 | Pen Y Cymoedd WF Aux. | 0.881 | 2551.31 | 1.45 | 1.45
761 | 761 | 2100041490037 | Afan Way STOR | 0.256 | 9.67 | 1.61 | 1.61
762 | 762 | 2100041418350 | Manmoel PV | 1.862 | 43.75 | 1.2 | 1.2
763 | 763 | 2100041438659 | Maesgwyn Extension PV | 0.797 | 10.3 | 1.31 | 1.31
764 | 764 | 2100041444801 | Crumlin STOR | 1.847 | 15.02 | 1.34 | 1.34
765 | 765 | 2100041445958 | Pen Bryn Oer WF | 0.793 | 36.79 | 1.08 | 1.08
880 | 880 | 2189999997595 2189999997600 | Tata Margam |  | 71098.93 | 1.95 | 1.95
882 | 882 | 2100041103391 | Tir John STOR | 0.401 | 1239.65 | 0.97 | 0.97
883 | 883 | 2100041105593 | Wear Point WF | 2.34 | 10.81 | 1.13 | 1.13
884 | 884 | 2100041113229 | West Farm PV | 1.328 | 6.3 | 1.31 | 1.31
885 | 885 | 2100041113326 | Jordanston Farm PV | 1.073 | 2.97 | 2.49 | 2.49
886 | 886 | 2100041115787 | Rudbaxton PV | 3.996 | 7.52 | 3.41 | 3.41
888 | 888 | 2100041120350 | Dowlais STOR | 0.772 | 1477.35 | 0.95 | 0.95
890 | 890 | 2100041142372 | Trident Park Recovery | 0.009 | 1020.92 | 1.13 | 1.13
891 | 891 | 2100041150763 | Baglan Bay PV | 0.257 | 8.26 | 2.32 | 2.32
892 | 892 | 2100041150781 | Caermelyn PV | 4.26 | 5.27 | 2.22 | 2.22
893 | 893 | 2100041150833 | Liddlestone Ridge PV | 3.326 | 772.24 | 4.7 | 4.7
894 | 894 | 2100041172093 | Garn Farm PV | 0.177 | 35.02 | 1.22 | 1.22
895 | 895 | 2100041172075 | Llandarcy STOR | 0.395 | 16.18 | 1.27 | 1.27
896 | 896 | 2100041195090 | Treguff Farm PV | 0.102 | 13.96 | 1.07 | 1.07
897 | 897 | 2100041197887 | Loughor Solar Park | 0.086 | 3.51 | 2.51 | 2.51
898 | 898 | 2100041197869 | Sutton Farm PV | 0.177 | 14.33 | 1.81 | 1.81
899 | 899 | 2100041201318 | Cefn Betingau PV |  | 1.48 | 4.12 | 4.12
900 | 900 | 2100041201293 | Clawdd Ddu PV | 0.29 | 2.12 | 4.06 | 4.06
901 | 901 | 2100041212221 | Pentre Solar Farm | 1.553 | 175.47 | 1.41 | 1.41
902 | 902 | 2100041221059 | Barry STOR | 0.578 | 12.91 | 1.15 | 1.15
903 | 903 | 2100041230833 | Fenton Farm PV | 2.987 | 3.51 | 4.31 | 4.31
904 | 904 | 2100041240344 | Yerbeston Gate Farm PV | 3.943 | 13.26 | 1.54 | 1.54
905 | 905 | 2100041251258 | Pen Y Cae PV | 0.29 | 5.48 | 2.1 | 2.1
906 | 906 | 2100041251276 | Saron PV | 0.29 | 11.92 | 1.91 | 1.91
907 | 907 | 2100041254969 | Hendre Fawr PV | 0.932 | 1.75 | 2.97 | 2.97
908 | 908 | 2100041257250 | Hendai Farm PV | 0.826 | 3.39 | 2.48 | 2.48
909 | 909 | 2100041258591 | Cwm Cae Singrug PV | 1.868 | 5.91 | 2.13 | 2.13
910 | 910 | 2100041252819 | Brynteg Farm PV | 1.547 | 5.15 | 2.39 | 2.39
911 | 911 | 2100041260304 | Court Coleman PV | 1.604 | 11.31 | 4.52 | 4.52
912 | 912 | 2100041260331 | Llwyndu Farm PV | 5.27 | 771.83 | 5.35 | 5.35
914 | 914 | 2100041260633 | Abergelli Farm PV |  | 58.34 | 1.26 | 1.26
915 | 915 | 2100041264080 | Crug Mawr Farm PV | 5.231 | 4.74 | 5.48 | 5.48
916 | 916 | 2100041265516 | Yerbeston Chapel Hill PV | 1.034 | 41.55 | 1.4 | 1.4
917 | 917 | 2100041265809 | Aberaman Park Phase 2 | 0.057 | 22.25 | 2.01 | 2.01
918 | 918 | 2100041267912 | Rhyd-y-Pandy PV |  | 5.06 | 2.11 | 2.11
919 | 919 | 2100041268837 | Haverfordwest PV | 2.987 | 5.27 | 1.93 | 1.93
920 | 920 | 2100041269812 | Blaenlliedi Farm WF | 1.553 | 783.85 | 1.42 | 1.42
584 | 584 | 2100040841771 | Parc Cynog (Pendine) | 3.348 | 799.05 | 1.38 | 1.38
585 | 585 | 2100040960600 | Maesgwyn |  | 79.35 | 1.38 | 1.38
586 | 586 | 2100040989413 | Ferndale Wind Farm |  | 801.71 | 2.83 | 2.83
587 | 587 | 2100041090096 | Pant y Wal WF |  | 39.34 | 1.38 | 1.38
2614 | 2614 | 2614 | Aberystwyth - Manweb | 0.233 | 71098.93 | 6.51 | 6.51
7159 | 7159 | 7159 | Solutia District Energy Newport |  | 6.78 | 1.44 | 1.44
7163 | 7163 | 7163 | Aberaman Park | 0.057 | 19.18 | 1.84 | 1.84
7328 | 7328 | 7328 | Dowlais II STOR CVA | 0.77 | 25.64 | 1.28 | 1.28
7346 | 7346 | 7346 | Alcoa B STOR |  | 25.36 | 1.24 | 1.24
7450 | 7450 | 7450 | Rassau Grid Stability |  | 79965.79 | 1.58 | 1.58
New Import 1 | New Import 1 | New Import 1 | Abergorki WF 33kV | 0.979 | 25.03 | 1.17 | 1.17
New Import 2 | New Import 2 | New Import 2 | Alleston Farm |  | 10.94 | 3.15 | 3.15
New Import 3 | New Import 3 | New Import 3 | Barry Solar Park |  | 15.74 | 2.18 | 2.18
New Import 4 | New Import 4 | New Import 4 | BLACKBERRY LANE 33kV | 1.028 | 10.51 | 2.67 | 2.67
New Import 5 | New Import 5 | New Import 5 | Bryntail Solar Park |  | 32.38 | 1.65 | 1.65
New Import 6 | New Import 6 | New Import 6 | Brynwell Farm | 0.591 | 26.59 | 1.81 | 1.81
New Import 7 | New Import 7 | New Import 7 | Circuit of Wales Solar |  | 47.95 | 2.49 | 2.49
New Import 8 | New Import 8 | New Import 8 | Coedarrhydyglyn IDNO |  | 10.97 | 1.38 | 1.38
New Import 9 | New Import 9 | New Import 9 | Craig Y Perchych Solar Park |  | 20.94 | 1.84 | 1.84
New Import 10 | New Import 10 | New Import 10 | Croesheolydd Farm | 0.752 | 62.55 | 1.92 | 1.92
New Import 11 | New Import 11 | New Import 11 | Cwm Ifor 33kV PV | 0.007 | 2.23 | 1.86 | 1.86
New Import 12 | New Import 12 | New Import 12 | Duffryn Uchaf 132kV |  | 2.1 | 2.67 | 2.67
New Import 13 | New Import 13 | New Import 13 | Energlyn PV 33kV | 0.004 | 8.67 | 2.21 | 2.21
New Import 14 | New Import 14 | New Import 14 | FOEL TRWSNANT 66kV |  | 202.61 | 0.95 | 0.95
New Import 15 | New Import 15 | New Import 15 | Fonmon Solar Farm | 0.084 | 4.1 | 1.83 | 1.83
New Import 16 | New Import 16 | New Import 16 | Great House Farm | 0.033 | 10.85 | 2.63 | 2.63
New Import 17 | New Import 17 | New Import 17 | Gwenlais Solar Farm |  | 3.23 | 2.3 | 2.3
New Import 18 | New Import 18 | New Import 18 | Hawdref Fawr PV 33kV | 0.257 | 38.35 | 2.44 | 2.44
New Import 19 | New Import 19 | New Import 19 | Hawse Farm 132kV PV |  | 1.96 | 1.88 | 1.88
New Import 20 | New Import 20 | New Import 20 | Hopkins Farm 33kV PV | 0.29 | 29.93 | 1.81 | 1.81
New Import 21 | New Import 21 | New Import 21 | Lambeeth Solar Farm |  | 7.61 | 2.5 | 2.5
New Import 22 | New Import 22 | New Import 22 | Longlands Solar Park 33kV PV |  | 10.96 | 1.9 | 1.9
New Import 23 | New Import 23 | New Import 23 | Maesmawr Solar Park |  | 125.36 | 1.65 | 1.65
New Import 24 | New Import 24 | New Import 24 | Manorafon 33kV | 2.433 | 995.81 | 3.88 | 3.88
New Import 25 | New Import 25 | New Import 25 | Oaklands Farm |  | 2.14 | 1.88 | 1.88
New Import 26 | New Import 26 | New Import 26 | Pembroke PV BESS 132kV |  | 3729.73 | 2.49 | 2.49
New Import 27 | New Import 27 | New Import 27 | Pen March | 0.776 | 9.03 | 1.15 | 1.15
New Import 28 | New Import 28 | New Import 28 | PENCOED STOR 132kV | 0.002 | 5.58 | 1.86 | 1.86
New Import 29 | New Import 29 | New Import 29 | PENDERI 132kV GEN | 0.059 | 15.44 | 2.53 | 2.53
New Import 30 | New Import 30 | New Import 30 | Penllergaer Solar Park 33kV |  | 12.57 | 0.94 | 0.94
New Import 31 | New Import 31 | New Import 31 | Pentrebach 66kV PV | 0.75 | 6.65 | 1.83 | 1.83
New Import 32 | New Import 32 | New Import 32 | Point Lane PV 33kV | 1.282 | 23.03 | 1.9 | 1.9
New Import 33 | New Import 33 | New Import 33 | Sofidel | 0.274 | 21065.67 | 1.88 | 1.88
New Import 34 | New Import 34 | New Import 34 | SOUTHBROOK STOR 33kV GEN | 1.278 | 6.03 | 2.14 | 2.14
New Import 35 | New Import 35 | New Import 35 | Swansea East Electric Forecourt | 0.401 | 629.8 | 1.6 | 1.6
New Import 36 | New Import 36 | New Import 36 | Tonmawr Farm PV 33kV |  | 11.37 | 2.1 | 2.1
New Import 37 | New Import 37 | New Import 37 | Traston Road Battery Storage |  | 497.67 | 1.29 | 1.29
New Import 38 | New Import 38 | New Import 38 | Vogen 33kV Biomass |  | 744.24 | 1.1 | 1.1
New Import 39 | New Import 39 | New Import 39 | Wauntysswg Park 33kV PV | 0.177 | 1.81 | 1.81 | 1.81
New Import 40 | New Import 40 | New Import 40 | Wentlog 33kV Biomass | 0.112 | 615.16 | 1.38 | 1.38
New Import 41 | New Import 41 | New Import 41 | Wentlooge 132kV PV |  | 10.13 | 1.95 | 1.95

## Annex 2b Export
Note: The list of MPANs / MSIDs provided may be incomplete; the DNO reserves the right to apply the listed charges to any other MPANs / MSIDs associated with the site. Note: This table is automatically populated based on the content of the tab entitled 'Annex 2 EHV Charges'. The timebands are as shown in Annex 2.
Western Power Distribution (South Wales) plc - Effective from 1 April 2023 - Final EDCM export charges
Export Unique Identifier | LLFC | Export MPANs/MSIDs | Name | Export Super Red unit charge (p/kWh) | Export fixed charge (p/day) | Export capacity charge (p/kVA/day) | Export exceeded capacity charge (p/kVA/day)
637 | 637 | 2100041665725 | Afon Llan 33kV PV |  | 2418.02 | 0.05 | 0.05
638 | 638 | 2100041707890 | Hendy 66kV WF |  | 2523.97 | 0.05 | 0.05
425 | 425 | 2100041256901 | Mynydd Y Bwllfa WF |  | 1051.93 | 0.05 | 0.05
426 | 426 | 2100041327882 | Western Wood 2 Biomass | -0.018 | 1703.2 | 0.05 | 0.05
427 | 427 | 2100041453141 | Mynydd Y Gwair WF |  | 1741.03 | 0.05 | 0.05
975 | 975 | 2100041270320 | Penrhiwarwydd Farm PV |  | 831.15 | 0.05 | 0.05
976 | 976 | 2100041272870 | Little Neath PV |  | 972.73 | 0.05 | 0.05
943 | 943 | 2100041136546 | Hoplass Farm PV |  | 874.27 | 0.05 | 0.05
977 | 977 | 2100041278161 | Gelliwern Isaf PV |  | 549.3 | 0.05 | 0.05
978 | 978 | 2100041290967 | Oak Cottage PV |  | 5148.03 | 0.05 | 0.05
979 | 979 | 2100041309935 | Red Court Farm PV |  | 596.04 | 0.05 | 0.05
980 | 980 | 2100041319367 | Carn Nicholas PV |  | 911.57 | 0.05 | 0.05
981 | 981 | 2100041320655 | Brynwhilach Farm PV |  | 915.26 | 0.05 | 0.05
982 | 982 | 2100041320691 | Pant Y Moch PV1 |  | 636.94 | 0.05 | 0.05
983 | 983 | 2100041321817 | Jesus College PV |  | 591.43 | 0.05 | 0.05
984 | 984 | 2100041322192 | Sully Moors STOR | -0.223 | 523.42 | 0.05 | 0.05
985 | 985 | 2100041330928 | Hafod y Dafal PV |  | 2258.62 | 0.05 | 0.05
988 | 988 | 2100041336497 | Cenin Energy Park T1 WT |  | 42.86 | 0.05 | 0.05
989 | 989 | 2100041336725 | Stormy Down PV |  | 518.23 | 0.05 | 0.05
721 | 721 | 2100041336743 | Oak Grove Farm PV |  | 595.48 | 0.05 | 0.05
722 | 722 | 2100041329072 | Llancadle Farm PV |  | 559.62 | 0.05 | 0.05
723 | 723 | 2100041339187 | Lower House Farm PV |  | 6614.29 | 0.05 | 0.05
724 | 724 | 2100041343607 | Derwyn PV |  | 565.75 | 0.05 | 0.05
725 | 725 | 2100041343945 | Rosedew PV |  | 898.33 | 0.05 | 0.05
726 | 726 | 2100041344656 | Pen Rhiw Caradog PV |  | 586.8 | 0.05 | 0.05
727 | 727 | 2100041345419 | Mynydd Y Gwrhyd WF |  | 941.15 | 0.05 | 0.05
728 | 728 | 2100041346900 | Tonypandy STOR | -3.673 | 852.44 | 0.05 | 0.05
729 | 729 | 2100041346885 | Traston Road STOR |  | 646.44 | 0.05 | 0.05
730 | 730 | 2100041347211 | Maesgwyn Extension WF |  | 257.52 | 0.05 | 0.05
731 | 731 | 2100041363427 | Manor Farm PV |  | 893.02 | 0.05 | 0.05
732 | 732 | 2100041376435 | Pant Y Moch PV2 |  | 636.94 | 0.05 | 0.05
733 | 733 | 2100041355198 | Rhewl Farm PV |  | 624.98 | 0.05 | 0.05
735 | 735 | 2100041383520 | Bargoed PV |  | 522.74 | 0.05 | 0.05
736 | 736 | 2100041383831 | Mynydd Brombil WF |  | 2475.21 | 0.05 | 0.05
737 | 737 | 2100041383850 | Rassau Ind Est STOR | -0.169 | 1852.03 | 0.05 | 0.05
738 | 738 | 2100041394114 | Llynfi Afan WF |  | 3958.85 | 0.05 | 0.05
739 | 739 | 2100041394132 | Mynydd Yr Aber 66kV WF |  | 5967.02 | 0.05 | 0.05
740 | 740 | 2100041401792 | Waun Y Pound 1 STOR | -0.17 | 523.7 | 0.05 | 0.05
741 | 741 | 2100041403647 | Cockett Valley PV |  | 1076.16 | 0.05 | 0.05
742 | 742 | 2100041403665 | Nathenfoel PV |  | 699.27 | 0.05 | 0.05
743 | 743 | 2100041403683 | Waun Y Pound 2 STOR | -0.17 | 522.93 | 0.05 | 0.05
744 | 744 | 2100041407776 | St Peters Church WF |  | 10620.48 | 0.05 | 0.05
664 | 664 | 2100040067477 | ABB Cornelly |  | 907.98 | 0.05 | 0.05
674 | 674 | 2100041079047 | Bettws |  | 1108 | 0.05 | 0.05
660 | 660 | 2100040126333 | Blaen Bowi
778 | 778 | 2100041256140 | Ford Bridgend |  | 110.52 | 0.05 | 0.05
619 | 619 | 2100040023638 2100040023647 | Interbrew Magor USKM
633 | 633 | 2198765427530 | Bridgend Paper Mill | -0.612 | 769.68 | 0.05 | 0.05
617 | 617 | 2100040890412 2100040890430 2100040890440 2100040890459 | Monsanto | -0.63 | 171.7 | 0.05 | 0.05
636 | 636 | 2189999997354 | Dow Corning | -0.239 | 439.51 | 0.05 | 0.05
786 | 786 | 2100041213572 | DCWW Rover Way | -0.118 | 111.72 | 0.05 | 0.05
678 | 678 | 2100040752396 2100040752401 | Milford Energy | -2.549 | 150.82 | 0.05 | 0.05
663 | 663 | 2100040495600 | Blaen Cregan
668 | 668 | 2100040878016 | Blaengwen Wind Farm |  | 16341.44 | 0.05 | 0.05
651 | 651 | 2100041471239 | Bryn Titli Wind Farm |  | 879.6 | 0.05 | 0.05
665 | 665 | 2100040067529 | Crymlin Burrows
652 | 652 | 2189999997390 | Dyffryn Brodyn Wind Farm
653 | 653 | 2199989612769 | Llyn Brianne | -5.333 | 3220.29 | 0.05 | 0.05
676 | 676 | 2100041079180 | Maerdy |  | 2029.92 | 0.05 | 0.05
773 | 773 | 2100041416450 | HIRWAUN GE 33kV GEN | -1.057 | 869.08 | 0.05 | 0.05
661 | 661 | 2100040719983 | Margam Biomass |  | 2830.09 | 0.05 | 0.05
670 | 670 | 2100040485940 | Pwllfa Gwatkin
650 | 650 | 2189999997345 | Taff Ely Wind Farm |  | 597.39 | 0.05 | 0.05
662 | 662 | 2100040609507 | Trecatti | -0.783 | 730.06 | 0.05 | 0.05
666 | 666 | 2100040694051 | Withyhedges Landfill | -4.015 | 598.28 | 0.05 | 0.05
659 | 659 | 2198765142992 | Parc Cynog
686 | 686 | 2100041063669 | Mynydd Portref |  | 924.4 | 0.05 | 0.05
687 | 687 | 2100041383887 | Newton Down |  | 518.31 | 0.05 | 0.05
649 | 649 | 2100041200262 | Tiers Cross PV |  | 1241.3 | 0.05 | 0.05
745 | 745 | 2100041407758 | Berthllwyd PV |  | 736.69 | 0.05 | 0.05
747 | 747 | 2100041412109 | Whitton Mawr PV |  | 534.18 | 0.05 | 0.05
748 | 748 | 2100041412127 | Barry Dock Biomass | -0.247 | 1344.31 | 0.05 | 0.05
749 | 749 | 2100041412181 | North Tenement PV |  | 1342.7 | 0.05 | 0.05
772 | 772 | 2100041416432 | Bryncyrnau Isaf PV |  | 1060.56 | 0.05 | 0.05
658 | 658 | 2199989641360 | Tregaron | -5.198 | 144.35 | 0.05 | 0.05
646 | 646 | 2100041072803 | Waunarlydd STOR | -0.386 | 595.52 | 0.05 | 0.05
645 | 645 | 2100041078814 | Briton Ferry STOR | -0.257 | 499.45 | 0.05 | 0.05
644 | 644 | 2100041089685 | Hirwaun STOR | -1.055 | 639.65 | 0.05 | 0.05
643 | 643 | 2100041080130 | Ffos Las PV |  | 823.64 | 0.05 | 0.05
642 | 642 | 2100041080177 | Pont Andrew PV |  | 830.58 | 0.05 | 0.05
922 | 922 | 2100041495921 | Beaufort Power STOR | -0.162 | 4273.37 | 0.05 | 0.05
695 | 695 | 2100041611951 | Cenin Energy Park ParcStormy |  | 84.13 | 0.05 | 0.05
921 | 921 | 2100041495959 | Brecon Power STOR | -0.161 | 4622.62 | 0.05 | 0.05
696 | 696 | 2100041611970 | Cenin Energy Park Battery |  | 105.83 | 0.05 | 0.05
990 | 990 | 2100041526640 | Bryn Blaen WF |  | 884.66 | 0.05 | 0.05
991 | 991 | 2100041539180 | Ystradffin Hydro | -5.357 | 519.37 | 0.05 | 0.05
993 | 993 | 2100041541782 | Bryn Henllys 33kV PV |  | 2597.46 | 0.05 | 0.05
690 | 690 | 2100041611924 | Cenin Energy Park T2 WT |  | 111.12 | 0.05 | 0.05
779 | 779 | 2100041422677 | Brechfa Forest West WF |  | 90434 | 0.05 | 0.05
428 | 428 | 2100041612477 | LLANWERN FM 132kV GEN |  | 1096.59 | 0.05 | 0.05
789 | 789 | 2100041490046 | Afan Way STOR | -0.256 | 773.99 | 0.05 | 0.05
774 | 774 | 2100041418360 | Manmoel PV |  | 1516.8 | 0.05 | 0.05
775 | 775 | 2100041438668 | Maesgwyn Extension PV |  | 284.62 | 0.05 | 0.05
776 | 776 | 2100041444810 | Crumlin STOR | -1.847 | 903.44 | 0.05 | 0.05
777 | 777 | 2100041445967 | Pen Bryn Oer WF |  | 1162.7 | 0.05 | 0.05
601 | 601 | 2189999998739 | Tata Margam | -0.139 |  | 0.05 | 0.05
790 | 790 | 2100041103407 | Tir John STOR | -0.446 | 532.13 | 0.05 | 0.05
940 | 940 | 2100041105609 | Wear Point WF |  | 1544.04 | 0.05 | 0.05
791 | 791 | 2100041113247 | West Farm PV |  | 557.2 | 0.05 | 0.05
792 | 792 | 2100041113335 | Jordanston Farm PV |  | 675.7 | 0.05 | 0.05
793 | 793 | 2100041115796 | Rudbaxton PV |  | 1367.87 | 0.05 | 0.05
942 | 942 | 2100041120360 | Dowlais STOR | -0.784 | 708.01 | 0.05 | 0.05
944 | 944 | 2100041142381 | Trident Park Recovery | -0.009 | 7518.87 | 0.05 | 0.05
945 | 945 | 2100041150772 | Baglan Bay PV |  | 2064.41 | 0.05 | 0.05
946 | 946 | 2100041150790 | Caermelyn PV |  | 527.05 | 0.05 | 0.05
947 | 947 | 2100041150842 | Liddlestone Ridge PV |  | 610.22 | 0.05 | 0.05
948 | 948 | 2100041172109 | Garn Farm PV |  | 560.29 | 0.05 | 0.05
949 | 949 | 2100041172084 | Llandarcy STOR | -0.458 | 647.21 | 0.05 | 0.05
950 | 950 | 2100041195106 | Treguff Farm PV |  | 530.45 | 0.05 | 0.05
951 | 951 | 2100041197896 | Loughor Solar Park |  | 547.9 | 0.05 | 0.05
952 | 952 | 2100041197878 | Sutton Farm PV |  | 1146.63 | 0.05 | 0.05
953 | 953 | 2100041201327 | Cefn Betingau PV |  | 534.02 | 0.05 | 0.05
954 | 954 | 2100041201309 | Clawdd Ddu PV |  | 871.24 | 0.05 | 0.05
955 | 955 | 2100041212230 | Pentre Solar Farm |  | 1754.75 | 0.05 | 0.05
956 | 956 | 2100041221068 | Barry STOR | -0.578 | 516.23 | 0.05 | 0.05
957 | 957 | 2100041230842 | Fenton Farm PV |  | 2530.45 | 0.05 | 0.05
958 | 958 | 2100041240353 | Yerbeston Gate Farm PV |  | 1326.49 | 0.05 | 0.05
959 | 959 | 2100041251267 | Pen Y Cae PV |  | 726.64 | 0.05 | 0.05
960 | 960 | 2100041251285 | Saron PV |  | 1473.55 | 0.05 | 0.05
961 | 961 | 2100041254978 | Hendre Fawr PV |  | 593.35 | 0.05 | 0.05
962 | 962 | 2100041257269 | Hendai Farm PV |  | 565.2 | 0.05 | 0.05
963 | 963 | 2100041258607 | Cwm Cae Singrug PV |  | 590.68 | 0.05 | 0.05
964 | 964 | 2100041252837 | Brynteg Farm PV |  | 553.25 | 0.05 | 0.05
965 | 965 | 2100041260313 | Court Coleman PV |  | 3394.35 | 0.05 | 0.05
966 | 966 | 2100041260340 | Llwyndu Farm PV |  | 543.19 | 0.05 | 0.05
968 | 968 | 2100041260642 | Abergelli Farm PV |  | 2709.78 | 0.05 | 0.05
969 | 969 | 2100041264099 | Crug Mawr Farm PV |  | 1136.5 | 0.05 | 0.05
970 | 970 | 2100041265525 | Yerbeston Chapel Hill PV |  | 3324.12 | 0.05 | 0.05
971 | 971 | 2100041265818 | Aberaman Park Phase 2 | -1.009 | 1740.68 | 0.05 | 0.05
972 | 972 | 2100041267930 | Rhyd-y-Pandy PV |  | 1012.74 | 0.05 | 0.05
973 | 973 | 2100041268846 | Haverfordwest PV |  | 1053.9 | 0.05 | 0.05
974 | 974 | 2100041269821 | Blaenlliedi Farm WF |  | 725.64 | 0.05 | 0.05
667 | 667 | 2100040841780 | Parc Cynog (Pendine) |  | 518.52 | 0.05 | 0.05
684 | 684 | 2100040960619 | Maesgwyn |  | 5712.87 | 0.05 | 0.05
679 | 679 | 2100040989431 | Ferndale Wind Farm |  | 1035.76 | 0.05 | 0.05
685 | 685 | 2100041090087 | Pant y Wal WF |  | 3674.39 | 0.05 | 0.05
7159 | 7159 | 7159 | Solutia District Energy Newport |  | 222.65 | 0.05 | 0.05
7163 | 7163 | 7163 | Aberaman Park | -0.383 | 630.24 | 0.05 | 0.05
7329 | 7329 | 7329 | Dowlais II STOR CVA | -0.782 | 1408.84 | 0.05 | 0.05
7347 | 7347 | 7347 | Alcoa B STOR |  | 1124.06 | 0.05 | 0.05
New Export 1 | New Export 1 | New Export 1 | Abergorki WF 33kV |  | 2173.79 | 0.05 | 0.05
New Export 2 | New Export 2 | New Export 2 | Alleston Farm |  | 1675.11 | 0.05 | 0.05
New Export 3 | New Export 3 | New Export 3 | Barry Solar Park |  | 1495.4 | 0.05 | 0.05
New Export 4 | New Export 4 | New Export 4 | BLACKBERRY LANE 33kV |  | 2312.93 | 0.05 | 0.05
New Export 5 | New Export 5 | New Export 5 | Bryntail Solar Park |  | 4185.81 | 0.05 | 0.05
New Export 6 | New Export 6 | New Export 6 | Brynwell Farm |  | 2712.9 | 0.05 | 0.05
New Export 7 | New Export 7 | New Export 7 | Circuit of Wales Solar |  | 4883.3 | 0.05 | 0.05
New Export 8 | New Export 8 | New Export 8 | Coedarrhydyglyn IDNO |  | 1062.87 | 0.05 | 0.05
New Export 9 | New Export 9 | New Export 9 | Craig Y Perchych Solar Park |  | 1653.5 | 0.05 | 0.05
New Export 10 | New Export 10 | New Export 10 | Croesheolydd Farm |  | 8510.08 | 0.05 | 0.05
New Export 11 | New Export 11 | New Export 11 | Cwm Ifor 33kV PV |  | 683.6 | 0.05 | 0.05
New Export 12 | New Export 12 | New Export 12 | Duffryn Uchaf 132kV |  | 1071.74 | 0.05 | 0.05
New Export 13 | New Export 13 | New Export 13 | Energlyn PV 33kV |  | 631.82 | 0.05 | 0.05
New Export 14 | New Export 14 | New Export 14 | FOEL TRWSNANT 66kV |  | 14183.04 | 0.05 | 0.05
New Export 15 | New Export 15 | New Export 15 | Fonmon Solar Farm |  | 1681.29 | 0.05 | 0.05
New Export 16 | New Export 16 | New Export 16 | Great House Farm |  | 1109.05 | 0.05 | 0.05
New Export 17 | New Export 17 | New Export 17 | Gwenlais Solar Farm |  | 525.91 | 0.05 | 0.05
New Export 18 | New Export 18 | New Export 18 | Hawdref Fawr PV 33kV |  | 4037.31 | 0.05 | 0.05
New Export 19 | New Export 19 | New Export 19 | Hawse Farm 132kV PV |  | 1071.88 | 0.05 | 0.05
New Export 20 | New Export 20 | New Export 20 | Hopkins Farm 33kV PV |  | 4109.36 | 0.05 | 0.05
New Export 21 | New Export 21 | New Export 21 | Lambeeth Solar Farm |  | 1940.82 | 0.05 | 0.05
New Export 22 | New Export 22 | New Export 22 | Longlands Solar Park 33kV PV |  | 1062.89 | 0.05 | 0.05
New Export 23 | New Export 23 | New Export 23 | Maesmawr Solar Park |  | 2693.02 | 0.05 | 0.05
New Export 25 | New Export 25 | New Export 25 | Oaklands Farm |  | 1090.13 | 0.05 | 0.05
New Export 26 | New Export 26 | New Export 26 | Pembroke PV BESS 132kV |  | 3729.73 | 0.05 | 0.05
New Export 27 | New Export 27 | New Export 27 | Pen March |  | 1330.64 | 0.05 | 0.05
New Export 28 | New Export 28 | New Export 28 | PENCOED STOR 132kV | -0.002 | 2349.62 | 0.05 | 0.05
New Export 29 | New Export 29 | New Export 29 | PENDERI 132kV GEN |  | 9261 | 0.05 | 0.05
New Export 30 | New Export 30 | New Export 30 | Penllergaer Solar Park 33kV |  | 1323.43 | 0.05 | 0.05
New Export 31 | New Export 31 | New Export 31 | Pentrebach 66kV PV |  | 1508.17 | 0.05 | 0.05
New Export 32 | New Export 32 | New Export 32 | Point Lane PV 33kV |  | 528.38 | 0.05 | 0.05
New Export 34 | New Export 34 | New Export 34 | SOUTHBROOK STOR 33kV GEN | -1.937 | 1206.38 | 0.05 | 0.05
New Export 35 | New Export 35 | New Export 35 | Swansea East Electric Forecourt | -0.444 | 662.87 | 0.05 | 0.05
New Export 36 | New Export 36 | New Export 36 | Tonmawr Farm PV 33kV |  | 3364.39 | 0.05 | 0.05
New Export 37 | New Export 37 | New Export 37 | Traston Road Battery Storage |  | 523.87 | 0.05 | 0.05
New Export 38 | New Export 38 | New Export 38 | Vogen 33kV Biomass |  | 4476.72 | 0.05 | 0.05
New Export 39 | New Export 39 | New Export 39 | Wauntysswg Park 33kV PV |  | 1845 | 0.05 | 0.05
New Export 40 | New Export 40 | New Export 40 | Wentlog 33kV Biomass | -0.663 | 3237.81 | 0.05 | 0.05
New Export 41 | New Export 41 | New Export 41 | Wentlooge 132kV PV |  | 1063.71 | 0.05 | 0.05

## Annex 3 Preserved charges
Back to Overview
Western Power Distribution (South Wales) plc - Effective from 1 April 2023 - Final LV and HV tariffs
Supercustomer preserved charges/additional LLFCs
| Closed LLFCs | PCs | Red/black unit charge p/kWh | Amber/yellow unit charge p/kWh | Green unit charge p/kWh | Fixed charge p/MPAN/day
Notes: | [Add DNO specific notes relevant to charges]
Site Specific preserved charges/additional LLFCs
| Closed LLFCs | PCs | Red/black unit charge p/kWh | Amber/yellow unit charge p/kWh | Green unit charge p/kWh | Fixed charge p/MPAN/day | Capacity charge p/kVA/day | Exceeded capacity charge p/kVA/day | Reactive power charge p/kVArh
0
Notes: | Time periods
[Add DNO specific notes relevant to charges]
Unit charges in the red time band apply – between [xx:xx] and [xx:xx], Monday to Friday including bank holidays.
Unit charges in the amber time band apply – between [xx:xx] and [xx:xx], Monday to Friday including bank holidays.
Unit charges in the green time band apply – between [xx:xx] and [xx:xx], Monday to Friday including bank holidays, and [xx:xx] and [xx:xx] Saturday and Sunday.
All times are UK clock-time.
[Add DNO specific notes]

## Annex 4 LDNO charges
Back to Overview | Copy from CDCM table 3701 "Tariffs!A42:I84" and paste values into A14 |  |  |  | Copy from EDCM table 6005 "LDNORev!B549:G683" and paste values into D57
Western Power Distribution (South Wales) plc - Effective from 1 April 2023 - Final LDNO tariffs
Time Bands for LV and HV Designated Properties |  |  |  |  | Time Bands for Unmetered Properties
Time periods | Red Time Band | Amber Time Band | Green Time Band |  |  |  | Black Time Band | Yellow Time Band | Green Time Band
Monday to Friday | 17:00 to 19:30 | 07:30 to 17:00 19:30 to 22:00 | 00:00 to 07:30 22:00 to 24:00 |  | Monday to Friday Nov to Feb (excluding 22nd Dec to 4th Jan inclusive) |  | 17:00 to 19:30 | 07:30 to 17:00 19:30 to 22:00 | 00:00 to 07:30 22:00 to 24:00
Weekends |  | 12:00 to 13:00 16:00 to 21:00 | 00:00 to 12:00 13:00 to 16:00 21:00 to 24:00 |  | Monday to Friday Mar to Oct (plus 22nd Dec to 4th Jan inclusive) |  |  | 07:30 to 22:00 | 00:00 to 07:30 22:00 to 24:00
Notes | All the above times are in UK Clock time |  |  |  | Weekends |  |  | 12:00 to 13:00 16:00 to 21:00 | 00:00 to 12:00 13:00 to 16:00 21:00 to 24:00
[5 empty] | Notes |  | All the above times are in UK Clock time
Tariff name | Unique billing identifier | PCs | Red/black unit charge p/kWh | Amber/yellow unit charge p/kWh | Green unit charge p/kWh | Fixed charge p/MPAN/day | Capacity charge p/kVA/day | Exceeded capacity charge p/kVA/day | Reactive power charge p/kVArh
LDNO LV: Domestic Aggregated with Residual |  | 0, 1, 2 | 7.471 | 0.818 | 0.089 | 9.8 | 0 | 0 | 0
LDNO LV: Domestic Aggregated (Related MPAN) |  | 2 | 7.471 | 0.818 | 0.089 | 0 | 0 | 0 | 0
LDNO LV: Non-Domestic Aggregated No Residual |  | 0, 3, 4, 5-8 | 6.741 | 0.738 | 0.081 | 8.17 | 0 | 0 | 0
LDNO LV: Non-Domestic Aggregated Band 1 |  | 0, 3, 4, 5-8 | 6.741 | 0.738 | 0.081 | 10.82 | 0 | 0 | 0
LDNO LV: Non-Domestic Aggregated Band 2 |  | 0, 3, 4, 5-8 | 6.741 | 0.738 | 0.081 | 21.29 | 0 | 0 | 0
LDNO LV: Non-Domestic Aggregated Band 3 |  | 0, 3, 4, 5-8 | 6.741 | 0.738 | 0.081 | 40.12 | 0 | 0 | 0
LDNO LV: Non-Domestic Aggregated Band 4 |  | 0, 3, 4, 5-8 | 6.741 | 0.738 | 0.081 | 110.33 | 0 | 0 | 0
LDNO LV: Non-Domestic Aggregated (related MPAN) |  | 4 | 6.741 | 0.738 | 0.081 | 0 | 0 | 0 | 0
LDNO LV: LV Site Specific No Residual |  | 0 | 5.156 | 0.556 | 0.065 | 12.2 | 3.03 | 5.66 | 0.114
LDNO LV: LV Site Specific Band 1 |  | 0 | 5.156 | 0.556 | 0.065 | 176.06 | 3.03 | 5.66 | 0.114
LDNO LV: LV Site Specific Band 2 |  | 0 | 5.156 | 0.556 | 0.065 | 340.36 | 3.03 | 5.66 | 0.114
LDNO LV: LV Site Specific Band 3 |  | 0 | 5.156 | 0.556 | 0.065 | 549.1 | 3.03 | 5.66 | 0.114
LDNO LV: LV Site Specific Band 4 |  | 0 | 5.156 | 0.556 | 0.065 | 1289.58 | 3.03 | 5.66 | 0.114
LDNO LV: Unmetered Supplies |  | 0, 1 or 8 | 17.929 | 2.139 | 1.539 | 0 | 0 | 0 | 0
LDNO LV: LV Generation Aggregated |  | 0 | -7.467 | -0.817 | -0.089 | 0 | 0 | 0 | 0
LDNO LV: LV Generation Site Specific |  | 0 | -7.467 | -0.817 | -0.089 | 0 | 0 | 0 | 0.19
LDNO HV: Domestic Aggregated with Residual |  | 0, 1, 2 | 4.652 | 0.509 | 0.056 | 6.21 | 0 | 0 | 0
LDNO HV: Domestic Aggregated (Related MPAN) |  | 2 | 4.652 | 0.509 | 0.056 | 0 | 0 | 0 | 0
LDNO HV: Non-Domestic Aggregated No Residual |  | 0, 3, 4, 5-8 | 4.197 | 0.459 | 0.05 | 5.16 | 0 | 0 | 0
LDNO HV: Non-Domestic Aggregated Band 1 |  | 0, 3, 4, 5-8 | 4.197 | 0.459 | 0.05 | 6.81 | 0 | 0 | 0
LDNO HV: Non-Domestic Aggregated Band 2 |  | 0, 3, 4, 5-8 | 4.197 | 0.459 | 0.05 | 13.33 | 0 | 0 | 0
LDNO HV: Non-Domestic Aggregated Band 3 |  | 0, 3, 4, 5-8 | 4.197 | 0.459 | 0.05 | 25.05 | 0 | 0 | 0
LDNO HV: Non-Domestic Aggregated Band 4 |  | 0, 3, 4, 5-8 | 4.197 | 0.459 | 0.05 | 68.76 | 0 | 0 | 0
LDNO HV: Non-Domestic Aggregated (related MPAN) |  | 4 | 4.197 | 0.459 | 0.05 | 0 | 0 | 0 | 0
LDNO HV: LV Site Specific No Residual |  | 0 | 3.21 | 0.346 | 0.041 | 7.67 | 1.89 | 3.52 | 0.071
LDNO HV: LV Site Specific Band 1 |  | 0 | 3.21 | 0.346 | 0.041 | 109.68 | 1.89 | 3.52 | 0.071
LDNO HV: LV Site Specific Band 2 |  | 0 | 3.21 | 0.346 | 0.041 | 211.98 | 1.89 | 3.52 | 0.071
LDNO HV: LV Site Specific Band 3 |  | 0 | 3.21 | 0.346 | 0.041 | 341.94 | 1.89 | 3.52 | 0.071
LDNO HV: LV Site Specific Band 4 |  | 0 | 3.21 | 0.346 | 0.041 | 802.97 | 1.89 | 3.52 | 0.071
LDNO HV: LV Sub Site Specific No Residual |  | 0 | 3.479 | 0.36 | 0.05 | 9.19 | 3.02 | 5.06 | 0.078
LDNO HV: LV Sub Site Specific Band 1 |  | 0 | 3.479 | 0.36 | 0.05 | 166.44 | 3.02 | 5.06 | 0.078
LDNO HV: LV Sub Site Specific Band 2 |  | 0 | 3.479 | 0.36 | 0.05 | 324.12 | 3.02 | 5.06 | 0.078
LDNO HV: LV Sub Site Specific Band 3 |  | 0 | 3.479 | 0.36 | 0.05 | 524.45 | 3.02 | 5.06 | 0.078
LDNO HV: LV Sub Site Specific Band 4 |  | 0 | 3.479 | 0.36 | 0.05 | 1235.09 | 3.02 | 5.06 | 0.078
LDNO HV: HV Site Specific No Residual |  | 0 | 3.081 | 0.309 | 0.047 | 100.42 | 3.75 | 6.5 | 0.064
LDNO HV: HV Site Specific Band 1 |  | 0 | 3.081 | 0.309 | 0.047 | 1054.17 | 3.75 | 6.5 | 0.064
LDNO HV: HV Site Specific Band 2 |  | 0 | 3.081 | 0.309 | 0.047 | 3604.93 | 3.75 | 6.5 | 0.064
LDNO HV: HV Site Specific Band 3 |  | 0 | 3.081 | 0.309 | 0.047 | 7297.24 | 3.75 | 6.5 | 0.064
LDNO HV: HV Site Specific Band 4 |  | 0 | 3.081 | 0.309 | 0.047 | 16172.2 | 3.75 | 6.5 | 0.064
LDNO HV: Unmetered Supplies |  | 0, 1 or 8 | 11.162 | 1.332 | 0.958 | 0 | 0 | 0 | 0
LDNO HV: LV Generation Aggregated |  | 0 | -7.467 | -0.817 | -0.089 | 0 | 0 | 0 | 0
LDNO HV: LV Sub Generation Aggregated |  | 0 | -6.774 | -0.735 | -0.084 | 0 | 0 | 0 | 0
LDNO HV: LV Generation Site Specific |  | 0 | -7.467 | -0.817 | -0.089 | 0 | 0 | 0 | 0.19
LDNO HV: LV Sub Generation Site Specific |  | 0 | -6.774 | -0.735 | -0.084 | 0 | 0 | 0 | 0.155
LDNO HV: HV Generation Site Specific |  | 0 | -4.358 | -0.448 | -0.064 | 0 | 0 | 0 | 0.129
LDNO HVplus: Domestic Aggregated with Residual |  | 0, 1, 2 | 2.853 | 0.312 | 0.034 | 3.92 | 0 | 0 | 0
LDNO HVplus: Domestic Aggregated (Related MPAN) |  | 2 | 2.853 | 0.312 | 0.034 | 0 | 0 | 0 | 0
LDNO HVplus: Non-Domestic Aggregated No Residual |  | 0, 3, 4, 5-8 | 2.574 | 0.282 | 0.031 | 3.24 | 0 | 0 | 0
LDNO HVplus: Non-Domestic Aggregated Band 1 |  | 0, 3, 4, 5-8 | 2.574 | 0.282 | 0.031 | 4.25 | 0 | 0 | 0
LDNO HVplus: Non-Domestic Aggregated Band 2 |  | 0, 3, 4, 5-8 | 2.574 | 0.282 | 0.031 | 8.25 | 0 | 0 | 0
LDNO HVplus: Non-Domestic Aggregated Band 3 |  | 0, 3, 4, 5-8 | 2.574 | 0.282 | 0.031 | 15.44 | 0 | 0 | 0
LDNO HVplus: Non-Domestic Aggregated Band 4 |  | 0, 3, 4, 5-8 | 2.574 | 0.282 | 0.031 | 42.25 | 0 | 0 | 0
LDNO HVplus: Non-Domestic Aggregated (related MPAN) |  | 4 | 2.574 | 0.282 | 0.031 | 0 | 0 | 0 | 0
LDNO HVplus: LV Site Specific No Residual |  | 0 | 1.969 | 0.212 | 0.025 | 4.77 | 1.16 | 2.16 | 0.043
LDNO HVplus: LV Site Specific Band 1 |  | 0 | 1.969 | 0.212 | 0.025 | 67.35 | 1.16 | 2.16 | 0.043
LDNO HVplus: LV Site Specific Band 2 |  | 0 | 1.969 | 0.212 | 0.025 | 130.1 | 1.16 | 2.16 | 0.043
LDNO HVplus: LV Site Specific Band 3 |  | 0 | 1.969 | 0.212 | 0.025 | 209.82 | 1.16 | 2.16 | 0.043
LDNO HVplus: LV Site Specific Band 4 |  | 0 | 1.969 | 0.212 | 0.025 | 492.62 | 1.16 | 2.16 | 0.043
LDNO HVplus: LV Sub Site Specific No Residual |  | 0 | 2.088 | 0.216 | 0.03 | 5.59 | 1.81 | 3.04 | 0.047
LDNO HVplus: LV Sub Site Specific Band 1 |  | 0 | 2.088 | 0.216 | 0.03 | 99.96 | 1.81 | 3.04 | 0.047
LDNO HVplus: LV Sub Site Specific Band 2 |  | 0 | 2.088 | 0.216 | 0.03 | 194.59 | 1.81 | 3.04 | 0.047
LDNO HVplus: LV Sub Site Specific Band 3 |  | 0 | 2.088 | 0.216 | 0.03 | 314.82 | 1.81 | 3.04 | 0.047
LDNO HVplus: LV Sub Site Specific Band 4 |  | 0 | 2.088 | 0.216 | 0.03 | 741.29 | 1.81 | 3.04 | 0.047
LDNO HVplus: HV Site Specific No Residual |  | 0 | 1.822 | 0.183 | 0.028 | 59.46 | 2.21 | 3.85 | 0.038
LDNO HVplus: HV Site Specific Band 1 |  | 0 | 1.822 | 0.183 | 0.028 | 623.41 | 2.21 | 3.85 | 0.038
LDNO HVplus: HV Site Specific Band 2 |  | 0 | 1.822 | 0.183 | 0.028 | 2131.69 | 2.21 | 3.85 | 0.038
LDNO HVplus: HV Site Specific Band 3 |  | 0 | 1.822 | 0.183 | 0.028 | 4314.98 | 2.21 | 3.85 | 0.038
LDNO HVplus: HV Site Specific Band 4 |  | 0 | 1.822 | 0.183 | 0.028 | 9562.79 | 2.21 | 3.85 | 0.038
LDNO HVplus: Unmetered Supplies |  | 0, 1 or 8 | 6.847 | 0.817 | 0.588 | 0 | 0 | 0 | 0
LDNO HVplus: LV Generation Aggregated |  | 0 | -2.872 | -0.314 | -0.034 | 0 | 0 | 0 | 0
LDNO HVplus: LV Sub Generation Aggregated |  | 0 | -3.098 | -0.336 | -0.038 | 0 | 0 | 0 | 0
LDNO HVplus: LV Generation Site Specific |  | 0 | -2.872 | -0.314 | -0.034 | 0 | 0 | 0 | 0.073
LDNO HVplus: LV Sub Generation Site Specific |  | 0 | -3.098 | -0.336 | -0.038 | 0 | 0 | 0 | 0.071
LDNO HVplus: HV Generation Site Specific |  | 0 | -4.358 | -0.448 | -0.064 | 81.12 | 0 | 0 | 0.129
LDNO EHV: Domestic Aggregated with Residual |  | 0, 1, 2 | 2.275 | 0.249 | 0.027 | 3.19 | 0 | 0 | 0
LDNO EHV: Domestic Aggregated (Related MPAN) |  | 2 | 2.275 | 0.249 | 0.027 | 0 | 0 | 0 | 0
LDNO EHV: Non-Domestic Aggregated No Residual |  | 0, 3, 4, 5-8 | 2.053 | 0.225 | 0.025 | 2.62 | 0 | 0 | 0
LDNO EHV: Non-Domestic Aggregated Band 1 |  | 0, 3, 4, 5-8 | 2.053 | 0.225 | 0.025 | 3.43 | 0 | 0 | 0
LDNO EHV: Non-Domestic Aggregated Band 2 |  | 0, 3, 4, 5-8 | 2.053 | 0.225 | 0.025 | 6.61 | 0 | 0 | 0
LDNO EHV: Non-Domestic Aggregated Band 3 |  | 0, 3, 4, 5-8 | 2.053 | 0.225 | 0.025 | 12.35 | 0 | 0 | 0
LDNO EHV: Non-Domestic Aggregated Band 4 |  | 0, 3, 4, 5-8 | 2.053 | 0.225 | 0.025 | 33.73 | 0 | 0 | 0
LDNO EHV: Non-Domestic Aggregated (related MPAN) |  | 4 | 2.053 | 0.225 | 0.025 | 0 | 0 | 0 | 0
LDNO EHV: LV Site Specific No Residual |  | 0 | 1.57 | 0.169 | 0.02 | 3.84 | 0.92 | 1.72 | 0.035
LDNO EHV: LV Site Specific Band 1 |  | 0 | 1.57 | 0.169 | 0.02 | 53.75 | 0.92 | 1.72 | 0.035
LDNO EHV: LV Site Specific Band 2 |  | 0 | 1.57 | 0.169 | 0.02 | 103.79 | 0.92 | 1.72 | 0.035
LDNO EHV: LV Site Specific Band 3 |  | 0 | 1.57 | 0.169 | 0.02 | 167.36 | 0.92 | 1.72 | 0.035
LDNO EHV: LV Site Specific Band 4 |  | 0 | 1.57 | 0.169 | 0.02 | 392.89 | 0.92 | 1.72 | 0.035
LDNO EHV: LV Sub Site Specific No Residual |  | 0 | 1.665 | 0.172 | 0.024 | 4.49 | 1.45 | 2.42 | 0.037
LDNO EHV: LV Sub Site Specific Band 1 |  | 0 | 1.665 | 0.172 | 0.024 | 79.75 | 1.45 | 2.42 | 0.037
LDNO EHV: LV Sub Site Specific Band 2 |  | 0 | 1.665 | 0.172 | 0.024 | 155.22 | 1.45 | 2.42 | 0.037
LDNO EHV: LV Sub Site Specific Band 3 |  | 0 | 1.665 | 0.172 | 0.024 | 251.09 | 1.45 | 2.42 | 0.037
LDNO EHV: LV Sub Site Specific Band 4 |  | 0 | 1.665 | 0.172 | 0.024 | 591.2 | 1.45 | 2.42 | 0.037
LDNO EHV: HV Site Specific No Residual |  | 0 | 1.453 | 0.146 | 0.022 | 47.45 | 1.77 | 3.07 | 0.03
LDNO EHV: HV Site Specific Band 1 |  | 0 | 1.453 | 0.146 | 0.022 | 497.19 | 1.77 | 3.07 | 0.03
LDNO EHV: HV Site Specific Band 2 |  | 0 | 1.453 | 0.146 | 0.022 | 1700 | 1.77 | 3.07 | 0.03
LDNO EHV: HV Site Specific Band 3 |  | 0 | 1.453 | 0.146 | 0.022 | 3441.1 | 1.77 | 3.07 | 0.03
LDNO EHV: HV Site Specific Band 4 |  | 0 | 1.453 | 0.146 | 0.022 | 7626.07 | 1.77 | 3.07 | 0.03
LDNO EHV: Unmetered Supplies |  | 0, 1 or 8 | 5.46 | 0.652 | 0.469 | 0 | 0 | 0 | 0
LDNO EHV: LV Generation Aggregated |  | 0 | -2.291 | -0.251 | -0.027 | 0 | 0 | 0 | 0
LDNO EHV: LV Sub Generation Aggregated |  | 0 | -2.47 | -0.268 | -0.031 | 0 | 0 | 0 | 0
LDNO EHV: LV Generation Site Specific |  | 0 | -2.291 | -0.251 | -0.027 | 0 | 0 | 0 | 0.058
LDNO EHV: LV Sub Generation Site Specific |  | 0 | -2.47 | -0.268 | -0.031 | 0 | 0 | 0 | 0.057
LDNO EHV: HV Generation Site Specific |  | 0 | -3.476 | -0.357 | -0.051 | 64.69 | 0 | 0 | 0.103
LDNO 132kV/EHV: Domestic Aggregated with Residual |  | 0, 1, 2 | 1.907 | 0.209 | 0.023 | 2.72 | 0 | 0 | 0
LDNO 132kV/EHV: Domestic Aggregated (Related MPAN) |  | 2 | 1.907 | 0.209 | 0.023 | 0 | 0 | 0 | 0
LDNO 132kV/EHV: Non-Domestic Aggregated No Residual |  | 0, 3, 4, 5-8 | 1.72 | 0.188 | 0.021 | 2.22 | 0 | 0 | 0
LDNO 132kV/EHV: Non-Domestic Aggregated Band 1 |  | 0, 3, 4, 5-8 | 1.72 | 0.188 | 0.021 | 2.9 | 0 | 0 | 0
LDNO 132kV/EHV: Non-Domestic Aggregated Band 2 |  | 0, 3, 4, 5-8 | 1.72 | 0.188 | 0.021 | 5.57 | 0 | 0 | 0
LDNO 132kV/EHV: Non-Domestic Aggregated Band 3 |  | 0, 3, 4, 5-8 | 1.72 | 0.188 | 0.021 | 10.38 | 0 | 0 | 0
LDNO 132kV/EHV: Non-Domestic Aggregated Band 4 |  | 0, 3, 4, 5-8 | 1.72 | 0.188 | 0.021 | 28.3 | 0 | 0 | 0
LDNO 132kV/EHV: Non-Domestic Aggregated (related MPAN) |  | 4 | 1.72 | 0.188 | 0.021 | 0 | 0 | 0 | 0
LDNO 132kV/EHV: LV Site Specific No Residual |  | 0 | 1.316 | 0.142 | 0.017 | 3.25 | 0.77 | 1.44 | 0.029
LDNO 132kV/EHV: LV Site Specific Band 1 |  | 0 | 1.316 | 0.142 | 0.017 | 45.07 | 0.77 | 1.44 | 0.029
LDNO 132kV/EHV: LV Site Specific Band 2 |  | 0 | 1.316 | 0.142 | 0.017 | 87 | 0.77 | 1.44 | 0.029
LDNO 132kV/EHV: LV Site Specific Band 3 |  | 0 | 1.316 | 0.142 | 0.017 | 140.27 | 0.77 | 1.44 | 0.029
LDNO 132kV/EHV: LV Site Specific Band 4 |  | 0 | 1.316 | 0.142 | 0.017 | 329.24 | 0.77 | 1.44 | 0.029
LDNO 132kV/EHV: LV Sub Site Specific No Residual |  | 0 | 1.395 | 0.144 | 0.02 | 3.8 | 1.21 | 2.03 | 0.031
LDNO 132kV/EHV: LV Sub Site Specific Band 1 |  | 0 | 1.395 | 0.144 | 0.02 | 66.86 | 1.21 | 2.03 | 0.031
LDNO 132kV/EHV: LV Sub Site Specific Band 2 |  | 0 | 1.395 | 0.144 | 0.02 | 130.09 | 1.21 | 2.03 | 0.031
LDNO 132kV/EHV: LV Sub Site Specific Band 3 |  | 0 | 1.395 | 0.144 | 0.02 | 210.43 | 1.21 | 2.03 | 0.031
LDNO 132kV/EHV: LV Sub Site Specific Band 4 |  | 0 | 1.395 | 0.144 | 0.02 | 495.42 | 1.21 | 2.03 | 0.031
LDNO 132kV/EHV: HV Site Specific No Residual |  | 0 | 1.217 | 0.122 | 0.018 | 39.79 | 1.48 | 2.57 | 0.025
LDNO 132kV/EHV: HV Site Specific Band 1 |  | 0 | 1.217 | 0.122 | 0.018 | 416.64 | 1.48 | 2.57 | 0.025
LDNO 132kV/EHV: HV Site Specific Band 2 |  | 0 | 1.217 | 0.122 | 0.018 | 1424.52 | 1.48 | 2.57 | 0.025
LDNO 132kV/EHV: HV Site Specific Band 3 |  | 0 | 1.217 | 0.122 | 0.018 | 2883.45 | 1.48 | 2.57 | 0.025
LDNO 132kV/EHV: HV Site Specific Band 4 |  | 0 | 1.217 | 0.122 | 0.018 | 6390.19 | 1.48 | 2.57 | 0.025
LDNO 132kV/EHV: Unmetered Supplies |  | 0, 1 or 8 | 4.575 | 0.546 | 0.393 | 0 | 0 | 0 | 0
LDNO 132kV/EHV: LV Generation Aggregated |  | 0 | -1.919 | -0.21 | -0.023 | 0 | 0 | 0 | 0
LDNO 132kV/EHV: LV Sub Generation Aggregated |  | 0 | -2.07 | -0.225 | -0.026 | 0 | 0 | 0 | 0
LDNO 132kV/EHV: LV Generation Site Specific |  | 0 | -1.919 | -0.21 | -0.023 | 0 | 0 | 0 | 0.049
LDNO 132kV/EHV: LV Sub Generation Site Specific |  | 0 | -2.07 | -0.225 | -0.026 | 0 | 0 | 0 | 0.047
LDNO 132kV/EHV: HV Generation Site Specific |  | 0 | -2.912 | -0.299 | -0.043 | 54.21 | 0 | 0 | 0.086
LDNO 132kV: Domestic Aggregated with Residual |  | 0, 1, 2 | 1.078 | 0.118 | 0.013 | 1.66 | 0 | 0 | 0
LDNO 132kV: Domestic Aggregated (Related MPAN) |  | 2 | 1.078 | 0.118 | 0.013 | 0 | 0 | 0 | 0
LDNO 132kV: Non-Domestic Aggregated No Residual |  | 0, 3, 4, 5-8 | 0.973 | 0.106 | 0.012 | 1.34 | 0 | 0 | 0
LDNO 132kV: Non-Domestic Aggregated Band 1 |  | 0, 3, 4, 5-8 | 0.973 | 0.106 | 0.012 | 1.72 | 0 | 0 | 0
LDNO 132kV: Non-Domestic Aggregated Band 2 |  | 0, 3, 4, 5-8 | 0.973 | 0.106 | 0.012 | 3.23 | 0 | 0 | 0
LDNO 132kV: Non-Domestic Aggregated Band 3 |  | 0, 3, 4, 5-8 | 0.973 | 0.106 | 0.012 | 5.95 | 0 | 0 | 0
LDNO 132kV: Non-Domestic Aggregated Band 4 |  | 0, 3, 4, 5-8 | 0.973 | 0.106 | 0.012 | 16.08 | 0 | 0 | 0
LDNO 132kV: Non-Domestic Aggregated (related MPAN) |  | 4 | 0.973 | 0.106 | 0.012 | 0 | 0 | 0 | 0
LDNO 132kV: LV Site Specific No Residual |  | 0 | 0.744 | 0.08 | 0.009 | 1.92 | 0.44 | 0.82 | 0.016
LDNO 132kV: LV Site Specific Band 1 |  | 0 | 0.744 | 0.08 | 0.009 | 25.57 | 0.44 | 0.82 | 0.016
LDNO 132kV: LV Site Specific Band 2 |  | 0 | 0.744 | 0.08 | 0.009 | 49.28 | 0.44 | 0.82 | 0.016
LDNO 132kV: LV Site Specific Band 3 |  | 0 | 0.744 | 0.08 | 0.009 | 79.4 | 0.44 | 0.82 | 0.016
LDNO 132kV: LV Site Specific Band 4 |  | 0 | 0.744 | 0.08 | 0.009 | 186.26 | 0.44 | 0.82 | 0.016
LDNO 132kV: LV Sub Site Specific No Residual |  | 0 | 0.789 | 0.082 | 0.011 | 2.23 | 0.69 | 1.15 | 0.018
LDNO 132kV: LV Sub Site Specific Band 1 |  | 0 | 0.789 | 0.082 | 0.011 | 37.89 | 0.69 | 1.15 | 0.018
LDNO 132kV: LV Sub Site Specific Band 2 |  | 0 | 0.789 | 0.082 | 0.011 | 73.65 | 0.69 | 1.15 | 0.018
LDNO 132kV: LV Sub Site Specific Band 3 |  | 0 | 0.789 | 0.082 | 0.011 | 119.08 | 0.69 | 1.15 | 0.018
LDNO 132kV: LV Sub Site Specific Band 4 |  | 0 | 0.789 | 0.082 | 0.011 | 280.23 | 0.69 | 1.15 | 0.018
LDNO 132kV: HV Site Specific No Residual |  | 0 | 0.688 | 0.069 | 0.01 | 22.58 | 0.84 | 1.45 | 0.014
LDNO 132kV: HV Site Specific Band 1 |  | 0 | 0.688 | 0.069 | 0.01 | 235.69 | 0.84 | 1.45 | 0.014
LDNO 132kV: HV Site Specific Band 2 |  | 0 | 0.688 | 0.069 | 0.01 | 805.63 | 0.84 | 1.45 | 0.014
LDNO 132kV: HV Site Specific Band 3 |  | 0 | 0.688 | 0.069 | 0.01 | 1630.64 | 0.84 | 1.45 | 0.014
LDNO 132kV: HV Site Specific Band 4 |  | 0 | 0.688 | 0.069 | 0.01 | 3613.66 | 0.84 | 1.45 | 0.014
LDNO 132kV: Unmetered Supplies |  | 0, 1 or 8 | 2.587 | 0.309 | 0.222 | 0 | 0 | 0 | 0
LDNO 132kV: LV Generation Aggregated |  | 0 | -1.085 | -0.119 | -0.013 | 0 | 0 | 0 | 0
LDNO 132kV: LV Sub Generation Aggregated |  | 0 | -1.171 | -0.127 | -0.014 | 0 | 0 | 0 | 0
LDNO 132kV: LV Generation Site Specific |  | 0 | -1.085 | -0.119 | -0.013 | 0 | 0 | 0 | 0.028
LDNO 132kV: LV Sub Generation Site Specific |  | 0 | -1.171 | -0.127 | -0.014 | 0 | 0 | 0 | 0.027
LDNO 132kV: HV Generation Site Specific |  | 0 | -1.647 | -0.169 | -0.024 | 30.65 | 0 | 0 | 0.049
LDNO 0000: Domestic Aggregated with Residual |  | 0, 1, 2 | 0.313 | 0.034 | 0.004 | 0.69 | 0 | 0 | 0
LDNO 0000: Domestic Aggregated (Related MPAN) |  | 2 | 0.313 | 0.034 | 0.004 | 0 | 0 | 0 | 0
LDNO 0000: Non-Domestic Aggregated No Residual |  | 0, 3, 4, 5-8 | 0.283 | 0.031 | 0.003 | 0.52 | 0 | 0 | 0
LDNO 0000: Non-Domestic Aggregated Band 1 |  | 0, 3, 4, 5-8 | 0.283 | 0.031 | 0.003 | 0.63 | 0 | 0 | 0
LDNO 0000: Non-Domestic Aggregated Band 2 |  | 0, 3, 4, 5-8 | 0.283 | 0.031 | 0.003 | 1.07 | 0 | 0 | 0
LDNO 0000: Non-Domestic Aggregated Band 3 |  | 0, 3, 4, 5-8 | 0.283 | 0.031 | 0.003 | 1.86 | 0 | 0 | 0
LDNO 0000: Non-Domestic Aggregated Band 4 |  | 0, 3, 4, 5-8 | 0.283 | 0.031 | 0.003 | 4.8 | 0 | 0 | 0
LDNO 0000: Non-Domestic Aggregated (related MPAN) |  | 4 | 0.283 | 0.031 | 0.003 | 0 | 0 | 0 | 0
LDNO 0000: LV Site Specific No Residual |  | 0 | 0.216 | 0.023 | 0.003 | 0.69 | 0.13 | 0.24 | 0.005
LDNO 0000: LV Site Specific Band 1 |  | 0 | 0.216 | 0.023 | 0.003 | 7.56 | 0.13 | 0.24 | 0.005
LDNO 0000: LV Site Specific Band 2 |  | 0 | 0.216 | 0.023 | 0.003 | 14.45 | 0.13 | 0.24 | 0.005
LDNO 0000: LV Site Specific Band 3 |  | 0 | 0.216 | 0.023 | 0.003 | 23.2 | 0.13 | 0.24 | 0.005
LDNO 0000: LV Site Specific Band 4 |  | 0 | 0.216 | 0.023 | 0.003 | 54.24 | 0.13 | 0.24 | 0.005
LDNO 0000: LV Sub Site Specific No Residual |  | 0 | 0.229 | 0.024 | 0.003 | 0.78 | 0.2 | 0.33 | 0.005
LDNO 0000: LV Sub Site Specific Band 1 |  | 0 | 0.229 | 0.024 | 0.003 | 11.14 | 0.2 | 0.33 | 0.005
LDNO 0000: LV Sub Site Specific Band 2 |  | 0 | 0.229 | 0.024 | 0.003 | 21.53 | 0.2 | 0.33 | 0.005
LDNO 0000: LV Sub Site Specific Band 3 |  | 0 | 0.229 | 0.024 | 0.003 | 34.72 | 0.2 | 0.33 | 0.005
LDNO 0000: LV Sub Site Specific Band 4 |  | 0 | 0.229 | 0.024 | 0.003 | 81.54 | 0.2 | 0.33 | 0.005
LDNO 0000: HV Site Specific No Residual |  | 0 | 0.2 | 0.02 | 0.003 | 6.69 | 0.24 | 0.42 | 0.004
LDNO 0000: HV Site Specific Band 1 |  | 0 | 0.2 | 0.02 | 0.003 | 68.6 | 0.24 | 0.42 | 0.004
LDNO 0000: HV Site Specific Band 2 |  | 0 | 0.2 | 0.02 | 0.003 | 234.17 | 0.24 | 0.42 | 0.004
LDNO 0000: HV Site Specific Band 3 |  | 0 | 0.2 | 0.02 | 0.003 | 473.84 | 0.24 | 0.42 | 0.004
LDNO 0000: HV Site Specific Band 4 |  | 0 | 0.2 | 0.02 | 0.003 | 1049.91 | 0.24 | 0.42 | 0.004
LDNO 0000: Unmetered Supplies |  | 0, 1 or 8 | 0.752 | 0.09 | 0.065 | 0 | 0 | 0 | 0
LDNO 0000: LV Generation Aggregated |  | 0 | -0.315 | -0.035 | -0.004 | 0 | 0 | 0 | 0
LDNO 0000: LV Sub Generation Aggregated |  | 0 | -0.34 | -0.037 | -0.004 | 0 | 0 | 0 | 0
LDNO 0000: LV Generation Site Specific |  | 0 | -0.315 | -0.035 | -0.004 | 0 | 0 | 0 | 0.008
LDNO 0000: LV Sub Generation Site Specific |  | 0 | -0.34 | -0.037 | -0.004 | 0 | 0 | 0 | 0.008
LDNO 0000: HV Generation Site Specific |  | 0 | -0.478 | -0.049 | -0.007 | 8.9 | 0 | 0 | 0.014

## Annex 5 LLFs
Back to Overview
This table has intentionally been left blank. The line loss factors that are approved by the BSC Panel for the applicable year and consequently published on the Elexon website will take precedence and be used in Settlement. This annex will be re-published once these values are available.
Western Power Distribution (South Wales) plc - Illustrative LLFs for year beginning 1 April 2023
Time periods | Period 1 | Period 2 | Period 3 | Period 4
| Peak | Winter | Night | Other
Monday to Friday Mar to Oct |  |  | 00:30 - 07:30 | 00:00 - 00:30 07:30 - 24:00
Monday to Friday Nov to Feb | 16:00 – 19:00 | 07:30 – 16:00 | 00:30 - 07:30 | 00:00 - 00:30 19:00 - 24:00
Saturday and Sunday All Year |  |  | 00:30 - 07:30 | 00:00 - 00:30 07:30 - 24:00
Notes | All the above times are in UK Clock time
Generic demand and generation LLFs
Metered voltage, respective periods and associated LLFCs
Metered voltage | Period 1 | Period 2 | Period 3 | Period 4 | Associated LLFC
132kV connected
132/EHV connected
132/HV connected
EHV connected |  |  |  |  | 596, 699
High Voltage Substation |  |  |  |  | 444, 605, 607
High Voltage Network |  |  |  |  | 95, 96, 400, 606, 698, 3, HST, H00, H02, H03, H04, N30, N32, N33, N34
Low Voltage Substation |  |  |  |  | 93, 94, 344, 602, 604, 717, 2, SST, N20, N22, N23, N24, S00, S02, S03, S04
Low Voltage Network |  |  |  |  | 91, 92, 100, 101, 105, 106, 116, 117, 194, 200, 201, 294, 300, 603, 697, 700, 701, 718, 719, 720, 800, 801, 810, 811, 843, 860, 861, 862, 863, 1, LST, B10, B12, B13, B14, L00, L02, L03, L04, M10, M12, M13, M14, N10, N12, N13, N14
EHV site specific LLFs
Demand
Site | Period 1 | Period 2 | Period 3 | Period 4 | Associated LLFC
Site 1
Site 2
Site 3
Site 4
Site 5
EHV site specific LLFs
Generation
Site | Period 1 | Period 2 | Period 3 | Period 4 | Associated LLFC
Site 1
Site 2
Site 3
Site 4
Site 5

## Annex 6 New or Amended EHV
Back to Overview | [6 empty] | Note: The list of MPANs/MSIDs provided may be incomplete; the DNO reserves the right to apply the listed charges to any other MPANs/MSIDs associated with the site. If sites appear in both Annex 2 and Annex 6, the charges in Annex 6 take precedence. Where an existing Designated EHV Property is modified and energised in the charging year, we may revise the EDCM charges for the modified Designated EHV Property.
Annex 6 - Charges for New or Amended Designated EHV Properties
Western Power Distribution (South Wales) plc - Effective from 1 April 2023 - Final new designated EHV charges
Effective from date | Import Unique Identifier | LLFC | Import MPANs/MSIDs | Export Unique Identifier | LLFC | Export MPANs/MSIDs | Name | Import Super Red unit charge (p/kWh) | Import fixed charge (p/day) | Import capacity charge (p/kVA/day) | Import exceeded capacity charge (p/kVA/day) | Export Super Red unit charge (p/kWh) | Export fixed charge (p/day) | Export capacity charge (p/kVA/day) | Export exceeded capacity charge (p/kVA/day)
| EDCM import 1 |  |  | EDCM export 1
| EDCM import 2 |  |  | EDCM export 2
| EDCM import 3 |  |  | EDCM export 3
| EDCM import 4 |  |  | EDCM export 4
| EDCM import 5 |  |  | EDCM export 5
| EDCM import 6 |  |  | EDCM export 6
| EDCM import 7 |  |  | EDCM export 7
| EDCM import 8 |  |  | EDCM export 8
| EDCM import 9 |  |  | EDCM export 9
| EDCM import 10 |  |  | EDCM export 10
Western Power Distribution (South Wales) plc - Effective from 1 April 2023 - Final new designated EHV line loss factors
Effective from date | Import Unique Identifier | LLFC | Import MPANs/MSIDs | Export Unique Identifier | LLFC | Export MPANs/MSIDs | Name | Import LLF period 1 | Import LLF period 2 | Import LLF period 3 | Import LLF period 4 | Export LLF period 1 | Export LLF period 2 | Export LLF period 3 | Export LLF period 4
| EDCM Import 1 |  |  | EDCM Export 1
| EDCM Import 2 |  |  | EDCM Export 2
| EDCM Import 3 |  |  | EDCM Export 3
| EDCM Import 4 |  |  | EDCM Export 4
| EDCM Import 5 |  |  | EDCM Export 5
| EDCM Import 6 |  |  | EDCM Export 6
| EDCM Import 7 |  |  | EDCM Export 7
| EDCM Import 8 |  |  | EDCM Export 8
| EDCM Import 9 |  |  | EDCM Export 9
| EDCM Import 10 |  |  | EDCM Export 10

## Annex 7 Pass-Through Costs
Back to Overview
Western Power Distribution (South Wales) plc - Effective from 1 April 2023 - Final Supplier of Last Resort and Eligible Bad Debt Pass-Through Costs
Tariff name | Open LLFCs / LDNO unique billing identifier | PCs | Supplier of Last Resort Fixed charge adder* p/MPAN/day | Excess Supplier of Last Resort Fixed charge adder** p/MPAN/day | Eligible Bad Debt Fixed charge adder*** p/MPAN/day
Domestic Aggregated with Residual | 100, 105, 800, 860, 101, 106, 801, 861, 116 | 0, 1, 2 | 0.10316 | 0 | 0.1858
Domestic Aggregated (Related MPAN) | 194, 843 | 2 | 0 | 0 | 0
Non-Domestic Aggregated No Residual | N10, N20, N30, M10, B10 | 0, 3, 4, 5-8 |  |  | 0.1858
Non-Domestic Aggregated Band 1 | 1, 2, 3, 117, 200, 201, 810, 811, 862, 863 | 0, 3, 4, 5-8 |  |  | 0.1858
Non-Domestic Aggregated Band 2 | N12, N22, N32, M12, B12 | 0, 3, 4, 5-8 |  |  | 0.1858
Non-Domestic Aggregated Band 3 | N13, N23, N33, M13, B13 | 0, 3, 4, 5-8 |  |  | 0.1858
Non-Domestic Aggregated Band 4 | N14, N24, N34, M14, B14 | 0, 3, 4, 5-8 |  |  | 0.1858
Non-Domestic Aggregated (related MPAN) | 294 | 4 |  |  | 0
LV Site Specific No Residual | L00, LST | 0 |  |  | 0.1858
LV Site Specific Band 1 | 300 | 0 |  |  | 0.1858
LV Site Specific Band 2 | L02 | 0 |  |  | 0.1858
LV Site Specific Band 3 | L03 | 0 |  |  | 0.1858
LV Site Specific Band 4 | L04 | 0 |  |  | 0.1858
LV Sub Site Specific No Residual | S00, SST | 0 |  |  | 0.1858
LV Sub Site Specific Band 1 | 344 | 0 |  |  | 0.1858
LV Sub Site Specific Band 2 | S02 | 0 |  |  | 0.1858
LV Sub Site Specific Band 3 | S03 | 0 |  |  | 0.1858
LV Sub Site Specific Band 4 | S04 | 0 |  |  | 0.1858
HV Site Specific No Residual | H00, HST | 0 |  |  | 0.1858
HV Site Specific Band 1 | 400 | 0 |  |  | 0.1858
HV Site Specific Band 2 | H02 | 0 |  |  | 0.1858
HV Site Specific Band 3 | H03 | 0 |  |  | 0.1858
HV Site Specific Band 4 | H04 | 0 |  |  | 0.1858
Unmetered Supplies | 718, 701, 719, 720, 700 | 0, 1 or 8 |  |  | 0
LV Generation Aggregated | 697 | 0 |  |  | 0
LV Sub Generation Aggregated | 717 | 0 |  |  | 0
LV Generation Site Specific | 697, 603 | 0 |  |  | 0
LV Generation Site Specific no RP charge | 91, 92 | 0 |  |  | 0
LV Sub Generation Site Specific | 602, 604 | 0 |  |  | 0
LV Sub Generation Site Specific no RP charge | 93, 94 | 0 |  |  | 0
HV Generation Site Specific | 698, 606 | 0 |  |  | 0
HV Generation Site Specific no RP charge | 95, 96 | 0 |  |  | 0
LDNO LV: Domestic Aggregated with Residual | 0 | 0, 1, 2 | 0.10316 | 0 | 0.1858
LDNO LV: Domestic Aggregated (Related MPAN) | 0 | 2 | 0 | 0 | 0
LDNO LV: Non-Domestic Aggregated No Residual | 0 | 0, 3, 4, 5-8 |  |  | 0.1858
LDNO LV: Non-Domestic Aggregated Band 1 | 0 | 0, 3, 4, 5-8 |  |  | 0.1858
LDNO LV: Non-Domestic Aggregated Band 2 | 0 | 0, 3, 4, 5-8 |  |  | 0.1858
LDNO LV: Non-Domestic Aggregated Band 3 | 0 | 0, 3, 4, 5-8 |  |  | 0.1858
LDNO LV: Non-Domestic Aggregated Band 4 | 0 | 0, 3, 4, 5-8 |  |  | 0.1858
LDNO LV: Non-Domestic Aggregated (related MPAN) | 0 | 4 |  |  | 0
LDNO LV: LV Site Specific No Residual | 0 | 0 |  |  | 0.1858
LDNO LV: LV Site Specific Band 1 | 0 | 0 |  |  | 0.1858
LDNO LV: LV Site Specific Band 2 | 0 | 0 |  |  | 0.1858
LDNO LV: LV Site Specific Band 3 | 0 | 0 |  |  | 0.1858
LDNO LV: LV Site Specific Band 4 | 0 | 0 |  |  | 0.1858
LDNO LV: Unmetered Supplies | 0 | 0, 1 or 8 |  |  | 0
LDNO LV: LV Generation Aggregated | 0 | 0 |  |  | 0
LDNO LV: LV Generation Site Specific | 0 | 0 |  |  | 0
LDNO HV: Domestic Aggregated with Residual | 0 | 0, 1, 2 | 0.10316 | 0 | 0.1858
LDNO HV: Domestic Aggregated (Related MPAN) | 0 | 2 | 0 | 0 | 0
LDNO HV: Non-Domestic Aggregated No Residual | 0 | 0, 3, 4, 5-8 |  |  | 0.1858
LDNO HV: Non-Domestic Aggregated Band 1 | 0 | 0, 3, 4, 5-8 |  |  | 0.1858
LDNO HV: Non-Domestic Aggregated Band 2 | 0 | 0, 3, 4, 5-8 |  |  | 0.1858
LDNO HV: Non-Domestic Aggregated Band 3 | 0 | 0, 3, 4, 5-8 |  |  | 0.1858
LDNO HV: Non-Domestic Aggregated Band 4 | 0 | 0, 3, 4, 5-8 |  |  | 0.1858
LDNO HV: Non-Domestic Aggregated (related MPAN) | 0 | 4 |  |  | 0
LDNO HV: LV Site Specific No Residual | 0 | 0 |  |  | 0.1858
LDNO HV: LV Site Specific Band 1 | 0 | 0 |  |  | 0.1858
LDNO HV: LV Site Specific Band 2 | 0 | 0 |  |  | 0.1858
LDNO HV: LV Site Specific Band 3 | 0 | 0 |  |  | 0.1858
LDNO HV: LV Site Specific Band 4 | 0 | 0 |  |  | 0.1858
LDNO HV: LV Sub Site Specific No Residual | 0 | 0 |  |  | 0.1858
LDNO HV: LV Sub Site Specific Band 1 | 0 | 0 |  |  | 0.1858
LDNO HV: LV Sub Site Specific Band 2 | 0 | 0 |  |  | 0.1858
LDNO HV: LV Sub Site Specific Band 3 | 0 | 0 |  |  | 0.1858
LDNO HV: LV Sub Site Specific Band 4 | 0 | 0 |  |  | 0.1858
LDNO HV: HV Site Specific No Residual | 0 | 0 |  |  | 0.1858
LDNO HV: HV Site Specific Band 1 | 0 | 0 |  |  | 0.1858
LDNO HV: HV Site Specific Band 2 | 0 | 0 |  |  | 0.1858
LDNO HV: HV Site Specific Band 3 | 0 | 0 |  |  | 0.1858
LDNO HV: HV Site Specific Band 4 | 0 | 0 |  |  | 0.1858
LDNO HV: Unmetered Supplies | 0 | 0, 1 or 8 |  |  | 0
LDNO HV: LV Generation Aggregated | 0 | 0 |  |  | 0
LDNO HV: LV Sub Generation Aggregated | 0 | 0 |  |  | 0
LDNO HV: LV Generation Site Specific | 0 | 0 |  |  | 0
LDNO HV: LV Sub Generation Site Specific | 0 | 0 |  |  | 0
LDNO HV: HV Generation Site Specific | 0 | 0 |  |  | 0
LDNO HVplus: Domestic Aggregated with Residual | 0 | 0, 1, 2 | 0.10316 | 0 | 0.1858
LDNO HVplus: Domestic Aggregated (Related MPAN) | 0 | 2 | 0 | 0 | 0
LDNO HVplus: Non-Domestic Aggregated No Residual | 0 | 0, 3, 4, 5-8 |  |  | 0.1858
LDNO HVplus: Non-Domestic Aggregated Band 1 | 0 | 0, 3, 4, 5-8 |  |  | 0.1858
LDNO HVplus: Non-Domestic Aggregated Band 2 | 0 | 0, 3, 4, 5-8 |  |  | 0.1858
LDNO HVplus: Non-Domestic Aggregated Band 3 | 0 | 0, 3, 4, 5-8 |  |  | 0.1858
LDNO HVplus: Non-Domestic Aggregated Band 4 | 0 | 0, 3, 4, 5-8 |  |  | 0.1858
LDNO HVplus: Non-Domestic Aggregated (related MPAN) | 0 | 4 |  |  | 0
LDNO HVplus: LV Site Specific No Residual | 0 | 0 |  |  | 0.1858
LDNO HVplus: LV Site Specific Band 1 | 0 | 0 |  |  | 0.1858
LDNO HVplus: LV Site Specific Band 2 | 0 | 0 |  |  | 0.1858
LDNO HVplus: LV Site Specific Band 3 | 0 | 0 |  |  | 0.1858
LDNO HVplus: LV Site Specific Band 4 | 0 | 0 |  |  | 0.1858
LDNO HVplus: LV Sub Site Specific No Residual | 0 | 0 |  |  | 0.1858
LDNO HVplus: LV Sub Site Specific Band 1 | 0 | 0 |  |  | 0.1858
LDNO HVplus: LV Sub Site Specific Band 2 | 0 | 0 |  |  | 0.1858
LDNO HVplus: LV Sub Site Specific Band 3 | 0 | 0 |  |  | 0.1858
LDNO HVplus: LV Sub Site Specific Band 4 | 0 | 0 |  |  | 0.1858
LDNO HVplus: HV Site Specific No Residual | 0 | 0 |  |  | 0.1858
LDNO HVplus: HV Site Specific Band 1 | 0 | 0 |  |  | 0.1858
LDNO HVplus: HV Site Specific Band 2 | 0 | 0 |  |  | 0.1858
LDNO HVplus: HV Site Specific Band 3 | 0 | 0 |  |  | 0.1858
LDNO HVplus: HV Site Specific Band 4 | 0 | 0 |  |  | 0.1858
LDNO HVplus: Unmetered Supplies | 0 | 0, 1 or 8 |  |  | 0
LDNO HVplus: LV Generation Aggregated | 0 | 0 |  |  | 0
LDNO HVplus: LV Sub Generation Aggregated | 0 | 0 |  |  | 0
LDNO HVplus: LV Generation Site Specific | 0 | 0 |  |  | 0
LDNO HVplus: LV Sub Generation Site Specific | 0 | 0 |  |  | 0
LDNO HVplus: HV Generation Site Specific | 0 | 0 |  |  | 0
LDNO EHV: Domestic Aggregated with Residual | 0 | 0, 1, 2 | 0.10316 | 0 | 0.1858
LDNO EHV: Domestic Aggregated (Related MPAN) | 0 | 2 | 0 | 0 | 0
LDNO EHV: Non-Domestic Aggregated No Residual | 0 | 0, 3, 4, 5-8 |  |  | 0.1858
LDNO EHV: Non-Domestic Aggregated Band 1 | 0 | 0, 3, 4, 5-8 |  |  | 0.1858
LDNO EHV: Non-Domestic Aggregated Band 2 | 0 | 0, 3, 4, 5-8 |  |  | 0.1858
LDNO EHV: Non-Domestic Aggregated Band 3 | 0 | 0, 3, 4, 5-8 |  |  | 0.1858
LDNO EHV: Non-Domestic Aggregated Band 4 | 0 | 0, 3, 4, 5-8 |  |  | 0.1858
LDNO EHV: Non-Domestic Aggregated (related MPAN) | 0 | 4 |  |  | 0
LDNO EHV: LV Site Specific No Residual | 0 | 0 |  |  | 0.1858
LDNO EHV: LV Site Specific Band 1 | 0 | 0 |  |  | 0.1858
LDNO EHV: LV Site Specific Band 2 | 0 | 0 |  |  | 0.1858
LDNO EHV: LV Site Specific Band 3 | 0 | 0 |  |  | 0.1858
LDNO EHV: LV Site Specific Band 4 | 0 | 0 |  |  | 0.1858
LDNO EHV: LV Sub Site Specific No Residual | 0 | 0 |  |  | 0.1858
LDNO EHV: LV Sub Site Specific Band 1 | 0 | 0 |  |  | 0.1858
LDNO EHV: LV Sub Site Specific Band 2 | 0 | 0 |  |  | 0.1858
LDNO EHV: LV Sub Site Specific Band 3 | 0 | 0 |  |  | 0.1858
LDNO EHV: LV Sub Site Specific Band 4 | 0 | 0 |  |  | 0.1858
LDNO EHV: HV Site Specific No Residual | 0 | 0 |  |  | 0.1858
LDNO EHV: HV Site Specific Band 1 | 0 | 0 |  |  | 0.1858
LDNO EHV: HV Site Specific Band 2 | 0 | 0 |  |  | 0.1858
LDNO EHV: HV Site Specific Band 3 | 0 | 0 |  |  | 0.1858
LDNO EHV: HV Site Specific Band 4 | 0 | 0 |  |  | 0.1858
LDNO EHV: Unmetered Supplies | 0 | 0, 1 or 8 |  |  | 0
LDNO EHV: LV Generation Aggregated | 0 | 0 |  |  | 0
LDNO EHV: LV Sub Generation Aggregated | 0 | 0 |  |  | 0
LDNO EHV: LV Generation Site Specific | 0 | 0 |  |  | 0
LDNO EHV: LV Sub Generation Site Specific | 0 | 0 |  |  | 0
LDNO EHV: HV Generation Site Specific | 0 | 0 |  |  | 0
LDNO 132kV/EHV: Domestic Aggregated with Residual | 0 | 0, 1, 2 | 0.10316 | 0 | 0.1858
LDNO 132kV/EHV: Domestic Aggregated (Related MPAN) | 0 | 2 | 0 | 0 | 0
LDNO 132kV/EHV: Non-Domestic Aggregated No Residual | 0 | 0, 3, 4, 5-8 |  |  | 0.1858
LDNO 132kV/EHV: Non-Domestic Aggregated Band 1 | 0 | 0, 3, 4, 5-8 |  |  | 0.1858
LDNO 132kV/EHV: Non-Domestic Aggregated Band 2 | 0 | 0, 3, 4, 5-8 |  |  | 0.1858
LDNO 132kV/EHV: Non-Domestic Aggregated Band 3 | 0 | 0, 3, 4, 5-8 |  |  | 0.1858
LDNO 132kV/EHV: Non-Domestic Aggregated Band 4 | 0 | 0, 3, 4, 5-8 |  |  | 0.1858
LDNO 132kV/EHV: Non-Domestic Aggregated (related MPAN) | 0 | 4 |  |  | 0
LDNO 132kV/EHV: LV Site Specific No Residual | 0 | 0 |  |  | 0.1858
LDNO 132kV/EHV: LV Site Specific Band 1 | 0 | 0 |  |  | 0.1858
LDNO 132kV/EHV: LV Site Specific Band 2 | 0 | 0 |  |  | 0.1858
LDNO 132kV/EHV: LV Site Specific Band 3 | 0 | 0 |  |  | 0.1858
LDNO 132kV/EHV: LV Site Specific Band 4 | 0 | 0 |  |  | 0.1858
LDNO 132kV/EHV: LV Sub Site Specific No Residual | 0 | 0 |  |  | 0.1858
LDNO 132kV/EHV: LV Sub Site Specific Band 1 | 0 | 0 |  |  | 0.1858
LDNO 132kV/EHV: LV Sub Site Specific Band 2 | 0 | 0 |  |  | 0.1858
LDNO 132kV/EHV: LV Sub Site Specific Band 3 | 0 | 0 |  |  | 0.1858
LDNO 132kV/EHV: LV Sub Site Specific Band 4 | 0 | 0 |  |  | 0.1858
LDNO 132kV/EHV: HV Site Specific No Residual | 0 | 0 |  |  | 0.1858
LDNO 132kV/EHV: HV Site Specific Band 1 | 0 | 0 |  |  | 0.1858
LDNO 132kV/EHV: HV Site Specific Band 2 | 0 | 0 |  |  | 0.1858
LDNO 132kV/EHV: HV Site Specific Band 3 | 0 | 0 |  |  | 0.1858
LDNO 132kV/EHV: HV Site Specific Band 4 | 0 | 0 |  |  | 0.1858
LDNO 132kV/EHV: Unmetered Supplies | 0 | 0, 1 or 8 |  |  | 0
LDNO 132kV/EHV: LV Generation Aggregated | 0 | 0 |  |  | 0
LDNO 132kV/EHV: LV Sub Generation Aggregated | 0 | 0 |  |  | 0
LDNO 132kV/EHV: LV Generation Site Specific | 0 | 0 |  |  | 0
LDNO 132kV/EHV: LV Sub Generation Site Specific | 0 | 0 |  |  | 0
LDNO 132kV/EHV: HV Generation Site Specific | 0 | 0 |  |  | 0
LDNO 132kV: Domestic Aggregated with Residual | 0 | 0, 1, 2 | 0.10316 | 0 | 0.1858
LDNO 132kV: Domestic Aggregated (Related MPAN) | 0 | 2 | 0 | 0 | 0
LDNO 132kV: Non-Domestic Aggregated No Residual | 0 | 0, 3, 4, 5-8 |  |  | 0.1858
LDNO 132kV: Non-Domestic Aggregated Band 1 | 0 | 0, 3, 4, 5-8 |  |  | 0.1858
LDNO 132kV: Non-Domestic Aggregated Band 2 | 0 | 0, 3, 4, 5-8 |  |  | 0.1858
LDNO 132kV: Non-Domestic Aggregated Band 3 | 0 | 0, 3, 4, 5-8 |  |  | 0.1858
LDNO 132kV: Non-Domestic Aggregated Band 4 | 0 | 0, 3, 4, 5-8 |  |  | 0.1858
LDNO 132kV: Non-Domestic Aggregated (related MPAN) | 0 | 4 |  |  | 0
LDNO 132kV: LV Site Specific No Residual | 0 | 0 |  |  | 0.1858
LDNO 132kV: LV Site Specific Band 1 | 0 | 0 |  |  | 0.1858
LDNO 132kV: LV Site Specific Band 2 | 0 | 0 |  |  | 0.1858
LDNO 132kV: LV Site Specific Band 3 | 0 | 0 |  |  | 0.1858
LDNO 132kV: LV Site Specific Band 4 | 0 | 0 |  |  | 0.1858
LDNO 132kV: LV Sub Site Specific No Residual | 0 | 0 |  |  | 0.1858
LDNO 132kV: LV Sub Site Specific Band 1 | 0 | 0 |  |  | 0.1858
LDNO 132kV: LV Sub Site Specific Band 2 | 0 | 0 |  |  | 0.1858
LDNO 132kV: LV Sub Site Specific Band 3 | 0 | 0 |  |  | 0.1858
LDNO 132kV: LV Sub Site Specific Band 4 | 0 | 0 |  |  | 0.1858
LDNO 132kV: HV Site Specific No Residual | 0 | 0 |  |  | 0.1858
LDNO 132kV: HV Site Specific Band 1 | 0 | 0 |  |  | 0.1858
LDNO 132kV: HV Site Specific Band 2 | 0 | 0 |  |  | 0.1858
LDNO 132kV: HV Site Specific Band 3 | 0 | 0 |  |  | 0.1858
LDNO 132kV: HV Site Specific Band 4 | 0 | 0 |  |  | 0.1858
LDNO 132kV: Unmetered Supplies | 0 | 0, 1 or 8 |  |  | 0
LDNO 132kV: LV Generation Aggregated | 0 | 0 |  |  | 0
LDNO 132kV: LV Sub Generation Aggregated | 0 | 0 |  |  | 0
LDNO 132kV: LV Generation Site Specific | 0 | 0 |  |  | 0
LDNO 132kV: LV Sub Generation Site Specific | 0 | 0 |  |  | 0
LDNO 132kV: HV Generation Site Specific | 0 | 0 |  |  | 0
LDNO 0000: Domestic Aggregated with Residual | 0 | 0, 1, 2 | 0.10316 | 0 | 0.1858
LDNO 0000: Domestic Aggregated (Related MPAN) | 0 | 2 | 0 | 0 | 0
LDNO 0000: Non-Domestic Aggregated No Residual | 0 | 0, 3, 4, 5-8 |  |  | 0.1858
LDNO 0000: Non-Domestic Aggregated Band 1 | 0 | 0, 3, 4, 5-8 |  |  | 0.1858
LDNO 0000: Non-Domestic Aggregated Band 2 | 0 | 0, 3, 4, 5-8 |  |  | 0.1858
LDNO 0000: Non-Domestic Aggregated Band 3 | 0 | 0, 3, 4, 5-8 |  |  | 0.1858
LDNO 0000: Non-Domestic Aggregated Band 4 | 0 | 0, 3, 4, 5-8 |  |  | 0.1858
LDNO 0000: Non-Domestic Aggregated (related MPAN) | 0 | 4 |  |  | 0
LDNO 0000: LV Site Specific No Residual | 0 | 0 |  |  | 0.1858
LDNO 0000: LV Site Specific Band 1 | 0 | 0 |  |  | 0.1858
LDNO 0000: LV Site Specific Band 2 | 0 | 0 |  |  | 0.1858
LDNO 0000: LV Site Specific Band 3 | 0 | 0 |  |  | 0.1858
LDNO 0000: LV Site Specific Band 4 | 0 | 0 |  |  | 0.1858
LDNO 0000: LV Sub Site Specific No Residual | 0 | 0 |  |  | 0.1858
LDNO 0000: LV Sub Site Specific Band 1 | 0 | 0 |  |  | 0.1858
LDNO 0000: LV Sub Site Specific Band 2 | 0 | 0 |  |  | 0.1858
LDNO 0000: LV Sub Site Specific Band 3 | 0 | 0 |  |  | 0.1858
LDNO 0000: LV Sub Site Specific Band 4 | 0 | 0 |  |  | 0.1858
LDNO 0000: HV Site Specific No Residual | 0 | 0 |  |  | 0.1858
LDNO 0000: HV Site Specific Band 1 | 0 | 0 |  |  | 0.1858
LDNO 0000: HV Site Specific Band 2 | 0 | 0 |  |  | 0.1858
LDNO 0000: HV Site Specific Band 3 | 0 | 0 |  |  | 0.1858
LDNO 0000: HV Site Specific Band 4 | 0 | 0 |  |  | 0.1858
LDNO 0000: Unmetered Supplies | 0 | 0, 1 or 8 |  |  | 0
LDNO 0000: LV Generation Aggregated | 0 | 0 |  |  | 0
LDNO 0000: LV Sub Generation Aggregated | 0 | 0 |  |  | 0
LDNO 0000: LV Generation Site Specific | 0 | 0 |  |  | 0
LDNO 0000: LV Sub Generation Site Specific | 0 | 0 |  |  | 0
LDNO 0000: HV Generation Site Specific | 0 | 0 |  |  | 0
*Supplier of Last Resort pass-through costs which are recovered on a two year lag allocated to all domestic tariffs with a fixed charge (including LDNO)
**Supplier of Last Resort pass-through costs which are not recovered on a two year lag allocated to all domestic tariffs with a fixed charge (including LDNO)
***Eligible Bad Debt pass-through costs allocated to all metered demand tariffs (including LDNO)

## Nodal prices
Back to Overview
Western Power Distribution (South Wales) plc - Effective from 1 April 2023 - Final Nodal/Zonal charges
Node/Zone ID | Geographical name | Local charge 1 £/kVA | Remote charge 1 £/kVA
ABAE51 |  | 0.052885 | 12.629
ABAM3G |  | 1.8321 | 0.11015
ABDA5 |  | 1.1298 | 9.6653
ABEC5 |  | 0.26922 | 2.2324
ABEP5 |  | 0.072076 | 2.756
ABGA5 |  | 0.59092 | 4.5539
ABGK3G |  | 0.1512 | 1.8853
ABGL3G
ABPK3G |  | 1.8547 | 0.10982
ABSY5 |  | 1.7625 | 7.8578
ABTC3 |  | 0.11478 | 0.1623
ABTI5 |  | 1.2354 | 4.6783
ABTY5 |  | 2.595 | 1.1149
AFAN3G |  | -4.3979 | 0.49357
ALCO3_MAIN1 | ALCO3_MAIN2 | -0.27541 | -0.034998
ALCO3_MAIN2 |  | 2.0602
ALLA3G
ALLE1 |  | 1.2459
ALPH31 | ALPH32
ALPH32
ASHG5 |  | 1.5259 | 1.6414
BAGL3G |  | -0.0013045 | 0.49524
BARG3_#3L5 |  | -0.40218 | 1.5403
BARP1_MAIN1 |  | 1.0973
BARY3_#5L5 |  | -1.8766 | 1.1117
BBIO3G
BBWF6G |  | 12.9116 | 5.8343
BCIS3G |  | 3.8487 | 6.0759
BDKB3G |  | 0.033685 | 0.44235
BEAU3_MAIN1 |  | -0.57083 | 0.31248
BFGF3G1 |  | -0.0013044 | 0.4949
BHNL3G |  | 0.23404 | 1.1028
BIRC5 |  | 0.59642 | -0.83544
BISH51 |  | 0.78033 | 3.9026
BISH52 |  | 0.78148 | 3.8966
BLAE1 |  | 8.7095 | 0.50763
BLAE5 |  | 1.2573 | 7.5296
BLAK3G |  | -0.049405 | 1.978
BLAP5 |  | 1.6887 | 17.1042
BLBW31G |  | 4.0073 | 9.0078
BLDI3G |  | 1.1162 | 2.9898
BOCM1_#110 | BOCM1_#210 | 0.17216
BOCM1_#210 |  | 0.41774
BOVE5 |  | 0.25266 | 1.3959
BPAP5 |  |  | 1.1789
BRAW5 |  | 0.31178 | 15.6483
BRCS3G |  | -0.61712 | 0.31083
BREC5 |  | 1.7019 | 11.8759
BREW1 |  | 1.0963 | 0.0015876
BRHI5 |  | 0.44842 | 0.53301
BRID5 |  | 0.98526 | 18.3888
BRIE3_MAIN1
BRIF5 |  | 0.14459 | 0.54087
BRMA5 |  | 0.50187 | 0.55342
BRNW3G
BROA5 |  | 0.33359 | 0.8785
BROF5 |  | 0.31224 | 5.8166
BRTE5 |  | 0.7325 | 5.2823
BRTH3G |  | 0.7259
BRYT3_MAIN1
BTEG3G |  | 0.71448 | 2.9782
BTWF6_1H0 |  | 12.9116 | 5.8343
BTWS1 |  | 0.034296 | 0.0076919
BUIL5 |  | 2.3573 | 16.6712
BWEL3G |  | -0.86253 | 1.1368
CAEA5 |  | 0.33721 | 1.1605
CAER5 |  | 1.2641 | 7.7569
CALD5 |  | 0.41021 | 2.31
CANT5 |  | 0.21928 | 1.0071
CARE5 |  | 0.58196
CARG5 |  | 1.0913 | 19.5164
CARS5 |  | 0.1419 | 0.10971
CATN5A |  | 0.013687 | 0.23519
CBET3G |  | -0.0036424
CBGD3 |  | -0.42058 | 0.47492
CCKV3G |  | 0.82494 | 0.75088
CCLM3G |  | 1.0962 | 3.087
CCSG3G |  | -0.028651 | 3.5968
CEFN6A |  | 0.26784
CHEP5 |  | 1.4641 | 8.405
CIFR3G |  | 0.20072 | 0.014351
CLAS5 |  | 0.054156 | 0.6566
CLWD3G |  | -0.8288 | 0.55888
CNEP3_#1L5 |  | -0.11901
CNNC3G |  | 0.13962 | 0.77204
COED1_MAIN1 |  | 0.58064 | -0.00051233
COMS5 |  | 0.59011 | 3.3489
CORN3G |  | -1.14
COUR5 |  | 0.34414 | 0.88483
COWB5 |  | 0.22946 | 0.67351
CPER3G |  | 0.037153
CRBW3G |  | 0.035443 | 0.77289
CREI5 |  | 1.0552 | 6.4917
CRHA5 |  | 0.89477 | 1.2376
CRIC5A |  | 0.26224 | 6.5848
CRIC5B |  | 0.26224 | 6.2213
CROE6G |  | 0.059902 | 1.4483
CRUG3G |  | 10.812 | 10.07
CRUM5 |  | 1.0507 | 3.9972
CRUS3G |  |  | 3.5546
CRWY5 |  | 0.41845 | 3.2681
CWAL1
CWFR5 |  | 0.56724 | 8.2204
CWMB5 |  | 0.70105 | 1.2041
CWMF5 |  | 0.88204 | 5.5675
CYNC5 |  | 0.36589 | 2.6258
DERW3G |  | 0.027514 | 0.34159
DOW_11 |  | 0.45926
DOWE3G |  | 0.023145 | 1.4813
DOWW3G |  | 0.023097 | 1.4861
DRAG5a |  |  | 3.8773
DRAG5aa |  |  | 3.8773
DRAG5aaaa |  |  | 3.8773
DRAG5aaaa |  |  | 3.8773
DRAG5b |  | 0.63277 | 4.2744
DRAG5b |  | 0.63277 | 4.2744
DRAG5 |  | 0.63277 | 4.2744
DRAG5 |  | 0.63277 | 4.2744
DUFF1_110
DYFG3_1H0 |  | 3.0324 | 6.5209
EAST5 |  | 2.3593 | 0.28077
EBBC5 |  | 0.1363 | 0.10749
ELY_5 |  | 0.1396 | 1.7537
ENER5 |  | 0.36845 | 0.24995
ENRG3G |  | 1.5046 | 0.0074546
FAIR5 |  | 0.82533 | 2.62
FELI3
FENT3_#2L5 |  | 0.32079 | 5.7492
FERG3 |  | 6.6372
FFYO6_1H0 |  | 1.1481
FISH5 |  | 0.44538 | 17.516
FMON3G |  | 0.080856 | 0.16244
FOET6_1H0
FORB1_&210 |  | 4.9906 | 0.039003
FOSL3_#2L5 |  | 1.5465 | 2.9835
GARN5 |  | 0.49669 | 3.0593
GASY5 |  | 0.23771 | 1.9791
GETH5 |  | 0.48681 | 1.8029
GHSE1 |  | 2.7206 | 0.063694
GKTR31 |  | 1.0567 | 0.24836
GLAS5 |  | 1.1019 | 12.2021
GLWI3G |  | 1.0777
GLYN1_MAIN1 |  | 0.081553
GLYN1_MAIN2 |  | 0.21963
GOLD5 |  | 0.69863 | 2.4367
GOWS3G |  | -0.34097 | -0.1214
GRAN6A |  | 0.048173
GRAT5 |  | 0.47943 | 0.078734
GRNF3G |  | 0.23508 | 0.34032
GWAU5 |  | 2.6586 | 1.7957
GWNL3_#3L5 |  | 1.7318 | -0.0055578
HAVP5 |  | 0.77585 | 9.3576
HAVS3G |  | 0.32077 | 5.7492
HAWD3_MAIN1 |  | -0.0013019 | 0.49528
HAWS1 |  | 0.00051076
HEAT5 |  | 1.1013 | 3.9151
HEND5 |  | 0.53771 | 0.61974
HFDF3G |  | 0.21568 | 3.5914
HHOS5 |  | 0.37808 | 3.9255
HIGF3G |  | 0.15056 | 1.8805
HIGH5 |  | 0.75563 | 2.7871
HILL3_#2L5 |  | 0.15179 | 3.6108
HIRW5 |  | 0.48833 | 1.9359
HNDF3G |  | 0.76892 | 1.5901
HNDR3G |  | 0.20358 | 1.7941
HNDY6G |  | 12.8076 | 5.7598
HOPK3G |  | -0.85719 | 0.55832
HOPL3G |  | -0.036229 | 1.9939
INCS5 |  |  | 0.083886
IRON5 |  | 0.95254 | 6.6239
JERM5 |  | 0.061053 | 0.63462
JESU3G |  | 0.026264 | 0.37057
JORD3G |  | 2.2894 | 2.066
KIDW5 |  | 0.54792 | 4.6146
LADY5 |  | 0.072807 | 0.9933
LAMB1 |  | 0.19191
LAMP1T |  | 9.7793 | 0.37393
LAMP5 |  | 0.44917 | 9.3313
LBRI3_1H0 |  | 3.8199 | 6.4463
LCDL3G |  | 0.070916 | 0.17469
LCYS3G |  | 0.12 | 0.76106
LDEI5 |  | 1.1019 | 8.9538
LDOV5 |  | 0.64688 | 9.6006
LFYR5 |  | 0.53564 | 9.3439
LGAD5 |  | 0.75601 | 9.7997
LHSE6_1H0 |  | 3.5198 | 5.9656
LIDR3G |  | 1.1422 | 6.4026
LIME5 |  | 0.49329 | 3.0661
LITC5 |  | 0.89007 | 4.5399
LLAG51 |  | 1.443 | 4.0602
LLAG52 |  | 1.443 | 4.0602
LLAN1T | LAMP1T | 11.391 | 0.50128
LLAN5 |  | 0.27214 | 12.2963
LLAY5 |  | 0.87745 | 13.1829
LLCY5 |  | 0.33561 | 0.95219
LLDO5 |  | 0.85441 | 1.241
LLDR5 |  | 1.3117 | 16.8539
LLEL5A |  | 0.58411 | 2.1488
LLIS5 |  | 0.60934 | -0.83482
LLTA5 |  | 1.4381 | 2.1899
LLYA6_1H0
LLYN5 |  | 0.047345 | 1.1188
LNTH3G |  | -0.036229 | 1.9939
LOLA1T |  | 0.058809 | -0.00080012
LOUG3G |  | 0.089278 | 0.1653
LRHI51 |  | 1.1215 | 6.7625
LWND3G |  | 8.3891 | 10.1452
LWNI5 |  | 1.0357 | 11.6214
LWRN1_MAIN1 |  | 0.034146 | 0.00054292
MAEG3G |  | 1.0383 | 1.5339
MAER5 |  | 0.1261 | 3.8035
MAES1 |  | 0.63656 | -0.0014862
MAES5 |  | 1.4147 | 3.5964
MAEW3G |  | 2.1255 | 1.5269
MAGO5 |  | 0.41413 | 1.3118
MANO3 |  | 4.5912 | 4.6829
MANO6G |  | 1.0637 | 5.5036
MASH5 |  | 0.86102 | 1.6164
MBIO1_113A |  | 0.034394
MBRM3G |  | 0.097989 | 0.49861
MEIN5 |  | 0.035083 | 4.4476
MERB5 |  | 0.8624 | 6.6551
MERE5 |  | 0.86935 | 0.60439
MIDD5 |  | 1.7548 | 3.1644
MILL5 |  | 0.075191 | 7.1996
MILP5 |  | 0.16114 | 8.2808
MLPL5 |  | 0.63277 | 4.2744
MMAW3G
MMOL3G |  | 0.17271 | 3.5834
MNYG1 |  | 0.013771 | -0.0075828
MONM5 |  | 1.2684 | 8.9369
MORL5 |  | 0.6999 | 6.7382
MORN5 |  | 0.35328 | 0.57739
MORR5 |  | 0.65087 | 0.57631
MYAB6_1H0
MYNB1_110 |  | -0.4341
MYNG3G |  | 0.33518 | 1.1366
MYNP3G |  | 5.4419
NANG5 |  | 0.55689 | 10.9838
NANT5 |  | 0.28036 | 0.10947
NANW5 |  | 0.16531 | 0.1294
NCES5 |  | 0.67589 | 13.8142
NELS5 |  | 0.46645 | 2.1391
NEVE5 |  | 0.24506 | 17.8651
NEWE5A |  | 1.4586 | 0.68256
NEWE5B |  | 1.364 | 0.68177
NEWH5 |  | 0.33065 | 2.3434
NEWL5 |  | 0.39273 | 4.1047
NEWS5 |  | 1.1605 | 0.052624
NEWW5 |  | 1.1039 | 0.56539
NEWW53 |  |  | 0.5511
NEYL5 |  | 2.104 | 5.0519
NFOE3G |  | 2.7668 | 10.4506
NORT5 |  | 0.53007 | 4.2258
NOTT5 |  | 0.53975 | -1.0698
NTDN3_#1L5 |  | -0.15035
NTEN3G |  | 1.0061 | 9.2948
OAKC3G |  | 0.3213 | 5.7502
OAKG3G |  | 1.2838 | 2.4875
OAKL1
OGMV5 |  |  | 1.0824
PANF5 |  | 0.76045 | 2.2661
PANT5 |  | 1.5892 | 0.58641
PANY6_1H0 |  | 1.1438
PARK5 |  | 0.28232 | 6.8967
PBPV6G |  | 0.049794 | 1.4429
PBRN3G |  | 0.068452 | 1.5274
PCYN31 |  | 1.3545 | 6.4441
PCYN32 |  | 1.3545 | 6.4441
PEBL5 |  | 2.311 | 9.4888
PEGG5 |  | 2.085 | 4.0401
PEMP1_MAIN1
PENA5 |  | 0.7604 | 0.95203
PENC5 |  | 1.0085 | 0.3629
PEND51 |  | 0.52209 | 7.4641
PENL3G
PENM3G |  | 0.02288 | 1.4933
PENR3_#2L5 |  | 2.2689 | 0.10671
PENT5 |  | 0.37988 | 1.7985
PGTN3_#1H0 |  | 0.61285 | 1.1034
PNCS1 |  | -1.1388 | 0.0040771
PNDR1 |  | 2.3554 | 0.11321
PNTA3_#2L5 |  | 1.1163 | 2.9898
PNTL3_MAIN1 |  | -0.085597 | 2.4676
PNTM3G |  | 0.028926 | 0.49778
PNTR3G |  | 1.1163 | 2.9898
PNYC3G |  | -0.84806 | 0.55846
POLL5 |  | 1.2314 | 5.4471
PONA5 |  | 0.12417 | 9.3366
POND5 |  | 1.5983 | 2.2367
PONY5 |  | 1.0913 | 4.3583
POPN51 |  | 0.29922 | 1.2591
POPN52 |  | 0.29922 | 1.2591
PYCM3 |  | 0.76753 | 1.696
PYCN5 |  | 0.35594 | 0.1277
PYLE5 |  | 0.59201
RASW5 |  | 0.6423 | 0.12491
RAVE5 |  | 0.85894 | 3.3129
RDBX3G |  | 1.5286 | 7.6927
REDC3_#2L5 |  | 0.4631 | 6.3233
RGOS3_#2L5 |  | 0.15097 | 1.8835
RHAY5 |  | 1.936 | 16.8184
RHCR1_MAIN1 | RHCR1_MAIN2 | 0.19792
RHCR1_MAIN2
RHOS5 |  | 0.52136 | 10.3826
RHWL3G |  | 1.2926 | 2.0461
RING5 |  | 1.3402 | 3.8285
ROBE51 | ROBE52 |  | 4.925
ROBE52 |  |  | 4.9287
RODM5 |  |  | -0.035629
ROGE5 |  | 0.61567 | 2.5203
ROSD3G |  | 0.91567 | 0.17578
ROVE5 |  | 0.14968 | 0.076768
RSIE3G |  | -0.18585 | 0.32466
RYPD3G |  | -0.0036424
SANA5 |  | 0.55385 | 0.9063
SAND5 |  | 0.32505 | 3.4285
SBRK3G |  | 1.2684 | 2.4602
SCHW51 |  | 0.55762 | 4.4351
SHHK3 |  | -0.003188 | 5.0501
SHIP5 |  | 0.34319 | 0.89396
SIMS11 |  | 0.13307
SKET5 |  | 0.6498 | 1.4972
SMOR3_#1L5 |  | -5.2644 | 0.42888
SOFI3_MAIN1 |  |  | 0.5276
SPTC3_#2L5
SPVL31 |  | -0.94496 | 1.2215
SRON3G |  | -0.84804 | 0.55846
STAR5 |  | 0.58387 | 2.2026
STCL5 |  | 0.1999 | 7.9252
STDA5 |  | 0.1306 | 15.7517
STEY5 |  | 1.8706 | 8.1716
STFL5 |  | 0.63608 | 4.987
STMD3_#3L5 |  | -0.17874
STME5 |  | 0.31767 | 2.8579
STRA5 |  | 0.81418 | 6.0513
STTN3G |  | 0.027514 | 0.34159
STTW5 |  | 0.50767 | 2.4216
SUDB5 |  | 0.32357 | 2.2366
SULG5 |  | 0.21344 | 0.4698
SWAT5 |  | 0.23147 | 0.30157
SWAU3_#1H0 | SWAU3_#2H0 | 0.43331 | 0.70574
SWAU3_#2H0 |  | 0.38616 | 0.7057
SWEF3_MAIN1 |  | 0.084024 | 0.77114
SWRD5 |  | 0.12431 | 2.6491
SWWF5 |  | 0.06615 | 0.76398
TAFF5 |  | 2.0186 | 2.7694
TALB5 |  | 0.5477 | -0.10128
TBAT3G
TBSC3 |  | 0.48999 | 2.8742
TCAT3G |  | -0.39919 | 1.5079
TENB5 |  | 0.21597 | 5.9703
TEWF3_1H3 |  | 5.4419
TIMT3_MAIN1 |  | -0.27541 | -0.034998
TIRJ7 |  | 0.038055 | 0.65749
TJGF3G |  | 0.086478 | 0.77268
TMWR3G
TNYS3G |  | 7.0708
TONY5 |  | 2.1345 | 7.8963
TRAV5 |  | 1.3186 | 1.3931
TRED5 |  | 0.39214 | 0.13792
TREG5 |  |  | 9.1332
TREG5G |  |  | 10.0053
TRET5 |  | 0.71032 | 2.2517
TREV5 |  | 0.82605 | 7.421
TRGF3_#3L5 |  | 0.23076 | 0.19542
TROW5 |  | 0.4097 | 0.069542
TRPK3_#3L5 |  |  | 0.017307
TRST3G
TRSX1_110 |  | 4.3029
TUMB5 |  | 1.1755 | 1.6709
UPBK5 |  | 0.85302 | 9.3307
UPLA5 |  | 0.30489 | 1.4171
UPPB5 |  | 0.56986
USK_5 |  | 3.4421 | 9.2244
VICR5 |  | 1.0877 | 2.7738
VOGN3G
WATT5 |  | 1.4977 | 6.2093
WBIO3G |  | 1.06 | 0.21549
WEAR3G |  | 0.066745 | 4.5039
WELP1
WERN5 |  | 0.25571 | 0.89119
WESF5 |  | 0.47913 | 4.9319
WESX5 |  | 1.6726 | 7.9124
WGWB5 |  | -0.00057709 | 10.9248
WHIT5 |  | 0.79281 | 9.4252
WHTN3_#2L5 |  | 0.058366 | 0.39809
WIND5 |  | 0.25541 | 3.3788
WLND3G |  | 2.8529 | 8.2011
WLOO1 |  | 0.25894
WNGF3G |  | -2.3341 | 0.74256
WNYP3_#2L5 |  | -2.5275 | 0.32651
WNYP3_#3L5 |  | -2.5275 | 0.32651
WOOD5 |  | 0.73253 | 5.0588
WSFM3G |  | -0.092231 | 2.557
WSTC5 |  | -0.0020198 | 2.8524
WTHY3G |  | 1.8691 | 5.8598
WTYS3G |  |  | 0.34162
YEBS3G |  | -0.057509 | 1.9902
YERB3G |  | 0.32093 | 7.5908
YNST5 |  | 0.20284 | 0.87862
YNYS5 |  | 0.76586 | 3.5817
YSTF3G |  | 3.8374 | 6.4746

## SSC unit rate lookup
Back to Overview
Standard Settlement Configuration Id | Standard Settlement Configuration Desc | Common Decode | Change implemented | Date | Comments
3 | 10-hour OP | A/R | Notes updated | 2019-06-10 | Updated to reflect DCP 268 which delinks all tariffs from the TPR bands
4 | 10-hour OP | A/R | Code 1 & 2 changed to A | 2019-06-10 | Updated to reflect DCP 268 which delinks all tariffs from the TPR bands
5 | 10-hour OP + w/e | A/R | Code O changed to A/R | 2019-06-10 | Updated to reflect DCP 268 which delinks all tariffs from the TPR bands
6 | 10.5-hour OP | A/R | Removed TPR | 2019-06-10 | Removed TPR lookup element as this no longer effects which rate to apply
7 | 10.5-hour OP | A/R
8 | 10.5-hour OP | A/R
9 | 10.5-hour OP | A/R
10 | 10.5-hour OP | A/R
11 | 10.5-hour OP | A/R
12 | 10.5-hour OP | A/R
13 | 11 Hour OP | A/R
15 | 11 Hour OP | A/R
16 | 11.5-hour OP | A/R
17 | 11.5-hour OP | A/R
18 | 11.5-hour OP | A/R
19 | 11.5-hour OP | A/R
20 | 11.5-hour OP | A/R
21 | 11.5-hour OP | A/R
22 | 11.5-hour OP | A/R
23 | 11-hour OP | A/R
24 | 11-hour OP | A/R
25 | 11-hour OP | A/R
26 | 11-hour OP | A/R
28 | 11-hour OP | A/R
29 | 11-hour OP | A/R
30 | 11-hour OP | A/R
31 | 11-hour OP | A/R
32 | 11-hour OP | A/R
33 | 11-hour OP | A/R
34 | 11-hour OP | A/R
35 | 11-hour OP | A/R
36 | 11-hour OP | A/R
37 | 11-hour OP | A/R
38 | 11-hour OP | A/R
39 | 11-hour OP | A/R
40 | 11.5-hour OP | A/R
41 | 8.5-hour OP | A/R
42 | 9-hour OP | A/R
43 | 9-hour OP | A/R
44 | 8.5-hour OP | A/R
45 | 11-hour OP + Summer | A/R
46 | 11-hour OP + w/e | A/R
47 | 11-hour OP + w/e & Summer | A/R
48 | 11-hour OP + weekends | A/R
49 | 11.5-hour OP | A/R
50 | 12-hour OP + w/e & Summer | A/R
51 | 12-hour night | A
52 | 12-hour OP | A/R
53 | 12-hour OP | A/R
55 | 12-hour OP | A/R
56 | 12-hour OP | A/R
57 | 12-hour OP | A/R
58 | Key Meter pseudo 2-rate | A
59 | 12-hour OP | A/R
60 | 12-hour OP | A/R
62 | 8-hour OP (see also SSC 427) | A
63 | 9-hour OP | A/R
64 | 12-hour OP | A/R
65 | 12-hour OP + Summer | A/R
66 | 12-hour OP + Summer | A/R
67 | 12.5-hour OP | A/R
71 | 12.5-hour OP | A/R
72 | 12.5-hour OP | A/R
73 | 12.5-hour OP | A/R
74 | 12.5-hour OP + Summer | A/R
75 | 12.5-hour OP + w/e | A/R
76 | 12.5-hour OP + w/e | A/R
77 | 12.5-hour OP + w/e | A/R
78 | 12.5-hour OP + w/e & Summer | A/R
79 | 14-hour E7 | A
80 | 14-hour Off Peak | A/R
81 | 14-hour OP + Sun | A/R
82 | 14.5-hour OP | A/R
83 | 14.5-hour OP | A/R
84 | 14.5-hour OP | A/R
85 | 14.5-hour OP | A/R
86 | 14.5-hour OP | A/R
87 | 14.5-hour OP | A/R
88 | 14.5-hour OP | A/R
91 | 14.5-hour OP + Summer | A/R
92 | 14.5-hour OP + Summer | A/R
93 | split 7-hour E7 | A
94 | 14.5-hour OP + Summer | A/R
95 | 14.5-hour OP + Summer | A/R
96 | 14.5-hour OP + Summer | A/R
97 | 14.5-hour OP + w/e | A/R
98 | 14.5-hour OP + w/e & Summer | A/R
99 | 15-hour OP | A/R
100 | 15-hour OP | A/R
101 | 15-hour OP + w/e & Summer | A/R
102 | 15-hour OP + w/e & Summer | A/R
103 | 15-hour OP + w/e & Summer | A/R
104 | 15.5-hour OP | A/R
105 | 15.5-hour OP | A/R
106 | 15.5-hour OP | A/R
107 | 15.5-hour OP | A/R
108 | 15.5-hour OP | A/R
109 | 15.5-hour OP | A/R
110 | 15.5-hour OP | A/R
111 | 15.5-hour OP + Summer | A/R
112 | 15.5-hour OP + w/e | A/R
113 | 15.5-hour OP + w/e | A/R
115 | 15.5-hour OP + w/e | A/R
116 | 15.5-hour OP + w/e | A/R
117 | 15.5-hour OP + w/e | A/R
118 | 15.5-hour OP + w/e & Summer | A/R
119 | 15.5-hour OP + w/e & Summer | A/R
120 | 9-hour OP | A/R
121 | 2-rate terms | A
122 | 2-rate SToD | A
123 | 2-rate variable SToD | A
124 | 2-rate variable SToD | A
125 | 2-rate variable SToD | A
126 | 7-hour E7 | A
127 | 3-rate SToD | A
128 | Dom/Non-dom Seasonal (link SSC 0342) | A
129 | 3-rate SToD | A
130 | 3-rate variable | A
131 | 3-rate variable | A
132 | 4-rate SToD | A
133 | 4-rate SToD | A
134 | 4-rate SToD | A
135 | 4-rate SToD | A
136 | 4-rate SToD | A
137 | 4-rate SToD | A
138 | 4-rate SToD | A
140 | split 7-hour E7 | A
141 | 5-rate SToD | A
142 | 5-rate SToD | A
143 | 15-hour OP | A/R
144 | 6-rate SToD | A
145 | 6-rate SToD | A
146 | 6-rate SToD | A
147 | 6-rate SToD | A
148 | 7-hour OP (see also SSC 0185) | A
149 | Smart 7, heating | A
150 | 7-hour E7 | A
151 | 7-hour E7 | A
152 | 7-hour E7 | A
153 | 7-hour E7 | A
154 | 7-hour E7 | A
155 | split 7-hour E7 | A/R
156 | 7-hour E7 | A
157 | 7-hour E7 | A
158 | 7-hour E7 | A
159 | 12-hour OP | A/R
160 | 7-hour E7 | A
161 | 7-hour E7 | A
162 | 7-hour E7 | A
163 | 7-hour E7 | A
164 | 7-hour E7 | A
165 | 7-hour E7 | A
166 | 7-hour E7 | A
167 | 7-hour E7 | A
168 | 7-hour E7 | A
169 | 7-hour E7 | A
170 | 7-hour E7 | A
171 | 7-hour E7 | A
172 | 7-hour E7 | A
173 | 7-hour E7 | A
174 | 7-hour E7 | A
175 | 7-hour E7 | A
176 | 7-hour E7 | A
177 | 7-hour E7 | A
178 | 7-hour E7 (Cornwall & def reinforcement) | A
179 | 7-hour E7 | A
180 | 7-hour E7 | A
181 | 7-hour E7 | A
182 | 7-hour E7 | A
183 | 7-hour E7 | A
184 | 7-hour E7 | A
185 | 7-hour E7 | A
186 | 7-hour E7 | A
187 | 7-hour E7 | A
188 | 7-hour E7 | A
189 | 7-hour E7 | A/R
190 | 7-hour E7 | A/R
191 | 7-hour E7 | A/R
192 | 7-hour E7 | A/R
193 | 7-hour E7 | A/R
194 | 7-hour E7 | A/R
195 | 7-hour E7 | A/R
196 | 7-hour E7 | A/R
197 | 7-hour E7 | A/R
198 | 7-hour E7 | A/R
199 | 7-hour E7 | A/R
201 | 7-hour E7 | A/R
202 | 7-hour E7 | A/R
203 | 7-hour E7 | A/R
204 | 7-hour E7 | A/R
205 | 7-hour E7 | A/R
206 | 7-hour E7 | A/R
207 | 7-hour E7 | A/R
208 | 7-hour E7 | A/R
209 | 7-hour E7 | A
210 | 7-hour E7 | A
211 | 7-hour E7 | A
212 | 7-hour E7 | A
213 | 7-hour E7 | A
214 | 7-hour E7 | A
215 | 7-hour E7 | A
216 | 7-hour E7 | A
217 | 7-hour E7 | A
218 | 7-hour E7 | A
219 | 7-hour E7 | A
220 | 7-hour E7 | A
221 | 7-hour E7 | A
222 | 7-hour E7 | A
223 | 7-hour E7 | A
224 | 7-hour E7 | A
225 | 7-hour E7 | A
226 | 7-hour E7 | A
227 | 7-hour E7 | A
228 | Supertariff heating | A/R
229 | Supertariff heating | A/R
230 | 7-hour E7 | A/R
231 | split 7-hour E7 | A
233 | split 7-hour E7 | A
234 | split 7-hour E7 | A
235 | split 7-hour E7 | A
236 | split 7-hour E7 | A
237 | split 7-hour E7 | A
238 | 7-hour E7 | A
241 | 7-hour E7 (differential switching) | A
242 | 7-hour night | A
243 | Key Meter pseudo 2-rate | A
244 | 7-hour E7 | A
245 | 7-hour night | A
246 | Economy 7 Day & Night | A
247 | 7-hour night | A
248 | 7-hour E7 | A
249 | 7-hour night | A
250 | 7-hour OP | A/R
251 | 7-hour OP | A/R
252 | 7-hour OP | A/R
253 | 7-hour OP | A/R
254 | 7-hour variable E7 (Menter B) | A
255 | 7-hour variable E7 (Menter A) | A
257 | 8-hour E7 | A
258 | 8-hour night | A
259 | 10-hour night | A
260 | 8-hour night | A/R
261 | 8-hour night | A
262 | 8-hour night | A
263 | 8-hour night | A
264 | 8-hour night | A
265 | 8-hour OP | A/R
266 | 8-hour OP | A/R
267 | 8-hour OP | A/R
268 | 8-hour OP | A/R
269 | 8-hour OP | A/R
270 | 8-hour OP | A/R
271 | 8-hour OP | A/R
272 | 8-hour OP | A/R
273 | 8-hour OP | A/R
274 | 8-hour OP | A/R
276 | 8-hour OP | A/R
277 | 8-hour OP + Summer | A/R
278 | 8-hour OP + w/e | A/R
279 | 8-hour OP + w/e & Summer | A/R
280 | 8-hour OP + weekends | A/R
281 | 9-hour night | A
283 | 9-hour night (differential switching) | A
284 | 9-hour OP | A/R
285 | 9-hour OP | A/R
286 | 9-hour OP + w/e | A/R
287 | Boiler | A/R
288 | Budget Warmth | A/R
289 | Budget Warmth | A/R
290 | Budget Warmth | A/R
291 | Budget Warmth | A/R
292 | Budget Warmth | A/R
297 | Budget Warmth | A/R
298 | Budget Warmth | A/R
299 | Budget Warmth | A/R
300 | Flexiheat Day/Evening/Weekend | A
301 | Flexiheat (weather) Day/Evening/Weekend | A
302 | Superdeal Day/Night | A
303 | Budget Warmth | A/R
304 | Budget Warmth | A/R
305 | Domestic heating tariff | A
306 | Domestic heating tariff | A
307 | Domestic heating tariff | A
308 | Domestic heating tariff | A
309 | Superdeal (weather) Day/Night | A
310 | E10 type 1 (general purpose) | A
312 | 7-hour OP (see also SSC 186) | A
313 | Domestic E9 A | A/R
314 | 13-hour OP | A/R
315 | Evening/night | A/R
316 | Evening/Weekend | A
317 | Evening/Weekend | A
318 | Evening/Weekend | A
319 | 12-hour Evening/Weekend | A
320 | Evening/Weekend | A
321 | Evening/Weekend | A
322 | Evening/Weekend | A
323 | Evening/Weekend | A
324 | Domestic E9 B | A
325 | Evening/Weekend E7 | A
326 | Evening/Weekend E7 | A
327 | Evening/Weekend E7 | A
328 | Evening/Weekend E7 | A
329 | Evening/Weekend E7 | A
330 | Evening/Weekend E7 | A
331 | Evening/Weekend E7 | A
332 | Evening/Weekend E7 | A/R
334 | 3-rate heating, (link SSC 0343) | A
335 | Grain Drying | A
336 | Grain drying | A/R
337 | Grain drying | A/R
338 | Heating | A
339 | Local Authority Heating | A/R
340 | Local Authority Heating | A/R
341 | Local Authority Heating | A/R
342 | Dom & Non-dom Seasonal (link SSC 0128) | A
343 | 3-rate heating, water heating | A
344 | 7-hour E7, Day + Night (link SSC 0345) | A
344 | 7-hour E7, Day + Night (link SSC 0345) | A/R
345 | 7-hour E7, Day + Night (link SSC 0344) | A
346 | Non-Standard OP (8+3 hour) | A/R
347 | Non-Standard OP | A/R
348 | Non-Standard OP | A/R
349 | 7-hour E7 | A
350 | Warmwise heating | A/R
351 | Flexiheat heating | A
352 | Flexiheat (weather) heating | A
353 | Superdeal heating | A
354 | 12-hour OP | A/R
355 | Smart 7, Day/Night | A
357 | split 10-hour Heatwise | A/R
358 | split 10-hour Heatwise | A/R
359 | split 10-hour Heatwise | A/R
360 | split 10-hour Heatwise | A/R
361 | split 10-hour Heatwise | A/R
362 | split 10-hour Heatwise | A/R
363 | split 10-hour Heatwise | A/R
364 | split 10-hour Heatwise | A/R
365 | split 10-hour Heatwise | A/R
366 | split 10-hour Heatwise | A/R
367 | split 10-hour Heatwise | A/R
368 | split 10-hour Heatwise | A/R
369 | split 10-hour Heatwise | A/R
370 | split 10-hour Heatwise | A/R
371 | split 10-hour Heatwise | A/R
372 | Evening/Weekend | A
373 | split 7-hour E7 | A
374 | split 7-hour E7 | A
375 | split 7-hour E7 | A
376 | split 7-hour E7 | A
377 | split 7-hour E7 | A
378 | split 7-hour E7 | A
380 | split 7-hour E7 | A
381 | split 7-hour E7 | A
382 | split 7-hour E7 | A
384 | 7-hour E7 | A
385 | split 7-hour E7 | A/R
386 | 9-hour OP | A/R
387 | 15.5-hour OP | A/R
388 | split 7-hour E7 | A/R
389 | 12.5-hour OP | A/R
390 | split 7-hour E7 | A
391 | Summer & Winter w/e | A/R
392 | Summer Unrestricted | A
393 | Unrestricted | A
394 | 10-hour night | A
395 | Warmwise Day/Night | A
396 | 2-rate SToD | A
397 | 9-hour heating | A
398 | 12-hour OP + w/e | A
399 | 15-hour OP + w/e | A/R
400 | 8-hour night | A
401 | E10 type 1(heating circuit) | A/R
403 | 12-hour night | A
404 | Redring Boiler (general purpose) | A
405 | Redring Boiler (heating circuit) | A/R
406 | Cyclocontrol 3 | A/R
407 | Cyclocontrol 4 | A/R
408 | Cyclocontrol 5 | A/R
409 | Cyclocontrol 6 | A/R
410 | Cyclocontrol 7 | A/R
411 | Cyclocontrol 8 | A/R
412 | Cyclocontrol 9 | A/R
413 | Cyclocontrol 10 | A/R
414 | Cyclocontrol 11 | A/R
415 | Cyclocontrol 12 | A/R
416 | Cyclocontrol 13 | A/R
417 | Cyclocontrol 14 | A/R
418 | Cyclocontrol 15 | A/R
419 | Cyclocontrol 16 | A/R
420 | Cyclocontrol 17 | A/R
421 | Cyclocontrol 18 | A/R
422 | Cyclocontrol 19 | A/R
423 | Cyclocontrol 20 | A/R
424 | Cyclocontrol 21 | A/R
425 | Superdeal (weather) heating | A
426 | 7-hour E7 | A
427 | Day/Night (White meter) | A
428 | Unmetered Type A ("flat" profile) | U
429 | Unmetered B ("dusk-to-dawn") | U
430 | Unmetered C ("half-night & pre-dawn") | U
431 | Unmetered D ("dawn-to-dusk") | U
432 | 7-hour E7 | A
434 | 12 Hour OP | A/R
435 | Domestic 3-rate heating | A
436 | 3-Rate Seasonal | A
437 | Lifestyle Tariff | A
439 | Split 7-hour E7 | A
440 | 3-rate ToW | A
441 | 4-rate SToD | A
442 | 7-hour E7 | A/R
443 | Evening/Weekend | A
444 | Evening/Weekend E7 | A
444 | Evening/Weekend E7 | A/R
445 | 7-hour variable E7 | A
446 | 7-hour variable E7 | A
447 | 7-hour OP | A
448 | 7-hour OP | A
449 | 7-hour OP | A
450 | 7-hour OP | A
451 | 7-hour OP | A
452 | 7-hour OP | A
453 | 7-hour OP | A
454 | 7-hour OP | A
455 | 7-hour OP | A
456 | 7-hour OP | A
459 | 7-hour OP | A
460 | 12 Hours OP | A/R
461 | 12 Hours OP | A/R
462 | 8 Hours OP | A/R
463 | 10.5 Hours OP | A/R
464 | Weekender Tariff (V1) | A
465 | Weekender Tariff (V2) | A
466 | Maximum Demand Register | A
467 | Maximum Demand Register | A
468 | Maximum Demand Register | A
469 | Maximum Demand Register | A
470 | Maximum Demand Register | A
473 | Economy 7 - all purpose tariff G63 | A
474 | split 7hr o/p | A/R
475 | Split 7hr E7 | A
476 | 14.5 hr o/p | A/R
477 | 14.5 hr o/p | A/R
478 | Evening/Weekend E7 | A
479 | Split 7-hour E7 | A
480 | Split 7-hour E7 | A
481 | Split 7-hour E7 | A
482 | Micro-PV Export Import Profile Class 1 | G
483 | Micro-PV Export Import Profile Class 2 | G
484 | Micro-PV Export Import Profile Class 3 | G
485 | Micro-PV Export Import Profile Class 4 | G
486 | Micro-PV Export Import Profile Class 5 | G
487 | Micro-PV Export Import Profile Class 6 | G
488 | Micro-PV Export Import Profile Class 7 | G
489 | Micro-PV Export Import Profile Class 8 | G
490 | Micro-CHP Export Import Profile Class 1 | G
491 | Micro-CHP Export Import Profile Class 2 | G
492 | Micro-CHP Export Import Profile Class 3 | G
493 | Micro-CHP Export Import Profile Class 4 | G
494 | Micro-CHP Export Import Profile Class 5 | G
495 | Micro-CHP Export Import Profile Class 6 | G
496 | Micro-CHP Export Import Profile Class 7 | G
497 | Micro-CHP Export Import Profile Class 8 | G
498 | Other Sml Export SSC any import Profile | G
701 | 8.5-hour OP + w/e | A/R
702 | 8.5-hour OP + w/e | A/R
703 | 12-hour OP + w/e | A/R
704 | 12-hour OP + w/e | A/R
705 | 12-hour OP + w/e | A/R
706 | 12-hour OP + w/e | A/R
707 | 12-hour OP + w/e | A/R
708 | 12-hour OP + w/e | A/R
709 | 12-hour OP + w/e | A/R
710 | 12-hour OP + w/e | A/R
711 | 12-hour OP + w/e | A/R
712 | 16-hour OP + w/e | A/R
713 | 16-hour OP + w/e | A/R
714 | 16-hour OP + w/e | A/R
715 | 16-hour OP + w/e | A/R
716 | 20-hour OP + w/e | A/R
717 | 20-hour OP + w/e | A/R
718 | 20-hour OP + w/e + summer | A/R
719 | 20-hour OP + w/e + summer | A/R
720 | 3-rate SToD | A
721 | 8.5 hour WM | A
722 | 8.5 hour WM | A
723 | 8.5 hour WM | A
724 | 8.5 hour WM | A
725 | 8.5 hour WM | A
726 | 8.5 hour WM | A
727 | 8.5 hour WM | A
728 | 8.5 hour WM Heating | A
729 | 8.5 hour WM | A
730 | 8.5 hour WM Heating | A
731 | 8.5 hour WM | A
732 | 8.5 hour WM Heating | A
733 | 8.5 hour WM | A
734 | 8.5 hour WM Heating | A
735 | 8.5 hour WM | A
736 | 8.5 hour WM Heating | A
737 | 8.5 hour WM | A
738 | 8.5 hour WM Heating | A
739 | 8.5 hour WM | A
740 | 8.5 hour WM Heating | A
741 | 8.5 hour WM | A
742 | 8.5 hour WM Heating | A
743 | 8.5 hour WM | A
744 | 8.5 hour WM Heating | A
745 | 8.5 hour WM | A
746 | 8.5 hour WM Heating | A
747 | 8.5 hour WM | A
748 | 8.5 hour WM | A
749 | 8.5 hour WM Heating | A
752 | 8.5 hour WM | A
753 | Weathercall heating | A
754 | 8.5 hour WM | A
755 | Weathercall heating | A
756 | 8.5 hour WM | A
757 | Weathercall heating | A
758 | 8.5 hour WM | A
759 | Weathercall heating | A
760 | 8.5 hour WM | A
761 | Weathercall heating | A
762 | 8.5 hour WM | A
763 | Weathercall heating | A
764 | 8.5 hour WM | A
765 | Weathercall heating | A
766 | 8.5 hour WM | A
767 | Weathercall heating | A
768 | 8.5 hour WM | A
769 | Weathercall heating | A
770 | 18-hour dynamic | A
775 | Crop&Air Conditioning | A
776 | Crop&Air Conditioning | A
781 | 8.5 hour WM | A/R
782 | 8.5 hour WM | A
783 | 8.5 hour WM | A
784 | 8.5 hour WM | A
785 | 8.5 hour WM | A
786 | 8.5 hour WM | A
787 | E7 accompanying Birmingam W'call | A
788 | Birmingham Weathercall | A
789 | E7 accompanying Manchester W'call | A
790 | Manchester Weathercall | A
791 | E7 accompanying Anglesey W'call | A
792 | Anglesey Weathercall | A
793 | 8.5 hour WM | A
794 | 8.5 hour WM Heating | A
801 | Unrestricted | A
802 | Two rate with 8 hours night | A
803 | Dynamic | A/R
804 | Two rate with 8 hours night | A
805 | Dynamic | A/R
806 | Two rate with 8 hours night | A
807 | Dynamic | A/R
808 | Two rate with 8 hours night | A
809 | Dynamic | A/R
810 | Two rate with 8 hours night | A
811 | Dynamic | A/R
812 | Two rate with 8 hours night | A
813 | Dynamic | A/R
814 | Two rate with 8 hours night | A
815 | Dynamic | A/R
816 | Two rate with 8 hours night | A
817 | Dynamic | A/R
818 | Two rate with 8 hours night | A
819 | Dynamic | A/R
820 | Two rate with 8 hours night | A
821 | Dynamic | A/R
822 | Two rate with 8 hours night | A
823 | Dynamic | A/R
824 | Two rate with 8 hours night | A
825 | Dynamic | A/R
826 | Two rate with 8 hours night | A
827 | Dynamic | A/R
828 | Two rate with 8 hours night | A
829 | Dynamic | A/R
830 | Two rate with 8 hours night | A
831 | Dynamic | A/R
832 | Two rate with 8 hours night | A
833 | Dynamic | A/R
834 | Two rate with 8 hours night | A
835 | Dynamic | A/R
836 | Two rate with 8 hours night | A
837 | Dynamic | A/R
838 | Two rate with 8 hours night | A
839 | Dynamic | A/R
840 | Two rate with 8 hours night | A
841 | Dynamic | A/R
842 | Two rate with 8 hours night | A
843 | Dynamic | A/R
844 | Two rate with 8 hours night | A
845 | Dynamic | A/R
846 | Two rate with 8 hours night | A
847 | Dynamic | A/R
848 | Two rate with 8 hours night | A
849 | Dynamic | A/R
850 | Dynamic | A/R
851 | Dynamic | A/R
852 | Two rate with 8 hours night | A
853 | Two rate with 8 hours night | A
854 | Two rate with 8 hours night | A
855 | Two rate with 8 hours night | A
856 | Two rate with 8 hours night | A
857 | Two rate with 8 hours night | A
858 | Two rate with 8 hours night | A
859 | Two rate with 8 hours night | A
860 | Two rate with 8 hours night | A
861 | Two rate with 8 hours night | A
862 | Two rate with 8 hours night | A
863 | Two rate with 8 hours night | A
864 | Two rate with 8 hours night | A
865 | Two rate with 8 hours night | A
866 | Dynamic | A/R
867 | Two rate with 8 hours night | A
868 | Dynamic | A/R
869 | Two rate with 8 hours night | A
870 | Dynamic | A/R
871 | Two rate with 8 hours night | A
872 | Dynamic | A/R
873 | Two rate with 8 hours night | A
874 | Dynamic | A/R
875 | Two rate with 8 hours night | A
876 | Dynamic | A/R
877 | Two rate with 8 hours night | A
878 | Dynamic | A/R
879 | Two rate with 8 hours night | A
880 | Dynamic | A/R
881 | Two rate with 8 hours night | A
882 | Dynamic | A/R
883 | Two rate with 8 hours night | A
884 | Dynamic | A/R
885 | Two rate with 8 hours night | A
886 | Dynamic | A/R
887 | Two rate with 8 hours night | A
888 | Dynamic | A/R
889 | Two rate with 8 hours night | A
890 | Dynamic | A/R
891 | Dynamic | A/R
892 | Dynamic | A/R
893 | Dynamic | A/R
894 | 8 Hours OP | A/R
895 | 8 Hours OP | A/R
896 | 8 Hours OP | A/R
897 | Dynamic | A/R
898 | Dynamic | A/R
899 | 11 Hours OP | A/R
900 | 11 Hours OP | A/R
901 | 11 Hours OP | A/R
902 | 11 Hours OP | A/R
903 | 11 Hours OP | A/R
904 | 8 Hours OP + Weekends | A/R
905 | 8 Hours OP + Weekends | A/R
906 | 8 Hours OP + Weekends | A/R
907 | 15 Hours OP + Weekends | A/R
908 | 15 Hours OP + Weekends | A/R
909 | 15 Hours OP + Weekends | A/R
910 | 15 Hours OP + Weekends | A/R
911 | 15 Hours OP + Weekends | A/R
912 | 15 Hours OP + Weekends | A/R
913 | 15 Hours OP + Weekends | A/R
914 | 15 Hours Nov - April/24 Hours May - Oct | A
915 | 8 Hours OP | A
916 | 8 Hours OP | A
917 | 8 Hours OP | A
918 | Evening/Weekend | A
919 | 2 rate | A
920 | 2 rate | A
922 | Unrestricted | A
923 | Unrestricted | A
924 | Unrestricted | A
925 | Unmetered Type A ("flat " profile) | U
926 | Unmetered B ("dusk-to-dawn") | U
927 | Unmetered D ("dawn-to-dusk") | U
928 | Unmetered C ("half-night & pre-dawn") | U
929 | 11 Hours OP | A/R
930 | 11 Hours OP | A/R
931 | 11 Hours OP | A/R
932 | Seasonal ToD | A
933 | Two rate with 8 hours night | A
934 | Dynamic | A/R
935 | Split 10 hr E10 | A
936 | Split 10 hr E10 | A
937 | Split 10 hr E10 | A
938 | Split 10 hr E10 | A
939 | Split 10 hr E10 | A
940 | NHH Export Hydro Profile Class | G
941 | NHH Export Wind Profile Class | G
942 | 7-hour E7 (Cornwall & def reinforcement) | A
943 | 7-hour E7 | A
944 | 7-hour E7 | A
945 | 7-hour E7 | A
946 | 7-hour E7 | A
947 | Smart Meter 3 Rate Time of Day | A
948 | 10 hour Evening/Weekend | A
949 | General Purpose 2 Rate (paired wth 0950) | A
950 | E10 Heating Single Rate (prd wth 0949) | A/R
951 | E9 Heating | A/R
952 | General Purpose 2 Rate (paired wth 0951) | A
953 | Two rate with 20 hours night | A
954 | Three Rate Peak Day Other | A
955 | 4 rate weekday/2 rate weekend | A
956 | 4 Rate Weekday/2 rate Weekend (BST) | A
957 | Unrestricted with Weekday Peak | A
958 | Unrestricted with Peak | A
959 | Economy 7 with Weekday Peak | A
960 | Economy 7 with Peak | A
961 | Evening Weekend and Weekday Peak (smart) | A
962 | Evening Weekend with Peak | A
963 | Evening Weekend Night and Peak | A
964 | Evening Weekend with Night (BST) | A
965 | 3 Rate with Weekday Peak | A
966 | 8-hour OP | A/R
967 | Superdeal Day/Night | A
968 | Superdeal Day/Night | A
969 | 3 Rate with Weekday Peak | A
970 | split 7-hour E7 | A
971 | Smart meter trial - time of use 3 rate | A
972 | 2 Rate Saturday Off Peak | A
973 | Flexiheat Day/Evening/Weekend | A
974 | Flexiheat heating | A
975 | Saturday Off Peak (9-5) | A
976 | Sunday Off Peak (9-5) | A
978 | 7-hour OP | A/R
979 | Non-Standard OP (8+3 hour) | A/R
980 | General Purpose 2 Rate (paired with 0980 | A
981 | E10 Heating Single Rate (prd with 0981) | A/R
982 | Evening Saver | A
983 | Comfort Booster | A
984 | Saturday Off Peak (24 Hrs) | A
985 | Sunday Off Peak (24 Hrs) | A
989 | Redring Boiler (general purpose) | A
990 | Redring Boiler (heating circuit) | A/R
991 | 8-hour OP | A/R
996 | Lifestyle Tariff | A
997 | Evening/Weekend - BST | A
Notes:
There are a few governing rules that should be applied:
Specific notes for application of or tariffss:
  All tariffs are all delinked and set time bands are applied in place of the TPR’s timebands.
The following rules apply when allocating tariffs in DNO areas.
  1, G and U should be applied straight to the appropriate SSC to identify generation and UMS tariffs.
  Then considering the SSC alongside the PC.
  2, PC1s should be labelled Domestic Aggregated.
  3, PC2s with SSCs with A/R should be labelled Domestic Aggregated (related MPAN).
  4, Remaining PC2s should be labelled Domestic Aggregated.
  5, PC3s should be labelled Non Domestic Aggregated.
  6, PC4s with SSCs with A/R should be labelled Non Domestic Aggregated (related MPAN).
  7, Remaining PC4s should be labelled Non Domestic Aggregated.
  8, PC5 – 8s should be labelled Non Domestic Aggregated.
Common decode:
  A: Aggregated - replaces the Day & Night rates (1 & 2)
  A/R: Aggregated if on PC1 / PC3 / PC5 / PC6 / PC7 / PC8 or Aggregated (related MPAN) if on PC2 / PC4
  G: Generation
  U: Unmetered Supplies

## Residual Charging Bandings
Back to Overview
Western Power Distribution (South Wales) plc - Effective from 2023/24 - Final Residual Charging Bandings
Voltage of Connection | Band | Units | Lower Threshold* | Upper Threshold* | Residual Charge per MPAN (£)
Domestic Aggregated | Single band | - | - | -
Designated Properties connected at LV, billing with no MIC | 1 | kWh | - | 3571
| 2 | kWh | 3571 | 12553
| 3 | kWh | 12553 | 25279
| 4 | kWh | 25279 | ∞
Designated Properties connected at LV, billing with MIC | 1 | kVA | - | 80
| 2 | kVA | 80 | 150
| 3 | kVA | 150 | 231
| 4 | kVA | 231 | ∞
Designated Properties connected at HV | 1 | kVA | - | 422
| 2 | kVA | 422 | 1000
| 3 | kVA | 1000 | 1800
| 4 | kVA | 1800 | ∞
Designated EHV Properties | 1 | kVA | - | 5000
| 2 | kVA | 5000 | 12000
| 3 | kVA | 12000 | 21500
| 4 | kVA | 21500 | ∞
* All boundaries are inclusive of the upper threshold and exclusive of the lower threshold i.e. Lower < x ≤ Upper.

## Charge Calculator
Back to Overview
Western Power Distribution (South Wales) plc - Effective from 1 April 2023 - Final | [17 empty] | Red/black unit charge p/kWh | Amber/yellow unit charge p/kWh | Green unit charge p/kWh | Fixed charge p/MPAN/day | Capacity charge p/kVA/day | Exceeded capacity charge p/kVA/day | Reactive power charge p/kVArh
[17 empty] | Domestic Aggregated | Red unit charge p/kWh | Amber unit charge p/kWh | Green unit charge p/kWh | Fixed charge p/MPAN/day | n/a | n/a | n/a
LV and HV designated properties and Unmetered Supplies tariff calculator | [7 empty] | EHV designated property calculator | [8 empty] | Domestic Aggregated (related MPAN) | Red unit charge p/kWh | Amber unit charge p/kWh | Green unit charge p/kWh | n/a | n/a | n/a | n/a
Step 1, Choose your tariff using the drop down list in cell B10 | [7 empty] | Step 1, Choose your tariff using the drop down list in cell L10 | [8 empty] | Non-Domestic Aggregated | Red unit charge p/kWh | Amber unit charge p/kWh | Green unit charge p/kWh | Fixed charge p/MPAN/day | n/a | n/a | n/a
Step 2, After selecting a tariff in step 1, Cells C12-I12 will generate headings, please enter your consumption in cells C13:I13 underneath each heading generated (if no heading leave cell blank) | [7 empty] | Step 2, After selecting a tariff in step 1, Cells M12-T12 will generate headings, please enter your consumption in cells M13:T13 underneath each heading generated (if no heading leave cell blank) | [8 empty] | Non-Domestic Aggregated (related MPAN) | Red unit charge p/kWh | Amber unit charge p/kWh | Green unit charge p/kWh | n/a | n/a | n/a | n/a
Step 3, Enter a forecast of consumption if required in cells C14:I14 | [7 empty] | Step 3, Enter a forecast of consumption if required in cells M14:T14 | [8 empty] | LV Site Specific | Red unit charge p/kWh | Amber unit charge p/kWh | Green unit charge p/kWh | Fixed charge p/MPAN/day | Capacity charge p/kVA/day | Exceeded Capacity charge p/kVA/day | Reactive power charge p/kVArh
[17 empty] | LV Sub Site Specific | Red unit charge p/kWh | Amber unit charge p/kWh | Green unit charge p/kWh | Fixed charge p/MPAN/day | Capacity charge p/kVA/day | Exceeded Capacity charge p/kVA/day | Reactive power charge p/kVArh
Tariff details Choose tariff name from drop down box below | Red unit charge p/kWh | Amber unit charge p/kWh | Green unit charge p/kWh | Fixed charge p/MPAN/day | Capacity charge p/kVA/day | Exceeded Capacity charge p/kVA/day | Reactive power charge p/kVArh | Site details Choose the site name from the drop down box below | Import Super Red unit charge (p/kWh) | Import fixed charge (p/day) | Import capacity charge (p/kVA/day) | Import exceeded capacity charge (p/kVA/day) | Export Super Red unit charge (p/kWh) | Export fixed charge (p/day) | Export capacity charge (p/kVA/day) | Export exceeded capacity charge (p/kVA/day) | HV Site Specific | Red unit charge p/kWh | Amber unit charge p/kWh | Green unit charge p/kWh | Fixed charge p/MPAN/day | Capacity charge p/kVA/day | Exceeded Capacity charge p/kVA/day | Reactive power charge p/kVArh
LV Site Specific | [16 empty] | Unmetered Supplies | Black unit charge p/kWh | Yellow unit charge p/kWh | Green unit charge p/kWh | n/a | n/a | n/a | n/a
[17 empty] | LV Generation Aggregated | Red unit charge p/kWh | Amber unit charge p/kWh | Green unit charge p/kWh | Fixed charge p/MPAN/day | n/a | n/a | n/a
Tariff components | Red unit charge p/kWh | Amber unit charge p/kWh | Green unit charge p/kWh | Number of days in consumption period i.e. 365 if one year | Maximum import or export capacity kVA | Average daily exceeded capacity kVA | Excess reactive units kVArh | Tariff components | Import super red kWh | Number of days in consumption period i.e. 365 if one year | Maximum import capacity kVA | Average daily exceeded capacity kVA | Export Super Red kWh | Number of days in consumption period i.e. 365 if one year | Maximum export capacity kVA | Average daily exceeded capacity kVA | LV Sub Generation Aggregated | Red unit charge p/kWh | Amber unit charge p/kWh | Green unit charge p/kWh | Fixed charge p/MPAN/day | n/a | n/a | n/a
Enter current consumption details | [7 empty] | Enter current consumption details | [5 empty] | 0 |  |  | LV Generation Site Specific | Red unit charge p/kWh | Amber unit charge p/kWh | Green unit charge p/kWh | Fixed charge p/MPAN/day | n/a | n/a | Reactive power charge p/kVArh
Enter forecast consumption details (if different) | 0 | 0 | 0 | 0 | 0 | 0 | 0 | Enter forecast consumption details (if different) | 0 | 0 | 0 | 0 | 0 | 0 | 0 | 0 | LV Generation Site Specific no RP charge | Red unit charge p/kWh | Amber unit charge p/kWh | Green unit charge p/kWh | Fixed charge p/MPAN/day | n/a | n/a | n/a
[17 empty] | LV Sub Generation Site Specific | Red unit charge p/kWh | Amber unit charge p/kWh | Green unit charge p/kWh | Fixed charge p/MPAN/day | n/a | n/a | Reactive power charge p/kVArh
Charge components | Unit 1 £ | Unit 2 £ | Unit 3 £ | Fixed charge £ | Capacity charge £ | Exceeded capacity charge £ | Reactive power charge £ | Charge components | Import super red charge £ | Import fixed charge £ | Import capacity charge £ | Import exceeded capacity charge £ | Export super red charge £ | Export fixed charge £ | Export capacity charge £ | Export exceeded capacity charge £ | LV Sub Generation Site Specific no RP charge | Red unit charge p/kWh | Amber unit charge p/kWh | Green unit charge p/kWh | Fixed charge p/MPAN/day | n/a | n/a | n/a
Current consumption period charges | [7 empty] | Current consumption period charges | [8 empty] | HV Generation Site Specific | Red unit charge p/kWh | Amber unit charge p/kWh | Green unit charge p/kWh | Fixed charge p/MPAN/day | n/a | n/a | Reactive power charge p/kVArh
Forecast consumption period charges | [7 empty] | Forecast consumption period charges | [8 empty] | HV Generation Site Specific no RP charge | Red unit charge p/kWh | Amber unit charge p/kWh | Green unit charge p/kWh | Fixed charge p/MPAN/day | n/a | n/a | n/a
| Total charge £ | [7 empty] | Import total charge £ | Export total charge £
Current consumption period charges | 0 | [6 empty] | Current consumption period charges | 0 | 0
Forecast consumption period charges | 0 | [6 empty] | Forecast consumption period charges | 0 | 0
These charges are estimates based on tariff selected and consumption values entered. | [7 empty] | These charges are estimates based on site selected and consumption values entered.
Note:
For the purpose of forecasting the exceeded capacity charge, the input in this calculator uses the average daily exceeded capacity as this reduces the calculators complexity, however as per the Use of System Charging Statement, the exceeded portion of the capacity will be charged at the exceeded capacity charge p/kVA/day rate, based on the difference between the MIC/MEC and the actual capacity used. This will be charged for the full duration of the month in which the breach occurs.”