## Overview
Company and Licence name, charging year, effective from, status
| Company and Licence name | Year | Effective From | Status
Company and Licence name, charging year, effective from, status | National Grid Electricity Distribution (South West) plc | 2024/25 | 2024-04-01 | Final
List of data tables in this workbook
Worksheet | Information
Annex 1 LV, HV and Unmetered Supplies charges | Annex 1 contains the charges to LV and HV Designated Properties and Unmetered Supplies.
Annex 2 EHV charges | Annex 2 contains the charges to Designated EHV Properties and charges applied to LDNOs with Designated EHV Properties/end-users embedded in networks within the National Grid Electricity Distribution (South West) plc Licence area.
Annex 3 Preserved charges | Annex 3 contains details of any preserved and additional charges that are valid at this time.
Annex 4 LDNO charges | Annex 4 contains charges that are levied on the owner of an embedded network within the National Grid Electricity Distribution (South West) plc Licence area. Electricity suppliers and consumers who have properties connected to an embedded network should contact the embedded network owner to determine their distribution charges. The charges listed in this table are not payable by domestic consumers, business consumers or electricity suppliers.
Annex 5 LLFs | Annex 5 has been intentionally left blank as this charging statement is published a complete year before the LLFs have been audited. The line loss factors that are approved by the BSC Panel for the applicable year and consequently published on the Elexon website will take precedence and be used in Settlement. This annex will be re-published with these values once they are available.
Annex 6 Charges for New or Amended Designated EHV Properties | Annex 6 contains the charges for new or amended Designated EHV Properties and charges applied to LDNOs with new or amended Designated EHV Properties/end-users embedded in networks within the National Grid Electricity Distribution (South West) plc Licence area.
Annex 7 Fixed adders for Supplier of Last Resort and Eligible Bad Debt pass-through costs | Annex 7 contains the fixed adders to recover Supplier of Last Resort and Eligible Bad Debt pass-through costs. The Excess Supplier of Last Resort fixed adder relates to an increase to previously published charges only.
Nodal prices | Contains the underlying [nodal/network group] costs used to calculate the current EDCM charges.
Residual Charging Bandings | Contains the four Residual charging band allocation for Customers
Charge calculator | Charge calculator is a tool to help you estimate your distribution charges using current consumption data and forecast consumption data.
Notes to users of this spreadsheet
Please use this spreadsheet with reference to the LC14 use of system charging statement.
Notes to DNOs populating this spreadsheet
DNOs must endeavour to maintain consistency in the structure of this spreadsheet. Any changes to the structure must be noted in the 'Notes to users of this spreadsheet'
The drop down list on the charge calculator can be expanded by unprotecting the charge calculator sheet and selecting 'data', 'data validation...' and then expanding the 'source' data range. The sheet can then be protected.
Formulas:
Year = TEXT([Effective From],"YYYY")&"/"&TEXT(EOMONTH([Effective From],12),"YY")

## Annex 1 LV, HV and UMS charges
Back to Overview | 'DNOs paste value cells A15:J47 from CDCM 3701 into cells A14:J46
National Grid Electricity Distribution (South West) plc - Effective from 1 April 2024 - Final LV and HV charges
Time Bands for Half Hourly Metered Properties | [5 empty] | Time Bands for Half Hourly Unmetered Properties
Time periods | Red Time Band | Amber Time Band |  | Green Time Band |  |  |  | Black Time Band | Yellow Time Band | Green Time Band
Monday to Friday | 17:00 to 19:00 | 07:30 to 17:00 19:00 to 21:30 |  | 00:00 to 07:30 21:30 to 24:00 |  | Monday to Friday Nov to Feb (excluding 22nd Dec to 4th Jan inclusive) |  | 17:00 to 19:00 | 07:30 to 17:00 19:00 to 21:30 | 00:00 to 07:30 21:30 to 24:00
Weekends |  | 16:30 to 19:30 |  | 00:00 to 16:30 19:30 to 24:00 |  | Monday to Friday Mar to Oct (plus 22nd Dec to 4th Jan inclusive) |  |  | 07:30 to 21:30 | 00:00 to 07:30 21:30 to 24:00
Notes | All the above times are in UK Clock time |  |  |  |  | Weekends |  |  | 16:30 to 19:30 | 00:00 to 16:30 19:30 to 24:00
[6 empty] | Notes |  | All the above times are in UK Clock time
Tariff name | Open LLFCs | PCs | Red/black unit charge p/kWh | Amber/yellow unit charge p/kWh | Green unit charge p/kWh | Fixed charge p/MPAN/day | Capacity charge p/kVA/day | Exceeded capacity charge p/kVA/day | Reactive power charge p/kVArh | Closed LLFCs
Domestic Aggregated with Residual | 10, 20, 30, 40, 202, L21, L22, L23, L24 | 1, 2 or 0 | 15.165 | 0.758 | 0.054 | 29.42 | 0 | 0 | 0
Domestic Aggregated (Related MPAN) | 430 | 2 | 15.165 | 0.758 | 0.054 | 0 | 0 | 0 | 0
Non-Domestic Aggregated No Residual | N10, N20, N30, L50, L60, L70, L80 | 3 to 8 or 0 | 16.257 | 0.813 | 0.057 | 12.64 | 0 | 0 | 0
Non-Domestic Aggregated Band 1 | 1, 2, 3, 110, 203, 210, L41, L42, L43, L44 | 3 to 8 or 0 | 16.257 | 0.813 | 0.057 | 20.9 | 0 | 0 | 0
Non-Domestic Aggregated Band 2 | N12, N22, N32, L52, L62, L72, L82 | 3 to 8 or 0 | 16.257 | 0.813 | 0.057 | 61.37 | 0 | 0 | 0
Non-Domestic Aggregated Band 3 | N13, N23, N33, L53, L63, L73, L83 | 3 to 8 or 0 | 16.257 | 0.813 | 0.057 | 129.55 | 0 | 0 | 0
Non-Domestic Aggregated Band 4 | N14, N24, N34, L54, L64, L74, L84 | 3 to 8 or 0 | 16.257 | 0.813 | 0.057 | 393.94 | 0 | 0 | 0
Non-Domestic Aggregated (related MPAN) | 251 | 4 | 16.257 | 0.813 | 0.057 | 0 | 0 | 0 | 0
LV Site Specific No Residual | L00, LST | 0 | 10.983 | 0.499 | 0.034 | 17.29 | 5.18 | 10.13 | 0.144
LV Site Specific Band 1 | 570 | 0 | 10.983 | 0.499 | 0.034 | 653.9 | 5.18 | 10.13 | 0.144
LV Site Specific Band 2 | L02 | 0 | 10.983 | 0.499 | 0.034 | 1176.25 | 5.18 | 10.13 | 0.144
LV Site Specific Band 3 | L03 | 0 | 10.983 | 0.499 | 0.034 | 1808.63 | 5.18 | 10.13 | 0.144
LV Site Specific Band 4 | L04 | 0 | 10.983 | 0.499 | 0.034 | 3826.05 | 5.18 | 10.13 | 0.144
LV Sub Site Specific No Residual | S00, SST | 0 | 8.013 | 0.285 | 0.016 | 13.66 | 4.86 | 8.77 | 0.093
LV Sub Site Specific Band 1 | 540 | 0 | 8.013 | 0.285 | 0.016 | 650.26 | 4.86 | 8.77 | 0.093
LV Sub Site Specific Band 2 | S02 | 0 | 8.013 | 0.285 | 0.016 | 1172.61 | 4.86 | 8.77 | 0.093
LV Sub Site Specific Band 3 | S03 | 0 | 8.013 | 0.285 | 0.016 | 1805 | 4.86 | 8.77 | 0.093
LV Sub Site Specific Band 4 | S04 | 0 | 8.013 | 0.285 | 0.016 | 3822.41 | 4.86 | 8.77 | 0.093
HV Site Specific No Residual | H00, HST | 0 | 5.647 | 0.153 | 0.006 | 120.17 | 4.09 | 8.44 | 0.061
HV Site Specific Band 1 | 510 | 0 | 5.647 | 0.153 | 0.006 | 3900.97 | 4.09 | 8.44 | 0.061
HV Site Specific Band 2 | H02 | 0 | 5.647 | 0.153 | 0.006 | 9478.21 | 4.09 | 8.44 | 0.061
HV Site Specific Band 3 | H03 | 0 | 5.647 | 0.153 | 0.006 | 20867.59 | 4.09 | 8.44 | 0.061
HV Site Specific Band 4 | H04 | 0 | 5.647 | 0.153 | 0.006 | 52576.94 | 4.09 | 8.44 | 0.061
Unmetered Supplies | 977, 980, 978, 979, 970 | 0, 1 or 8 | 44.211 | 4.494 | 3.601 | 0 | 0 | 0 | 0
LV Generation Aggregated | 581 | 0 | -10.4 | -0.52 | -0.037 | 0 | 0 | 0 | 0
LV Sub Generation Aggregated | 551 | 0 | -9.321 | -0.44 | -0.03 | 0 | 0 | 0 | 0
LV Generation Site Specific | 581, 527 | 0 | -10.4 | -0.52 | -0.037 | 0 | 0 | 0 | 0.153
LV Generation Site Specific no RP charge | 91, 92 | 0 | -10.4 | -0.52 | -0.037 | 0 | 0 | 0 | 0
LV Sub Generation Site Specific | 551, 526 | 0 | -9.321 | -0.44 | -0.03 | 0 | 0 | 0 | 0.12
LV Sub Generation Site Specific no RP charge | 93, 94 | 0 | -9.321 | -0.44 | -0.03 | 0 | 0 | 0 | 0
HV Generation Site Specific | 521, 524 | 0 | -5.927 | -0.191 | -0.01 | 74.76 | 0 | 0 | 0.091
HV Generation Site Specific no RP charge | 95, 96 | 0 | -5.927 | -0.191 | -0.01 | 74.76 | 0 | 0 | 0

## Annex 2 EHV charges
Back to Overview |  | Copy EDCM table 5001 range starting B101 and paste into G11. Extend or reduce print area as required. |  |  | Note: The list of MPANs / MSIDs provided may be incomplete; the DNO reserves the right to apply the listed charges to any other MPANs / MSIDs associated with the site.
National Grid Electricity Distribution (South West) plc - Effective from 1 April 2024 - Final EDCM charges
Time Periods for Designated EHV Properties
Time periods |  |  | Super Red Time Band
Monday to Friday Nov to Feb (excluding 22nd Dec to 4th Jan inclusive) |  |  | 17:00 to 19:00
Notes |  |  | All the above times are in UK Clock time
Import Unique Identifier | LLFC | Import MPANs/MSIDs | Export Unique Identifier | LLFC | Export MPANs/MSIDs | Name | Residual Charging Band | Import Super Red unit charge (p/kWh) | Import fixed charge (p/day) | Import capacity charge (p/kVA/day) | Import exceeded capacity charge (p/kVA/day) | Export Super Red unit charge (p/kWh) | Export fixed charge (p/day) | Export capacity charge (p/kVA/day) | Export exceeded capacity charge (p/kVA/day)
198 | 198 | 2200042805690 |  |  |  | Rolls Royce TT | 2 | 4.124 | 18767.69 | 1.4 | 1.4 | 0 | 0 | 0 | 0
204 | 204 | 2200042689299 |  |  |  | Ashwater Auxillary Supply | 0 | 1.071 | 3.29 | 2.84 | 2.84 | 0 | 0 | 0 | 0
250 | 250 | 2200042755073 | 529 | 529 | 2200042755082 | Otterham Wind Farm Phase 3 (STOR) | 0 | 0.229 | 53.57 | 0.88 | 0.88 | -0.229 | 813.5 | 0.05 | 0.05
262 | 262 | 2200042291210 | 373 | 373 | 2200042291229 | Till House | 0 | 0 | 14.45 | 1.14 | 1.14 | 0 | 1163.61 | 0.05 | 0.05
263 | 263 | 2200042297550 | 374 | 374 | 2200042297587 | Outlands Wood | 1 | 1.781 | 2583.76 | 2.05 | 2.05 | 0 | 566.94 | 0.05 | 0.05
264 | 264 | 2200042305476 | 375 | 375 | 2200042305485 | Culmhead | 0 | 0.012 | 4.15 | 2.6 | 2.6 | 0 | 1191.62 | 0.05 | 0.05
265 | 265 | 2200042308031 | 376 | 376 | 2200042308040 | Whitchurch Farm PV | 0 | 2.116 | 1.17 | 4.18 | 4.18 | 0 | 586.21 | 0.05 | 0.05
266 | 266 | 2200042312872 | 377 | 377 | 2200042312881 | Kingsland Barton | 0 | 3.168 | 5.27 | 2.88 | 2.88 | 0 | 553.31 | 0.05 | 0.05
267 | 267 | 2200042314986 | 378 | 378 | 2200042314995 | Mendip Solar PV Farm | 0 | 2.13 | 2.25 | 2.88 | 2.88 | 0 | 573.86 | 0.05 | 0.05
268 | 268 | 2200042315730 | 379 | 379 | 2200042315749 | St Stephen PV | 0 | 1.361 | 5.61 | 3.08 | 3.08 | 0 | 1319.04 | 0.05 | 0.05
269 | 269 | 2200042315776 | 380 | 380 | 2200042315785 | Trewidland farm PV | 0 | 2.291 | 6.59 | 2.37 | 2.37 | 0 | 1097.95 | 0.05 | 0.05
270 | 270 | 2200042316751 | 381 | 381 | 2200042316789 | Watchfield Lawn | 0 | 0.128 | 7.09 | 2.26 | 2.26 | 0 | 641.26 | 0.05 | 0.05
271 | 271 | 2200042382620 | 382 | 382 | 2200042382639 | Gover Park | 1 | 7.027 | 2586.75 | 1.47 | 1.47 | 0 | 1091.96 | 0.05 | 0.05
272 | 272 | 2200042323128 | 383 | 383 | 2200042323137 | North Wayton | 0 | 1.046 | 13.21 | 1.14 | 1.14 | 0 | 979.06 | 0.05 | 0.05
273 | 273 | 2200042324450 | 384 | 384 | 2200042324460 | Week Farm | 0 | 0.909 | 25.85 | 4.03 | 4.03 | 0 | 1638.08 | 0.05 | 0.05
274 | 274 | 2200042326040 | 385 | 385 | 2200042326059 | Cullompton | 0 | 2.241 | 19.83 | 3.22 | 3.22 | 0 | 1349.2 | 0.05 | 0.05
275 | 275 | 2200042329078 | 386 | 386 | 2200042329087 | Dinder Farm | 0 | 2.197 | 11.15 | 3.33 | 3.33 | 0 | 751.44 | 0.05 | 0.05
277 | 277 | 2200042329050 | 388 | 388 | 2200042329069 | Pitts Farm | 0 | 2.196 | 15.56 | 3.17 | 3.17 | 0 | 747.07 | 0.05 | 0.05
278 | 278 | 2200042333678 | 389 | 389 | 2200042333687 | Kerriers | 0 | 1.788 | 27.21 | 3.39 | 3.39 | 0 | 4440.51 | 0.05 | 0.05
279 | 279 | 2200042333701 | 390 | 390 | 2200042333710 | Ernesettle Lane | 0 | 1.027 | 604.85 | 0.75 | 0.75 | -1.163 | 549.86 | 0.05 | 0.05
281 | 281 | 2200042340220 | 392 | 392 | 2200042340230 | Goonhilly Solar Park | 0 | 6.862 | 13.69 | 2.81 | 2.81 | 0 | 542.01 | 0.05 | 0.05
282 | 282 | 2200042348665 | 393 | 393 | 2200042348674 | Nanteague | 0 | 2.862 | 19.07 | 1.5 | 1.5 | 0 | 2185.07 | 0.05 | 0.05
283 | 283 | 2200042340745 | 394 | 394 | 2200042340824 | Bidwell Dartington PV | 0 | 1.578 | 5.3 | 2.12 | 2.12 | 0 | 1060.9 | 0.05 | 0.05
284 | 284 | 2200042343212 | 395 | 395 | 2200042343221 | New Row Farm | 0 | 2.214 | 10.15 | 4.84 | 4.84 | 0 | 791.4 | 0.05 | 0.05
285 | 285 | 2200042354205 | 396 | 396 | 2200042354214 | Woodland Barton Windfarm | 1 | 0.579 | 2627.66 | 1.68 | 1.68 | 0 | 3644.67 | 0.05 | 0.05
286 | 286 | 2200042387497 | 397 | 397 | 2200042387502 | Four Burrows 2 | 0 | 2.897 | 10.36 | 1.68 | 1.68 | 0 | 1242.89 | 0.05 | 0.05
287 | 287 | 2200042398211 | 398 | 398 | 2200042398220 | Redlands Farm | 0 | 0.219 | 7.47 | 1.58 | 1.58 | 0 | 1315.05 | 0.05 | 0.05
288 | 288 | 2200042400882 | 399 | 399 | 2200042400891 | Tengore Lane PV | 0 | 0.22 | 7.87 | 2.74 | 2.74 | 0 | 934.41 | 0.05 | 0.05
289 | 289 | 2200042400864 | 400 | 400 | 2200042400873 | Liverton Farm | 0 | 0.922 | 3.52 | 1.33 | 1.33 | -1.043 | 556.39 | 0.05 | 0.05
290 | 290 | 2200042407860 | 401 | 401 | 2200042407879 | Yonder Parks Farm | 0 | 3.134 | 11.46 | 5.04 | 5.04 | 0 | 1361.97 | 0.05 | 0.05
291 | 291 | 2200042410310 | 402 | 402 | 2200042410339 | Somerton Door | 0 | 0.227 | 6.11 | 3.3 | 3.3 | 0 | 605.21 | 0.05 | 0.05
292 | 292 | 2200042414858 | 403 | 403 | 2200042414867 | Carditch Drove | 0 | 0.703 | 3.21 | 1.47 | 1.47 | 0 | 553.9 | 0.05 | 0.05
293 | 293 | 2200042417798 | 404 | 404 | 2200042417803 | Capelands Farm | 0 | 3.171 | 2.26 | 1.47 | 1.47 | 0 | 566.11 | 0.05 | 0.05
294 | 294 | 2200042418791 | 405 | 405 | 2200042418807 | East Youlstone WF | 0 | 1.255 | 83.33 | 2.63 | 2.63 | 0 | 3333.04 | 0.05 | 0.05
295 | 295 | 2200042437359 | 406 | 406 | 2200042437368 | Francis Court Farm | 0 | 2.938 | 6.59 | 2.57 | 2.57 | 0 | 746.86 | 0.05 | 0.05
296 | 296 | 2200042443316 | 407 | 407 | 2200042443325 | Northwood | 0 | 2.692 | 1.76 | 3.33 | 3.33 | 0 | 1004.21 | 0.05 | 0.05
297 | 297 | 2200042443352 | 408 | 408 | 2200042443361 | Tricky Warren | 0 | 0.012 | 8 | 1.73 | 1.73 | 0 | 623.75 | 0.05 | 0.05
298 | 298 | 2200042447000 | 409 | 409 | 2200042447019 | Iwood Lane | 0 | 0.702 | 2.02 | 3.33 | 3.33 | 0 | 647.32 | 0.05 | 0.05
299 | 299 | 2200042446984 | 410 | 410 | 2200042446993 | Rydon Farm | 0 | 7.951 | 22.28 | 2.32 | 2.32 | 0 | 3064.06 | 0.05 | 0.05
300 | 300 | 2200042446966 | 411 | 411 | 2200042446975 | Balls Wood | 0 | 7.628 | 13.92 | 2.01 | 2.01 | 0 | 2721.05 | 0.05 | 0.05
301 | 301 | 2200042457480 | 412 | 412 | 2200042457499 | Ashlawn Farm | 0 | 0.727 | 12.83 | 3.16 | 3.16 | 0 | 1277.77 | 0.05 | 0.05
302 | 302 | 2200042457903 | 413 | 413 | 2200042457912 | Pencoose Farm | 0 | 6.427 | 9.21 | 1.76 | 1.76 | 0 | 1215.44 | 0.05 | 0.05
303 | 303 | 2200042457986 | 414 | 414 | 2200042457995 | Hawkers Farm | 1 | 0.244 | 2601.25 | 1.68 | 1.68 | 0 | 561.32 | 0.05 | 0.05
304 | 304 | 2200042459557 | 415 | 415 | 2200042459566 | Hurcott | 0 | 0 | 2.22 | 1.92 | 1.92 | 0 | 584.2 | 0.05 | 0.05
305 | 305 | 2200042461290 | 416 | 416 | 2200042461306 | Garvinack | 0 | 2.884 | 25.39 | 1.32 | 1.32 | 0 | 1170.39 | 0.05 | 0.05
306 | 306 | 2200042462179 | 417 | 417 | 2200042462188 | New Barton | 0 | 1.047 | 48.63 | 2.91 | 2.91 | 0 | 6172.06 | 0.05 | 0.05
307 | 307 | 2200042465160 | 418 | 418 | 2200042465170 | Coombeshead Farm | 0 | 1.595 | 1.67 | 4.07 | 4.07 | 0 | 639.4 | 0.05 | 0.05
308 | 308 | 2200042465189 | 419 | 419 | 2200042465198 | Walland Farm | 0 | 0.909 | 13.12 | 3.67 | 3.67 | 0 | 562.99 | 0.05 | 0.05
309 | 309 | 2200042467594 | 420 | 420 | 2200042467600 | Ashcombe | 0 | 8.246 | 13.13 | 2.64 | 2.64 | 0 | 798.88 | 0.05 | 0.05
310 | 310 | 2200042469875 | 421 | 421 | 2200042469893 | Newnham Farm | 0 | 7.652 | 46.46 | 1.21 | 1.21 | 0 | 4162.63 | 0.05 | 0.05
311 | 311 | 2200042473463 | 422 | 422 | 2200042473472 | Roskrow Barton PV | 0 | 6.563 | 7.27 | 3.82 | 3.82 | 0 | 1075.13 | 0.05 | 0.05
312 | 312 | 2200042473445 | 423 | 423 | 2200042473454 | Parkview Solar | 1 | 1.632 | 2586.2 | 1.55 | 1.55 | 0 | 657.64 | 0.05 | 0.05
313 | 313 | 2200042475169 | 424 | 424 | 2200042475178 | Towerhead Farm | 0 | 0.705 | 9.97 | 1.56 | 1.56 | 0 | 1296.36 | 0.05 | 0.05
314 | 314 | 2200042475196 | 425 | 425 | 2200042475201 | Rookery Farm | 1 | 0.704 | 2587.66 | 1.21 | 1.21 | 0 | 1074.17 | 0.05 | 0.05
315 | 315 | 2200042475415 | 426 | 426 | 2200042475424 | Bystock Farm | 0 | 0.923 | 158.2 | 0.97 | 0.97 | 0 | 1591.05 | 0.05 | 0.05
316 | 316 | 2200042475433 |  |  |  | Pylle PV Import Boundary | 0 | 2.228 | 5.95 | 4.8 | 4.8 | 0 | 0 | 0 | 0
|  |  | 427 | 427 | 2200042573488 | Pylle PV Site 1 | 0 | 0 | 0 | 0 | 0 | 0 | 470.98 | 0.05 | 0.05
|  |  | 445 | 445 | 2200042573502 | Pylle PV Site 2 | 0 | 0 | 0 | 0 | 0 | 0 | 470.98 | 0.05 | 0.05
317 | 317 | 2200042475823 | 428 | 428 | 2200042475832 | Burthy PV | 0 | 1.345 | 2.39 | 2.32 | 2.32 | 0 | 797.25 | 0.05 | 0.05
318 | 318 | 2200042480610 | 429 | 429 | 2200042480656 | Wilton Farm PV | 0 | 2.226 | 7.85 | 1.65 | 1.65 | 0 | 733.63 | 0.05 | 0.05
319 | 319 | 2200042484873 | 431 | 431 | 2200042484882 | Woodmanton (Coombe) Farm | 0 | 0.927 | 11.53 | 1.76 | 1.76 | 0 | 1372.55 | 0.05 | 0.05
320 | 320 | 2200042484846 | 432 | 432 | 2200042484855 | Higher Bye Farm | 0 | 0 | 8 | 1.37 | 1.37 | 0 | 930.94 | 0.05 | 0.05
321 | 321 | 2200042530730 | 433 | 433 | 2200042530740 | Wilton Farm WF | 0 | 2.226 | 79.84 | 0.98 | 0.98 | 0 | 798.36 | 0.05 | 0.05
322 | 322 | 2200042533411 | 434 | 434 | 2200042533420 | Denzell Downs WF | 0 | 0.183 | 67.44 | 1.24 | 1.24 | 0 | 4732.57 | 0.05 | 0.05
323 | 323 | 2200042541583 | 435 | 435 | 2200042541635 | Puriton Landfill PV_1 Rainbow | 0 | 0.127 | 3.96 | 1.86 | 1.86 | 0 | 495.1 | 0.05 | 0.05
324 | 324 | 2200042557281 | 436 | 436 | 2200042557290 | Portworthy Dams PV_1 | 0 | 7.831 | 13.67 | 2.53 | 2.53 | 0 | 683.7 | 0.05 | 0.05
325 | 325 | 2200042616556 |  |  |  | Wick Farm Boundary Import | 0 | 0.199 | 6.68 | 1.29 | 1.29 | 0 | 0 | 0 | 0
|  |  | 437 | 437 | 2200042542763 | Wick Farm PV_1 Export | 0 | 0 | 0 | 0 | 0 | 0 | 267.11 | 0.05 | 0.05
|  |  | 438 | 438 | 2200042542781 | Wick Farm PV_2 Export | 0 | 0 | 0 | 0 | 0 | 0 | 267.11 | 0.05 | 0.05
326 | 326 | 2200043348684 | 494 | 494 | 2200043348709 | Carland Cross (PV) | 1 | 3.223 | 2582.26 | 1.53 | 1.53 | -3.609 | 145.68 | 0.05 | 0.05
327 | 327 | 2200042552600 | 439 | 439 | 2200042552646 | Batsworthy WF | 0 | 3.193 | 51.84 | 2.73 | 2.73 | 0 | 9986.58 | 0.05 | 0.05
328 | 328 | 2200042557306 | 440 | 440 | 2200042557315 | Portworthy Dams PV_2 | 0 | 7.831 | 13.67 | 2.44 | 2.44 | 0 | 615.33 | 0.05 | 0.05
329 | 329 | 2200042563211 |  |  |  | Crewkerne PV shared Imports | 0 | 0 | 9.65 | 2 | 2 | 0 | 0 | 0 | 0
|  |  | 441 | 441 | 2200042563230 | Crewkerne PV Site 1 | 0 | 0 | 0 | 0 | 0 | 0 | 803.51 | 0.05 | 0.05
|  |  | 442 | 442 | 2200042563276 | Crewkerne PV Site 2 | 0 | 0 | 0 | 0 | 0 | 0 | 803.51 | 0.05 | 0.05
331 | 331 | 2200042569134 | 443 | 443 | 2200042569161 | Tonedale Farm PV | 0 | 0 | 132.62 | 1.72 | 1.72 | 0 | 1217.96 | 0.05 | 0.05
332 | 332 | 2200042541644 | 444 | 444 | 2200042541653 | Puriton Landfill PV_2 SSB | 0 | 0.127 | 3.96 | 1.77 | 1.77 | 0 | 445.59 | 0.05 | 0.05
333 | 333 | 2200042582446 | 447 | 447 | 2200042582455 | Red Hill Farm | 0 | 0 | 11.36 | 2.11 | 2.11 | 0 | 897.11 | 0.05 | 0.05
334 | 334 | 2200042574222 | 446 | 446 | 2200042574231 | Chelwood | 0 | 2.124 | 13.73 | 1.61 | 1.61 | 0 | 1181.15 | 0.05 | 0.05
335 | 335 | 2200042592913 | 448 | 448 | 2200042592922 | West Carclaze1 | 0 | 0.566 | 6.5 | 1.78 | 1.78 | 0 | 1013.6 | 0.05 | 0.05
336 | 336 | 2200042592931 | 449 | 449 | 2200042592940 | West Carclaze2 | 0 | 0.566 | 3.25 | 1.29 | 1.29 | 0 | 506.8 | 0.05 | 0.05
337 | 337 | 2200042495680 | 450 | 450 | 2200042495670 | Northmoor (embd) PV | 0 | 0 | 3.86 | 1.3 | 1.3 | 0 | 368.6 | 0.05 | 0.05
338 | 338 | 2200042540687 | 451 | 451 | 2200042540678 | Nmoor Little Tinney WF | 0 | 0 | 1.93 | 0.86 | 0.86 | 0 | 39.48 | 0.05 | 0.05
339 | 339 | 2200042540696 | 452 | 452 | 2200042540710 | Nmoor East Balsdon WF | 0 | 0 | 1.93 | 0.84 | 0.84 | 0 | 39.48 | 0.05 | 0.05
340 | 340 | 2200042598135 | 453 | 453 | 2200042598144 | Nmoor Hornacott PV | 0 | 0 | 3.86 | 1.13 | 1.13 | 0 | 368.6 | 0.05 | 0.05
341 | 341 | 2200042601346 | 454 | 454 | 2200042601355 | Oakham Farm | 0 | 0.021 | 10.59 | 1.64 | 1.64 | 0 | 821.14 | 0.05 | 0.05
342 | 342 | 2200042603237 | 455 | 455 | 2200042603246 | Carnemough Farm | 0 | 1.367 | 10.82 | 1.27 | 1.27 | 0 | 1803.36 | 0.05 | 0.05
343 | 343 | 2200042689252 | 456 | 456 | 2200042689261 | Ashwater WT Site 1 | 1 | 1.071 | 2583 | 2.79 | 2.79 | 0 | 82.23 | 0.05 | 0.05
345 | 345 | 2200042620162 | 458 | 458 | 2200042620171 | Great Houndbeare 2 | 0 | 0.359 | 35.93 | 2.09 | 2.09 | 0 | 1495.94 | 0.05 | 0.05
346 | 346 | 2200042620205 | 459 | 459 | 2200042620214 | Withy Drove | 0 | 0.144 | 50.83 | 1.54 | 1.54 | 0 | 2183.27 | 0.05 | 0.05
348 | 348 | 2200042620250 | 461 | 461 | 2200042620260 | Fitzwarren (Montys) Farm | 0 | 0 | 4.01 | 2.41 | 2.41 | 0 | 1560.75 | 0.05 | 0.05
350 | 350 | 2200042622035 | 463 | 463 | 2200042622044 | Dunsland Cross WF | 0 | 1.073 | 9.84 | 2.34 | 2.34 | 0 | 531.06 | 0.05 | 0.05
351 | 351 | 2200042626944 | 464 | 464 | 2200042626953 | Trerule Farm | 0 | 2.162 | 15.81 | 1.4 | 1.4 | 0 | 1115.73 | 0.05 | 0.05
352 | 352 | 2200042627140 | 465 | 465 | 2200042627159 | Nancrossa | 0 | 6.379 | 2.3 | 1.87 | 1.87 | 0 | 575.22 | 0.05 | 0.05
353 | 353 | 2200042637885 | 466 | 466 | 2200042637894 | Wick Farm West | 0 | 0.199 | 7.75 | 1.36 | 1.36 | 0 | 548.65 | 0.05 | 0.05
354 | 354 | 2200042655528 | 467 | 467 | 2200042655537 | (LWeston ntw) Severn Community | 0 | 0.479 | 115.02 | 0.81 | 0.81 | 0 | 1532.02 | 0.05 | 0.05
356 | 356 | 2200042679592 | 469 | 469 | 2200042679608 | Tamerton Bridge STOR | 0 | 1.026 | 11.15 | 1.02 | 1.02 | -1.162 | 1173.14 | 0.05 | 0.05
357 | 357 | 2200042689270 | 470 | 470 | 2200042689280 | Ashwater PV Site 2 | 0 | 1.071 | 10.69 | 2.88 | 2.88 | 0 | 684.15 | 0.05 | 0.05
358 | 358 | 2200042722608 | 471 | 471 | 2200042722617 | Bodwen | 0 | 0.579 | 12.85 | 1.72 | 1.72 | 0 | 2080.73 | 0.05 | 0.05
359 | 359 | 2200042729774 | 472 | 472 | 2200042729783 | Sharland Farm PV | 0 | 3.599 | 28.73 | 5.72 | 5.72 | 0 | 1284.44 | 0.05 | 0.05
360 | 360 | 2200042733460 | 473 | 473 | 2200042733479 | Stoneshill Farm | 1 | 2.195 | 2598.32 | 1.87 | 1.87 | 0 | 1489 | 0.05 | 0.05
361 | 361 | 2200042733850 | 474 | 474 | 2200042733869 | Nmoor Parsonage Wood PV | 0 | 0 | 3.86 | 1 | 1 | 0 | 269.63 | 0.05 | 0.05
362 | 362 | 2200042738705 | 475 | 475 | 2200042738714 | Axe View Way PV | 1 | 0.001 | 2587.5 | 1.12 | 1.12 | 0 | 629.38 | 0.05 | 0.05
363 | 363 | 2200042742491 | 476 | 476 | 2200042742507 | Place Barton Farm | 0 | 1.599 | 13.46 | 2.6 | 2.6 | 0 | 1220.48 | 0.05 | 0.05
364 | 364 | 2200042742516 | 477 | 477 | 2200042742525 | Old Stone Farm | 0 | 3.151 | 9.77 | 4.92 | 4.92 | 0 | 868.73 | 0.05 | 0.05
367 | 367 | 2200042784482 | 480 | 480 | 2200042784491 | Lockleaze Battery Storage | 0 | 2.664 | 473.71 | 0.84 | 0.84 | -2.751 | 498.63 | 0.05 | 0.05
368 | 368 | 2200043210930 | 491 | 491 | 2200043210940 | West Holcombe PV | 1 | 2.242 | 2610.61 | 2.7 | 2.7 | 0 | 1273.91 | 0.05 | 0.05
369 | 369 | 2200043245180 | 492 | 492 | 2200043245190 | Hallen 33kV Battery | 0 | 0 | 909.86 | 0.76 | 0.76 | 0 | 949.13 | 0.05 | 0.05
370 | 370 | 2200043332959 | 493 | 493 | 2200043332940 | Two Post Cross PV | 0 | 0 | 61.04 | 1.37 | 1.37 | 0 | 529.37 | 0.05 | 0.05
600 | 600 | 2200032010850 | 601 | 601 | 2200031824542 | Imerys1(Blackpool) | 1 | 0.584 | 2877.75 | 0.94 | 0.94 | 0 | 0.01 | 0.05 | 0.05
603 | 603 | 2200042461315 | 785 | 785 | 2200042461324 | Otterham WT Feeder1 | 0 | 0.229 | 1.91 | 0.81 | 0.81 | -0.229 | 19.13 | 0.05 | 0.05
604 | 604 | 2200042501410 | 786 | 786 | 2200042501429 | Otterham WT Feeder2 | 0 | 0.229 | 1.91 | 0.84 | 0.84 | -0.229 | 137.75 | 0.05 | 0.05
607 | 607 | 2200042141133 | 789 | 789 | 2200042141142 | Wyld Meadow | 1 | 0 | 2589.51 | 1.68 | 1.68 | 0 | 961.17 | 0.05 | 0.05
608 | 608 | 2200042141259 | 791 | 791 | 2200042141277 | Prince Rock | 1 | 4.918 | 2852.15 | 1.21 | 1.21 | -4.994 | 286.77 | 0.05 | 0.05
612 | 612 | 2200032168607 | 765 | 765 | 2200032168616 | Bradon Farm | 0 | 0.123 | 62.29 | 0.95 | 0.95 | -0.123 | 1822.79 | 0.05 | 0.05
613 | 613 | 2200040848888 | 766 | 766 | 2200031664357 | Carland Cross (WF Boundary) | 1 | 3.223 | 2607.82 | 0.97 | 0.97 | -3.609 | 365.47 | 0.05 | 0.05
614 | 614 | 2200030511311 | 767 | 767 | 2200031822971 | Cold Northcott | 0 | 1.902 | 15.79 | 6.9 | 6.9 | 0 | 568.61 | 0.05 | 0.05
615 | 615 | 2200040863404 | 768 | 768 | 2200040863399 | Forestmoor 1 | 0 | 1.287 | 21.73 | 2.64 | 2.64 | 0 | 0 | 0 | 0
616 | 616 | 2200040863431 | 769 | 769 | 2200040863422 | Forestmoor 2 | 0 | 1.287 | 39.84 | 2.63 | 2.63 | 0 | 0 | 0 | 0
617 | 617 | 2200030109831 | 770 | 770 | 2200031823558 | Four Burrows | 0 | 2.976 | 22.2 | 1.64 | 1.64 | 0 | 998.95 | 0.05 | 0.05
618 | 618 | 2200042384194 | 783 | 783 | 2200042384200 | Canworthy PV | 0 | 0 | 6.67 | 1.36 | 1.36 | 0 | 1094.58 | 0.05 | 0.05
619 | 619 | 2200030112133 | 775 | 775 | 2200031823530 | St Breock | 0 | 1.802 | 19.68 | 4.13 | 4.13 | 0 | 1093.09 | 0.05 | 0.05
620 | 620 | 2200030348790 | 723 | 723 | 2200042334139 2200042334148 | DML - Central | 3 | 2.264 | 43528.92 | 0.7 | 0.7 | -2.269 | 2404.19 | 0.05 | 0.05
623 | 623 | 2200042602289 | 748 | 748 | 2200042602298 | Denbrook WF | 0 | 0 | 38.26 | 0.89 | 0.89 | 0 | 3908.57 | 0.05 | 0.05
624 | 624 | 2200041804437 | 747 | 747 | 2200041804446 | Hayle Wave Hub | 1 | 0 | 2579.71 | 0 | 0 | -12.638 | 715.46 | 0.05 | 0.05
626 | 626 | 2200040571113 | 752 | 752 | 2200040571122 | Connon Bridge | 0 | 2.356 | 19.72 | 2.48 | 2.48 | -2.872 | 420.6 | 0.05 | 0.05
627 | 627 | 2200040979020 | 753 | 753 | 2200040979039 | Chelson | 0 | 4.926 | 19.67 | 0.92 | 0.92 | -5.36 | 590.24 | 0.05 | 0.05
628 | 628 | 2200041957685 | 754 | 754 | 2200041253506 | Darracott | 0 | 3.375 | 35.8 | 3.92 | 3.92 | 0 | 652.03 | 0.05 | 0.05
629 | 629 | 2200040164245 | 764 | 764 | 2200040164254 | Bears Down | 0 | 0.186 | 2.67 | 1.51 | 1.51 | 0 | 0 | 0 | 0
632 | 632 | 2200040473921 | 757 | 757 | 2200040473940 | St Day | 1 | 6.411 | 2834.71 | 1.27 | 1.27 | -7.688 | 669.38 | 0.05 | 0.05
633 | 633 | 2200041499771 | 758 | 758 | 2200041499762 | Shooters Bottom | 0 | 2.127 | 14.3 | 1.74 | 1.74 | 0 | 817.12 | 0.05 | 0.05
634 | 634 | 2200041625596 | 760 | 760 | 2200041625587 | Heathfield | 1 | 8.114 | 2606.54 | 1.85 | 1.85 | -10.776 | 536.61 | 0.05 | 0.05
635 | 635 | 2200041845860 | 761 | 761 | 2200041845850 | Goonhilly | 0 | 6.862 | 10.07 | 2.76 | 2.76 | 0 | 805.46 | 0.05 | 0.05
636 | 636 | 2200041786674 | 762 | 762 | 2200041786683 | Delabole | 0 | 1.85 | 15.52 | 4.49 | 4.49 | 0 | 1428.15 | 0.05 | 0.05
637 | 637 | 2200041930489 | 763 | 763 | 2200041930498 | Fullabrook | 1 | 0 | 2988.63 | 1.47 | 1.47 | 0 | 35511.73 | 0.05 | 0.05
638 | 638 | 2200043200997 |  |  |  | Hermerdon Mine | 2 | 8.006 | 19159.57 | 2.37 | 2.37 | 0 | 0 | 0 | 0
639 | 639 | 2200042142094 | 724 | 724 | 2200042142410 | Luxulyan(Trenoweth Farm) | 0 | 0.576 | 4.17 | 3.61 | 3.61 | 0 | 1202.91 | 0.05 | 0.05
642 | 642 | 2200042142439 | 725 | 725 | 2200042142457 | Woodland Barton PV 33kV Gen | 0 | 1.339 | 12.94 | 1.45 | 1.45 | 0 | 1294.3 | 0.05 | 0.05
643 | 643 | 2200041978773 | 726 | 726 | 2200041978782 | Manor PV Farm 33kV | 0 | 0.572 | 5.41 | 1.79 | 1.79 | 0 | 751.6 | 0.05 | 0.05
644 | 644 | 2200041978852 | 727 | 727 | 2200041978861 | Churchtown Farm PV 33kV | 0 | 7.152 | 223.22 | 1.31 | 1.31 | -7.152 | 345.85 | 0.05 | 0.05
645 | 645 | 2200041978791 | 728 | 728 | 2200041978807 | Trenouth PV 33kV | 0 | 0.187 | 20.02 | 1.76 | 1.76 | 0 | 1601.66 | 0.05 | 0.05
647 | 647 | 2200041979874 | 732 | 732 | 2200041979883 | Howton Farm PV 33kV | 0 | 1.364 | 5.35 | 2.44 | 2.44 | 0 | 765 | 0.05 | 0.05
649 | 649 | 2200042682406 | 734 | 734 | 2200042682424 | Newton Downs Farm | 0 | 7.705 | 59.07 | 1.09 | 1.09 | 0 | 1048.31 | 0.05 | 0.05
650 | 650 | 2200030346906 2200030346998 |  |  |  | BAE Systems (ROF) | 1 | 0.151 | 3352.62 | 1.25 | 1.25 | 0 | 0 | 0 | 0
652 | 652 | 2200041978728 | 735 | 735 | 2200041978737 | East Langford PV 33kV | 0 | 1.277 | 5.38 | 3.63 | 3.63 | 0 | 768.49 | 0.05 | 0.05
653 | 653 | 2200042194279 | 736 | 736 | 2200042194288 | NINNIS PV 33kV Gen | 0 | 0.573 | 9.4 | 1.31 | 1.31 | 0 | 932.52 | 0.05 | 0.05
654 | 654 | 2200042208824 | 737 | 737 | 2200042208833 | Willsland PV 33kV Gen | 0 | 0.968 | 5.81 | 3.97 | 3.97 | 0 | 766.5 | 0.05 | 0.05
655 | 655 | 2200042141151 | 738 | 738 | 2200042141160 | Eastcombe PV 33kV Gen | 0 | 1.111 | 7.96 | 3.31 | 3.31 | 0 | 1015.19 | 0.05 | 0.05
656 | 656 | 2200042172879 | 739 | 739 | 2200042172888 | Bratton Flemming PV | 0 | 3.166 | 5.9 | 1.49 | 1.49 | 0 | 590.25 | 0.05 | 0.05
657 | 657 | 2200042196736 | 740 | 740 | 2200042196745 | Beaford Brook PV | 0 | 3.585 | 2.98 | 7.39 | 7.39 | 0 | 595.45 | 0.05 | 0.05
658 | 658 | 2200042206604 | 742 | 742 | 2200042206613 | Park Wall PV | 0 | 0.127 | 3.8 | 1.64 | 1.64 | 0 | 760.91 | 0.05 | 0.05
659 | 659 | 2200042198501 | 743 | 743 | 2200042198520 | Bradford Solar Park | 0 | 1.203 | 29.87 | 1.98 | 1.98 | 0 | 2986.76 | 0.05 | 0.05
662 | 662 | 2200041982938 | 744 | 744 | 2200041982947 | Causilgey PV 33kV Gen | 0 | 2.93 | 3.45 | 2.65 | 2.65 | 0 | 621.6 | 0.05 | 0.05
663 | 663 | 2200042042966 | 745 | 745 | 2200042042975 | Beechgrove Farm PV 33kV | 0 | 0 | 2.37 | 2.41 | 2.41 | 0 | 761.13 | 0.05 | 0.05
664 | 664 | 2200041857484 | 772 | 772 | 2200031825680 | Isles of Scilly | 1 | 23.219 | 2643.57 | 1.02 | 1.02 | -23.219 | 383.21 | 0.05 | 0.05
665 | 665 | 2200042019345 | 666 | 666 | 2200042019354 | BLACKDITCH 33kV | 0 | 0.127 | 0.63 | 3.98 | 3.98 | 0 | 540.28 | 0.05 | 0.05
669 | 669 | 2200030348718 | 806 | 806 | 2200041310085 | Avonmouth Docks Boundary | 1 | 0.847 | 3480.54 | 1.73 | 1.73 | 0 | 0 | 0 | 0
673 | 673 | 2200042534070 | 586 | 586 | 2200042534080 | CERC St Dennis | 2 | 0 | 21429.15 | 0.64 | 0.64 | 0 | 12292.47 | 0.05 | 0.05
674 | 674 | 2200042538720 | 587 | 587 | 2200042538749 | Severnside Energy Recovery Centre | 1 | 0 | 3653.47 | 0.64 | 0.64 | 0 | 11012.95 | 0.05 | 0.05
675 | 675 | 2200042787377 | 588 | 588 | 2200042787386 | Old Green Wind Farm & Battery | 0 | 0 | 404.58 | 0.79 | 0.79 | 0 | 696.67 | 0.05 | 0.05
690 | 690 | 2200030348620 |  |  |  | Norbora | 2 | 3.243 | 19270.14 | 4.55 | 4.55 | 0 | 0 | 0 | 0
692 | 692 | 2200030349084 2200032161977 |  |  |  | SWW Tamar | 1 | 2.443 | 3467.75 | 3.97 | 3.97 | 0 | 0 | 0 | 0
694 | 694 | 2200030349075 2200032161930 | 693 | 693 | 2200031824213 | SWW Roadford | 1 | 6.377 | 3214.02 | 3.73 | 3.73 | -9.039 | 253.73 | 0.05 | 0.05
696 | 696 | 2200030347928 |  |  |  | Tarmac | 1 | 0.763 | 3437.49 | 3.13 | 3.13 | 0 | 0 | 0 | 0
697 | 697 | 2200030348026 2200030348035 |  |  |  | Abbeywood | 2 | 2.195 | 18916.72 | 1.03 | 1.03 | 0 | 0 | 0 | 0
698 | 698 | 2200030347101 2200032161995 | HP Export | HP Export | HP Export | HewlettPackard | 1 | 3.557 | 2853.15 | 2.09 | 2.09 | 0 | 24.61 | 0.05 | 0.05
699 | 699 | 2200030354118 |  |  |  | Blagdon | 1 | 1.848 | 2728.73 | 2.4 | 2.4 | 0 | 0 | 0 | 0
700 | 700 | 2200031997477 2200031997529 |  |  |  | BristolAirport | 1 | 4.891 | 2877.76 | 2.93 | 2.93 | 0 | 0 | 0 | 0
701 | 701 | 2200031846059 | 808 | 808 | 2200031824747 | BGasHallen | 1 | 2.282 | 3909.56 | 0.95 | 0.95 | 0 | 0 | 0 | 0
702 | 702 | 2200030349260 | 807 | 807 | 2200041310094 | Portbury Dock | 2 | 2.895 | 19442.23 | 1.48 | 1.48 | 0 | 219.62 | 0.05 | 0.05
703 | 703 | 2200030348470 | 795 | 795 | 2200042430770 | Whatley Quarry | 2 | 6.13 | 18719.41 | 3.53 | 3.53 | -7.06 | 100.74 | 0.05 | 0.05
704 | 704 | 2200030349093 2200040240630 |  |  |  | FalmouthDocks | 1 | 7.847 | 2877.76 | 2.05 | 2.05 | 0 | 0 | 0 | 0
706 | 706 | 2200040468930 2200042670943 |  |  |  | DairyCrestDavidstow | 2 | 9.159 | 21766.12 | 3.28 | 3.28 | 0 | 0 | 0 | 0
707 | 707 | 2200041209970 | 809 | 809 | 2200041209989 | Hemyock (Broadpath LF) | 1 | 3.473 | 2586.8 | 0.82 | 0.82 | -3.473 | 141.93 | 0.05 | 0.05
708 | 708 | 2200030348373 | 794 | 794 | 2200031824524 | Imerys(Torycombe) | 2 | 11.569 | 18781.03 | 1.94 | 1.94 | -11.647 | 135.69 | 0.05 | 0.05
709 | 709 | 2200030346710 2200032196710 | 722 | 722 | 2200041987314 2200041987323 | Royal United Hospital | 1 | 12.461 | 2748.48 | 1.28 | 1.28 | -12.531 | 129.27 | 0.05 | 0.05
713 | 713 | 2200042194640 | 776 | 776 | 2200042103449 | Avonmouth BCC WF 33kV Gen | 1 | 0 | 2602.88 | 0.84 | 0.84 | 0 | 965.58 | 0.05 | 0.05
714 | 714 | 2200042108127 | 777 | 777 | 2200042108289 | Bodiniel PV Park 33kV Gen | 0 | 1.781 | 4.31 | 2.92 | 2.92 | 0 | 717.89 | 0.05 | 0.05
715 | 715 | 2200042385453 | 778 | 778 | 2200042385462 | Garlenick WF 33kV | 0 | 0.571 | 90.35 | 0.83 | 0.83 | 0 | 3613.81 | 0.05 | 0.05
716 | 716 | 2200042165037 | 779 | 779 | 2200042165046 | Warleigh Barton PV 33kV Gen | 0 | 1.03 | 6.89 | 1.7 | 1.7 | 0 | 964.07 | 0.05 | 0.05
717 | 717 | 2200042171449 | 780 | 780 | 2200042171458 | Winnards Perch PV 33kV Gen | 0 | 0.185 | 16.33 | 1.53 | 1.53 | 0 | 952.49 | 0.05 | 0.05
718 | 718 | 2200042356276 | 781 | 781 | 2200042356285 | Galsworthy WF | 0 | 0.129 | 107.97 | 0.79 | 0.79 | 0 | 993.29 | 0.05 | 0.05
719 | 719 | 2200042392308 | 782 | 782 | 2200042392317 | Otterham WF Extension | 0 | 0.229 | 0.77 | 0.88 | 0.88 | -0.229 | 38.26 | 0.05 | 0.05
720 | 720 | 2200030348986 2200032178340 2200032178368 2200032178377 2200041226558 2200041226567 |  |  |  | Airbus UK Ltd | 4 | 1.073 | 42531.12 | 1.31 | 1.31 | 0 | 0 | 0 | 0
750 | 750 | 2200032138124 | 751 | 751 | 2200032050436 | RR Power Development | 2 | 0 | 19730.98 | 1.88 | 1.88 | 0 | 0 | 0 | 0
759 | 759 | 2200041527904 |  |  |  | Langage | 1 | 7.895 | 3383.26 | 0.86 | 0.86 | 0 | 0 | 0 | 0
797 | 797 | 2200030348452 | 804 | 804 | 2200031824551 | Imerys5(Drinnick) | 3 | 3.534 | 41597.12 | 1.56 | 1.56 | 0 | 0 | 0 | 0
798 | 798 | 2200030348382 | 803 | 803 | 2200030347690 | Imerys4(Bugle) | 2 | 5.093 | 18898.09 | 1.46 | 1.46 | -5.217 | 316.68 | 0.05 | 0.05
799 | 799 | 2200032010879 | 801 | 801 | 2200031824738 | Imerys3(Trebal) | 2 | 0 | 20647.26 | 0.89 | 0.89 | 0 | 101.43 | 0.05 | 0.05
800 | 800 | 2200030348666 | 802 | 802 | 2200031824490 | Imerys6(Par) | 2 | 1.128 | 18709.23 | 1.02 | 1.02 | 0 | 0 | 0 | 0
805 | 805 | 2200030349242 |  |  |  | DML - North | 3 | 1.146 | 51981.86 | 0.81 | 0.81 | 0 | 0 | 0 | 0
810 | 810 | 2200042163484 | 790 | 790 | 2200042163493 | Marley Thatch PV | 0 | 1.591 | 4.44 | 2.42 | 2.42 | 0 | 754.15 | 0.05 | 0.05
811 | 811 | 2200041648681 2200041648690 2200042093766 | 793 | 793 | 2200042093720 2200042093739 2200042093757 | Bristol Royal Infirmary | 2 | 0.493 | 18827.58 | 0.88 | 0.88 | -0.493 | 238.16 | 0.05 | 0.05
812 | 812 | 2200042276123 2200042276132 2200042276141 |  |  |  | Bristol University | 2 | 0.605 | 19065.74 | 2.03 | 2.03 | 0 | 0 | 0 | 0
815 | 815 | 2200042163410 | 792 | 792 | 2200042163457 | Burrowton Farm PV | 1 | 0 | 2584.37 | 1.64 | 1.64 | 0 | 634.83 | 0.05 | 0.05
816 | 816 | 2200042165055 | 900 | 900 | 2200042165064 | Callington Solar | 0 | 1.974 | 5.59 | 3.66 | 3.66 | 0 | 587.2 | 0.05 | 0.05
817 | 817 | 2200042165073 | 901 | 901 | 2200042165082 | Hope Solar | 0 | 7.162 | 9.46 | 1.13 | 1.13 | 0 | 993.32 | 0.05 | 0.05
818 | 818 | 2200042172043 | 903 | 903 | 2200042172052 | NES Kingsweston Lane | 0 | 0.478 | 154.94 | 0.81 | 0.81 | -0.652 | 619.75 | 0.05 | 0.05
820 | 820 | 2200042169714 | 905 | 905 | 2200042169723 | Slade Farm PV | 0 | 3.219 | 6.33 | 5.47 | 5.47 | 0 | 954.85 | 0.05 | 0.05
821 | 821 | 2200042171183 | 906 | 906 | 2200042171192 | Rew Farm PV | 0 | 1.34 | 5.2 | 1.86 | 1.86 | 0 | 894.52 | 0.05 | 0.05
822 | 822 | 2200042171208 | 907 | 907 | 2200042171226 | Higher Trenhayle PV | 0 | 12.465 | 6.32 | 2.38 | 2.38 | 0 | 758.56 | 0.05 | 0.05
823 | 823 | 2200042171244 | 908 | 908 | 2200042171253 | Middle Treworder PV | 0 | 1.795 | 1.25 | 6.38 | 6.38 | 0 | 609.56 | 0.05 | 0.05
824 | 824 | 2200042171616 | 909 | 909 | 2200042171625 | Penhale Farm PV | 0 | 1.802 | 14.36 | 4.41 | 4.41 | 0 | 861.42 | 0.05 | 0.05
825 | 825 | 2200042172512 | 910 | 910 | 2200042172521 | Ayshford Court PV | 0 | 2.201 | 1.87 | 1.81 | 1.81 | 0 | 567.9 | 0.05 | 0.05
826 | 826 | 2200042172920 | 911 | 911 | 2200042172930 | West Hill PV | 0 | 0.904 | 27.39 | 2.94 | 2.94 | 0 | 3692.43 | 0.05 | 0.05
827 | 827 | 2200042172897 | 912 | 912 | 2200042172902 | Knockworthy Farm PV | 1 | 3.335 | 2584.64 | 4.57 | 4.57 | 0 | 548.7 | 0.05 | 0.05
828 | 828 | 2200042218673 2200042218682 |  |  |  | University of Bath | 2 | 10.888 | 23193.66 | 2.77 | 2.77 | 0 | 0 | 0 | 0
829 | 829 | 2200042174272 | 914 | 914 | 2200042174281 | Trekenning Farm PV | 0 | 1.339 | 24.32 | 1.31 | 1.31 | 0 | 2900.8 | 0.05 | 0.05
830 | 830 | 2200042184369 | 915 | 915 | 2200042184378 | Four Burrows PV | 0 | 3.003 | 4 | 2.27 | 2.27 | 0 | 551.69 | 0.05 | 0.05
833 | 833 | 2200042191756 | 918 | 918 | 2200042191765 | Halse Farm PV | 0 | 0 | 1.47 | 2.38 | 2.38 | 0 | 552.91 | 0.05 | 0.05
834 | 834 | 2200042192750 | 919 | 919 | 2200042192769 | Hatchlands Farm PV | 0 | 1.587 | 16.6 | 1.65 | 1.65 | 0 | 922.25 | 0.05 | 0.05
835 | 835 | 2200042193879 | 920 | 920 | 2200042193888 | Higher Trevartha PV | 0 | 2.263 | 14.75 | 2.82 | 2.82 | 0 | 973.45 | 0.05 | 0.05
837 | 837 | 2200042194047 | 922 | 922 | 2200042194056 | Ford Farm PV | 0 | 2.198 | 5.3 | 3.02 | 3.02 | 0 | 567.82 | 0.05 | 0.05
839 | 839 | 2200042345993 | 924 | 924 | 2200042346000 | Trequite | 0 | 2.203 | 3.36 | 2.96 | 2.96 | 0 | 1109.13 | 0.05 | 0.05
841 | 841 | 2200042193735 | 926 | 926 | 2200042193744 | Higher Tregarne PV | 0 | 6.51 | 31.55 | 1.62 | 1.62 | 0 | 1352.22 | 0.05 | 0.05
842 | 842 | 2200042195592 | 927 | 927 | 2200042195608 | Higher North Beer PV | 0 | 6.18 | 0.82 | 5.65 | 5.65 | 0 | 578.72 | 0.05 | 0.05
843 | 843 | 2200042196781 | 928 | 928 | 2200042196790 | Horsacott PV | 0 | 0.883 | 1.98 | 2.51 | 2.51 | 0 | 562.16 | 0.05 | 0.05
844 | 844 | 2200042201252 | 929 | 929 | 2200042201261 | Langunnett PV | 0 | 2.463 | 17.63 | 3.61 | 3.61 | 0 | 1670.32 | 0.05 | 0.05
845 | 845 | 2200042201270 | 930 | 930 | 2200042201280 | Trefinnick Farm PV | 0 | 2.006 | 20.51 | 4.21 | 4.21 | 0 | 1709.04 | 0.05 | 0.05
846 | 846 | 2200042202939 | 931 | 931 | 2200042202948 | Little Trevease Farm PV | 0 | 6.388 | 8.54 | 1.62 | 1.62 | 0 | 820.08 | 0.05 | 0.05
847 | 847 | 2200042432625 | 932 | 932 | 2200042432634 | Marksbury | 0 | 2.125 | 9.47 | 1.8 | 1.8 | 0 | 755.36 | 0.05 | 0.05
848 | 848 | 2200042202975 | 933 | 933 | 2200042202984 | Cobbs Cross | 0 | 0.131 | 3.92 | 2.15 | 2.15 | 0 | 784.04 | 0.05 | 0.05
849 | 849 | 2200042204652 | 934 | 934 | 2200042204661 | Newlands Farm | 0 | 0 | 4.17 | 1.83 | 1.83 | 0 | 821.15 | 0.05 | 0.05
850 | 850 | 2200042206580 | 935 | 935 | 2200042206599 | CRICKET ST THOMAS | 0 | 0 | 26.83 | 1.01 | 1.01 | 0 | 804.79 | 0.05 | 0.05
851 | 851 | 2200042206622 | 936 | 936 | 2200042206631 | Parsonage Barn | 0 | 0 | 21.82 | 1.09 | 1.09 | 0 | 1527.69 | 0.05 | 0.05
852 | 852 | 2200042208806 | 937 | 937 | 2200042208815 | Hewas PV | 0 | 0.571 | 11.44 | 1.46 | 1.46 | 0 | 1144.21 | 0.05 | 0.05
853 | 853 | 2200042208842 | 938 | 938 | 2200042208851 | CRINACOTT PV | 0 | 1.203 | 14.82 | 1.45 | 1.45 | 0 | 1299.96 | 0.05 | 0.05
854 | 854 | 2200042214711 | 939 | 939 | 2200042214720 | Penare Farm | 0 | 2.862 | 12.36 | 0.92 | 0.92 | 0 | 528.55 | 0.05 | 0.05
855 | 855 | 2200042214730 | 940 | 940 | 2200042214749 | Aller Court | 1 | 0.203 | 2606.43 | 0.8 | 0.8 | 0 | 916.84 | 0.05 | 0.05
857 | 857 | 2200042214943 | 942 | 942 | 2200042214952 | Stonebarrow | 0 | 0 | 7.41 | 1.32 | 1.32 | 0 | 610.25 | 0.05 | 0.05
858 | 858 | 2200042215088 | 943 | 943 | 2200042215097 | Whitley Farm | 1 | 0.225 | 2590.41 | 1.83 | 1.83 | 0 | 856.61 | 0.05 | 0.05
859 | 859 | 2200042215246 | 944 | 944 | 2200042215255 | New Rendy Farm | 0 | 0 | 9.28 | 1.67 | 1.67 | 0 | 756.85 | 0.05 | 0.05
860 | 860 | 2200042216843 | 945 | 945 | 2200042216852 | Tregassow | 0 | 2.889 | 6.84 | 2.43 | 2.43 | 0 | 1709.53 | 0.05 | 0.05
861 | 861 | 2200042218405 | 946 | 946 | 2200042218414 | Pitworthy | 0 | 1.203 | 24.03 | 3.76 | 3.76 | 0 | 4919.19 | 0.05 | 0.05
862 | 862 | 2200042224250 | 947 | 947 | 2200042224269 | Foxcombe PV | 0 | 1.103 | 3.81 | 3.41 | 3.41 | 0 | 761.61 | 0.05 | 0.05
863 | 863 | 2200042224278 | 948 | 948 | 2200042224287 | Rexon Cross PV Farm | 0 | 0.903 | 5.54 | 3.43 | 3.43 | 0 | 775.38 | 0.05 | 0.05
864 | 864 | 2200042242880 | 949 | 949 | 2200042242899 | Hazard Farm PV | 0 | 1.585 | 5.99 | 2.27 | 2.27 | 0 | 1186.36 | 0.05 | 0.05
865 | 865 | 2200042244673 | 950 | 950 | 2200042244682 | Luscott Barton | 0 | 0.894 | 12.24 | 5.29 | 5.29 | 0 | 832.16 | 0.05 | 0.05
866 | 866 | 2200042254120 | 951 | 951 | 2200042254139 | Grange Farm PV | 0 | 0 | 10.24 | 2.03 | 2.03 | 0 | 1024.25 | 0.05 | 0.05
867 | 867 | 2200042352174 | 952 | 952 | 2200042352183 | Derriton Fields | 0 | 1.203 | 17.69 | 2.29 | 2.29 | 0 | 2806.12 | 0.05 | 0.05
868 | 868 | 2200042278478 | 953 | 953 | 2200042278487 | Cleave Farm | 0 | 0.909 | 27.71 | 3.85 | 3.85 | 0 | 2205.7 | 0.05 | 0.05
869 | 869 | 2200042342032 | 954 | 954 | 2200042342041 | Woolavington | 0 | 0.143 | 9.64 | 1.58 | 1.58 | 0 | 1124.96 | 0.05 | 0.05
870 | 870 | 2200042342060 | 955 | 955 | 2200042342079 | Trehawke Farm | 0 | 2.226 | 19.39 | 1.4 | 1.4 | 0 | 1960.12 | 0.05 | 0.05
871 | 871 | 2200042278751 | 956 | 956 | 2200042278760 | Higher Berechapel Farm | 1 | 0 | 2813.82 | 0.74 | 0.74 | 0 | 731.59 | 0.05 | 0.05
872 | 872 | 2200042278947 | 957 | 957 | 2200042278956 | Bommertown | 0 | 0 | 9.16 | 1.86 | 1.86 | 0 | 622.95 | 0.05 | 0.05
873 | 873 | 2200042349739 | 958 | 958 | 2200042349748 | Carloggas Farm | 0 | 1.376 | 49.17 | 2.19 | 2.19 | 0 | 1775.32 | 0.05 | 0.05
876 | 876 | 2200042911983 | 481 | 481 | 2200042911992 | Viridor EFW (Seabank) | 1 | 0 | 2968.04 | 0.82 | 0.82 | 0 | 864.37 | 0.05 | 0.05
877 | 877 | 2200042911929 | 482 | 482 | 2200042911947 | Alders Way STOR | 0 | 2.987 | 32.92 | 0.86 | 0.86 | -3.072 | 924.04 | 0.05 | 0.05
878 | 878 | 2200042911965 | 483 | 483 | 2200042911974 | Rockingham STOR | 0 | 0.47 | 53.97 | 0.89 | 0.89 | -0.635 | 3597.82 | 0.05 | 0.05
879 | 879 | 2200042965279 | 484 | 484 | 2200042965260 | Fideoak Battery | 0 | 0 | 590.01 | 0.71 | 0.71 | 0 | 621.04 | 0.05 | 0.05
880 | 880 | 2200042990994 | 485 | 485 | 2200042991000 | Hele Manor STOR | 0 | 0 | 12.29 | 1.04 | 1.04 | 0 | 528.61 | 0.05 | 0.05
882 | 882 | 2200043111690 | 487 | 487 | 2200043111681 | Creacombe Solar (MRLF3) | 0 | 7.69 | 20.19 | 1.1 | 1.1 | 0 | 1038.1 | 0.05 | 0.05
883 | 883 | 2200043111715 | 488 | 488 | 2200043111706 | Marlands Solar (MRLF3) | 0 | 7.69 | 11.53 | 1.03 | 1.03 | 0 | 576.72 | 0.05 | 0.05
884 | 884 | 2200043129410 |  |  |  | Langford | 2 | 0.738 | 20740.31 | 1.52 | 1.52 | 0 | 0 | 0 | 0
885 | 885 | 2200043152465 | 489 | 489 | 2200043152456 | Wave Hub Battery | 1 | 12.11 | 2617.36 | 0.98 | 0.98 | -12.638 | 37.66 | 0.05 | 0.05
886 | 886 | 2200043161734 | 490 | 490 | 2200043161743 | Ventonteague Wind Turbine | 1 | 2.985 | 2586.15 | 1 | 1 | 0 | 650.15 | 0.05 | 0.05
961 | 961 | 2200030348090 |  |  |  | Sims Avonmouth | 2 | 0.847 | 22124.93 | 0.92 | 0.92 | 0 | 0 | 0 | 0
962 | 962 | 2200030348105 |  |  |  | Flour Mills Avonmouth | 1 | 0.847 | 3439.91 | 2.29 | 2.29 | 0 | 0 | 0 | 0
7158 | 7158 | 7158 | 7158 | 7158 | 7158 | Huntworth | 0 | 0.128 | 4.87 | 1.18 | 1.18 | 0 | 0 | 0 | 0
7293 | 7293 | 7293 |  |  |  | Alveston Hammerly Down | 3 | 0.011 | 41421.48 | 0.88 | 0.88 | 0 | 0 | 0 | 0
7317 | 7317 | 7317 | 7318 | 7318 | 7318 | Barton Hill STOR CVA | 0 | 0 | 23.11 | 0.81 | 0.81 | 0 | 536.11 | 0.05 | 0.05
7319 | 7319 | 7319 | 7320 | 7320 | 7320 | Water Lane B | 0 | 2.837 | 11.47 | 1.78 | 1.78 | -2.969 | 1197.57 | 0.05 | 0.05
7341 | 7341 | 7341 | 7342 | 7342 | 7342 | Cattedown STOR CVA | 0 | 4.915 | 8.87 | 1.04 | 1.04 | -4.991 | 668.64 | 0.05 | 0.05
7445 | 7445 | 7445 | 7446 | 7446 | 7446 | Exeter Power Station | 0 | 0 | 8.14 | 1.23 | 1.23 | 0 | 0 | 0 | 0
7494 | 7494 | 7494 | 7495 | 7495 | 7495 | Peak Gen Exeter | 0 | 2.792 | 46.95 | 0.82 | 0.82 | -2.792 | 1916.37 | 0.05 | 0.05
New Import 1 | New Import 1 | New Import 1 | New Export 1 | New Export 1 | New Export 1 | Aller Langport PV | 0 | 0.205 | 7.84 | 2.04 | 2.04 | 0 | 533.07 | 0.05 | 0.05
New Import 2 | New Import 2 | New Import 2 | New Export 2 | New Export 2 | New Export 2 | Ash Farm PV 33kV | 0 | 2.127 | 2.41 | 3.14 | 3.14 | 0 | 982.12 | 0.05 | 0.05
New Import 3 | New Import 3 | New Import 3 | New Export 3 | New Export 3 | New Export 3 | Barton Hill Way ESS 33kV | 0 | 0 | 352.72 | 0.8 | 0.8 | 0 | 371.27 | 0.05 | 0.05
New Import 4 | New Import 4 | New Import 4 | New Export 4 | New Export 4 | New Export 4 | Beavor Grange Farm PV 33kV | 0 | 0 | 1.76 | 1.41 | 1.41 | 0 | 539.14 | 0.05 | 0.05
New Import 5 | New Import 5 | New Import 5 | New Export 5 | New Export 5 | New Export 5 | Bowerhouse 2 | 0 | 0.704 | 7.04 | 1.48 | 1.48 | 0 | 547.95 | 0.05 | 0.05
New Import 6 | New Import 6 | New Import 6 | New Export 6 | New Export 6 | New Export 6 | Cattybrook PV 132kV | 0 | 0 | 10.71 | 1.37 | 1.37 | 0 | 1090.54 | 0.05 | 0.05
New Import 7 | New Import 7 | New Import 7 | New Export 7 | New Export 7 | New Export 7 | Chelson Meadow PV 33kV | 0 | 4.929 | 5.25 | 1.57 | 1.57 | 0 | 535.66 | 0.05 | 0.05
New Import 8 | New Import 8 | New Import 8 | New Export 8 | New Export 8 | New Export 8 | Clyst St Lawrence Energy Storage | 0 | 0 | 9.03 | 1.16 | 1.16 | 0 | 1535.14 | 0.05 | 0.05
New Import 9 | New Import 9 | New Import 9 | New Export 9 | New Export 9 | New Export 9 | Cold Harbour PV 132kV | 0 | 0 | 10.69 | 1.35 | 1.35 | 0 | 1090.56 | 0.05 | 0.05
New Import 10 | New Import 10 | New Import 10 | New Export 10 | New Export 10 | New Export 10 | Cold Northcott Alternate | 0 | 0.229 | 13.6 | 1.01 | 1.01 | 0 | 1087.66 | 0.05 | 0.05
New Import 11 | New Import 11 | New Import 11 | New Export 11 | New Export 11 | New Export 11 | Cornwall Bio Park | 0 | 6.971 | 87.54 | 1.04 | 1.04 | -7.001 | 2917.94 | 0.05 | 0.05
New Import 12 | New Import 12 | New Import 12 | New Export 12 | New Export 12 | New Export 12 | Court Barton PV 33kV | 0 | 0 | 6.55 | 1.37 | 1.37 | 0 | 534.36 | 0.05 | 0.05
New Import 13 | New Import 13 | New Import 13 | New Export 13 | New Export 13 | New Export 13 | Deptford Farm PV ESS 132kV | 0 | 0 | 3412.68 | 0.79 | 0.79 | 0 | 3482.3 | 0.05 | 0.05
New Import 14 | New Import 14 | New Import 14 | New Export 14 | New Export 14 | New Export 14 | East Rightadown PV 33kV | 0 | 1.085 | 13.3 | 3.02 | 3.02 | 0 | 527.6 | 0.05 | 0.05
New Import 15 | New Import 15 | New Import 15 | New Export 15 | New Export 15 | New Export 15 | Feeder Road Battery | 0 | 1.648 | 383.59 | 0.79 | 0.79 | -1.73 | 403.77 | 0.05 | 0.05
New Import 16 | New Import 16 | New Import 16 | New Export 16 | New Export 16 | New Export 16 | Fire Station Lane | 0 | 0.476 | 14.94 | 1.15 | 1.15 | -0.642 | 525.97 | 0.05 | 0.05
New Import 17 | New Import 17 | New Import 17 | New Export 17 | New Export 17 | New Export 17 | Fraddon Solar | 0 | 0 | 1.08 | 2.02 | 2.02 | 0 | 2207.45 | 0.05 | 0.05
New Import 18 | New Import 18 | New Import 18 | New Export 18 | New Export 18 | New Export 18 | Gammaton Moor PV 132kV | 0 | 0 | 54.74 | 1.35 | 1.35 | 0 | 5585.95 | 0.05 | 0.05
New Import 19 | New Import 19 | New Import 19 |  |  |  | Gravity 11kV | 4 | 0 | 81470.27 | 1.52 | 1.52 | 0 | 0 | 0 | 0
New Import 20 | New Import 20 | New Import 20 | New Export 20 | New Export 20 | New Export 20 | GS394 Plymouth Centre | 0 | 2.27 | 721.49 | 1.04 | 1.04 | -2.275 | 759.37 | 0.05 | 0.05
New Import 21 | New Import 21 | New Import 21 | New Export 21 | New Export 21 | New Export 21 | Higher Hawkerland Farm PV 33kV | 0 | 2.597 | 29.26 | 2.11 | 2.11 | 0 | 1990.39 | 0.05 | 0.05
New Import 22 | New Import 22 | New Import 22 | New Export 22 | New Export 22 | New Export 22 | Higher Witheven PV 132kV | 0 | 0 | 6.7 | 1.35 | 1.35 | 0 | 1094.55 | 0.05 | 0.05
New Import 23 | New Import 23 | New Import 23 | New Export 23 | New Export 23 | New Export 23 | Howgrove PV 33kV | 0 | 0.721 | 7.47 | 3.45 | 3.45 | 0 | 1043.95 | 0.05 | 0.05
New Import 24 | New Import 24 | New Import 24 | New Export 24 | New Export 24 | New Export 24 | Land at Imerys WT | 0 | 0.566 | 14.58 | 0.79 | 0.79 | 0 | 1868.16 | 0.05 | 0.05
New Import 25 | New Import 25 | New Import 25 | New Export 25 | New Export 25 | New Export 25 | Limebury PV 33kV | 0 | 0.909 | 10.66 | 4.01 | 4.01 | 0 | 565.66 | 0.05 | 0.05
New Import 26 | New Import 26 | New Import 26 | New Export 26 | New Export 26 | New Export 26 | Lodge Farm PV | 0 | 2.125 | 8.37 | 2.44 | 2.44 | 0 | 3516.67 | 0.05 | 0.05
New Import 27 | New Import 27 | New Import 27 | New Export 27 | New Export 27 | New Export 27 | Lower Litchardon PV | 0 | 0 | 11.12 | 1.83 | 1.83 | 0 | 1167.88 | 0.05 | 0.05
New Import 28 | New Import 28 | New Import 28 | New Export 28 | New Export 28 | New Export 28 | Mahe PV 33kV | 0 | 0 | 66.12 | 1.83 | 1.83 | 0 | 2023.95 | 0.05 | 0.05
New Import 29 | New Import 29 | New Import 29 | New Export 29 | New Export 29 | New Export 29 | Marksbury B PV 33kV | 0 | 2.141 | 13.45 | 2.18 | 2.18 | 0 | 1372.45 | 0.05 | 0.05
New Import 30 | New Import 30 | New Import 30 | New Export 30 | New Export 30 | New Export 30 | Marsh Green Farm PV 132kV | 0 | 0 | 34.84 | 1.55 | 1.55 | 0 | 1066.42 | 0.05 | 0.05
New Import 31 | New Import 31 | New Import 31 | New Export 31 | New Export 31 | New Export 31 | Menear PV ESS 33kV | 0 | 0.566 | 140.12 | 1.51 | 1.51 | -0.62 | 428.95 | 0.05 | 0.05
New Import 32 | New Import 32 | New Import 32 | New Export 32 | New Export 32 | New Export 32 | NIRO PV (Rockebeare) | 0 | 2.96 | 20.6 | 2.61 | 2.61 | 0 | 942.8 | 0.05 | 0.05
New Import 33 | New Import 33 | New Import 33 | New Export 33 | New Export 33 | New Export 33 | North Tawton ESS 33kV | 0 | 0 | 464.15 | 0.76 | 0.76 | 0 | 488.58 | 0.05 | 0.05
New Import 34 | New Import 34 | New Import 34 | New Export 34 | New Export 34 | New Export 34 | Ottery St Mary PV | 0 | 0.355 | 20.84 | 2.22 | 2.22 | 0 | 2481.05 | 0.05 | 0.05
New Import 35 | New Import 35 | New Import 35 | New Export 35 | New Export 35 | New Export 35 | Pedwell PV | 0 | 0.058 | 4.37 | 1.35 | 1.35 | 0 | 1982.71 | 0.05 | 0.05
New Import 36 | New Import 36 | New Import 36 | New Export 36 | New Export 36 | New Export 36 | Peradon PV ESS 132kV | 0 | 0 | 10.69 | 1.32 | 1.32 | 0 | 1090.56 | 0.05 | 0.05
New Import 37 | New Import 37 | New Import 37 | New Export 37 | New Export 37 | New Export 37 | Perrinpit Road PV | 0 | 0 | 2.79 | 1.46 | 1.46 | 0 | 1098.47 | 0.05 | 0.05
New Import 38 | New Import 38 | New Import 38 | New Export 38 | New Export 38 | New Export 38 | Pyworthy PV 33kV | 0 | 1.203 | 3.64 | 1.88 | 1.88 | 0 | 1195.55 | 0.05 | 0.05
New Import 39 | New Import 39 | New Import 39 |  |  |  | Rolls Royce Gypsy Patch Lane | 3 | 2.825 | 53397.23 | 1.48 | 1.48 | 0 | 0 | 0 | 0
New Import 40 | New Import 40 | New Import 40 | New Export 40 | New Export 40 | New Export 40 | Severn Road Gas STOR 132kV | 0 | 0 | 18.7 | 1.1 | 1.1 | 0 | 1968.38 | 0.05 | 0.05
New Import 41 | New Import 41 | New Import 41 |  |  |  | South Crofty Mine 33kV | 2 | 6.148 | 19349.15 | 2.39 | 2.39 | 0 | 0 | 0 | 0
New Import 42 | New Import 42 | New Import 42 | New Export 42 | New Export 42 | New Export 42 | Sparrowhawk PV 33kV | 0 | 2.158 | 6.38 | 1.78 | 1.78 | 0 | 911.14 | 0.05 | 0.05
New Import 43 | New Import 43 | New Import 43 | New Export 43 | New Export 43 | New Export 43 | Stowey Road PV | 0 | 0 | 10.71 | 1.79 | 1.79 | 0 | 1090.54 | 0.05 | 0.05
New Import 44 | New Import 44 | New Import 44 | New Export 44 | New Export 44 | New Export 44 | Tale Lane PV ESS 132kV | 0 | 0.017 | 764.29 | 1.42 | 1.42 | -0.032 | 779.88 | 0.05 | 0.05
New Import 45 | New Import 45 | New Import 45 | New Export 45 | New Export 45 | New Export 45 | Tolvaddon PV ESS EV 33kV | 0 | 7.203 | 532.76 | 1.05 | 1.05 | -7.234 | 560.8 | 0.05 | 0.05
New Import 46 | New Import 46 | New Import 46 | New Export 46 | New Export 46 | New Export 46 | Tregeen AD(OTHM1) | 0 | 0.229 | 3.83 | 0.88 | 0.88 | -0.229 | 30.61 | 0.05 | 0.05
New Import 47 | New Import 47 | New Import 47 | New Export 47 | New Export 47 | New Export 47 | Trenoweth Farm PV | 0 | 0 | 17.68 | 4.85 | 4.85 | -8.113 | 1861.05 | 0.05 | 0.05
New Import 48 | New Import 48 | New Import 48 | New Export 48 | New Export 48 | New Export 48 | Warne Road | 0 | 0.196 | 24.53 | 1.43 | 1.43 | -0.323 | 516.38 | 0.05 | 0.05
New Import 49 | New Import 49 | New Import 49 | New Export 49 | New Export 49 | New Export 49 | Watchet ESS 33kV | 0 | 0 | 280.68 | 0.8 | 0.8 | 0 | 295.44 | 0.05 | 0.05
New Import 50 | New Import 50 | New Import 50 | New Export 50 | New Export 50 | New Export 50 | Welton Hill | 0 | 0 | 536.51 | 1.94 | 1.94 | -1.167 | 564.75 | 0.05 | 0.05
New Import 51 | New Import 51 | New Import 51 | New Export 51 | New Export 51 | New Export 51 | West Raddon PV 33kV | 0 | 3.417 | 126.06 | 4.47 | 4.47 | 0 | 4287.74 | 0.05 | 0.05
New Import 52 | New Import 52 | New Import 52 | New Export 52 | New Export 52 | New Export 52 | Wyndham Estate PV ESS 33kV | 0 | 0 | 807.2 | 1.03 | 1.03 | 0 | 849.7 | 0.05 | 0.05
New Import 53 | New Import 53 | New Import 53 | New Export 53 | New Export 53 | New Export 53 | Yanel PV 132kV | 0 | 0 | 2.83 | 1.59 | 1.59 | 0 | 1098.42 | 0.05 | 0.05

## Annex 2a Import
Note: The list of MPANs / MSIDs provided may be incomplete; the DNO reserves the right to apply the listed charges to any other MPANs / MSIDs associated with the site. Note: This table is automatically populated based on the content of the tab entitled 'Annex 2 EHV Charges'. The timebands are as shown in Annex 2.
National Grid Electricity Distribution (South West) plc - Effective from 1 April 2024 - Final EDCM import charges
Import Unique Identifier | LLFC | Import MPANs/MSIDs | Name | Import Super Red unit charge (p/kWh) | Import fixed charge (p/day) | Import capacity charge (p/kVA/day) | Import exceeded capacity charge (p/kVA/day)
198 | 198 | 2200042805690 | Rolls Royce TT | 4.124 | 18767.69 | 1.4 | 1.4
204 | 204 | 2200042689299 | Ashwater Auxillary Supply | 1.071 | 3.29 | 2.84 | 2.84
250 | 250 | 2200042755073 | Otterham Wind Farm Phase 3 (STOR) | 0.229 | 53.57 | 0.88 | 0.88
262 | 262 | 2200042291210 | Till House |  | 14.45 | 1.14 | 1.14
263 | 263 | 2200042297550 | Outlands Wood | 1.781 | 2583.76 | 2.05 | 2.05
264 | 264 | 2200042305476 | Culmhead | 0.012 | 4.15 | 2.6 | 2.6
265 | 265 | 2200042308031 | Whitchurch Farm PV | 2.116 | 1.17 | 4.18 | 4.18
266 | 266 | 2200042312872 | Kingsland Barton | 3.168 | 5.27 | 2.88 | 2.88
267 | 267 | 2200042314986 | Mendip Solar PV Farm | 2.13 | 2.25 | 2.88 | 2.88
268 | 268 | 2200042315730 | St Stephen PV | 1.361 | 5.61 | 3.08 | 3.08
269 | 269 | 2200042315776 | Trewidland farm PV | 2.291 | 6.59 | 2.37 | 2.37
270 | 270 | 2200042316751 | Watchfield Lawn | 0.128 | 7.09 | 2.26 | 2.26
271 | 271 | 2200042382620 | Gover Park | 7.027 | 2586.75 | 1.47 | 1.47
272 | 272 | 2200042323128 | North Wayton | 1.046 | 13.21 | 1.14 | 1.14
273 | 273 | 2200042324450 | Week Farm | 0.909 | 25.85 | 4.03 | 4.03
274 | 274 | 2200042326040 | Cullompton | 2.241 | 19.83 | 3.22 | 3.22
275 | 275 | 2200042329078 | Dinder Farm | 2.197 | 11.15 | 3.33 | 3.33
277 | 277 | 2200042329050 | Pitts Farm | 2.196 | 15.56 | 3.17 | 3.17
278 | 278 | 2200042333678 | Kerriers | 1.788 | 27.21 | 3.39 | 3.39
279 | 279 | 2200042333701 | Ernesettle Lane | 1.027 | 604.85 | 0.75 | 0.75
281 | 281 | 2200042340220 | Goonhilly Solar Park | 6.862 | 13.69 | 2.81 | 2.81
282 | 282 | 2200042348665 | Nanteague | 2.862 | 19.07 | 1.5 | 1.5
283 | 283 | 2200042340745 | Bidwell Dartington PV | 1.578 | 5.3 | 2.12 | 2.12
284 | 284 | 2200042343212 | New Row Farm | 2.214 | 10.15 | 4.84 | 4.84
285 | 285 | 2200042354205 | Woodland Barton Windfarm | 0.579 | 2627.66 | 1.68 | 1.68
286 | 286 | 2200042387497 | Four Burrows 2 | 2.897 | 10.36 | 1.68 | 1.68
287 | 287 | 2200042398211 | Redlands Farm | 0.219 | 7.47 | 1.58 | 1.58
288 | 288 | 2200042400882 | Tengore Lane PV | 0.22 | 7.87 | 2.74 | 2.74
289 | 289 | 2200042400864 | Liverton Farm | 0.922 | 3.52 | 1.33 | 1.33
290 | 290 | 2200042407860 | Yonder Parks Farm | 3.134 | 11.46 | 5.04 | 5.04
291 | 291 | 2200042410310 | Somerton Door | 0.227 | 6.11 | 3.3 | 3.3
292 | 292 | 2200042414858 | Carditch Drove | 0.703 | 3.21 | 1.47 | 1.47
293 | 293 | 2200042417798 | Capelands Farm | 3.171 | 2.26 | 1.47 | 1.47
294 | 294 | 2200042418791 | East Youlstone WF | 1.255 | 83.33 | 2.63 | 2.63
295 | 295 | 2200042437359 | Francis Court Farm | 2.938 | 6.59 | 2.57 | 2.57
296 | 296 | 2200042443316 | Northwood | 2.692 | 1.76 | 3.33 | 3.33
297 | 297 | 2200042443352 | Tricky Warren | 0.012 | 8 | 1.73 | 1.73
298 | 298 | 2200042447000 | Iwood Lane | 0.702 | 2.02 | 3.33 | 3.33
299 | 299 | 2200042446984 | Rydon Farm | 7.951 | 22.28 | 2.32 | 2.32
300 | 300 | 2200042446966 | Balls Wood | 7.628 | 13.92 | 2.01 | 2.01
301 | 301 | 2200042457480 | Ashlawn Farm | 0.727 | 12.83 | 3.16 | 3.16
302 | 302 | 2200042457903 | Pencoose Farm | 6.427 | 9.21 | 1.76 | 1.76
303 | 303 | 2200042457986 | Hawkers Farm | 0.244 | 2601.25 | 1.68 | 1.68
304 | 304 | 2200042459557 | Hurcott |  | 2.22 | 1.92 | 1.92
305 | 305 | 2200042461290 | Garvinack | 2.884 | 25.39 | 1.32 | 1.32
306 | 306 | 2200042462179 | New Barton | 1.047 | 48.63 | 2.91 | 2.91
307 | 307 | 2200042465160 | Coombeshead Farm | 1.595 | 1.67 | 4.07 | 4.07
308 | 308 | 2200042465189 | Walland Farm | 0.909 | 13.12 | 3.67 | 3.67
309 | 309 | 2200042467594 | Ashcombe | 8.246 | 13.13 | 2.64 | 2.64
310 | 310 | 2200042469875 | Newnham Farm | 7.652 | 46.46 | 1.21 | 1.21
311 | 311 | 2200042473463 | Roskrow Barton PV | 6.563 | 7.27 | 3.82 | 3.82
312 | 312 | 2200042473445 | Parkview Solar | 1.632 | 2586.2 | 1.55 | 1.55
313 | 313 | 2200042475169 | Towerhead Farm | 0.705 | 9.97 | 1.56 | 1.56
314 | 314 | 2200042475196 | Rookery Farm | 0.704 | 2587.66 | 1.21 | 1.21
315 | 315 | 2200042475415 | Bystock Farm | 0.923 | 158.2 | 0.97 | 0.97
316 | 316 | 2200042475433 | Pylle PV Import Boundary | 2.228 | 5.95 | 4.8 | 4.8
317 | 317 | 2200042475823 | Burthy PV | 1.345 | 2.39 | 2.32 | 2.32
318 | 318 | 2200042480610 | Wilton Farm PV | 2.226 | 7.85 | 1.65 | 1.65
319 | 319 | 2200042484873 | Woodmanton (Coombe) Farm | 0.927 | 11.53 | 1.76 | 1.76
320 | 320 | 2200042484846 | Higher Bye Farm |  | 8 | 1.37 | 1.37
321 | 321 | 2200042530730 | Wilton Farm WF | 2.226 | 79.84 | 0.98 | 0.98
322 | 322 | 2200042533411 | Denzell Downs WF | 0.183 | 67.44 | 1.24 | 1.24
323 | 323 | 2200042541583 | Puriton Landfill PV_1 Rainbow | 0.127 | 3.96 | 1.86 | 1.86
324 | 324 | 2200042557281 | Portworthy Dams PV_1 | 7.831 | 13.67 | 2.53 | 2.53
325 | 325 | 2200042616556 | Wick Farm Boundary Import | 0.199 | 6.68 | 1.29 | 1.29
326 | 326 | 2200043348684 | Carland Cross (PV) | 3.223 | 2582.26 | 1.53 | 1.53
327 | 327 | 2200042552600 | Batsworthy WF | 3.193 | 51.84 | 2.73 | 2.73
328 | 328 | 2200042557306 | Portworthy Dams PV_2 | 7.831 | 13.67 | 2.44 | 2.44
329 | 329 | 2200042563211 | Crewkerne PV shared Imports |  | 9.65 | 2 | 2
331 | 331 | 2200042569134 | Tonedale Farm PV |  | 132.62 | 1.72 | 1.72
332 | 332 | 2200042541644 | Puriton Landfill PV_2 SSB | 0.127 | 3.96 | 1.77 | 1.77
333 | 333 | 2200042582446 | Red Hill Farm |  | 11.36 | 2.11 | 2.11
334 | 334 | 2200042574222 | Chelwood | 2.124 | 13.73 | 1.61 | 1.61
335 | 335 | 2200042592913 | West Carclaze1 | 0.566 | 6.5 | 1.78 | 1.78
336 | 336 | 2200042592931 | West Carclaze2 | 0.566 | 3.25 | 1.29 | 1.29
337 | 337 | 2200042495680 | Northmoor (embd) PV |  | 3.86 | 1.3 | 1.3
338 | 338 | 2200042540687 | Nmoor Little Tinney WF |  | 1.93 | 0.86 | 0.86
339 | 339 | 2200042540696 | Nmoor East Balsdon WF |  | 1.93 | 0.84 | 0.84
340 | 340 | 2200042598135 | Nmoor Hornacott PV |  | 3.86 | 1.13 | 1.13
341 | 341 | 2200042601346 | Oakham Farm | 0.021 | 10.59 | 1.64 | 1.64
342 | 342 | 2200042603237 | Carnemough Farm | 1.367 | 10.82 | 1.27 | 1.27
343 | 343 | 2200042689252 | Ashwater WT Site 1 | 1.071 | 2583 | 2.79 | 2.79
345 | 345 | 2200042620162 | Great Houndbeare 2 | 0.359 | 35.93 | 2.09 | 2.09
346 | 346 | 2200042620205 | Withy Drove | 0.144 | 50.83 | 1.54 | 1.54
348 | 348 | 2200042620250 | Fitzwarren (Montys) Farm |  | 4.01 | 2.41 | 2.41
350 | 350 | 2200042622035 | Dunsland Cross WF | 1.073 | 9.84 | 2.34 | 2.34
351 | 351 | 2200042626944 | Trerule Farm | 2.162 | 15.81 | 1.4 | 1.4
352 | 352 | 2200042627140 | Nancrossa | 6.379 | 2.3 | 1.87 | 1.87
353 | 353 | 2200042637885 | Wick Farm West | 0.199 | 7.75 | 1.36 | 1.36
354 | 354 | 2200042655528 | (LWeston ntw) Severn Community | 0.479 | 115.02 | 0.81 | 0.81
356 | 356 | 2200042679592 | Tamerton Bridge STOR | 1.026 | 11.15 | 1.02 | 1.02
357 | 357 | 2200042689270 | Ashwater PV Site 2 | 1.071 | 10.69 | 2.88 | 2.88
358 | 358 | 2200042722608 | Bodwen | 0.579 | 12.85 | 1.72 | 1.72
359 | 359 | 2200042729774 | Sharland Farm PV | 3.599 | 28.73 | 5.72 | 5.72
360 | 360 | 2200042733460 | Stoneshill Farm | 2.195 | 2598.32 | 1.87 | 1.87
361 | 361 | 2200042733850 | Nmoor Parsonage Wood PV |  | 3.86 | 1 | 1
362 | 362 | 2200042738705 | Axe View Way PV | 0.001 | 2587.5 | 1.12 | 1.12
363 | 363 | 2200042742491 | Place Barton Farm | 1.599 | 13.46 | 2.6 | 2.6
364 | 364 | 2200042742516 | Old Stone Farm | 3.151 | 9.77 | 4.92 | 4.92
367 | 367 | 2200042784482 | Lockleaze Battery Storage | 2.664 | 473.71 | 0.84 | 0.84
368 | 368 | 2200043210930 | West Holcombe PV | 2.242 | 2610.61 | 2.7 | 2.7
369 | 369 | 2200043245180 | Hallen 33kV Battery |  | 909.86 | 0.76 | 0.76
370 | 370 | 2200043332959 | Two Post Cross PV |  | 61.04 | 1.37 | 1.37
600 | 600 | 2200032010850 | Imerys1(Blackpool) | 0.584 | 2877.75 | 0.94 | 0.94
603 | 603 | 2200042461315 | Otterham WT Feeder1 | 0.229 | 1.91 | 0.81 | 0.81
604 | 604 | 2200042501410 | Otterham WT Feeder2 | 0.229 | 1.91 | 0.84 | 0.84
607 | 607 | 2200042141133 | Wyld Meadow |  | 2589.51 | 1.68 | 1.68
608 | 608 | 2200042141259 | Prince Rock | 4.918 | 2852.15 | 1.21 | 1.21
612 | 612 | 2200032168607 | Bradon Farm | 0.123 | 62.29 | 0.95 | 0.95
613 | 613 | 2200040848888 | Carland Cross (WF Boundary) | 3.223 | 2607.82 | 0.97 | 0.97
614 | 614 | 2200030511311 | Cold Northcott | 1.902 | 15.79 | 6.9 | 6.9
615 | 615 | 2200040863404 | Forestmoor 1 | 1.287 | 21.73 | 2.64 | 2.64
616 | 616 | 2200040863431 | Forestmoor 2 | 1.287 | 39.84 | 2.63 | 2.63
617 | 617 | 2200030109831 | Four Burrows | 2.976 | 22.2 | 1.64 | 1.64
618 | 618 | 2200042384194 | Canworthy PV |  | 6.67 | 1.36 | 1.36
619 | 619 | 2200030112133 | St Breock | 1.802 | 19.68 | 4.13 | 4.13
620 | 620 | 2200030348790 | DML - Central | 2.264 | 43528.92 | 0.7 | 0.7
623 | 623 | 2200042602289 | Denbrook WF |  | 38.26 | 0.89 | 0.89
624 | 624 | 2200041804437 | Hayle Wave Hub |  | 2579.71
626 | 626 | 2200040571113 | Connon Bridge | 2.356 | 19.72 | 2.48 | 2.48
627 | 627 | 2200040979020 | Chelson | 4.926 | 19.67 | 0.92 | 0.92
628 | 628 | 2200041957685 | Darracott | 3.375 | 35.8 | 3.92 | 3.92
629 | 629 | 2200040164245 | Bears Down | 0.186 | 2.67 | 1.51 | 1.51
632 | 632 | 2200040473921 | St Day | 6.411 | 2834.71 | 1.27 | 1.27
633 | 633 | 2200041499771 | Shooters Bottom | 2.127 | 14.3 | 1.74 | 1.74
634 | 634 | 2200041625596 | Heathfield | 8.114 | 2606.54 | 1.85 | 1.85
635 | 635 | 2200041845860 | Goonhilly | 6.862 | 10.07 | 2.76 | 2.76
636 | 636 | 2200041786674 | Delabole | 1.85 | 15.52 | 4.49 | 4.49
637 | 637 | 2200041930489 | Fullabrook |  | 2988.63 | 1.47 | 1.47
638 | 638 | 2200043200997 | Hermerdon Mine | 8.006 | 19159.57 | 2.37 | 2.37
639 | 639 | 2200042142094 | Luxulyan(Trenoweth Farm) | 0.576 | 4.17 | 3.61 | 3.61
642 | 642 | 2200042142439 | Woodland Barton PV 33kV Gen | 1.339 | 12.94 | 1.45 | 1.45
643 | 643 | 2200041978773 | Manor PV Farm 33kV | 0.572 | 5.41 | 1.79 | 1.79
644 | 644 | 2200041978852 | Churchtown Farm PV 33kV | 7.152 | 223.22 | 1.31 | 1.31
645 | 645 | 2200041978791 | Trenouth PV 33kV | 0.187 | 20.02 | 1.76 | 1.76
647 | 647 | 2200041979874 | Howton Farm PV 33kV | 1.364 | 5.35 | 2.44 | 2.44
649 | 649 | 2200042682406 | Newton Downs Farm | 7.705 | 59.07 | 1.09 | 1.09
650 | 650 | 2200030346906 2200030346998 | BAE Systems (ROF) | 0.151 | 3352.62 | 1.25 | 1.25
652 | 652 | 2200041978728 | East Langford PV 33kV | 1.277 | 5.38 | 3.63 | 3.63
653 | 653 | 2200042194279 | NINNIS PV 33kV Gen | 0.573 | 9.4 | 1.31 | 1.31
654 | 654 | 2200042208824 | Willsland PV 33kV Gen | 0.968 | 5.81 | 3.97 | 3.97
655 | 655 | 2200042141151 | Eastcombe PV 33kV Gen | 1.111 | 7.96 | 3.31 | 3.31
656 | 656 | 2200042172879 | Bratton Flemming PV | 3.166 | 5.9 | 1.49 | 1.49
657 | 657 | 2200042196736 | Beaford Brook PV | 3.585 | 2.98 | 7.39 | 7.39
658 | 658 | 2200042206604 | Park Wall PV | 0.127 | 3.8 | 1.64 | 1.64
659 | 659 | 2200042198501 | Bradford Solar Park | 1.203 | 29.87 | 1.98 | 1.98
662 | 662 | 2200041982938 | Causilgey PV 33kV Gen | 2.93 | 3.45 | 2.65 | 2.65
663 | 663 | 2200042042966 | Beechgrove Farm PV 33kV |  | 2.37 | 2.41 | 2.41
664 | 664 | 2200041857484 | Isles of Scilly | 23.219 | 2643.57 | 1.02 | 1.02
665 | 665 | 2200042019345 | BLACKDITCH 33kV | 0.127 | 0.63 | 3.98 | 3.98
669 | 669 | 2200030348718 | Avonmouth Docks Boundary | 0.847 | 3480.54 | 1.73 | 1.73
673 | 673 | 2200042534070 | CERC St Dennis |  | 21429.15 | 0.64 | 0.64
674 | 674 | 2200042538720 | Severnside Energy Recovery Centre |  | 3653.47 | 0.64 | 0.64
675 | 675 | 2200042787377 | Old Green Wind Farm & Battery |  | 404.58 | 0.79 | 0.79
690 | 690 | 2200030348620 | Norbora | 3.243 | 19270.14 | 4.55 | 4.55
692 | 692 | 2200030349084 2200032161977 | SWW Tamar | 2.443 | 3467.75 | 3.97 | 3.97
694 | 694 | 2200030349075 2200032161930 | SWW Roadford | 6.377 | 3214.02 | 3.73 | 3.73
696 | 696 | 2200030347928 | Tarmac | 0.763 | 3437.49 | 3.13 | 3.13
697 | 697 | 2200030348026 2200030348035 | Abbeywood | 2.195 | 18916.72 | 1.03 | 1.03
698 | 698 | 2200030347101 2200032161995 | HewlettPackard | 3.557 | 2853.15 | 2.09 | 2.09
699 | 699 | 2200030354118 | Blagdon | 1.848 | 2728.73 | 2.4 | 2.4
700 | 700 | 2200031997477 2200031997529 | BristolAirport | 4.891 | 2877.76 | 2.93 | 2.93
701 | 701 | 2200031846059 | BGasHallen | 2.282 | 3909.56 | 0.95 | 0.95
702 | 702 | 2200030349260 | Portbury Dock | 2.895 | 19442.23 | 1.48 | 1.48
703 | 703 | 2200030348470 | Whatley Quarry | 6.13 | 18719.41 | 3.53 | 3.53
704 | 704 | 2200030349093 2200040240630 | FalmouthDocks | 7.847 | 2877.76 | 2.05 | 2.05
706 | 706 | 2200040468930 2200042670943 | DairyCrestDavidstow | 9.159 | 21766.12 | 3.28 | 3.28
707 | 707 | 2200041209970 | Hemyock (Broadpath LF) | 3.473 | 2586.8 | 0.82 | 0.82
708 | 708 | 2200030348373 | Imerys(Torycombe) | 11.569 | 18781.03 | 1.94 | 1.94
709 | 709 | 2200030346710 2200032196710 | Royal United Hospital | 12.461 | 2748.48 | 1.28 | 1.28
713 | 713 | 2200042194640 | Avonmouth BCC WF 33kV Gen |  | 2602.88 | 0.84 | 0.84
714 | 714 | 2200042108127 | Bodiniel PV Park 33kV Gen | 1.781 | 4.31 | 2.92 | 2.92
715 | 715 | 2200042385453 | Garlenick WF 33kV | 0.571 | 90.35 | 0.83 | 0.83
716 | 716 | 2200042165037 | Warleigh Barton PV 33kV Gen | 1.03 | 6.89 | 1.7 | 1.7
717 | 717 | 2200042171449 | Winnards Perch PV 33kV Gen | 0.185 | 16.33 | 1.53 | 1.53
718 | 718 | 2200042356276 | Galsworthy WF | 0.129 | 107.97 | 0.79 | 0.79
719 | 719 | 2200042392308 | Otterham WF Extension | 0.229 | 0.77 | 0.88 | 0.88
720 | 720 | 2200030348986 2200032178340 2200032178368 2200032178377 2200041226558 2200041226567 | Airbus UK Ltd | 1.073 | 42531.12 | 1.31 | 1.31
750 | 750 | 2200032138124 | RR Power Development |  | 19730.98 | 1.88 | 1.88
759 | 759 | 2200041527904 | Langage | 7.895 | 3383.26 | 0.86 | 0.86
797 | 797 | 2200030348452 | Imerys5(Drinnick) | 3.534 | 41597.12 | 1.56 | 1.56
798 | 798 | 2200030348382 | Imerys4(Bugle) | 5.093 | 18898.09 | 1.46 | 1.46
799 | 799 | 2200032010879 | Imerys3(Trebal) |  | 20647.26 | 0.89 | 0.89
800 | 800 | 2200030348666 | Imerys6(Par) | 1.128 | 18709.23 | 1.02 | 1.02
805 | 805 | 2200030349242 | DML - North | 1.146 | 51981.86 | 0.81 | 0.81
810 | 810 | 2200042163484 | Marley Thatch PV | 1.591 | 4.44 | 2.42 | 2.42
811 | 811 | 2200041648681 2200041648690 2200042093766 | Bristol Royal Infirmary | 0.493 | 18827.58 | 0.88 | 0.88
812 | 812 | 2200042276123 2200042276132 2200042276141 | Bristol University | 0.605 | 19065.74 | 2.03 | 2.03
815 | 815 | 2200042163410 | Burrowton Farm PV |  | 2584.37 | 1.64 | 1.64
816 | 816 | 2200042165055 | Callington Solar | 1.974 | 5.59 | 3.66 | 3.66
817 | 817 | 2200042165073 | Hope Solar | 7.162 | 9.46 | 1.13 | 1.13
818 | 818 | 2200042172043 | NES Kingsweston Lane | 0.478 | 154.94 | 0.81 | 0.81
820 | 820 | 2200042169714 | Slade Farm PV | 3.219 | 6.33 | 5.47 | 5.47
821 | 821 | 2200042171183 | Rew Farm PV | 1.34 | 5.2 | 1.86 | 1.86
822 | 822 | 2200042171208 | Higher Trenhayle PV | 12.465 | 6.32 | 2.38 | 2.38
823 | 823 | 2200042171244 | Middle Treworder PV | 1.795 | 1.25 | 6.38 | 6.38
824 | 824 | 2200042171616 | Penhale Farm PV | 1.802 | 14.36 | 4.41 | 4.41
825 | 825 | 2200042172512 | Ayshford Court PV | 2.201 | 1.87 | 1.81 | 1.81
826 | 826 | 2200042172920 | West Hill PV | 0.904 | 27.39 | 2.94 | 2.94
827 | 827 | 2200042172897 | Knockworthy Farm PV | 3.335 | 2584.64 | 4.57 | 4.57
828 | 828 | 2200042218673 2200042218682 | University of Bath | 10.888 | 23193.66 | 2.77 | 2.77
829 | 829 | 2200042174272 | Trekenning Farm PV | 1.339 | 24.32 | 1.31 | 1.31
830 | 830 | 2200042184369 | Four Burrows PV | 3.003 | 4 | 2.27 | 2.27
833 | 833 | 2200042191756 | Halse Farm PV |  | 1.47 | 2.38 | 2.38
834 | 834 | 2200042192750 | Hatchlands Farm PV | 1.587 | 16.6 | 1.65 | 1.65
835 | 835 | 2200042193879 | Higher Trevartha PV | 2.263 | 14.75 | 2.82 | 2.82
837 | 837 | 2200042194047 | Ford Farm PV | 2.198 | 5.3 | 3.02 | 3.02
839 | 839 | 2200042345993 | Trequite | 2.203 | 3.36 | 2.96 | 2.96
841 | 841 | 2200042193735 | Higher Tregarne PV | 6.51 | 31.55 | 1.62 | 1.62
842 | 842 | 2200042195592 | Higher North Beer PV | 6.18 | 0.82 | 5.65 | 5.65
843 | 843 | 2200042196781 | Horsacott PV | 0.883 | 1.98 | 2.51 | 2.51
844 | 844 | 2200042201252 | Langunnett PV | 2.463 | 17.63 | 3.61 | 3.61
845 | 845 | 2200042201270 | Trefinnick Farm PV | 2.006 | 20.51 | 4.21 | 4.21
846 | 846 | 2200042202939 | Little Trevease Farm PV | 6.388 | 8.54 | 1.62 | 1.62
847 | 847 | 2200042432625 | Marksbury | 2.125 | 9.47 | 1.8 | 1.8
848 | 848 | 2200042202975 | Cobbs Cross | 0.131 | 3.92 | 2.15 | 2.15
849 | 849 | 2200042204652 | Newlands Farm |  | 4.17 | 1.83 | 1.83
850 | 850 | 2200042206580 | CRICKET ST THOMAS |  | 26.83 | 1.01 | 1.01
851 | 851 | 2200042206622 | Parsonage Barn |  | 21.82 | 1.09 | 1.09
852 | 852 | 2200042208806 | Hewas PV | 0.571 | 11.44 | 1.46 | 1.46
853 | 853 | 2200042208842 | CRINACOTT PV | 1.203 | 14.82 | 1.45 | 1.45
854 | 854 | 2200042214711 | Penare Farm | 2.862 | 12.36 | 0.92 | 0.92
855 | 855 | 2200042214730 | Aller Court | 0.203 | 2606.43 | 0.8 | 0.8
857 | 857 | 2200042214943 | Stonebarrow |  | 7.41 | 1.32 | 1.32
858 | 858 | 2200042215088 | Whitley Farm | 0.225 | 2590.41 | 1.83 | 1.83
859 | 859 | 2200042215246 | New Rendy Farm |  | 9.28 | 1.67 | 1.67
860 | 860 | 2200042216843 | Tregassow | 2.889 | 6.84 | 2.43 | 2.43
861 | 861 | 2200042218405 | Pitworthy | 1.203 | 24.03 | 3.76 | 3.76
862 | 862 | 2200042224250 | Foxcombe PV | 1.103 | 3.81 | 3.41 | 3.41
863 | 863 | 2200042224278 | Rexon Cross PV Farm | 0.903 | 5.54 | 3.43 | 3.43
864 | 864 | 2200042242880 | Hazard Farm PV | 1.585 | 5.99 | 2.27 | 2.27
865 | 865 | 2200042244673 | Luscott Barton | 0.894 | 12.24 | 5.29 | 5.29
866 | 866 | 2200042254120 | Grange Farm PV |  | 10.24 | 2.03 | 2.03
867 | 867 | 2200042352174 | Derriton Fields | 1.203 | 17.69 | 2.29 | 2.29
868 | 868 | 2200042278478 | Cleave Farm | 0.909 | 27.71 | 3.85 | 3.85
869 | 869 | 2200042342032 | Woolavington | 0.143 | 9.64 | 1.58 | 1.58
870 | 870 | 2200042342060 | Trehawke Farm | 2.226 | 19.39 | 1.4 | 1.4
871 | 871 | 2200042278751 | Higher Berechapel Farm |  | 2813.82 | 0.74 | 0.74
872 | 872 | 2200042278947 | Bommertown |  | 9.16 | 1.86 | 1.86
873 | 873 | 2200042349739 | Carloggas Farm | 1.376 | 49.17 | 2.19 | 2.19
876 | 876 | 2200042911983 | Viridor EFW (Seabank) |  | 2968.04 | 0.82 | 0.82
877 | 877 | 2200042911929 | Alders Way STOR | 2.987 | 32.92 | 0.86 | 0.86
878 | 878 | 2200042911965 | Rockingham STOR | 0.47 | 53.97 | 0.89 | 0.89
879 | 879 | 2200042965279 | Fideoak Battery |  | 590.01 | 0.71 | 0.71
880 | 880 | 2200042990994 | Hele Manor STOR |  | 12.29 | 1.04 | 1.04
882 | 882 | 2200043111690 | Creacombe Solar (MRLF3) | 7.69 | 20.19 | 1.1 | 1.1
883 | 883 | 2200043111715 | Marlands Solar (MRLF3) | 7.69 | 11.53 | 1.03 | 1.03
884 | 884 | 2200043129410 | Langford | 0.738 | 20740.31 | 1.52 | 1.52
885 | 885 | 2200043152465 | Wave Hub Battery | 12.11 | 2617.36 | 0.98 | 0.98
886 | 886 | 2200043161734 | Ventonteague Wind Turbine | 2.985 | 2586.15 | 1 | 1
961 | 961 | 2200030348090 | Sims Avonmouth | 0.847 | 22124.93 | 0.92 | 0.92
962 | 962 | 2200030348105 | Flour Mills Avonmouth | 0.847 | 3439.91 | 2.29 | 2.29
7158 | 7158 | 7158 | Huntworth | 0.128 | 4.87 | 1.18 | 1.18
7293 | 7293 | 7293 | Alveston Hammerly Down | 0.011 | 41421.48 | 0.88 | 0.88
7317 | 7317 | 7317 | Barton Hill STOR CVA |  | 23.11 | 0.81 | 0.81
7319 | 7319 | 7319 | Water Lane B | 2.837 | 11.47 | 1.78 | 1.78
7341 | 7341 | 7341 | Cattedown STOR CVA | 4.915 | 8.87 | 1.04 | 1.04
7445 | 7445 | 7445 | Exeter Power Station |  | 8.14 | 1.23 | 1.23
7494 | 7494 | 7494 | Peak Gen Exeter | 2.792 | 46.95 | 0.82 | 0.82
New Import 1 | New Import 1 | New Import 1 | Aller Langport PV | 0.205 | 7.84 | 2.04 | 2.04
New Import 2 | New Import 2 | New Import 2 | Ash Farm PV 33kV | 2.127 | 2.41 | 3.14 | 3.14
New Import 3 | New Import 3 | New Import 3 | Barton Hill Way ESS 33kV |  | 352.72 | 0.8 | 0.8
New Import 4 | New Import 4 | New Import 4 | Beavor Grange Farm PV 33kV |  | 1.76 | 1.41 | 1.41
New Import 5 | New Import 5 | New Import 5 | Bowerhouse 2 | 0.704 | 7.04 | 1.48 | 1.48
New Import 6 | New Import 6 | New Import 6 | Cattybrook PV 132kV |  | 10.71 | 1.37 | 1.37
New Import 7 | New Import 7 | New Import 7 | Chelson Meadow PV 33kV | 4.929 | 5.25 | 1.57 | 1.57
New Import 8 | New Import 8 | New Import 8 | Clyst St Lawrence Energy Storage |  | 9.03 | 1.16 | 1.16
New Import 9 | New Import 9 | New Import 9 | Cold Harbour PV 132kV |  | 10.69 | 1.35 | 1.35
New Import 10 | New Import 10 | New Import 10 | Cold Northcott Alternate | 0.229 | 13.6 | 1.01 | 1.01
New Import 11 | New Import 11 | New Import 11 | Cornwall Bio Park | 6.971 | 87.54 | 1.04 | 1.04
New Import 12 | New Import 12 | New Import 12 | Court Barton PV 33kV |  | 6.55 | 1.37 | 1.37
New Import 13 | New Import 13 | New Import 13 | Deptford Farm PV ESS 132kV |  | 3412.68 | 0.79 | 0.79
New Import 14 | New Import 14 | New Import 14 | East Rightadown PV 33kV | 1.085 | 13.3 | 3.02 | 3.02
New Import 15 | New Import 15 | New Import 15 | Feeder Road Battery | 1.648 | 383.59 | 0.79 | 0.79
New Import 16 | New Import 16 | New Import 16 | Fire Station Lane | 0.476 | 14.94 | 1.15 | 1.15
New Import 17 | New Import 17 | New Import 17 | Fraddon Solar |  | 1.08 | 2.02 | 2.02
New Import 18 | New Import 18 | New Import 18 | Gammaton Moor PV 132kV |  | 54.74 | 1.35 | 1.35
New Import 19 | New Import 19 | New Import 19 | Gravity 11kV |  | 81470.27 | 1.52 | 1.52
New Import 20 | New Import 20 | New Import 20 | GS394 Plymouth Centre | 2.27 | 721.49 | 1.04 | 1.04
New Import 21 | New Import 21 | New Import 21 | Higher Hawkerland Farm PV 33kV | 2.597 | 29.26 | 2.11 | 2.11
New Import 22 | New Import 22 | New Import 22 | Higher Witheven PV 132kV |  | 6.7 | 1.35 | 1.35
New Import 23 | New Import 23 | New Import 23 | Howgrove PV 33kV | 0.721 | 7.47 | 3.45 | 3.45
New Import 24 | New Import 24 | New Import 24 | Land at Imerys WT | 0.566 | 14.58 | 0.79 | 0.79
New Import 25 | New Import 25 | New Import 25 | Limebury PV 33kV | 0.909 | 10.66 | 4.01 | 4.01
New Import 26 | New Import 26 | New Import 26 | Lodge Farm PV | 2.125 | 8.37 | 2.44 | 2.44
New Import 27 | New Import 27 | New Import 27 | Lower Litchardon PV |  | 11.12 | 1.83 | 1.83
New Import 28 | New Import 28 | New Import 28 | Mahe PV 33kV |  | 66.12 | 1.83 | 1.83
New Import 29 | New Import 29 | New Import 29 | Marksbury B PV 33kV | 2.141 | 13.45 | 2.18 | 2.18
New Import 30 | New Import 30 | New Import 30 | Marsh Green Farm PV 132kV |  | 34.84 | 1.55 | 1.55
New Import 31 | New Import 31 | New Import 31 | Menear PV ESS 33kV | 0.566 | 140.12 | 1.51 | 1.51
New Import 32 | New Import 32 | New Import 32 | NIRO PV (Rockebeare) | 2.96 | 20.6 | 2.61 | 2.61
New Import 33 | New Import 33 | New Import 33 | North Tawton ESS 33kV |  | 464.15 | 0.76 | 0.76
New Import 34 | New Import 34 | New Import 34 | Ottery St Mary PV | 0.355 | 20.84 | 2.22 | 2.22
New Import 35 | New Import 35 | New Import 35 | Pedwell PV | 0.058 | 4.37 | 1.35 | 1.35
New Import 36 | New Import 36 | New Import 36 | Peradon PV ESS 132kV |  | 10.69 | 1.32 | 1.32
New Import 37 | New Import 37 | New Import 37 | Perrinpit Road PV |  | 2.79 | 1.46 | 1.46
New Import 38 | New Import 38 | New Import 38 | Pyworthy PV 33kV | 1.203 | 3.64 | 1.88 | 1.88
New Import 39 | New Import 39 | New Import 39 | Rolls Royce Gypsy Patch Lane | 2.825 | 53397.23 | 1.48 | 1.48
New Import 40 | New Import 40 | New Import 40 | Severn Road Gas STOR 132kV |  | 18.7 | 1.1 | 1.1
New Import 41 | New Import 41 | New Import 41 | South Crofty Mine 33kV | 6.148 | 19349.15 | 2.39 | 2.39
New Import 42 | New Import 42 | New Import 42 | Sparrowhawk PV 33kV | 2.158 | 6.38 | 1.78 | 1.78
New Import 43 | New Import 43 | New Import 43 | Stowey Road PV |  | 10.71 | 1.79 | 1.79
New Import 44 | New Import 44 | New Import 44 | Tale Lane PV ESS 132kV | 0.017 | 764.29 | 1.42 | 1.42
New Import 45 | New Import 45 | New Import 45 | Tolvaddon PV ESS EV 33kV | 7.203 | 532.76 | 1.05 | 1.05
New Import 46 | New Import 46 | New Import 46 | Tregeen AD(OTHM1) | 0.229 | 3.83 | 0.88 | 0.88
New Import 47 | New Import 47 | New Import 47 | Trenoweth Farm PV |  | 17.68 | 4.85 | 4.85
New Import 48 | New Import 48 | New Import 48 | Warne Road | 0.196 | 24.53 | 1.43 | 1.43
New Import 49 | New Import 49 | New Import 49 | Watchet ESS 33kV |  | 280.68 | 0.8 | 0.8
New Import 50 | New Import 50 | New Import 50 | Welton Hill |  | 536.51 | 1.94 | 1.94
New Import 51 | New Import 51 | New Import 51 | West Raddon PV 33kV | 3.417 | 126.06 | 4.47 | 4.47
New Import 52 | New Import 52 | New Import 52 | Wyndham Estate PV ESS 33kV |  | 807.2 | 1.03 | 1.03
New Import 53 | New Import 53 | New Import 53 | Yanel PV 132kV |  | 2.83 | 1.59 | 1.59

## Annex 2b Export
Note: The list of MPANs / MSIDs provided may be incomplete; the DNO reserves the right to apply the listed charges to any other MPANs / MSIDs associated with the site. Note: This table is automatically populated based on the content of the tab entitled 'Annex 2 EHV Charges'. The timebands are as shown in Annex 2.
National Grid Electricity Distribution (South West) plc - Effective from 1 April 2024 - Final EDCM export charges
Export Unique Identifier | LLFC | Export MPANs/MSIDs | Name | Export Super Red unit charge (p/kWh) | Export fixed charge (p/day) | Export capacity charge (p/kVA/day) | Export exceeded capacity charge (p/kVA/day)
529 | 529 | 2200042755082 | Otterham Wind Farm Phase 3 (STOR) | -0.229 | 813.5 | 0.05 | 0.05
373 | 373 | 2200042291229 | Till House |  | 1163.61 | 0.05 | 0.05
374 | 374 | 2200042297587 | Outlands Wood |  | 566.94 | 0.05 | 0.05
375 | 375 | 2200042305485 | Culmhead |  | 1191.62 | 0.05 | 0.05
376 | 376 | 2200042308040 | Whitchurch Farm PV |  | 586.21 | 0.05 | 0.05
377 | 377 | 2200042312881 | Kingsland Barton |  | 553.31 | 0.05 | 0.05
378 | 378 | 2200042314995 | Mendip Solar PV Farm |  | 573.86 | 0.05 | 0.05
379 | 379 | 2200042315749 | St Stephen PV |  | 1319.04 | 0.05 | 0.05
380 | 380 | 2200042315785 | Trewidland farm PV |  | 1097.95 | 0.05 | 0.05
381 | 381 | 2200042316789 | Watchfield Lawn |  | 641.26 | 0.05 | 0.05
382 | 382 | 2200042382639 | Gover Park |  | 1091.96 | 0.05 | 0.05
383 | 383 | 2200042323137 | North Wayton |  | 979.06 | 0.05 | 0.05
384 | 384 | 2200042324460 | Week Farm |  | 1638.08 | 0.05 | 0.05
385 | 385 | 2200042326059 | Cullompton |  | 1349.2 | 0.05 | 0.05
386 | 386 | 2200042329087 | Dinder Farm |  | 751.44 | 0.05 | 0.05
388 | 388 | 2200042329069 | Pitts Farm |  | 747.07 | 0.05 | 0.05
389 | 389 | 2200042333687 | Kerriers |  | 4440.51 | 0.05 | 0.05
390 | 390 | 2200042333710 | Ernesettle Lane | -1.163 | 549.86 | 0.05 | 0.05
392 | 392 | 2200042340230 | Goonhilly Solar Park |  | 542.01 | 0.05 | 0.05
393 | 393 | 2200042348674 | Nanteague |  | 2185.07 | 0.05 | 0.05
394 | 394 | 2200042340824 | Bidwell Dartington PV |  | 1060.9 | 0.05 | 0.05
395 | 395 | 2200042343221 | New Row Farm |  | 791.4 | 0.05 | 0.05
396 | 396 | 2200042354214 | Woodland Barton Windfarm |  | 3644.67 | 0.05 | 0.05
397 | 397 | 2200042387502 | Four Burrows 2 |  | 1242.89 | 0.05 | 0.05
398 | 398 | 2200042398220 | Redlands Farm |  | 1315.05 | 0.05 | 0.05
399 | 399 | 2200042400891 | Tengore Lane PV |  | 934.41 | 0.05 | 0.05
400 | 400 | 2200042400873 | Liverton Farm | -1.043 | 556.39 | 0.05 | 0.05
401 | 401 | 2200042407879 | Yonder Parks Farm |  | 1361.97 | 0.05 | 0.05
402 | 402 | 2200042410339 | Somerton Door |  | 605.21 | 0.05 | 0.05
403 | 403 | 2200042414867 | Carditch Drove |  | 553.9 | 0.05 | 0.05
404 | 404 | 2200042417803 | Capelands Farm |  | 566.11 | 0.05 | 0.05
405 | 405 | 2200042418807 | East Youlstone WF |  | 3333.04 | 0.05 | 0.05
406 | 406 | 2200042437368 | Francis Court Farm |  | 746.86 | 0.05 | 0.05
407 | 407 | 2200042443325 | Northwood |  | 1004.21 | 0.05 | 0.05
408 | 408 | 2200042443361 | Tricky Warren |  | 623.75 | 0.05 | 0.05
409 | 409 | 2200042447019 | Iwood Lane |  | 647.32 | 0.05 | 0.05
410 | 410 | 2200042446993 | Rydon Farm |  | 3064.06 | 0.05 | 0.05
411 | 411 | 2200042446975 | Balls Wood |  | 2721.05 | 0.05 | 0.05
412 | 412 | 2200042457499 | Ashlawn Farm |  | 1277.77 | 0.05 | 0.05
413 | 413 | 2200042457912 | Pencoose Farm |  | 1215.44 | 0.05 | 0.05
414 | 414 | 2200042457995 | Hawkers Farm |  | 561.32 | 0.05 | 0.05
415 | 415 | 2200042459566 | Hurcott |  | 584.2 | 0.05 | 0.05
416 | 416 | 2200042461306 | Garvinack |  | 1170.39 | 0.05 | 0.05
417 | 417 | 2200042462188 | New Barton |  | 6172.06 | 0.05 | 0.05
418 | 418 | 2200042465170 | Coombeshead Farm |  | 639.4 | 0.05 | 0.05
419 | 419 | 2200042465198 | Walland Farm |  | 562.99 | 0.05 | 0.05
420 | 420 | 2200042467600 | Ashcombe |  | 798.88 | 0.05 | 0.05
421 | 421 | 2200042469893 | Newnham Farm |  | 4162.63 | 0.05 | 0.05
422 | 422 | 2200042473472 | Roskrow Barton PV |  | 1075.13 | 0.05 | 0.05
423 | 423 | 2200042473454 | Parkview Solar |  | 657.64 | 0.05 | 0.05
424 | 424 | 2200042475178 | Towerhead Farm |  | 1296.36 | 0.05 | 0.05
425 | 425 | 2200042475201 | Rookery Farm |  | 1074.17 | 0.05 | 0.05
426 | 426 | 2200042475424 | Bystock Farm |  | 1591.05 | 0.05 | 0.05
427 | 427 | 2200042573488 | Pylle PV Site 1 |  | 470.98 | 0.05 | 0.05
445 | 445 | 2200042573502 | Pylle PV Site 2 |  | 470.98 | 0.05 | 0.05
428 | 428 | 2200042475832 | Burthy PV |  | 797.25 | 0.05 | 0.05
429 | 429 | 2200042480656 | Wilton Farm PV |  | 733.63 | 0.05 | 0.05
431 | 431 | 2200042484882 | Woodmanton (Coombe) Farm |  | 1372.55 | 0.05 | 0.05
432 | 432 | 2200042484855 | Higher Bye Farm |  | 930.94 | 0.05 | 0.05
433 | 433 | 2200042530740 | Wilton Farm WF |  | 798.36 | 0.05 | 0.05
434 | 434 | 2200042533420 | Denzell Downs WF |  | 4732.57 | 0.05 | 0.05
435 | 435 | 2200042541635 | Puriton Landfill PV_1 Rainbow |  | 495.1 | 0.05 | 0.05
436 | 436 | 2200042557290 | Portworthy Dams PV_1 |  | 683.7 | 0.05 | 0.05
437 | 437 | 2200042542763 | Wick Farm PV_1 Export |  | 267.11 | 0.05 | 0.05
438 | 438 | 2200042542781 | Wick Farm PV_2 Export |  | 267.11 | 0.05 | 0.05
494 | 494 | 2200043348709 | Carland Cross (PV) | -3.609 | 145.68 | 0.05 | 0.05
439 | 439 | 2200042552646 | Batsworthy WF |  | 9986.58 | 0.05 | 0.05
440 | 440 | 2200042557315 | Portworthy Dams PV_2 |  | 615.33 | 0.05 | 0.05
441 | 441 | 2200042563230 | Crewkerne PV Site 1 |  | 803.51 | 0.05 | 0.05
442 | 442 | 2200042563276 | Crewkerne PV Site 2 |  | 803.51 | 0.05 | 0.05
443 | 443 | 2200042569161 | Tonedale Farm PV |  | 1217.96 | 0.05 | 0.05
444 | 444 | 2200042541653 | Puriton Landfill PV_2 SSB |  | 445.59 | 0.05 | 0.05
447 | 447 | 2200042582455 | Red Hill Farm |  | 897.11 | 0.05 | 0.05
446 | 446 | 2200042574231 | Chelwood |  | 1181.15 | 0.05 | 0.05
448 | 448 | 2200042592922 | West Carclaze1 |  | 1013.6 | 0.05 | 0.05
449 | 449 | 2200042592940 | West Carclaze2 |  | 506.8 | 0.05 | 0.05
450 | 450 | 2200042495670 | Northmoor (embd) PV |  | 368.6 | 0.05 | 0.05
451 | 451 | 2200042540678 | Nmoor Little Tinney WF |  | 39.48 | 0.05 | 0.05
452 | 452 | 2200042540710 | Nmoor East Balsdon WF |  | 39.48 | 0.05 | 0.05
453 | 453 | 2200042598144 | Nmoor Hornacott PV |  | 368.6 | 0.05 | 0.05
454 | 454 | 2200042601355 | Oakham Farm |  | 821.14 | 0.05 | 0.05
455 | 455 | 2200042603246 | Carnemough Farm |  | 1803.36 | 0.05 | 0.05
456 | 456 | 2200042689261 | Ashwater WT Site 1 |  | 82.23 | 0.05 | 0.05
458 | 458 | 2200042620171 | Great Houndbeare 2 |  | 1495.94 | 0.05 | 0.05
459 | 459 | 2200042620214 | Withy Drove |  | 2183.27 | 0.05 | 0.05
461 | 461 | 2200042620260 | Fitzwarren (Montys) Farm |  | 1560.75 | 0.05 | 0.05
463 | 463 | 2200042622044 | Dunsland Cross WF |  | 531.06 | 0.05 | 0.05
464 | 464 | 2200042626953 | Trerule Farm |  | 1115.73 | 0.05 | 0.05
465 | 465 | 2200042627159 | Nancrossa |  | 575.22 | 0.05 | 0.05
466 | 466 | 2200042637894 | Wick Farm West |  | 548.65 | 0.05 | 0.05
467 | 467 | 2200042655537 | (LWeston ntw) Severn Community |  | 1532.02 | 0.05 | 0.05
469 | 469 | 2200042679608 | Tamerton Bridge STOR | -1.162 | 1173.14 | 0.05 | 0.05
470 | 470 | 2200042689280 | Ashwater PV Site 2 |  | 684.15 | 0.05 | 0.05
471 | 471 | 2200042722617 | Bodwen |  | 2080.73 | 0.05 | 0.05
472 | 472 | 2200042729783 | Sharland Farm PV |  | 1284.44 | 0.05 | 0.05
473 | 473 | 2200042733479 | Stoneshill Farm |  | 1489 | 0.05 | 0.05
474 | 474 | 2200042733869 | Nmoor Parsonage Wood PV |  | 269.63 | 0.05 | 0.05
475 | 475 | 2200042738714 | Axe View Way PV |  | 629.38 | 0.05 | 0.05
476 | 476 | 2200042742507 | Place Barton Farm |  | 1220.48 | 0.05 | 0.05
477 | 477 | 2200042742525 | Old Stone Farm |  | 868.73 | 0.05 | 0.05
480 | 480 | 2200042784491 | Lockleaze Battery Storage | -2.751 | 498.63 | 0.05 | 0.05
491 | 491 | 2200043210940 | West Holcombe PV |  | 1273.91 | 0.05 | 0.05
492 | 492 | 2200043245190 | Hallen 33kV Battery |  | 949.13 | 0.05 | 0.05
493 | 493 | 2200043332940 | Two Post Cross PV |  | 529.37 | 0.05 | 0.05
601 | 601 | 2200031824542 | Imerys1(Blackpool) |  | 0.01 | 0.05 | 0.05
785 | 785 | 2200042461324 | Otterham WT Feeder1 | -0.229 | 19.13 | 0.05 | 0.05
786 | 786 | 2200042501429 | Otterham WT Feeder2 | -0.229 | 137.75 | 0.05 | 0.05
789 | 789 | 2200042141142 | Wyld Meadow |  | 961.17 | 0.05 | 0.05
791 | 791 | 2200042141277 | Prince Rock | -4.994 | 286.77 | 0.05 | 0.05
765 | 765 | 2200032168616 | Bradon Farm | -0.123 | 1822.79 | 0.05 | 0.05
766 | 766 | 2200031664357 | Carland Cross (WF Boundary) | -3.609 | 365.47 | 0.05 | 0.05
767 | 767 | 2200031822971 | Cold Northcott |  | 568.61 | 0.05 | 0.05
768 | 768 | 2200040863399 | Forestmoor 1
769 | 769 | 2200040863422 | Forestmoor 2
770 | 770 | 2200031823558 | Four Burrows |  | 998.95 | 0.05 | 0.05
783 | 783 | 2200042384200 | Canworthy PV |  | 1094.58 | 0.05 | 0.05
775 | 775 | 2200031823530 | St Breock |  | 1093.09 | 0.05 | 0.05
723 | 723 | 2200042334139 2200042334148 | DML - Central | -2.269 | 2404.19 | 0.05 | 0.05
748 | 748 | 2200042602298 | Denbrook WF |  | 3908.57 | 0.05 | 0.05
747 | 747 | 2200041804446 | Hayle Wave Hub | -12.638 | 715.46 | 0.05 | 0.05
752 | 752 | 2200040571122 | Connon Bridge | -2.872 | 420.6 | 0.05 | 0.05
753 | 753 | 2200040979039 | Chelson | -5.36 | 590.24 | 0.05 | 0.05
754 | 754 | 2200041253506 | Darracott |  | 652.03 | 0.05 | 0.05
764 | 764 | 2200040164254 | Bears Down
757 | 757 | 2200040473940 | St Day | -7.688 | 669.38 | 0.05 | 0.05
758 | 758 | 2200041499762 | Shooters Bottom |  | 817.12 | 0.05 | 0.05
760 | 760 | 2200041625587 | Heathfield | -10.776 | 536.61 | 0.05 | 0.05
761 | 761 | 2200041845850 | Goonhilly |  | 805.46 | 0.05 | 0.05
762 | 762 | 2200041786683 | Delabole |  | 1428.15 | 0.05 | 0.05
763 | 763 | 2200041930498 | Fullabrook |  | 35511.73 | 0.05 | 0.05
724 | 724 | 2200042142410 | Luxulyan(Trenoweth Farm) |  | 1202.91 | 0.05 | 0.05
725 | 725 | 2200042142457 | Woodland Barton PV 33kV Gen |  | 1294.3 | 0.05 | 0.05
726 | 726 | 2200041978782 | Manor PV Farm 33kV |  | 751.6 | 0.05 | 0.05
727 | 727 | 2200041978861 | Churchtown Farm PV 33kV | -7.152 | 345.85 | 0.05 | 0.05
728 | 728 | 2200041978807 | Trenouth PV 33kV |  | 1601.66 | 0.05 | 0.05
732 | 732 | 2200041979883 | Howton Farm PV 33kV |  | 765 | 0.05 | 0.05
734 | 734 | 2200042682424 | Newton Downs Farm |  | 1048.31 | 0.05 | 0.05
735 | 735 | 2200041978737 | East Langford PV 33kV |  | 768.49 | 0.05 | 0.05
736 | 736 | 2200042194288 | NINNIS PV 33kV Gen |  | 932.52 | 0.05 | 0.05
737 | 737 | 2200042208833 | Willsland PV 33kV Gen |  | 766.5 | 0.05 | 0.05
738 | 738 | 2200042141160 | Eastcombe PV 33kV Gen |  | 1015.19 | 0.05 | 0.05
739 | 739 | 2200042172888 | Bratton Flemming PV |  | 590.25 | 0.05 | 0.05
740 | 740 | 2200042196745 | Beaford Brook PV |  | 595.45 | 0.05 | 0.05
742 | 742 | 2200042206613 | Park Wall PV |  | 760.91 | 0.05 | 0.05
743 | 743 | 2200042198520 | Bradford Solar Park |  | 2986.76 | 0.05 | 0.05
744 | 744 | 2200041982947 | Causilgey PV 33kV Gen |  | 621.6 | 0.05 | 0.05
745 | 745 | 2200042042975 | Beechgrove Farm PV 33kV |  | 761.13 | 0.05 | 0.05
772 | 772 | 2200031825680 | Isles of Scilly | -23.219 | 383.21 | 0.05 | 0.05
666 | 666 | 2200042019354 | BLACKDITCH 33kV |  | 540.28 | 0.05 | 0.05
806 | 806 | 2200041310085 | Avonmouth Docks Boundary
586 | 586 | 2200042534080 | CERC St Dennis |  | 12292.47 | 0.05 | 0.05
587 | 587 | 2200042538749 | Severnside Energy Recovery Centre |  | 11012.95 | 0.05 | 0.05
588 | 588 | 2200042787386 | Old Green Wind Farm & Battery |  | 696.67 | 0.05 | 0.05
693 | 693 | 2200031824213 | SWW Roadford | -9.039 | 253.73 | 0.05 | 0.05
HP Export | HP Export | HP Export | HewlettPackard |  | 24.61 | 0.05 | 0.05
808 | 808 | 2200031824747 | BGasHallen
807 | 807 | 2200041310094 | Portbury Dock |  | 219.62 | 0.05 | 0.05
795 | 795 | 2200042430770 | Whatley Quarry | -7.06 | 100.74 | 0.05 | 0.05
809 | 809 | 2200041209989 | Hemyock (Broadpath LF) | -3.473 | 141.93 | 0.05 | 0.05
794 | 794 | 2200031824524 | Imerys(Torycombe) | -11.647 | 135.69 | 0.05 | 0.05
722 | 722 | 2200041987314 2200041987323 | Royal United Hospital | -12.531 | 129.27 | 0.05 | 0.05
776 | 776 | 2200042103449 | Avonmouth BCC WF 33kV Gen |  | 965.58 | 0.05 | 0.05
777 | 777 | 2200042108289 | Bodiniel PV Park 33kV Gen |  | 717.89 | 0.05 | 0.05
778 | 778 | 2200042385462 | Garlenick WF 33kV |  | 3613.81 | 0.05 | 0.05
779 | 779 | 2200042165046 | Warleigh Barton PV 33kV Gen |  | 964.07 | 0.05 | 0.05
780 | 780 | 2200042171458 | Winnards Perch PV 33kV Gen |  | 952.49 | 0.05 | 0.05
781 | 781 | 2200042356285 | Galsworthy WF |  | 993.29 | 0.05 | 0.05
782 | 782 | 2200042392317 | Otterham WF Extension | -0.229 | 38.26 | 0.05 | 0.05
751 | 751 | 2200032050436 | RR Power Development
804 | 804 | 2200031824551 | Imerys5(Drinnick)
803 | 803 | 2200030347690 | Imerys4(Bugle) | -5.217 | 316.68 | 0.05 | 0.05
801 | 801 | 2200031824738 | Imerys3(Trebal) |  | 101.43 | 0.05 | 0.05
802 | 802 | 2200031824490 | Imerys6(Par)
790 | 790 | 2200042163493 | Marley Thatch PV |  | 754.15 | 0.05 | 0.05
793 | 793 | 2200042093720 2200042093739 2200042093757 | Bristol Royal Infirmary | -0.493 | 238.16 | 0.05 | 0.05
792 | 792 | 2200042163457 | Burrowton Farm PV |  | 634.83 | 0.05 | 0.05
900 | 900 | 2200042165064 | Callington Solar |  | 587.2 | 0.05 | 0.05
901 | 901 | 2200042165082 | Hope Solar |  | 993.32 | 0.05 | 0.05
903 | 903 | 2200042172052 | NES Kingsweston Lane | -0.652 | 619.75 | 0.05 | 0.05
905 | 905 | 2200042169723 | Slade Farm PV |  | 954.85 | 0.05 | 0.05
906 | 906 | 2200042171192 | Rew Farm PV |  | 894.52 | 0.05 | 0.05
907 | 907 | 2200042171226 | Higher Trenhayle PV |  | 758.56 | 0.05 | 0.05
908 | 908 | 2200042171253 | Middle Treworder PV |  | 609.56 | 0.05 | 0.05
909 | 909 | 2200042171625 | Penhale Farm PV |  | 861.42 | 0.05 | 0.05
910 | 910 | 2200042172521 | Ayshford Court PV |  | 567.9 | 0.05 | 0.05
911 | 911 | 2200042172930 | West Hill PV |  | 3692.43 | 0.05 | 0.05
912 | 912 | 2200042172902 | Knockworthy Farm PV |  | 548.7 | 0.05 | 0.05
914 | 914 | 2200042174281 | Trekenning Farm PV |  | 2900.8 | 0.05 | 0.05
915 | 915 | 2200042184378 | Four Burrows PV |  | 551.69 | 0.05 | 0.05
918 | 918 | 2200042191765 | Halse Farm PV |  | 552.91 | 0.05 | 0.05
919 | 919 | 2200042192769 | Hatchlands Farm PV |  | 922.25 | 0.05 | 0.05
920 | 920 | 2200042193888 | Higher Trevartha PV |  | 973.45 | 0.05 | 0.05
922 | 922 | 2200042194056 | Ford Farm PV |  | 567.82 | 0.05 | 0.05
924 | 924 | 2200042346000 | Trequite |  | 1109.13 | 0.05 | 0.05
926 | 926 | 2200042193744 | Higher Tregarne PV |  | 1352.22 | 0.05 | 0.05
927 | 927 | 2200042195608 | Higher North Beer PV |  | 578.72 | 0.05 | 0.05
928 | 928 | 2200042196790 | Horsacott PV |  | 562.16 | 0.05 | 0.05
929 | 929 | 2200042201261 | Langunnett PV |  | 1670.32 | 0.05 | 0.05
930 | 930 | 2200042201280 | Trefinnick Farm PV |  | 1709.04 | 0.05 | 0.05
931 | 931 | 2200042202948 | Little Trevease Farm PV |  | 820.08 | 0.05 | 0.05
932 | 932 | 2200042432634 | Marksbury |  | 755.36 | 0.05 | 0.05
933 | 933 | 2200042202984 | Cobbs Cross |  | 784.04 | 0.05 | 0.05
934 | 934 | 2200042204661 | Newlands Farm |  | 821.15 | 0.05 | 0.05
935 | 935 | 2200042206599 | CRICKET ST THOMAS |  | 804.79 | 0.05 | 0.05
936 | 936 | 2200042206631 | Parsonage Barn |  | 1527.69 | 0.05 | 0.05
937 | 937 | 2200042208815 | Hewas PV |  | 1144.21 | 0.05 | 0.05
938 | 938 | 2200042208851 | CRINACOTT PV |  | 1299.96 | 0.05 | 0.05
939 | 939 | 2200042214720 | Penare Farm |  | 528.55 | 0.05 | 0.05
940 | 940 | 2200042214749 | Aller Court |  | 916.84 | 0.05 | 0.05
942 | 942 | 2200042214952 | Stonebarrow |  | 610.25 | 0.05 | 0.05
943 | 943 | 2200042215097 | Whitley Farm |  | 856.61 | 0.05 | 0.05
944 | 944 | 2200042215255 | New Rendy Farm |  | 756.85 | 0.05 | 0.05
945 | 945 | 2200042216852 | Tregassow |  | 1709.53 | 0.05 | 0.05
946 | 946 | 2200042218414 | Pitworthy |  | 4919.19 | 0.05 | 0.05
947 | 947 | 2200042224269 | Foxcombe PV |  | 761.61 | 0.05 | 0.05
948 | 948 | 2200042224287 | Rexon Cross PV Farm |  | 775.38 | 0.05 | 0.05
949 | 949 | 2200042242899 | Hazard Farm PV |  | 1186.36 | 0.05 | 0.05
950 | 950 | 2200042244682 | Luscott Barton |  | 832.16 | 0.05 | 0.05
951 | 951 | 2200042254139 | Grange Farm PV |  | 1024.25 | 0.05 | 0.05
952 | 952 | 2200042352183 | Derriton Fields |  | 2806.12 | 0.05 | 0.05
953 | 953 | 2200042278487 | Cleave Farm |  | 2205.7 | 0.05 | 0.05
954 | 954 | 2200042342041 | Woolavington |  | 1124.96 | 0.05 | 0.05
955 | 955 | 2200042342079 | Trehawke Farm |  | 1960.12 | 0.05 | 0.05
956 | 956 | 2200042278760 | Higher Berechapel Farm |  | 731.59 | 0.05 | 0.05
957 | 957 | 2200042278956 | Bommertown |  | 622.95 | 0.05 | 0.05
958 | 958 | 2200042349748 | Carloggas Farm |  | 1775.32 | 0.05 | 0.05
481 | 481 | 2200042911992 | Viridor EFW (Seabank) |  | 864.37 | 0.05 | 0.05
482 | 482 | 2200042911947 | Alders Way STOR | -3.072 | 924.04 | 0.05 | 0.05
483 | 483 | 2200042911974 | Rockingham STOR | -0.635 | 3597.82 | 0.05 | 0.05
484 | 484 | 2200042965260 | Fideoak Battery |  | 621.04 | 0.05 | 0.05
485 | 485 | 2200042991000 | Hele Manor STOR |  | 528.61 | 0.05 | 0.05
487 | 487 | 2200043111681 | Creacombe Solar (MRLF3) |  | 1038.1 | 0.05 | 0.05
488 | 488 | 2200043111706 | Marlands Solar (MRLF3) |  | 576.72 | 0.05 | 0.05
489 | 489 | 2200043152456 | Wave Hub Battery | -12.638 | 37.66 | 0.05 | 0.05
490 | 490 | 2200043161743 | Ventonteague Wind Turbine |  | 650.15 | 0.05 | 0.05
7158 | 7158 | 7158 | Huntworth
7318 | 7318 | 7318 | Barton Hill STOR CVA |  | 536.11 | 0.05 | 0.05
7320 | 7320 | 7320 | Water Lane B | -2.969 | 1197.57 | 0.05 | 0.05
7342 | 7342 | 7342 | Cattedown STOR CVA | -4.991 | 668.64 | 0.05 | 0.05
7446 | 7446 | 7446 | Exeter Power Station
7495 | 7495 | 7495 | Peak Gen Exeter | -2.792 | 1916.37 | 0.05 | 0.05
New Export 1 | New Export 1 | New Export 1 | Aller Langport PV |  | 533.07 | 0.05 | 0.05
New Export 2 | New Export 2 | New Export 2 | Ash Farm PV 33kV |  | 982.12 | 0.05 | 0.05
New Export 3 | New Export 3 | New Export 3 | Barton Hill Way ESS 33kV |  | 371.27 | 0.05 | 0.05
New Export 4 | New Export 4 | New Export 4 | Beavor Grange Farm PV 33kV |  | 539.14 | 0.05 | 0.05
New Export 5 | New Export 5 | New Export 5 | Bowerhouse 2 |  | 547.95 | 0.05 | 0.05
New Export 6 | New Export 6 | New Export 6 | Cattybrook PV 132kV |  | 1090.54 | 0.05 | 0.05
New Export 7 | New Export 7 | New Export 7 | Chelson Meadow PV 33kV |  | 535.66 | 0.05 | 0.05
New Export 8 | New Export 8 | New Export 8 | Clyst St Lawrence Energy Storage |  | 1535.14 | 0.05 | 0.05
New Export 9 | New Export 9 | New Export 9 | Cold Harbour PV 132kV |  | 1090.56 | 0.05 | 0.05
New Export 10 | New Export 10 | New Export 10 | Cold Northcott Alternate |  | 1087.66 | 0.05 | 0.05
New Export 11 | New Export 11 | New Export 11 | Cornwall Bio Park | -7.001 | 2917.94 | 0.05 | 0.05
New Export 12 | New Export 12 | New Export 12 | Court Barton PV 33kV |  | 534.36 | 0.05 | 0.05
New Export 13 | New Export 13 | New Export 13 | Deptford Farm PV ESS 132kV |  | 3482.3 | 0.05 | 0.05
New Export 14 | New Export 14 | New Export 14 | East Rightadown PV 33kV |  | 527.6 | 0.05 | 0.05
New Export 15 | New Export 15 | New Export 15 | Feeder Road Battery | -1.73 | 403.77 | 0.05 | 0.05
New Export 16 | New Export 16 | New Export 16 | Fire Station Lane | -0.642 | 525.97 | 0.05 | 0.05
New Export 17 | New Export 17 | New Export 17 | Fraddon Solar |  | 2207.45 | 0.05 | 0.05
New Export 18 | New Export 18 | New Export 18 | Gammaton Moor PV 132kV |  | 5585.95 | 0.05 | 0.05
New Export 20 | New Export 20 | New Export 20 | GS394 Plymouth Centre | -2.275 | 759.37 | 0.05 | 0.05
New Export 21 | New Export 21 | New Export 21 | Higher Hawkerland Farm PV 33kV |  | 1990.39 | 0.05 | 0.05
New Export 22 | New Export 22 | New Export 22 | Higher Witheven PV 132kV |  | 1094.55 | 0.05 | 0.05
New Export 23 | New Export 23 | New Export 23 | Howgrove PV 33kV |  | 1043.95 | 0.05 | 0.05
New Export 24 | New Export 24 | New Export 24 | Land at Imerys WT |  | 1868.16 | 0.05 | 0.05
New Export 25 | New Export 25 | New Export 25 | Limebury PV 33kV |  | 565.66 | 0.05 | 0.05
New Export 26 | New Export 26 | New Export 26 | Lodge Farm PV |  | 3516.67 | 0.05 | 0.05
New Export 27 | New Export 27 | New Export 27 | Lower Litchardon PV |  | 1167.88 | 0.05 | 0.05
New Export 28 | New Export 28 | New Export 28 | Mahe PV 33kV |  | 2023.95 | 0.05 | 0.05
New Export 29 | New Export 29 | New Export 29 | Marksbury B PV 33kV |  | 1372.45 | 0.05 | 0.05
New Export 30 | New Export 30 | New Export 30 | Marsh Green Farm PV 132kV |  | 1066.42 | 0.05 | 0.05
New Export 31 | New Export 31 | New Export 31 | Menear PV ESS 33kV | -0.62 | 428.95 | 0.05 | 0.05
New Export 32 | New Export 32 | New Export 32 | NIRO PV (Rockebeare) |  | 942.8 | 0.05 | 0.05
New Export 33 | New Export 33 | New Export 33 | North Tawton ESS 33kV |  | 488.58 | 0.05 | 0.05
New Export 34 | New Export 34 | New Export 34 | Ottery St Mary PV |  | 2481.05 | 0.05 | 0.05
New Export 35 | New Export 35 | New Export 35 | Pedwell PV |  | 1982.71 | 0.05 | 0.05
New Export 36 | New Export 36 | New Export 36 | Peradon PV ESS 132kV |  | 1090.56 | 0.05 | 0.05
New Export 37 | New Export 37 | New Export 37 | Perrinpit Road PV |  | 1098.47 | 0.05 | 0.05
New Export 38 | New Export 38 | New Export 38 | Pyworthy PV 33kV |  | 1195.55 | 0.05 | 0.05
New Export 40 | New Export 40 | New Export 40 | Severn Road Gas STOR 132kV |  | 1968.38 | 0.05 | 0.05
New Export 42 | New Export 42 | New Export 42 | Sparrowhawk PV 33kV |  | 911.14 | 0.05 | 0.05
New Export 43 | New Export 43 | New Export 43 | Stowey Road PV |  | 1090.54 | 0.05 | 0.05
New Export 44 | New Export 44 | New Export 44 | Tale Lane PV ESS 132kV | -0.032 | 779.88 | 0.05 | 0.05
New Export 45 | New Export 45 | New Export 45 | Tolvaddon PV ESS EV 33kV | -7.234 | 560.8 | 0.05 | 0.05
New Export 46 | New Export 46 | New Export 46 | Tregeen AD(OTHM1) | -0.229 | 30.61 | 0.05 | 0.05
New Export 47 | New Export 47 | New Export 47 | Trenoweth Farm PV | -8.113 | 1861.05 | 0.05 | 0.05
New Export 48 | New Export 48 | New Export 48 | Warne Road | -0.323 | 516.38 | 0.05 | 0.05
New Export 49 | New Export 49 | New Export 49 | Watchet ESS 33kV |  | 295.44 | 0.05 | 0.05
New Export 50 | New Export 50 | New Export 50 | Welton Hill | -1.167 | 564.75 | 0.05 | 0.05
New Export 51 | New Export 51 | New Export 51 | West Raddon PV 33kV |  | 4287.74 | 0.05 | 0.05
New Export 52 | New Export 52 | New Export 52 | Wyndham Estate PV ESS 33kV |  | 849.7 | 0.05 | 0.05
New Export 53 | New Export 53 | New Export 53 | Yanel PV 132kV |  | 1098.42 | 0.05 | 0.05

## Annex 3 Preserved charges
Back to Overview
National Grid Electricity Distribution (South West) plc - Effective from 1 April 2024 - Final LV and HV tariffs
Supercustomer preserved charges/additional LLFCs
| Closed LLFCs | PCs | Red/black unit charge p/kWh | Amber/yellow unit charge p/kWh | Green unit charge p/kWh | Fixed charge p/MPAN/day
Notes: | [Add DNO specific notes relevant to charges]
Site Specific preserved charges/additional LLFCs
| Closed LLFCs | PCs | Red/black unit charge p/kWh | Amber/yellow unit charge p/kWh | Green unit charge p/kWh | Fixed charge p/MPAN/day | Capacity charge p/kVA/day | Exceeded capacity charge p/kVA/day | Reactive power charge p/kVArh
0
Notes: | Time periods
[Add DNO specific notes relevant to charges]
Unit charges in the red time band apply – between [xx:xx] and [xx:xx], Monday to Friday including bank holidays.
Unit charges in the amber time band apply – between [xx:xx] and [xx:xx], Monday to Friday including bank holidays.
Unit charges in the green time band apply – between [xx:xx] and [xx:xx], Monday to Friday including bank holidays, and [xx:xx] and [xx:xx] Saturday and Sunday.
All times are UK clock-time.
[Add DNO specific notes]

## Annex 4 LDNO charges
Back to Overview | Copy from CDCM table 3701 "Tariffs!A42:I84" and paste values into A14 |  |  |  | Copy from EDCM table 6005 "LDNORev!B549:G683" and paste values into D57
National Grid Electricity Distribution (South West) plc - Effective from 1 April 2024 - Final LDNO tariffs
Time Bands for Half Hourly Metered Properties |  |  |  |  | Time Bands for Half Hourly Unmetered Properties
Time periods | Red Time Band | Amber Time Band | Green Time Band |  |  |  | Black Time Band | Yellow Time Band | Green Time Band
Monday to Friday | 17:00 to 19:00 | 07:30 to 17:00 19:00 to 21:30 | 00:00 to 07:30 21:30 to 24:00 |  | Monday to Friday Nov to Feb (excluding 22nd Dec to 4th Jan inclusive) |  | 17:00 to 19:00 | 07:30 to 17:00 19:00 to 21:30 | 00:00 to 07:30 21:30 to 24:00
Weekends |  | 16:30 to 19:30 | 00:00 to 16:30 19:30 to 24:00 |  | Monday to Friday Mar to Oct (plus 22nd Dec to 4th Jan inclusive) |  |  | 07:30 to 21:30 | 00:00 to 07:30 21:30 to 24:00
Notes | All the above times are in UK Clock time |  |  |  | Weekends |  |  | 16:30 to 19:30 | 00:00 to 16:30 19:30 to 24:00
[5 empty] | Notes |  | All the above times are in UK Clock time
Tariff name | Unique billing identifier | PCs | Red/black unit charge p/kWh | Amber/yellow unit charge p/kWh | Green unit charge p/kWh | Fixed charge p/MPAN/day | Capacity charge p/kVA/day | Exceeded capacity charge p/kVA/day | Reactive power charge p/kVArh
LDNO LV: Domestic Aggregated with Residual | TBC | 1, 2 or 0 | 9.242 | 0.462 | 0.033 | 18.29 | 0 | 0 | 0
LDNO LV: Domestic Aggregated (Related MPAN) | TBC | 2 | 9.242 | 0.462 | 0.033 | 0 | 0 | 0 | 0
LDNO LV: Non-Domestic Aggregated No Residual | TBC | 3 to 8 or 0 | 9.907 | 0.495 | 0.035 | 7.98 | 0 | 0 | 0
LDNO LV: Non-Domestic Aggregated Band 1 | TBC | 3 to 8 or 0 | 9.907 | 0.495 | 0.035 | 13.02 | 0 | 0 | 0
LDNO LV: Non-Domestic Aggregated Band 2 | TBC | 3 to 8 or 0 | 9.907 | 0.495 | 0.035 | 37.68 | 0 | 0 | 0
LDNO LV: Non-Domestic Aggregated Band 3 | TBC | 3 to 8 or 0 | 9.907 | 0.495 | 0.035 | 79.23 | 0 | 0 | 0
LDNO LV: Non-Domestic Aggregated Band 4 | TBC | 3 to 8 or 0 | 9.907 | 0.495 | 0.035 | 240.36 | 0 | 0 | 0
LDNO LV: Non-Domestic Aggregated (related MPAN) | TBC | 4 | 9.907 | 0.495 | 0.035 | 0 | 0 | 0 | 0
LDNO LV: LV Site Specific No Residual | TBC | 0 | 6.693 | 0.304 | 0.02 | 10.82 | 3.15 | 6.18 | 0.088
LDNO LV: LV Site Specific Band 1 | TBC | 0 | 6.693 | 0.304 | 0.02 | 398.78 | 3.15 | 6.18 | 0.088
LDNO LV: LV Site Specific Band 2 | TBC | 0 | 6.693 | 0.304 | 0.02 | 717.11 | 3.15 | 6.18 | 0.088
LDNO LV: LV Site Specific Band 3 | TBC | 0 | 6.693 | 0.304 | 0.02 | 1102.5 | 3.15 | 6.18 | 0.088
LDNO LV: LV Site Specific Band 4 | TBC | 0 | 6.693 | 0.304 | 0.02 | 2331.95 | 3.15 | 6.18 | 0.088
LDNO LV: Unmetered Supplies | TBC | 0, 1 or 8 | 26.943 | 2.739 | 2.195 | 0 | 0 | 0 | 0
LDNO LV: LV Generation Aggregated | TBC | 0 | -10.4 | -0.52 | -0.037 | 0 | 0 | 0 | 0
LDNO LV: LV Generation Site Specific | TBC | 0 | -10.4 | -0.52 | -0.037 | 0 | 0 | 0 | 0.153
LDNO HV: Domestic Aggregated with Residual | TBC | 1, 2 or 0 | 6.302 | 0.315 | 0.022 | 12.76 | 0 | 0 | 0
LDNO HV: Domestic Aggregated (Related MPAN) | TBC | 2 | 6.302 | 0.315 | 0.022 | 0 | 0 | 0 | 0
LDNO HV: Non-Domestic Aggregated No Residual | TBC | 3 to 8 or 0 | 6.755 | 0.338 | 0.024 | 5.67 | 0 | 0 | 0
LDNO HV: Non-Domestic Aggregated Band 1 | TBC | 3 to 8 or 0 | 6.755 | 0.338 | 0.024 | 9.1 | 0 | 0 | 0
LDNO HV: Non-Domestic Aggregated Band 2 | TBC | 3 to 8 or 0 | 6.755 | 0.338 | 0.024 | 25.92 | 0 | 0 | 0
LDNO HV: Non-Domestic Aggregated Band 3 | TBC | 3 to 8 or 0 | 6.755 | 0.338 | 0.024 | 54.25 | 0 | 0 | 0
LDNO HV: Non-Domestic Aggregated Band 4 | TBC | 3 to 8 or 0 | 6.755 | 0.338 | 0.024 | 164.12 | 0 | 0 | 0
LDNO HV: Non-Domestic Aggregated (related MPAN) | TBC | 4 | 6.755 | 0.338 | 0.024 | 0 | 0 | 0 | 0
LDNO HV: LV Site Specific No Residual | TBC | 0 | 4.564 | 0.208 | 0.014 | 7.61 | 2.15 | 4.21 | 0.06
LDNO HV: LV Site Specific Band 1 | TBC | 0 | 4.564 | 0.208 | 0.014 | 272.14 | 2.15 | 4.21 | 0.06
LDNO HV: LV Site Specific Band 2 | TBC | 0 | 4.564 | 0.208 | 0.014 | 489.2 | 2.15 | 4.21 | 0.06
LDNO HV: LV Site Specific Band 3 | TBC | 0 | 4.564 | 0.208 | 0.014 | 751.98 | 2.15 | 4.21 | 0.06
LDNO HV: LV Site Specific Band 4 | TBC | 0 | 4.564 | 0.208 | 0.014 | 1590.29 | 2.15 | 4.21 | 0.06
LDNO HV: LV Sub Site Specific No Residual | TBC | 0 | 5.59 | 0.199 | 0.011 | 9.75 | 3.39 | 6.12 | 0.065
LDNO HV: LV Sub Site Specific Band 1 | TBC | 0 | 5.59 | 0.199 | 0.011 | 453.85 | 3.39 | 6.12 | 0.065
LDNO HV: LV Sub Site Specific Band 2 | TBC | 0 | 5.59 | 0.199 | 0.011 | 818.26 | 3.39 | 6.12 | 0.065
LDNO HV: LV Sub Site Specific Band 3 | TBC | 0 | 5.59 | 0.199 | 0.011 | 1259.43 | 3.39 | 6.12 | 0.065
LDNO HV: LV Sub Site Specific Band 4 | TBC | 0 | 5.59 | 0.199 | 0.011 | 2666.82 | 3.39 | 6.12 | 0.065
LDNO HV: HV Site Specific No Residual | TBC | 0 | 4.673 | 0.126 | 0.005 | 99.57 | 3.39 | 6.98 | 0.05
LDNO HV: HV Site Specific Band 1 | TBC | 0 | 4.673 | 0.126 | 0.005 | 3228.17 | 3.39 | 6.98 | 0.05
LDNO HV: HV Site Specific Band 2 | TBC | 0 | 4.673 | 0.126 | 0.005 | 7843.33 | 3.39 | 6.98 | 0.05
LDNO HV: HV Site Specific Band 3 | TBC | 0 | 4.673 | 0.126 | 0.005 | 17268.04 | 3.39 | 6.98 | 0.05
LDNO HV: HV Site Specific Band 4 | TBC | 0 | 4.673 | 0.126 | 0.005 | 43507.5 | 3.39 | 6.98 | 0.05
LDNO HV: Unmetered Supplies | TBC | 0, 1 or 8 | 18.371 | 1.867 | 1.496 | 0 | 0 | 0 | 0
LDNO HV: LV Generation Aggregated | TBC | 0 | -10.4 | -0.52 | -0.037 | 0 | 0 | 0 | 0
LDNO HV: LV Sub Generation Aggregated | TBC | 0 | -9.321 | -0.44 | -0.03 | 0 | 0 | 0 | 0
LDNO HV: LV Generation Site Specific | TBC | 0 | -10.4 | -0.52 | -0.037 | 0 | 0 | 0 | 0.153
LDNO HV: LV Sub Generation Site Specific | TBC | 0 | -9.321 | -0.44 | -0.03 | 0 | 0 | 0 | 0.12
LDNO HV: HV Generation Site Specific | TBC | 0 | -5.927 | -0.191 | -0.01 | 0 | 0 | 0 | 0.091
LDNO HVplus: Domestic Aggregated with Residual | TBC | 1, 2 or 0 | 4.313 | 0.216 | 0.015 | 9.02 | 0 | 0 | 0
LDNO HVplus: Domestic Aggregated (Related MPAN) | TBC | 2 | 4.313 | 0.216 | 0.015 | 0 | 0 | 0 | 0
LDNO HVplus: Non-Domestic Aggregated No Residual | TBC | 3 to 8 or 0 | 4.624 | 0.231 | 0.016 | 4.11 | 0 | 0 | 0
LDNO HVplus: Non-Domestic Aggregated Band 1 | TBC | 3 to 8 or 0 | 4.624 | 0.231 | 0.016 | 6.46 | 0 | 0 | 0
LDNO HVplus: Non-Domestic Aggregated Band 2 | TBC | 3 to 8 or 0 | 4.624 | 0.231 | 0.016 | 17.97 | 0 | 0 | 0
LDNO HVplus: Non-Domestic Aggregated Band 3 | TBC | 3 to 8 or 0 | 4.624 | 0.231 | 0.016 | 37.36 | 0 | 0 | 0
LDNO HVplus: Non-Domestic Aggregated Band 4 | TBC | 3 to 8 or 0 | 4.624 | 0.231 | 0.016 | 112.56 | 0 | 0 | 0
LDNO HVplus: Non-Domestic Aggregated (related MPAN) | TBC | 4 | 4.624 | 0.231 | 0.016 | 0 | 0 | 0 | 0
LDNO HVplus: LV Site Specific No Residual | TBC | 0 | 3.124 | 0.142 | 0.01 | 5.43 | 1.47 | 2.88 | 0.041
LDNO HVplus: LV Site Specific Band 1 | TBC | 0 | 3.124 | 0.142 | 0.01 | 186.5 | 1.47 | 2.88 | 0.041
LDNO HVplus: LV Site Specific Band 2 | TBC | 0 | 3.124 | 0.142 | 0.01 | 335.07 | 1.47 | 2.88 | 0.041
LDNO HVplus: LV Site Specific Band 3 | TBC | 0 | 3.124 | 0.142 | 0.01 | 514.94 | 1.47 | 2.88 | 0.041
LDNO HVplus: LV Site Specific Band 4 | TBC | 0 | 3.124 | 0.142 | 0.01 | 1088.74 | 1.47 | 2.88 | 0.041
LDNO HVplus: LV Sub Site Specific No Residual | TBC | 0 | 3.762 | 0.134 | 0.008 | 6.79 | 2.28 | 4.12 | 0.044
LDNO HVplus: LV Sub Site Specific Band 1 | TBC | 0 | 3.762 | 0.134 | 0.008 | 305.63 | 2.28 | 4.12 | 0.044
LDNO HVplus: LV Sub Site Specific Band 2 | TBC | 0 | 3.762 | 0.134 | 0.008 | 550.83 | 2.28 | 4.12 | 0.044
LDNO HVplus: LV Sub Site Specific Band 3 | TBC | 0 | 3.762 | 0.134 | 0.008 | 847.69 | 2.28 | 4.12 | 0.044
LDNO HVplus: LV Sub Site Specific Band 4 | TBC | 0 | 3.762 | 0.134 | 0.008 | 1794.72 | 2.28 | 4.12 | 0.044
LDNO HVplus: HV Site Specific No Residual | TBC | 0 | 3.118 | 0.084 | 0.003 | 66.67 | 2.26 | 4.66 | 0.034
LDNO HVplus: HV Site Specific Band 1 | TBC | 0 | 3.118 | 0.084 | 0.003 | 2154.18 | 2.26 | 4.66 | 0.034
LDNO HVplus: HV Site Specific Band 2 | TBC | 0 | 3.118 | 0.084 | 0.003 | 5233.56 | 2.26 | 4.66 | 0.034
LDNO HVplus: HV Site Specific Band 3 | TBC | 0 | 3.118 | 0.084 | 0.003 | 11522.02 | 2.26 | 4.66 | 0.034
LDNO HVplus: HV Site Specific Band 4 | TBC | 0 | 3.118 | 0.084 | 0.003 | 29029.83 | 2.26 | 4.66 | 0.034
LDNO HVplus: Unmetered Supplies | TBC | 0, 1 or 8 | 12.575 | 1.278 | 1.024 | 0 | 0 | 0 | 0
LDNO HVplus: LV Generation Aggregated | TBC | 0 | -4.882 | -0.244 | -0.017 | 0 | 0 | 0 | 0
LDNO HVplus: LV Sub Generation Aggregated | TBC | 0 | -5.146 | -0.243 | -0.017 | 0 | 0 | 0 | 0
LDNO HVplus: LV Generation Site Specific | TBC | 0 | -4.882 | -0.244 | -0.017 | 0 | 0 | 0 | 0.072
LDNO HVplus: LV Sub Generation Site Specific | TBC | 0 | -5.146 | -0.243 | -0.017 | 0 | 0 | 0 | 0.066
LDNO HVplus: HV Generation Site Specific | TBC | 0 | -5.927 | -0.191 | -0.01 | 74.76 | 0 | 0 | 0.091
LDNO EHV: Domestic Aggregated with Residual | TBC | 1, 2 or 0 | 3.355 | 0.168 | 0.012 | 7.22 | 0 | 0 | 0
LDNO EHV: Domestic Aggregated (Related MPAN) | TBC | 2 | 3.355 | 0.168 | 0.012 | 0 | 0 | 0 | 0
LDNO EHV: Non-Domestic Aggregated No Residual | TBC | 3 to 8 or 0 | 3.597 | 0.18 | 0.013 | 3.36 | 0 | 0 | 0
LDNO EHV: Non-Domestic Aggregated Band 1 | TBC | 3 to 8 or 0 | 3.597 | 0.18 | 0.013 | 5.18 | 0 | 0 | 0
LDNO EHV: Non-Domestic Aggregated Band 2 | TBC | 3 to 8 or 0 | 3.597 | 0.18 | 0.013 | 14.14 | 0 | 0 | 0
LDNO EHV: Non-Domestic Aggregated Band 3 | TBC | 3 to 8 or 0 | 3.597 | 0.18 | 0.013 | 29.22 | 0 | 0 | 0
LDNO EHV: Non-Domestic Aggregated Band 4 | TBC | 3 to 8 or 0 | 3.597 | 0.18 | 0.013 | 87.72 | 0 | 0 | 0
LDNO EHV: Non-Domestic Aggregated (related MPAN) | TBC | 4 | 3.597 | 0.18 | 0.013 | 0 | 0 | 0 | 0
LDNO EHV: LV Site Specific No Residual | TBC | 0 | 2.43 | 0.111 | 0.007 | 4.39 | 1.15 | 2.24 | 0.032
LDNO EHV: LV Site Specific Band 1 | TBC | 0 | 2.43 | 0.111 | 0.007 | 145.24 | 1.15 | 2.24 | 0.032
LDNO EHV: LV Site Specific Band 2 | TBC | 0 | 2.43 | 0.111 | 0.007 | 260.81 | 1.15 | 2.24 | 0.032
LDNO EHV: LV Site Specific Band 3 | TBC | 0 | 2.43 | 0.111 | 0.007 | 400.73 | 1.15 | 2.24 | 0.032
LDNO EHV: LV Site Specific Band 4 | TBC | 0 | 2.43 | 0.111 | 0.007 | 847.09 | 1.15 | 2.24 | 0.032
LDNO EHV: LV Sub Site Specific No Residual | TBC | 0 | 2.926 | 0.104 | 0.006 | 5.44 | 1.77 | 3.2 | 0.034
LDNO EHV: LV Sub Site Specific Band 1 | TBC | 0 | 2.926 | 0.104 | 0.006 | 237.91 | 1.77 | 3.2 | 0.034
LDNO EHV: LV Sub Site Specific Band 2 | TBC | 0 | 2.926 | 0.104 | 0.006 | 428.65 | 1.77 | 3.2 | 0.034
LDNO EHV: LV Sub Site Specific Band 3 | TBC | 0 | 2.926 | 0.104 | 0.006 | 659.58 | 1.77 | 3.2 | 0.034
LDNO EHV: LV Sub Site Specific Band 4 | TBC | 0 | 2.926 | 0.104 | 0.006 | 1396.27 | 1.77 | 3.2 | 0.034
LDNO EHV: HV Site Specific No Residual | TBC | 0 | 2.425 | 0.066 | 0.003 | 52.02 | 1.76 | 3.63 | 0.026
LDNO EHV: HV Site Specific Band 1 | TBC | 0 | 2.425 | 0.066 | 0.003 | 1675.9 | 1.76 | 3.63 | 0.026
LDNO EHV: HV Site Specific Band 2 | TBC | 0 | 2.425 | 0.066 | 0.003 | 4071.34 | 1.76 | 3.63 | 0.026
LDNO EHV: HV Site Specific Band 3 | TBC | 0 | 2.425 | 0.066 | 0.003 | 8963.14 | 1.76 | 3.63 | 0.026
LDNO EHV: HV Site Specific Band 4 | TBC | 0 | 2.425 | 0.066 | 0.003 | 22582.45 | 1.76 | 3.63 | 0.026
LDNO EHV: Unmetered Supplies | TBC | 0, 1 or 8 | 9.782 | 0.994 | 0.797 | 0 | 0 | 0 | 0
LDNO EHV: LV Generation Aggregated | TBC | 0 | -3.798 | -0.19 | -0.013 | 0 | 0 | 0 | 0
LDNO EHV: LV Sub Generation Aggregated | TBC | 0 | -4.003 | -0.189 | -0.013 | 0 | 0 | 0 | 0
LDNO EHV: LV Generation Site Specific | TBC | 0 | -3.798 | -0.19 | -0.013 | 0 | 0 | 0 | 0.056
LDNO EHV: LV Sub Generation Site Specific | TBC | 0 | -4.003 | -0.189 | -0.013 | 0 | 0 | 0 | 0.051
LDNO EHV: HV Generation Site Specific | TBC | 0 | -4.611 | -0.149 | -0.008 | 58.16 | 0 | 0 | 0.071
LDNO 132kV/EHV: Domestic Aggregated with Residual | TBC | 1, 2 or 0 | 2.562 | 0.128 | 0.009 | 5.73 | 0 | 0 | 0
LDNO 132kV/EHV: Domestic Aggregated (Related MPAN) | TBC | 2 | 2.562 | 0.128 | 0.009 | 0 | 0 | 0 | 0
LDNO 132kV/EHV: Non-Domestic Aggregated No Residual | TBC | 3 to 8 or 0 | 2.747 | 0.137 | 0.01 | 2.73 | 0 | 0 | 0
LDNO 132kV/EHV: Non-Domestic Aggregated Band 1 | TBC | 3 to 8 or 0 | 2.747 | 0.137 | 0.01 | 4.13 | 0 | 0 | 0
LDNO 132kV/EHV: Non-Domestic Aggregated Band 2 | TBC | 3 to 8 or 0 | 2.747 | 0.137 | 0.01 | 10.97 | 0 | 0 | 0
LDNO 132kV/EHV: Non-Domestic Aggregated Band 3 | TBC | 3 to 8 or 0 | 2.747 | 0.137 | 0.01 | 22.48 | 0 | 0 | 0
LDNO 132kV/EHV: Non-Domestic Aggregated Band 4 | TBC | 3 to 8 or 0 | 2.747 | 0.137 | 0.01 | 67.15 | 0 | 0 | 0
LDNO 132kV/EHV: Non-Domestic Aggregated (related MPAN) | TBC | 4 | 2.747 | 0.137 | 0.01 | 0 | 0 | 0 | 0
LDNO 132kV/EHV: LV Site Specific No Residual | TBC | 0 | 1.856 | 0.084 | 0.006 | 3.52 | 0.87 | 1.71 | 0.024
LDNO 132kV/EHV: LV Site Specific Band 1 | TBC | 0 | 1.856 | 0.084 | 0.006 | 111.07 | 0.87 | 1.71 | 0.024
LDNO 132kV/EHV: LV Site Specific Band 2 | TBC | 0 | 1.856 | 0.084 | 0.006 | 199.32 | 0.87 | 1.71 | 0.024
LDNO 132kV/EHV: LV Site Specific Band 3 | TBC | 0 | 1.856 | 0.084 | 0.006 | 306.16 | 0.87 | 1.71 | 0.024
LDNO 132kV/EHV: LV Site Specific Band 4 | TBC | 0 | 1.856 | 0.084 | 0.006 | 647 | 0.87 | 1.71 | 0.024
LDNO 132kV/EHV: LV Sub Site Specific No Residual | TBC | 0 | 2.234 | 0.08 | 0.004 | 4.33 | 1.35 | 2.45 | 0.026
LDNO 132kV/EHV: LV Sub Site Specific Band 1 | TBC | 0 | 2.234 | 0.08 | 0.004 | 181.84 | 1.35 | 2.45 | 0.026
LDNO 132kV/EHV: LV Sub Site Specific Band 2 | TBC | 0 | 2.234 | 0.08 | 0.004 | 327.49 | 1.35 | 2.45 | 0.026
LDNO 132kV/EHV: LV Sub Site Specific Band 3 | TBC | 0 | 2.234 | 0.08 | 0.004 | 503.82 | 1.35 | 2.45 | 0.026
LDNO 132kV/EHV: LV Sub Site Specific Band 4 | TBC | 0 | 2.234 | 0.08 | 0.004 | 1066.35 | 1.35 | 2.45 | 0.026
LDNO 132kV/EHV: HV Site Specific No Residual | TBC | 0 | 1.852 | 0.05 | 0.002 | 39.9 | 1.34 | 2.77 | 0.02
LDNO 132kV/EHV: HV Site Specific Band 1 | TBC | 0 | 1.852 | 0.05 | 0.002 | 1279.87 | 1.34 | 2.77 | 0.02
LDNO 132kV/EHV: HV Site Specific Band 2 | TBC | 0 | 1.852 | 0.05 | 0.002 | 3109.02 | 1.34 | 2.77 | 0.02
LDNO 132kV/EHV: HV Site Specific Band 3 | TBC | 0 | 1.852 | 0.05 | 0.002 | 6844.36 | 1.34 | 2.77 | 0.02
LDNO 132kV/EHV: HV Site Specific Band 4 | TBC | 0 | 1.852 | 0.05 | 0.002 | 17243.99 | 1.34 | 2.77 | 0.02
LDNO 132kV/EHV: Unmetered Supplies | TBC | 0, 1 or 8 | 7.469 | 0.759 | 0.608 | 0 | 0 | 0 | 0
LDNO 132kV/EHV: LV Generation Aggregated | TBC | 0 | -2.9 | -0.145 | -0.01 | 0 | 0 | 0 | 0
LDNO 132kV/EHV: LV Sub Generation Aggregated | TBC | 0 | -3.057 | -0.144 | -0.01 | 0 | 0 | 0 | 0
LDNO 132kV/EHV: LV Generation Site Specific | TBC | 0 | -2.9 | -0.145 | -0.01 | 0 | 0 | 0 | 0.043
LDNO 132kV/EHV: LV Sub Generation Site Specific | TBC | 0 | -3.057 | -0.144 | -0.01 | 0 | 0 | 0 | 0.039
LDNO 132kV/EHV: HV Generation Site Specific | TBC | 0 | -3.521 | -0.114 | -0.006 | 44.41 | 0 | 0 | 0.054
LDNO 132kV: Domestic Aggregated with Residual | TBC | 1, 2 or 0 | 1.782 | 0.089 | 0.006 | 4.26 | 0 | 0 | 0
LDNO 132kV: Domestic Aggregated (Related MPAN) | TBC | 2 | 1.782 | 0.089 | 0.006 | 0 | 0 | 0 | 0
LDNO 132kV: Non-Domestic Aggregated No Residual | TBC | 3 to 8 or 0 | 1.91 | 0.095 | 0.007 | 2.12 | 0 | 0 | 0
LDNO 132kV: Non-Domestic Aggregated Band 1 | TBC | 3 to 8 or 0 | 1.91 | 0.095 | 0.007 | 3.09 | 0 | 0 | 0
LDNO 132kV: Non-Domestic Aggregated Band 2 | TBC | 3 to 8 or 0 | 1.91 | 0.095 | 0.007 | 7.84 | 0 | 0 | 0
LDNO 132kV: Non-Domestic Aggregated Band 3 | TBC | 3 to 8 or 0 | 1.91 | 0.095 | 0.007 | 15.85 | 0 | 0 | 0
LDNO 132kV: Non-Domestic Aggregated Band 4 | TBC | 3 to 8 or 0 | 1.91 | 0.095 | 0.007 | 46.92 | 0 | 0 | 0
LDNO 132kV: Non-Domestic Aggregated (related MPAN) | TBC | 4 | 1.91 | 0.095 | 0.007 | 0 | 0 | 0 | 0
LDNO 132kV: LV Site Specific No Residual | TBC | 0 | 1.29 | 0.059 | 0.004 | 2.67 | 0.61 | 1.19 | 0.017
LDNO 132kV: LV Site Specific Band 1 | TBC | 0 | 1.29 | 0.059 | 0.004 | 77.46 | 0.61 | 1.19 | 0.017
LDNO 132kV: LV Site Specific Band 2 | TBC | 0 | 1.29 | 0.059 | 0.004 | 138.83 | 0.61 | 1.19 | 0.017
LDNO 132kV: LV Site Specific Band 3 | TBC | 0 | 1.29 | 0.059 | 0.004 | 213.13 | 0.61 | 1.19 | 0.017
LDNO 132kV: LV Site Specific Band 4 | TBC | 0 | 1.29 | 0.059 | 0.004 | 450.14 | 0.61 | 1.19 | 0.017
LDNO 132kV: LV Sub Site Specific No Residual | TBC | 0 | 1.554 | 0.055 | 0.003 | 3.23 | 0.94 | 1.7 | 0.018
LDNO 132kV: LV Sub Site Specific Band 1 | TBC | 0 | 1.554 | 0.055 | 0.003 | 126.67 | 0.94 | 1.7 | 0.018
LDNO 132kV: LV Sub Site Specific Band 2 | TBC | 0 | 1.554 | 0.055 | 0.003 | 227.95 | 0.94 | 1.7 | 0.018
LDNO 132kV: LV Sub Site Specific Band 3 | TBC | 0 | 1.554 | 0.055 | 0.003 | 350.58 | 0.94 | 1.7 | 0.018
LDNO 132kV: LV Sub Site Specific Band 4 | TBC | 0 | 1.554 | 0.055 | 0.003 | 741.76 | 0.94 | 1.7 | 0.018
LDNO 132kV: HV Site Specific No Residual | TBC | 0 | 1.288 | 0.035 | 0.001 | 27.96 | 0.93 | 1.93 | 0.014
LDNO 132kV: HV Site Specific Band 1 | TBC | 0 | 1.288 | 0.035 | 0.001 | 890.24 | 0.93 | 1.93 | 0.014
LDNO 132kV: HV Site Specific Band 2 | TBC | 0 | 1.288 | 0.035 | 0.001 | 2162.23 | 0.93 | 1.93 | 0.014
LDNO 132kV: HV Site Specific Band 3 | TBC | 0 | 1.288 | 0.035 | 0.001 | 4759.79 | 0.93 | 1.93 | 0.014
LDNO 132kV: HV Site Specific Band 4 | TBC | 0 | 1.288 | 0.035 | 0.001 | 11991.69 | 0.93 | 1.93 | 0.014
LDNO 132kV: Unmetered Supplies | TBC | 0, 1 or 8 | 5.194 | 0.528 | 0.423 | 0 | 0 | 0 | 0
LDNO 132kV: LV Generation Aggregated | TBC | 0 | -2.017 | -0.101 | -0.007 | 0 | 0 | 0 | 0
LDNO 132kV: LV Sub Generation Aggregated | TBC | 0 | -2.126 | -0.1 | -0.007 | 0 | 0 | 0 | 0
LDNO 132kV: LV Generation Site Specific | TBC | 0 | -2.017 | -0.101 | -0.007 | 0 | 0 | 0 | 0.03
LDNO 132kV: LV Sub Generation Site Specific | TBC | 0 | -2.126 | -0.1 | -0.007 | 0 | 0 | 0 | 0.027
LDNO 132kV: HV Generation Site Specific | TBC | 0 | -2.448 | -0.079 | -0.004 | 30.88 | 0 | 0 | 0.038
LDNO 0000: Domestic Aggregated with Residual | TBC | 1, 2 or 0 | 0.737 | 0.037 | 0.003 | 2.3 | 0 | 0 | 0
LDNO 0000: Domestic Aggregated (Related MPAN) | TBC | 2 | 0.737 | 0.037 | 0.003 | 0 | 0 | 0 | 0
LDNO 0000: Non-Domestic Aggregated No Residual | TBC | 3 to 8 or 0 | 0.79 | 0.04 | 0.003 | 1.3 | 0 | 0 | 0
LDNO 0000: Non-Domestic Aggregated Band 1 | TBC | 3 to 8 or 0 | 0.79 | 0.04 | 0.003 | 1.7 | 0 | 0 | 0
LDNO 0000: Non-Domestic Aggregated Band 2 | TBC | 3 to 8 or 0 | 0.79 | 0.04 | 0.003 | 3.67 | 0 | 0 | 0
LDNO 0000: Non-Domestic Aggregated Band 3 | TBC | 3 to 8 or 0 | 0.79 | 0.04 | 0.003 | 6.98 | 0 | 0 | 0
LDNO 0000: Non-Domestic Aggregated Band 4 | TBC | 3 to 8 or 0 | 0.79 | 0.04 | 0.003 | 19.83 | 0 | 0 | 0
LDNO 0000: Non-Domestic Aggregated (related MPAN) | TBC | 4 | 0.79 | 0.04 | 0.003 | 0 | 0 | 0 | 0
LDNO 0000: LV Site Specific No Residual | TBC | 0 | 0.534 | 0.024 | 0.002 | 1.52 | 0.25 | 0.49 | 0.007
LDNO 0000: LV Site Specific Band 1 | TBC | 0 | 0.534 | 0.024 | 0.002 | 32.47 | 0.25 | 0.49 | 0.007
LDNO 0000: LV Site Specific Band 2 | TBC | 0 | 0.534 | 0.024 | 0.002 | 57.86 | 0.25 | 0.49 | 0.007
LDNO 0000: LV Site Specific Band 3 | TBC | 0 | 0.534 | 0.024 | 0.002 | 88.59 | 0.25 | 0.49 | 0.007
LDNO 0000: LV Site Specific Band 4 | TBC | 0 | 0.534 | 0.024 | 0.002 | 186.65 | 0.25 | 0.49 | 0.007
LDNO 0000: LV Sub Site Specific No Residual | TBC | 0 | 0.643 | 0.023 | 0.001 | 1.76 | 0.39 | 0.7 | 0.007
LDNO 0000: LV Sub Site Specific Band 1 | TBC | 0 | 0.643 | 0.023 | 0.001 | 52.82 | 0.39 | 0.7 | 0.007
LDNO 0000: LV Sub Site Specific Band 2 | TBC | 0 | 0.643 | 0.023 | 0.001 | 94.73 | 0.39 | 0.7 | 0.007
LDNO 0000: LV Sub Site Specific Band 3 | TBC | 0 | 0.643 | 0.023 | 0.001 | 145.46 | 0.39 | 0.7 | 0.007
LDNO 0000: LV Sub Site Specific Band 4 | TBC | 0 | 0.643 | 0.023 | 0.001 | 307.3 | 0.39 | 0.7 | 0.007
LDNO 0000: HV Site Specific No Residual | TBC | 0 | 0.533 | 0.014 | 0.001 | 11.99 | 0.39 | 0.8 | 0.006
LDNO 0000: HV Site Specific Band 1 | TBC | 0 | 0.533 | 0.014 | 0.001 | 368.72 | 0.39 | 0.8 | 0.006
LDNO 0000: HV Site Specific Band 2 | TBC | 0 | 0.533 | 0.014 | 0.001 | 894.96 | 0.39 | 0.8 | 0.006
LDNO 0000: HV Site Specific Band 3 | TBC | 0 | 0.533 | 0.014 | 0.001 | 1969.6 | 0.39 | 0.8 | 0.006
LDNO 0000: HV Site Specific Band 4 | TBC | 0 | 0.533 | 0.014 | 0.001 | 4961.52 | 0.39 | 0.8 | 0.006
LDNO 0000: Unmetered Supplies | TBC | 0, 1 or 8 | 2.149 | 0.218 | 0.175 | 0 | 0 | 0 | 0
LDNO 0000: LV Generation Aggregated | TBC | 0 | -0.834 | -0.042 | -0.003 | 0 | 0 | 0 | 0
LDNO 0000: LV Sub Generation Aggregated | TBC | 0 | -0.879 | -0.042 | -0.003 | 0 | 0 | 0 | 0
LDNO 0000: LV Generation Site Specific | TBC | 0 | -0.834 | -0.042 | -0.003 | 0 | 0 | 0 | 0.012
LDNO 0000: LV Sub Generation Site Specific | TBC | 0 | -0.879 | -0.042 | -0.003 | 0 | 0 | 0 | 0.011
LDNO 0000: HV Generation Site Specific | TBC | 0 | -1.013 | -0.033 | -0.002 | 12.78 | 0 | 0 | 0.016

## Annex 5 LLFs
Back to Overview
This table has intentionally been left blank. The line loss factors that are approved by the BSC Panel for the applicable year and consequently published on the Elexon website will take precedence and be used in Settlement. This annex will be re-published once these values are available.
National Grid Electricity Distribution (South West) plc - Illustrative LLFs for year beginning 1 April 2024
Time periods | Period 1 | Period 2 | Period 3 | Period 4
| Peak | Winter | Night | Other
Monday to Friday Mar to Oct |  |  | 00:00 - 06:30 23:30 - 24:00 | 06:30 - 23:30
Monday to Friday Nov to Feb | 16:00 - 19:00 | 06:30 - 16:00 | 00:00 - 06:30 23:30 - 24:00 | 19:00 - 23:30
Saturday and Sunday All Year |  |  | 00:00 - 06:30 23:30 - 24:00 | 06:30 - 23:30
Notes | All the above times are in UK Clock time
Generic demand and generation LLFs
Metered voltage, respective periods and associated LLFCs
Metered voltage | Period 1 | Period 2 | Period 3 | Period 4 | Associated LLFC
132kV connected
132/EHV connected
132/HV connected
EHV connected |  |  |  |  | 670, 671
High Voltage Substation |  |  |  |  | 522, 523, 525
High Voltage Network |  |  |  |  | 95, 96, 510, 521, 524, 3, HST, H00, H02, H03, H04, N30, N32, N33, N34
Low Voltage Substation |  |  |  |  | 93, 94, 526, 540, 551, 2, SST, N20, N22, N23, N24, S00, S02, S03, S04
Low Voltage Network |  |  |  |  | 10, 20, 30, 40, 91, 92, 110, 202, 203, 210, 251, 430, 527, 570, 581, 970, 977, 978, 979, 980, L21, L22, L23, L24, L41, L42, L43, L44, 1, LST, L00, L02, L03, L04, L50, L52, L53, L54, L60, L62, L63, L64, L70, L72, L73, L74, L80, L82, L83, L84, N10, N12, N13, N14
EHV site specific LLFs
Demand
Site | Period 1 | Period 2 | Period 3 | Period 4 | Associated LLFC
Site 1
Site 2
Site 3
Site 4
Site 5
EHV site specific LLFs
Generation
Site | Period 1 | Period 2 | Period 3 | Period 4 | Associated LLFC
Site 1
Site 2
Site 3
Site 4
Site 5

## Annex 6 New or Amended EHV
Back to Overview | [6 empty] | Note: The list of MPANs/MSIDs provided may be incomplete; the DNO reserves the right to apply the listed charges to any other MPANs/MSIDs associated with the site. If sites appear in both Annex 2 and Annex 6, the charges in Annex 6 take precedence. Where an existing Designated EHV Property is modified and energised in the charging year, we may revise the EDCM charges for the modified Designated EHV Property.
Annex 6 - Charges for New or Amended Designated EHV Properties
National Grid Electricity Distribution (South West) plc - Effective from 1 April 2024 - Final new designated EHV charges
Effective from date | Import Unique Identifier | LLFC | Import MPANs/MSIDs | Export Unique Identifier | LLFC | Export MPANs/MSIDs | Name | Import Super Red unit charge (p/kWh) | Import fixed charge (p/day) | Import capacity charge (p/kVA/day) | Import exceeded capacity charge (p/kVA/day) | Export Super Red unit charge (p/kWh) | Export fixed charge (p/day) | Export capacity charge (p/kVA/day) | Export exceeded capacity charge (p/kVA/day)
| EDCM import 1 |  |  | EDCM export 1
| EDCM import 2 |  |  | EDCM export 2
| EDCM import 3 |  |  | EDCM export 3
| EDCM import 4 |  |  | EDCM export 4
| EDCM import 5 |  |  | EDCM export 5
| EDCM import 6 |  |  | EDCM export 6
| EDCM import 7 |  |  | EDCM export 7
| EDCM import 8 |  |  | EDCM export 8
| EDCM import 9 |  |  | EDCM export 9
| EDCM import 10 |  |  | EDCM export 10
National Grid Electricity Distribution (South West) plc - Effective from 1 April 2024 - Final new designated EHV line loss factors
Effective from date | Import Unique Identifier | LLFC | Import MPANs/MSIDs | Export Unique Identifier | LLFC | Export MPANs/MSIDs | Name | Import LLF period 1 | Import LLF period 2 | Import LLF period 3 | Import LLF period 4 | Export LLF period 1 | Export LLF period 2 | Export LLF period 3 | Export LLF period 4
| EDCM Import 1 |  |  | EDCM Export 1
| EDCM Import 2 |  |  | EDCM Export 2
| EDCM Import 3 |  |  | EDCM Export 3
| EDCM Import 4 |  |  | EDCM Export 4
| EDCM Import 5 |  |  | EDCM Export 5
| EDCM Import 6 |  |  | EDCM Export 6
| EDCM Import 7 |  |  | EDCM Export 7
| EDCM Import 8 |  |  | EDCM Export 8
| EDCM Import 9 |  |  | EDCM Export 9
| EDCM Import 10 |  |  | EDCM Export 10

## Annex 7 Pass-Through Costs
Back to Overview
National Grid Electricity Distribution (South West) plc - Effective from 1 April 2024 - Final Supplier of Last Resort and Eligible Bad Debt Pass-Through Costs
Tariff name | Open LLFCs / LDNO unique billing identifier | PCs | Supplier of Last Resort Fixed charge adder* p/MPAN/day | Excess Supplier of Last Resort Fixed charge adder** p/MPAN/day | Eligible Bad Debt Fixed charge adder*** p/MPAN/day
Domestic Aggregated with Residual | 10, 20, 30, 40, 202, L21, L22, L23, L24 | 1, 2 or 0 | 0.19473 | 0 | 0.71834
Domestic Aggregated (Related MPAN) | 430 | 2 | 0 | 0 | 0
Non-Domestic Aggregated No Residual | N10, N20, N30, L50, L60, L70, L80 | 3 to 8 or 0 |  |  | 0.71834
Non-Domestic Aggregated Band 1 | 1, 2, 3, 110, 203, 210, L41, L42, L43, L44 | 3 to 8 or 0 |  |  | 0.71834
Non-Domestic Aggregated Band 2 | N12, N22, N32, L52, L62, L72, L82 | 3 to 8 or 0 |  |  | 0.71834
Non-Domestic Aggregated Band 3 | N13, N23, N33, L53, L63, L73, L83 | 3 to 8 or 0 |  |  | 0.71834
Non-Domestic Aggregated Band 4 | N14, N24, N34, L54, L64, L74, L84 | 3 to 8 or 0 |  |  | 0.71834
Non-Domestic Aggregated (related MPAN) | 251 | 4 |  |  | 0
LV Site Specific No Residual | L00, LST | 0 |  |  | 0.71834
LV Site Specific Band 1 | 570 | 0 |  |  | 0.71834
LV Site Specific Band 2 | L02 | 0 |  |  | 0.71834
LV Site Specific Band 3 | L03 | 0 |  |  | 0.71834
LV Site Specific Band 4 | L04 | 0 |  |  | 0.71834
LV Sub Site Specific No Residual | S00, SST | 0 |  |  | 0.71834
LV Sub Site Specific Band 1 | 540 | 0 |  |  | 0.71834
LV Sub Site Specific Band 2 | S02 | 0 |  |  | 0.71834
LV Sub Site Specific Band 3 | S03 | 0 |  |  | 0.71834
LV Sub Site Specific Band 4 | S04 | 0 |  |  | 0.71834
HV Site Specific No Residual | H00, HST | 0 |  |  | 0.71834
HV Site Specific Band 1 | 510 | 0 |  |  | 0.71834
HV Site Specific Band 2 | H02 | 0 |  |  | 0.71834
HV Site Specific Band 3 | H03 | 0 |  |  | 0.71834
HV Site Specific Band 4 | H04 | 0 |  |  | 0.71834
Unmetered Supplies | 977, 980, 978, 979, 970 | 0, 1 or 8 |  |  | 0
LV Generation Aggregated | 581 | 0 |  |  | 0
LV Sub Generation Aggregated | 551 | 0 |  |  | 0
LV Generation Site Specific | 581, 527 | 0 |  |  | 0
LV Generation Site Specific no RP charge | 91, 92 | 0 |  |  | 0
LV Sub Generation Site Specific | 551, 526 | 0 |  |  | 0
LV Sub Generation Site Specific no RP charge | 93, 94 | 0 |  |  | 0
HV Generation Site Specific | 521, 524 | 0 |  |  | 0
HV Generation Site Specific no RP charge | 95, 96 | 0 |  |  | 0
LDNO LV: Domestic Aggregated with Residual | TBC | 1, 2 or 0 | 0.19473 | 0 | 0.71834
LDNO LV: Domestic Aggregated (Related MPAN) | TBC | 2 | 0 | 0 | 0
LDNO LV: Non-Domestic Aggregated No Residual | TBC | 3 to 8 or 0 |  |  | 0.71834
LDNO LV: Non-Domestic Aggregated Band 1 | TBC | 3 to 8 or 0 |  |  | 0.71834
LDNO LV: Non-Domestic Aggregated Band 2 | TBC | 3 to 8 or 0 |  |  | 0.71834
LDNO LV: Non-Domestic Aggregated Band 3 | TBC | 3 to 8 or 0 |  |  | 0.71834
LDNO LV: Non-Domestic Aggregated Band 4 | TBC | 3 to 8 or 0 |  |  | 0.71834
LDNO LV: Non-Domestic Aggregated (related MPAN) | TBC | 4 |  |  | 0
LDNO LV: LV Site Specific No Residual | TBC | 0 |  |  | 0.71834
LDNO LV: LV Site Specific Band 1 | TBC | 0 |  |  | 0.71834
LDNO LV: LV Site Specific Band 2 | TBC | 0 |  |  | 0.71834
LDNO LV: LV Site Specific Band 3 | TBC | 0 |  |  | 0.71834
LDNO LV: LV Site Specific Band 4 | TBC | 0 |  |  | 0.71834
LDNO LV: Unmetered Supplies | TBC | 0, 1 or 8 |  |  | 0
LDNO LV: LV Generation Aggregated | TBC | 0 |  |  | 0
LDNO LV: LV Generation Site Specific | TBC | 0 |  |  | 0
LDNO HV: Domestic Aggregated with Residual | TBC | 1, 2 or 0 | 0.19473 | 0 | 0.71834
LDNO HV: Domestic Aggregated (Related MPAN) | TBC | 2 | 0 | 0 | 0
LDNO HV: Non-Domestic Aggregated No Residual | TBC | 3 to 8 or 0 |  |  | 0.71834
LDNO HV: Non-Domestic Aggregated Band 1 | TBC | 3 to 8 or 0 |  |  | 0.71834
LDNO HV: Non-Domestic Aggregated Band 2 | TBC | 3 to 8 or 0 |  |  | 0.71834
LDNO HV: Non-Domestic Aggregated Band 3 | TBC | 3 to 8 or 0 |  |  | 0.71834
LDNO HV: Non-Domestic Aggregated Band 4 | TBC | 3 to 8 or 0 |  |  | 0.71834
LDNO HV: Non-Domestic Aggregated (related MPAN) | TBC | 4 |  |  | 0
LDNO HV: LV Site Specific No Residual | TBC | 0 |  |  | 0.71834
LDNO HV: LV Site Specific Band 1 | TBC | 0 |  |  | 0.71834
LDNO HV: LV Site Specific Band 2 | TBC | 0 |  |  | 0.71834
LDNO HV: LV Site Specific Band 3 | TBC | 0 |  |  | 0.71834
LDNO HV: LV Site Specific Band 4 | TBC | 0 |  |  | 0.71834
LDNO HV: LV Sub Site Specific No Residual | TBC | 0 |  |  | 0.71834
LDNO HV: LV Sub Site Specific Band 1 | TBC | 0 |  |  | 0.71834
LDNO HV: LV Sub Site Specific Band 2 | TBC | 0 |  |  | 0.71834
LDNO HV: LV Sub Site Specific Band 3 | TBC | 0 |  |  | 0.71834
LDNO HV: LV Sub Site Specific Band 4 | TBC | 0 |  |  | 0.71834
LDNO HV: HV Site Specific No Residual | TBC | 0 |  |  | 0.71834
LDNO HV: HV Site Specific Band 1 | TBC | 0 |  |  | 0.71834
LDNO HV: HV Site Specific Band 2 | TBC | 0 |  |  | 0.71834
LDNO HV: HV Site Specific Band 3 | TBC | 0 |  |  | 0.71834
LDNO HV: HV Site Specific Band 4 | TBC | 0 |  |  | 0.71834
LDNO HV: Unmetered Supplies | TBC | 0, 1 or 8 |  |  | 0
LDNO HV: LV Generation Aggregated | TBC | 0 |  |  | 0
LDNO HV: LV Sub Generation Aggregated | TBC | 0 |  |  | 0
LDNO HV: LV Generation Site Specific | TBC | 0 |  |  | 0
LDNO HV: LV Sub Generation Site Specific | TBC | 0 |  |  | 0
LDNO HV: HV Generation Site Specific | TBC | 0 |  |  | 0
LDNO HVplus: Domestic Aggregated with Residual | TBC | 1, 2 or 0 | 0.19473 | 0 | 0.71834
LDNO HVplus: Domestic Aggregated (Related MPAN) | TBC | 2 | 0 | 0 | 0
LDNO HVplus: Non-Domestic Aggregated No Residual | TBC | 3 to 8 or 0 |  |  | 0.71834
LDNO HVplus: Non-Domestic Aggregated Band 1 | TBC | 3 to 8 or 0 |  |  | 0.71834
LDNO HVplus: Non-Domestic Aggregated Band 2 | TBC | 3 to 8 or 0 |  |  | 0.71834
LDNO HVplus: Non-Domestic Aggregated Band 3 | TBC | 3 to 8 or 0 |  |  | 0.71834
LDNO HVplus: Non-Domestic Aggregated Band 4 | TBC | 3 to 8 or 0 |  |  | 0.71834
LDNO HVplus: Non-Domestic Aggregated (related MPAN) | TBC | 4 |  |  | 0
LDNO HVplus: LV Site Specific No Residual | TBC | 0 |  |  | 0.71834
LDNO HVplus: LV Site Specific Band 1 | TBC | 0 |  |  | 0.71834
LDNO HVplus: LV Site Specific Band 2 | TBC | 0 |  |  | 0.71834
LDNO HVplus: LV Site Specific Band 3 | TBC | 0 |  |  | 0.71834
LDNO HVplus: LV Site Specific Band 4 | TBC | 0 |  |  | 0.71834
LDNO HVplus: LV Sub Site Specific No Residual | TBC | 0 |  |  | 0.71834
LDNO HVplus: LV Sub Site Specific Band 1 | TBC | 0 |  |  | 0.71834
LDNO HVplus: LV Sub Site Specific Band 2 | TBC | 0 |  |  | 0.71834
LDNO HVplus: LV Sub Site Specific Band 3 | TBC | 0 |  |  | 0.71834
LDNO HVplus: LV Sub Site Specific Band 4 | TBC | 0 |  |  | 0.71834
LDNO HVplus: HV Site Specific No Residual | TBC | 0 |  |  | 0.71834
LDNO HVplus: HV Site Specific Band 1 | TBC | 0 |  |  | 0.71834
LDNO HVplus: HV Site Specific Band 2 | TBC | 0 |  |  | 0.71834
LDNO HVplus: HV Site Specific Band 3 | TBC | 0 |  |  | 0.71834
LDNO HVplus: HV Site Specific Band 4 | TBC | 0 |  |  | 0.71834
LDNO HVplus: Unmetered Supplies | TBC | 0, 1 or 8 |  |  | 0
LDNO HVplus: LV Generation Aggregated | TBC | 0 |  |  | 0
LDNO HVplus: LV Sub Generation Aggregated | TBC | 0 |  |  | 0
LDNO HVplus: LV Generation Site Specific | TBC | 0 |  |  | 0
LDNO HVplus: LV Sub Generation Site Specific | TBC | 0 |  |  | 0
LDNO HVplus: HV Generation Site Specific | TBC | 0 |  |  | 0
LDNO EHV: Domestic Aggregated with Residual | TBC | 1, 2 or 0 | 0.19473 | 0 | 0.71834
LDNO EHV: Domestic Aggregated (Related MPAN) | TBC | 2 | 0 | 0 | 0
LDNO EHV: Non-Domestic Aggregated No Residual | TBC | 3 to 8 or 0 |  |  | 0.71834
LDNO EHV: Non-Domestic Aggregated Band 1 | TBC | 3 to 8 or 0 |  |  | 0.71834
LDNO EHV: Non-Domestic Aggregated Band 2 | TBC | 3 to 8 or 0 |  |  | 0.71834
LDNO EHV: Non-Domestic Aggregated Band 3 | TBC | 3 to 8 or 0 |  |  | 0.71834
LDNO EHV: Non-Domestic Aggregated Band 4 | TBC | 3 to 8 or 0 |  |  | 0.71834
LDNO EHV: Non-Domestic Aggregated (related MPAN) | TBC | 4 |  |  | 0
LDNO EHV: LV Site Specific No Residual | TBC | 0 |  |  | 0.71834
LDNO EHV: LV Site Specific Band 1 | TBC | 0 |  |  | 0.71834
LDNO EHV: LV Site Specific Band 2 | TBC | 0 |  |  | 0.71834
LDNO EHV: LV Site Specific Band 3 | TBC | 0 |  |  | 0.71834
LDNO EHV: LV Site Specific Band 4 | TBC | 0 |  |  | 0.71834
LDNO EHV: LV Sub Site Specific No Residual | TBC | 0 |  |  | 0.71834
LDNO EHV: LV Sub Site Specific Band 1 | TBC | 0 |  |  | 0.71834
LDNO EHV: LV Sub Site Specific Band 2 | TBC | 0 |  |  | 0.71834
LDNO EHV: LV Sub Site Specific Band 3 | TBC | 0 |  |  | 0.71834
LDNO EHV: LV Sub Site Specific Band 4 | TBC | 0 |  |  | 0.71834
LDNO EHV: HV Site Specific No Residual | TBC | 0 |  |  | 0.71834
LDNO EHV: HV Site Specific Band 1 | TBC | 0 |  |  | 0.71834
LDNO EHV: HV Site Specific Band 2 | TBC | 0 |  |  | 0.71834
LDNO EHV: HV Site Specific Band 3 | TBC | 0 |  |  | 0.71834
LDNO EHV: HV Site Specific Band 4 | TBC | 0 |  |  | 0.71834
LDNO EHV: Unmetered Supplies | TBC | 0, 1 or 8 |  |  | 0
LDNO EHV: LV Generation Aggregated | TBC | 0 |  |  | 0
LDNO EHV: LV Sub Generation Aggregated | TBC | 0 |  |  | 0
LDNO EHV: LV Generation Site Specific | TBC | 0 |  |  | 0
LDNO EHV: LV Sub Generation Site Specific | TBC | 0 |  |  | 0
LDNO EHV: HV Generation Site Specific | TBC | 0 |  |  | 0
LDNO 132kV/EHV: Domestic Aggregated with Residual | TBC | 1, 2 or 0 | 0.19473 | 0 | 0.71834
LDNO 132kV/EHV: Domestic Aggregated (Related MPAN) | TBC | 2 | 0 | 0 | 0
LDNO 132kV/EHV: Non-Domestic Aggregated No Residual | TBC | 3 to 8 or 0 |  |  | 0.71834
LDNO 132kV/EHV: Non-Domestic Aggregated Band 1 | TBC | 3 to 8 or 0 |  |  | 0.71834
LDNO 132kV/EHV: Non-Domestic Aggregated Band 2 | TBC | 3 to 8 or 0 |  |  | 0.71834
LDNO 132kV/EHV: Non-Domestic Aggregated Band 3 | TBC | 3 to 8 or 0 |  |  | 0.71834
LDNO 132kV/EHV: Non-Domestic Aggregated Band 4 | TBC | 3 to 8 or 0 |  |  | 0.71834
LDNO 132kV/EHV: Non-Domestic Aggregated (related MPAN) | TBC | 4 |  |  | 0
LDNO 132kV/EHV: LV Site Specific No Residual | TBC | 0 |  |  | 0.71834
LDNO 132kV/EHV: LV Site Specific Band 1 | TBC | 0 |  |  | 0.71834
LDNO 132kV/EHV: LV Site Specific Band 2 | TBC | 0 |  |  | 0.71834
LDNO 132kV/EHV: LV Site Specific Band 3 | TBC | 0 |  |  | 0.71834
LDNO 132kV/EHV: LV Site Specific Band 4 | TBC | 0 |  |  | 0.71834
LDNO 132kV/EHV: LV Sub Site Specific No Residual | TBC | 0 |  |  | 0.71834
LDNO 132kV/EHV: LV Sub Site Specific Band 1 | TBC | 0 |  |  | 0.71834
LDNO 132kV/EHV: LV Sub Site Specific Band 2 | TBC | 0 |  |  | 0.71834
LDNO 132kV/EHV: LV Sub Site Specific Band 3 | TBC | 0 |  |  | 0.71834
LDNO 132kV/EHV: LV Sub Site Specific Band 4 | TBC | 0 |  |  | 0.71834
LDNO 132kV/EHV: HV Site Specific No Residual | TBC | 0 |  |  | 0.71834
LDNO 132kV/EHV: HV Site Specific Band 1 | TBC | 0 |  |  | 0.71834
LDNO 132kV/EHV: HV Site Specific Band 2 | TBC | 0 |  |  | 0.71834
LDNO 132kV/EHV: HV Site Specific Band 3 | TBC | 0 |  |  | 0.71834
LDNO 132kV/EHV: HV Site Specific Band 4 | TBC | 0 |  |  | 0.71834
LDNO 132kV/EHV: Unmetered Supplies | TBC | 0, 1 or 8 |  |  | 0
LDNO 132kV/EHV: LV Generation Aggregated | TBC | 0 |  |  | 0
LDNO 132kV/EHV: LV Sub Generation Aggregated | TBC | 0 |  |  | 0
LDNO 132kV/EHV: LV Generation Site Specific | TBC | 0 |  |  | 0
LDNO 132kV/EHV: LV Sub Generation Site Specific | TBC | 0 |  |  | 0
LDNO 132kV/EHV: HV Generation Site Specific | TBC | 0 |  |  | 0
LDNO 132kV: Domestic Aggregated with Residual | TBC | 1, 2 or 0 | 0.19473 | 0 | 0.71834
LDNO 132kV: Domestic Aggregated (Related MPAN) | TBC | 2 | 0 | 0 | 0
LDNO 132kV: Non-Domestic Aggregated No Residual | TBC | 3 to 8 or 0 |  |  | 0.71834
LDNO 132kV: Non-Domestic Aggregated Band 1 | TBC | 3 to 8 or 0 |  |  | 0.71834
LDNO 132kV: Non-Domestic Aggregated Band 2 | TBC | 3 to 8 or 0 |  |  | 0.71834
LDNO 132kV: Non-Domestic Aggregated Band 3 | TBC | 3 to 8 or 0 |  |  | 0.71834
LDNO 132kV: Non-Domestic Aggregated Band 4 | TBC | 3 to 8 or 0 |  |  | 0.71834
LDNO 132kV: Non-Domestic Aggregated (related MPAN) | TBC | 4 |  |  | 0
LDNO 132kV: LV Site Specific No Residual | TBC | 0 |  |  | 0.71834
LDNO 132kV: LV Site Specific Band 1 | TBC | 0 |  |  | 0.71834
LDNO 132kV: LV Site Specific Band 2 | TBC | 0 |  |  | 0.71834
LDNO 132kV: LV Site Specific Band 3 | TBC | 0 |  |  | 0.71834
LDNO 132kV: LV Site Specific Band 4 | TBC | 0 |  |  | 0.71834
LDNO 132kV: LV Sub Site Specific No Residual | TBC | 0 |  |  | 0.71834
LDNO 132kV: LV Sub Site Specific Band 1 | TBC | 0 |  |  | 0.71834
LDNO 132kV: LV Sub Site Specific Band 2 | TBC | 0 |  |  | 0.71834
LDNO 132kV: LV Sub Site Specific Band 3 | TBC | 0 |  |  | 0.71834
LDNO 132kV: LV Sub Site Specific Band 4 | TBC | 0 |  |  | 0.71834
LDNO 132kV: HV Site Specific No Residual | TBC | 0 |  |  | 0.71834
LDNO 132kV: HV Site Specific Band 1 | TBC | 0 |  |  | 0.71834
LDNO 132kV: HV Site Specific Band 2 | TBC | 0 |  |  | 0.71834
LDNO 132kV: HV Site Specific Band 3 | TBC | 0 |  |  | 0.71834
LDNO 132kV: HV Site Specific Band 4 | TBC | 0 |  |  | 0.71834
LDNO 132kV: Unmetered Supplies | TBC | 0, 1 or 8 |  |  | 0
LDNO 132kV: LV Generation Aggregated | TBC | 0 |  |  | 0
LDNO 132kV: LV Sub Generation Aggregated | TBC | 0 |  |  | 0
LDNO 132kV: LV Generation Site Specific | TBC | 0 |  |  | 0
LDNO 132kV: LV Sub Generation Site Specific | TBC | 0 |  |  | 0
LDNO 132kV: HV Generation Site Specific | TBC | 0 |  |  | 0
LDNO 0000: Domestic Aggregated with Residual | TBC | 1, 2 or 0 | 0.19473 | 0 | 0.71834
LDNO 0000: Domestic Aggregated (Related MPAN) | TBC | 2 | 0 | 0 | 0
LDNO 0000: Non-Domestic Aggregated No Residual | TBC | 3 to 8 or 0 |  |  | 0.71834
LDNO 0000: Non-Domestic Aggregated Band 1 | TBC | 3 to 8 or 0 |  |  | 0.71834
LDNO 0000: Non-Domestic Aggregated Band 2 | TBC | 3 to 8 or 0 |  |  | 0.71834
LDNO 0000: Non-Domestic Aggregated Band 3 | TBC | 3 to 8 or 0 |  |  | 0.71834
LDNO 0000: Non-Domestic Aggregated Band 4 | TBC | 3 to 8 or 0 |  |  | 0.71834
LDNO 0000: Non-Domestic Aggregated (related MPAN) | TBC | 4 |  |  | 0
LDNO 0000: LV Site Specific No Residual | TBC | 0 |  |  | 0.71834
LDNO 0000: LV Site Specific Band 1 | TBC | 0 |  |  | 0.71834
LDNO 0000: LV Site Specific Band 2 | TBC | 0 |  |  | 0.71834
LDNO 0000: LV Site Specific Band 3 | TBC | 0 |  |  | 0.71834
LDNO 0000: LV Site Specific Band 4 | TBC | 0 |  |  | 0.71834
LDNO 0000: LV Sub Site Specific No Residual | TBC | 0 |  |  | 0.71834
LDNO 0000: LV Sub Site Specific Band 1 | TBC | 0 |  |  | 0.71834
LDNO 0000: LV Sub Site Specific Band 2 | TBC | 0 |  |  | 0.71834
LDNO 0000: LV Sub Site Specific Band 3 | TBC | 0 |  |  | 0.71834
LDNO 0000: LV Sub Site Specific Band 4 | TBC | 0 |  |  | 0.71834
LDNO 0000: HV Site Specific No Residual | TBC | 0 |  |  | 0.71834
LDNO 0000: HV Site Specific Band 1 | TBC | 0 |  |  | 0.71834
LDNO 0000: HV Site Specific Band 2 | TBC | 0 |  |  | 0.71834
LDNO 0000: HV Site Specific Band 3 | TBC | 0 |  |  | 0.71834
LDNO 0000: HV Site Specific Band 4 | TBC | 0 |  |  | 0.71834
LDNO 0000: Unmetered Supplies | TBC | 0, 1 or 8 |  |  | 0
LDNO 0000: LV Generation Aggregated | TBC | 0 |  |  | 0
LDNO 0000: LV Sub Generation Aggregated | TBC | 0 |  |  | 0
LDNO 0000: LV Generation Site Specific | TBC | 0 |  |  | 0
LDNO 0000: LV Sub Generation Site Specific | TBC | 0 |  |  | 0
LDNO 0000: HV Generation Site Specific | TBC | 0 |  |  | 0
*Supplier of Last Resort pass-through costs which are recovered on a two year lag allocated to all domestic tariffs with a fixed charge (including LDNO)
**Supplier of Last Resort pass-through costs which are not recovered on a two year lag allocated to all domestic tariffs with a fixed charge (including LDNO)
***Eligible Bad Debt pass-through costs allocated to all metered demand tariffs (including LDNO)

## Nodal prices
Back to Overview
National Grid Electricity Distribution (South West) plc - Effective from 1 April 2024 - Final Nodal/Zonal charges
Node/Zone ID | Geographical name | Local charge 1 £/kVA | Remote charge 1 £/kVA
DOCC3_MAIN1 | 0 | 0 | 1.994
FILT1_MAIN1 | 0 | 0.030128 | 0
BRIB5 | 0 | 0 | 0.1878
CLOG3_MAIN1 | 0 | 3.4755 | 2.6849
RYDO3_MAIN1 | 0 | 1.2525 | 5.144
WCAR3_MAIN1 | 0 | 0.14042 | 4.1298
WATB3_MAIN1 | 0 | 0.17149 | 3.6096
VIRI3_MAIN1 | 0 | -0.10019 | -0.087525
FIDO3_MAIN1 | 0 | 0.0379 | 0
HLMR3_MAIN1 | 0 | 0.037903 | 0
ALDW3_MAIN1 | 0 | 0.10115 | 3.0056
SNRG1_MAIN1 | 0 | 0 | 0
FDNS1 | 0 | 0.1173 | 0
PDWL1 | 0 | 3.4887 | 0.11338
NIRO3_MAIN1 | 0 | 6.7412 | 3.9467
CNWF1 | 0 | 0.91123 | 0.31207
OTPV3_MAIN1 | 0 | 2.4416 | 0.51206
PRPT1 | 0 | 0.047343 | 0
VTNG3_MAIN1 | 0 | 15.5024 | 2.8601
TRNW1 | 0 | 16.3692 | 0
ARCT3_MAIN1 | 0 | 4.8234 | 1.4095
TPCS3_MAIN1 | 0 | -0.36288 | 0.42503
BWRH3_MAIN1 | 0 | 0.40291 | 0.44816
PRDN1_MAIN1 | 0 | 0.12738 | 0
STWY1_GT1 | 0 | 18.7774 | 0
IMRA3_MAIN1 | 0 | 0.14043 | 4.1304
PYWP3_MAIN1 | 0 | 1.6556 | 1.3475
GSPC3_MAIN1 | 0 | 0 | 1.9976
ASFM3_MAIN1 | 0 | 3.4938 | 21.6578
MKBY3_MAIN1 | 0 | 3.5102 | 21.9293
HRWN1_MAIN1 | 0 | 4.1263 | 0
HEMY5G | 0 | 0.33581 | 12.9139
ISLE5G | 0 | 0 | 46.1162
PARH5G | 0 | 0 | 4.3069
FORE3 | 0 | 5.2172 | 3.0894
WALL3_MAIN1 | 0 | 7.6002 | 1.0338
DUNX3_MAIN1 | 0 | 3.9188 | 1.1993
ASLF3_MAIN1 | 0 | 6.8103 | 0.48512
PYLL3_MAIN1 | 0 | 7.2329 | 22.6151
OUTL3_MAIN1 | 0 | 3.5728 | 5.8154
NANT3_MAIN1 | 0 | 0.32234 | 2.0969
GHIL3_MAIN1 | 0 | 6.0384 | 6.4813
HIBY3_MAIN1 | 0 | 0.31463 | -0.0025268
LIVE3_MAIN1 | 0 | 0.20685 | 1.1584
CMBF3_MAIN1 | 0 | 0.49353 | 1.1647
CARD3_MAIN1 | 0 | 0.34834 | 0.44266
TOWF3_MAIN1 | 0 | 0.57707 | 0.44993
ROOK3_MAIN1 | 0 | 0.41848 | 0.44871
NOWO3_MAIN1 | 0 | 0.89495 | 0.46232
CHLW3_MAIN1 | 0 | 2.0598 | 21.6776
OSFA3_MAIN1 | 0 | 12.2014 | 3.2023
ERLA3_MAIN1 | 0 | 0.13647 | 0.81444
PAVI3_MAIN1 | 0 | 0.71695 | 1.6838
PLAB3_MAIN1 | 0 | 2.7781 | 1.6557
YOPA3_MAIN1 | 0 | 12.1165 | 3.1854
FRAN3_MAIN1 | 0 | 3.4235 | 3.9184
HURC3_MAIN1 | 0 | 2.6165 | 0.75902
NANC3_MAIN1 | 0 | 0.514 | 5.9502
FITZ3_MAIN1 | 0 | 0.038366 | 0
PURI3_MAIN1 | 0 | 3.6153 | 0.9872
TRIK3_MAIN1 | 0 | 5.0216 | 0.036466
WITD3_MAIN1 | 0 | 1.7004 | 1.0195
PENF3_MAIN1 | 0 | 1.2847 | 5.9985
WICF3_MAIN1 | 0 | 0.8167 | 0.12858
MAKR3_MAIN1 | 0 | -0.042558 | 3.5557
OAKF3_MAIN1 | 0 | 0.15111 | 0.052729
BATS3_MAIN1 | 0 | 4.6562 | 2.042
NEWN3_MAIN1 | 0 | 0.32499 | 5.0639
BALL3_MAIN1 | 0 | 0.25422 | 5.0559
PORT3_MAIN1 | 0 | 2.9703 | 5.1533
LAWR3_MAIN1 | 0 | 0.048453 | 0.12315
HAWK3_MAIN1 | 0 | 4.5122 | 3.1244
TRER3_MAIN1 | 0 | 1.2133 | 3.05
ROSK3_MAIN1 | 0 | 4.5524 | 6.1149
BYST3_MAIN1 | 0 | 0.46032 | 1.1605
CATT3_MAIN1 | 0 | 0.062098 | 2.5781
STDE1_MAIN1 | 0 | 0 | 0
TMBG3_MAIN1 | 0 | -0.023295 | 0.81414
HOU23_MAIN1 | 0 | 2.8636 | 0.51868
REDH3_MAIN1 | 0 | 5.5116 | -0.015007
AXEV3_MAIN1 | 0 | 1.9636 | 0.74022
WCKW3_MAIN1 | 0 | 0.8167 | 0.12858
WILT3_MAIN1 | 0 | 0.81766 | 3.1424
SHAR3_MAIN1 | 0 | 10.1425 | 4.5537
TONE3_MAIN1 | 0 | 5.2572 | -0.015005
BAHW3_MAIN1 | 0 | 0 | 0
OGWF1_MAIN1 | 0 | -0.01006 | 0
RKHM3_MAIN1 | 0 | 0.047298 | 0.12011
LKLB3_MAIN1 | 0 | 0.033809 | 0.46064
CSTL1_MAIN1 | 0 | 0.013311 | 0
TLLN1_MAIN1 | 0 | 0.087864 | 0.036623
CWBP3_MAIN1 | 0 | 0.033358 | 22.0475
CHLP3_MAIN1 | 0 | 0.45544 | 2.5831
CTBN3_MAIN1 | 0 | 0 | 0
NTWB3_MAIN1 | 0 | -2.5885 | 0.33418
WTCH3_MAIN1 | 0 | 0 | 0
DELA3_MAIN1 | 0 | 9.8316 | 5.9829
CHEL3_MAIN1 | 0 | 0.41993 | 2.5823
LRLH1_&110 | 0 | 1.2818 | 0.0014026
GMMM1_&110 | 0 | 0 | 0
BLAD3_MAIN1 | 0 | 4.1829 | 1.0019
BURT3_MAIN1 | 0 | 0.1755 | 2.6288
LMBY3_MAIN1 | 0 | 7.5998 | 1.0337
BREO3_MAIN1 | 0 | 11.129 | 5.8855
CARL3_MAIN1 | 0 | 15.6763 | 2.8474
COLD3_MAIN1 | 0 | 20.5182 | 6.1286
FBUR3_MAIN1 | 0 | 2.3484 | 2.1737
GRNF1_&110 | 0 | 0.053674 | 0
BVRG3_MAIN1 | 0 | 1.0205 | 0.72826
WSHC3_MAIN1 | 0 | 3.9359 | 5.6444
MOUN1_MAIN1 | 0 | -0.23459 | 0
HAMF3_MAIN1 | 0 | 6.0715 | 0.99743
MAHE3_MAIN1 | 0 | 0.18754 | 0.75867
AVOB3_MAIN1 | 0 | 0.049613 | 0.12273
CATY1_MAIN1 | 0 | 0.042803 | 0
SAYC1_MAIN1 | 0 | 0.1215 | 0
BRFM3_MAIN1 | 0 | -0.013384 | 1.3063
HUNT3_MAIN1 | 0 | 0.40234 | 0.94588
BEDO3_MAIN1 | 0 | 1.8223 | 0.32747
STDA3_MAIN1 | 0 | 1.527 | 6.9991
NWHF1_MAIN1 | 0 | 0 | 0
RCMR3_MAIN1 | 0 | 0.62682 | 5.0896
HHWK3_MAIN1 | 0 | 1.6728 | 3.3887
HWGV3_MAIN1 | 0 | 3.483 | 0.46939
TOLV3_MAIN1 | 0 | 0.034768 | 22.961
STOL1_&110 | 0 | 0.079423 | 0
WSRN3_MAIN1 | 0 | 7.9115 | 4.3748
YANL1_&110 | 0 | -0.030758 | 0
BARH3_MAIN1 | 0 | -0.014767 | 0
QUCH3_MAIN1 | 0 | 1.0359 | 0.58129
HWAV3_MAIN1 | 0 | 0.64806 | 29.8043
SERC1_&110 | 0 | 0 | 0
CREK3_MAIN1 | 0 | 0.86311 | 0.7872
NELF3_MAIN1 | 0 | 0.55766 | 0.72613
CULP3_MAIN1 | 0 | 5.0217 | 0.036464
FDRB3_MAIN1 | 0 | 0.039913 | 0.5782
HALL3_MAIN1 | 0 | -0.10018 | -0.087588
LOFA3_MAIN1 | 0 | 3.1084 | 21.65
FRSL3_MAIN1 | 0 | -0.38364 | 0.12132
WRNR3_MAIN1 | 0 | 0.18129 | 0.12751
HORL3_MAIN1 | 0 | 0.35146 | 0.97153
EXGN1_MAIN1 | 0 | 0.52696 | 0.00060103
CONN3_MAIN1 | 0 | 5.4643 | 3.3352
SHOT3_MAIN1 | 0 | 1.9011 | 21.6347
DARM3_MAIN1 | 0 | 6.4223 | 2.1451
HFLF3_MAIN1 | 0 | 2.4337 | 5.2487
FULL1_MAIN1 | 0 | 1.2825 | -0.0053525
GOON3_MAIN1 | 0 | 6.0385 | 6.4813
LUXU3_MAIN1 | 0 | 1.4333 | 4.1932
WDBN3_MAIN1 | 0 | 0.058983 | 2.6019
AVBC3_MAIN1 | 0 | -0.027201 | -0.087416
BLPP3_MAIN1 | 0 | 3.5599 | 5.8151
GARL3_MAIN1 | 0 | 0.38942 | 4.1665
WABA3_MAIN1 | 0 | 0.6024 | 0.81631
MANR3_MAIN1 | 0 | 1.0475 | 4.1706
NINS3_MAIN1 | 0 | 1.3053 | 4.1776
CHPV3_MAIN1 | 0 | -1.4399 | 22.8465
TRNH3_MAIN1 | 0 | 2.1165 | 0.33161
HOPV3_MAIN1 | 0 | 1.2333 | 1.902
ESLA3_MAIN1 | 0 | 5.1522 | 3.059
WILL3_MAIN1 | 0 | 9.3963 | 1.0803
EAST3_MAIN1 | 0 | 3.7124 | 1.2439
WIPE3_MAIN1 | 0 | 1.7156 | 0.32531
BRPV3_MAIN1 | 0 | 1.6556 | 1.3477
CAPV3_MAIN1 | 0 | 1.7317 | 2.1436
BEPV3_MAIN1 | 0 | 0.1712 | 0.72143
TREF3_MAIN1 | 0 | 6.5386 | 2.8277
TREW3_MAIN1 | 0 | 2.0582 | 3.234
HWAS3_MAIN1 | 0 | 0.38941 | 4.1662
LANG3_MAIN1 | 0 | 7.6283 | 3.4935
ASWR3_MAIN1 | 0 | 4.4565 | 1.1995
HNBF3_MAIN1 | 0 | 6.7396 | 3.1896
PKWA3_MAIN1 | 0 | 0.18144 | 0.93766
WYMD3_MAIN1 | 0 | 0.19815 | 0.72146
COBB3_MAIN1 | 0 | 0.95632 | 0.96799
HALS3_MAIN1 | 0 | 0.061829 | 0
HITR3_MAIN1 | 0 | 3.9094 | 3.2097
FORD3_MAIN1 | 0 | 4.7051 | 3.1259
BEAF3_MAIN1 | 0 | 9.9712 | 2.2604
TREQ3_MAIN1 | 0 | 1.1938 | 3.1103
AYSH3_MAIN1 | 0 | 3.4959 | 5.7654
BURR3_MAIN1 | 0 | 4.4719e-05 | -0.004399
CALG3_MAIN1 | 0 | 6.0435 | 2.7854
HTRE3_MAIN1 | 0 | 1.0554 | 6.0702
HGRT3_MAIN1 | 0 | 2.9227 | 30.7604
HOPE3_MAIN1 | 0 | -0.92852 | 22.7685
KNOK3_MAIN1 | 0 | 5.9924 | 2.1208
MRLY3_MAIN1 | 0 | 1.8483 | 1.6393
MIDT3_MAIN1 | 0 | 10.7541 | 5.8702
PNHL3_MAIN1 | 0 | 11.2467 | 5.8854
FDAY3_MAIN1 | 0 | 0.062145 | 2.5796
REWF3_MAIN1 | 0 | 0.059008 | 2.6032
SLAD3_MAIN1 | 0 | 12.4724 | 3.2705
WSTH3_MAIN1 | 0 | 4.3081 | 1.0241
FOXC3_MAIN1 | 0 | 3.4615 | 1.2323
HORS3_MAIN1 | 0 | 2.0653 | 1.0043
TREK3_MAIN1 | 0 | 0.058974 | 2.6017
MARS3_MAIN1 | 0 | 2.138 | 21.6979
HAZF3_MAIN1 | 0 | 0.55301 | 1.6242
HATC3_MAIN1 | 0 | 0.67991 | 1.6288
LITT3_MAIN1 | 0 | 0.4307 | 5.9622
PARS3_MAIN1 | 0 | 2.6165 | 0.75909
EYWF3_MAIN1 | 0 | 4.9838 | 2.9959
STON3_MAIN1 | 0 | 0.19922 | 0.72077
WHIT3_MAIN1 | 0 | 1.7771 | 21.5268
CLEA3_MAIN1 | 0 | 7.5991 | 1.0337
FBPD3_MAIN1 | 0 | 2.7218 | 2.193
BRAT3_MAIN1 | 0 | 0.42979 | 2.0242
TSOW3_MAIN1 | 0 | 12.3026 | 2.8489
DENZ3_MAIN1 | 0 | 1.6981 | 0.32197
GALS1_MAIN1 | 0 | -0.40654 | 0.17173
PITW3_MAIN1 | 0 | 1.6553 | 1.3478
STST3_MAIN1 | 0 | 2.6411 | 2.6517
DENB3_MAIN1 | 0 | -4.0235 | 0.33466
BIDW3_MAIN1 | 0 | 0.086534 | 1.6096
CANW1_MAIN1 | 0 | 4.1263 | 0
CRPV3_MAIN1 | 0 | 1.6556 | 1.3476
RCPV3_MAIN1 | 0 | 7.3842 | 1.0125
CSPV3_MAIN1 | 0 | 2.0562 | 0.75232
ACPV3_MAIN1 | 0 | 1.8123 | 1.3728
GVPK3_MAIN1 | 0 | 0.40607 | 22.1489
COOM3_MAIN1 | 0 | 2.3088 | 1.6499
CCMB3_MAIN1 | 0 | 1.4836 | 5.1273
NEDO3_MAIN1 | 0 | 1.6909 | 5.1323
TILL3_MAIN1 | 0 | 4.5644e-05 | -0.0044016
KING3_MAIN1 | 0 | 3.974 | 2.0254
LUSC3_MAIN1 | 0 | 11.376 | 1.0143
WEEK3_MAIN1 | 0 | 7.9266 | 1.0339
WBAR3_MAIN1 | 0 | 3.0049 | 4.2139
KERR3_MAIN1 | 0 | 4.4319 | 5.8293
GARV3_MAIN1 | 0 | 2.2548 | 2.1185
MEND3_MAIN1 | 0 | 2.0643 | 21.6668
IWOO3_MAIN1 | 0 | 0.47614 | 0.43682
NWRW3_#1L5 | 0 | 5.9732 | 22.4804
DERF3_MAIN1 | 0 | 1.6556 | 1.3477
NEWR3_MAIN1 | 0 | 3.073 | -0.0067002
GRAN3_MAIN1 | 0 | 4.0536 | -0.010398
DINF3_MAIN1 | 0 | 3.5398 | 22.3357
PTFM3_#3L5 | 0 | 3.5294 | 22.3325
CARF3_MAIN1 | 0 | 4.3515 | 2.6352
CMPV3_MAIN1 | 0 | 5.8463 | 5.6306
HIBE3_MAIN1 | 0 | 0.18666 | 0.75487
PENA3_MAIN1 | 0 | 0.32233 | 2.0974
SOMD3_MAIN1 | 0 | 7.7792 | 2.2885
STFA3_MAIN1 | 0 | 2.9413 | 5.5024
THWK3_MAIN1 | 0 | 0.81775 | 3.1422
WALA3_MAIN1 | 0 | 5.3113 | 1.0608
WHPV3_MAIN1 | 0 | 2.9691 | 2.5791
WLPV3_MAIN1 | 0 | 1.5631 | 1.0125
ASHC3_MAIN1 | 0 | 2.8584 | 5.3238
BDWN3_MAIN1 | 0 | 3.0159 | 4.2114
RDFM3_MAIN1 | 0 | 3.1649 | 2.3532
TENG3_MAIN1 | 0 | 9.2799 | 1.7592
BOMF3_MAIN1 | 0 | 9.6952 | 0
NOMO1_MAIN1 | 0 | 3.6719 | 0
OTHM1_MAIN1 | 0 | 0.91123 | 0.31207
WYND3_MAIN1 | 0 | 0 | 0
WILF3_MAIN1 | 0 | 0.81774 | 3.1424
NOWA3_MAIN1 | 0 | -0.85928 | 1.4404
NEBA3_MAIN1 | 0 | -0.85931 | 1.4414
FBBD3_MAIN1 | 0 | 3.2067 | 2.1318
CAPE3_MAIN1 | 0 | 0.43046 | 2.0273
AVMO7K | 0 | 0 | 0.24593
LAUN5K | 0 | 0.20938 | 13.3784
AARO3_MAIN1 | 0 | 5.7431 | 2.1506
ADER5 | 0 | 0.15089 | 4.4185
ALCO5 | 0 | 0.35043 | 2.4757
ALER5 | 0 | 0.37181 | 4.7754
ALMO5 | 0 | 0.0051456 | 0.18862
ALMR5 | 0 | 0.20078 | 2.0352
ARMA5 | 0 | 0.3255 | 3.5694
ASHB5 | 0 | 0.49532 | 2.4882
ASHW5 | 0 | 0.30121 | 9.4638
ATHL5 | 0 | 0.087772 | 7.8194
AVMO7J | AVMO7K | 0 | 0.2356
AVOH5J | 0 | 0.11303 | 0.50205
AXBR5 | 0 | 0.3797 | 7.8857
AXMN5 | 0 | 0.13065 | 3.3842
BAEA5 | 0 | 0.1716 | 17.3347
BARQ5 | 0 | 0.36981 | 5.4494
BART5 | 0 | 0.25552 | 0.86961
BATR5J | 0 | 0.20637 | 1.9655
BATR5K | 0 | 0.44534 | 1.8137
BEAM5 | 0 | 0.37851 | 1.1935
BEDM5 | 0 | 0.041833 | 2.8462
BHAL5 | 0 | 0 | 5.6474
BICK5 | 0 | 0.96735 | 7.1948
BIDE5 | 0 | 0.44686 | 7.4974
BISH5 | 0 | 0.17019 | 3.9818
BLAC5 | 0 | 0.024432 | 4.8503
BLAG5 | 0 | 4.279 | 2.071
BODM5 | 0 | 0.47411 | 7.952
BOUR5 | 0 | 1.1843 | 0.87057
BOVT5 | 0 | 0.63682 | 9.6279
BOWA5 | 0 | 0.1492 | 3.7921
BOWX5J | 0 | 0.33822 | 0.036145
BOWX5K | 0 | 0.33822 | 0.036145
BRAD5 | 0 | 0.091433 | 0.17322
BRAF5 | 0 | 5.0757 | 2.6559
BRAL5 | 0 | 0 | 10.0824
BRAU5 | 0 | 0.17388 | 6.0654
BRID5 | 0 | 0.67742 | 4.9741
BRIL5J | 0 | 0.7026 | 6.2436
BRIL5K | 0 | 0.7026 | 6.2436
BRIM5 | 0 | 0.38953 | 13.0118
BRSH5 | 0 | 0.21086 | 0.99185
BUCK5 | 0 | 0.53981 | 2.3488
BUCS5 | 0 | 0.087139 | 2.9932
BUDS5 | 0 | 0.098532 | 1.5448
BUGL5J | 0 | 0.17488 | 7.5223
BUGL5K | 0 | 0.066934 | 7.7718
BURL5 | 0 | 0.3419 | 9.4987
BURN5 | 0 | 0.33259 | 7.1498
CAIR5 | 0 | 0.2007 | 8.705
CALL5 | 0 | 0.87636 | 7.7516
CAMH5 | 0 | 0.36087 | 12.168
CAMT5 | 0 | 2.3784 | 13.6887
CARN5 | 0 | 0.34631 | 11.2469
CHAR5 | 0 | 0.75363 | 6.6022
CHED5 | 0 | 1.7627 | 8.291
CHEM5 | 0 | 2.5497 | 25.3113
CHES5 | 0 | 1.4825 | 2.351
CHUG5 | 0 | 0.13053 | 2.3118
CHUK5 | 0 | 1.3938 | 8.8862
CHUS5 | 0 | 0.47198 | 4.8936
CLEV5 | 0 | 0.85189 | 10.2888
CLIF5 | 0 | 0.058736 | 1.2183
CLOV5 | 0 | 0.53159 | 11.3732
CLYH5 | 0 | 0.74481 | 6.9207
COKE5 | 0 | 0.8125 | 0.1079
COLE5 | 0 | 0.73401 | 7.4212
COLL5J | 0 | 0.41251 | 2.3549
COLY5 | 0 | 0.38922 | 6.0746
COMM5 | 0 | 2.8218 | 2.3115
COMP7 | 0 | 0.087442 | 16.4617
CONG5 | 0 | 0.46778 | 2.3714
CONS5 | 0 | 0.29006 | 5.8883
CORH5J | 0 | 1.4511 | 6.2226
CORH5K | 0 | 1.4511 | 6.2226
COUW5 | 0 | 0.58444 | 5.5442
COWR5 | 0 | 0.68478 | 7.2397
CRED5 | 0 | 0.15595 | 15.0519
CREE5 | 0 | 0.28091 | 8.0171
CREW5 | 0 | 0.61429 | 1.7987
CULL5 | 0 | 0.12921 | 9.9217
CULM5 | 0 | 3.3967 | 0.83541
CURM5 | 0 | 1.0485 | 0.80591
DART5 | 0 | 0.18156 | 16.1889
DAVI5 | 0 | 3.9899 | 14.5032
DAWL5 | 0 | 0.33212 | 12.0627
DELA5 | 0 | 0.80765 | 9.0984
DEVO5 | 0 | 1.3583 | 8.9741
DIND5 | 0 | 1.2906 | 27.136
DOCN3_MAIN1 | DOCN3_MAIN2 | 0.15992 | 0.82252
DORS7J | 0 | 0.061401 | 15.8925
DOWF5 | 0 | 0.26459 | 4.0616
DRIN5_BB_K | 0 | 0.2175 | 4.5653
DRIN5_BB_J | 0 | 0.20515 | 4.6255
DUNK5 | 0 | 0.81709 | 11.1281
EASB5 | 0 | 1.259 | 1.0567
EASG5 | 0 | 0.53994 | 5.7974
EASV5 | 0 | 0.16441 | 0.97399
EBUD5 | 0 | 2.5211 | 1.6207
ECHI5 | 0 | 3.505 | 4.8145
ECUR5 | 0 | 2.6492 | 10.5263
EDGA5 | 0 | 0.25587 | 6.7379
EGGB5 | 0 | 0.18924 | 9.5966
ELIT5 | 0 | 0.21018 | 5.4939
ENTH7 | 0 | 0.1579 | 16.9521
EVER5 | 0 | 0.24311 | 31.3448
EXEB5 | 0 | 0.78892 | 7.256
EXMI5 | 0 | 3.5317 | 9.0094
EXMW5 | 0 | 0.60798 | 1.6847
FALD5 | 0 | 0.43232 | 6.4347
FEEB5 | 0 | 0.10117 | 0.63074
FEED5 | 0 | 0.095457 | 0.65859
FILT5J | FILT5K | 0.039827 | 0.57031
FOLB5 | 0 | 2.8082 | 15.0827
FOWE5 | 0 | 0.10393 | 4.9742
FOXH5 | 0 | 0.50746 | 26.1603
FRAD5 | 0 | 0.34929 | 0.61852
FREM5 | 0 | 0.026634 | 2.7217
GASL5 | 0 | 0.15363 | 6.348
GEEV5 | 0 | 0.18971 | 28.3847
GEOR5 | 0 | 0.34908 | 9.0681
GUNN5 | 0 | 2.136 | 10.7317
HATH5 | 0 | 2.4292 | 13.7265
HAVE5 | 0 | 0.059962 | 5.6055
HEAB5 | 0 | 0.41292 | 5.5776
HEDX5 | 0 | 1.4741 | 7.3632
HELS5 | 0 | 0.73808 | 6.8876
HEMY5 | 0 | 0.32347 | 9.4867
HEWL5 | 0 | 0.030827 | 0.71949
HIGL5 | 0 | 0.2579 | 24.1745
HOLF5 | 0 | 0.12681 | 1.4791
HOLL5 | 0 | 0.5477 | 4.358
HOLS5 | 0 | 1.0145 | 9.0342
HONI5 | 0 | 0.90012 | 10.2968
HYLL5 | 0 | 0.74612 | 20.6454
ILFR5 | 0 | 0.24013 | 11.9626
KINW5 | 0 | 0.053597 | 0.32942
ISLE5 | 0 | -0.0042644 | 27.879
IVYB5 | 0 | 0.17257 | 7.1368
KEYE5 | 0 | 1.3091 | 29.7231
KEYW5 | 0 | 0.032163 | 2.2932
KINB5 | 0 | 0.31261 | 5.6516
LANE5 | 0 | 2.2966 | 16.173
LAGG5 | 0 | 0.10014 | 5.6226
LANN5 | 0 | 0.84918 | 5.5038
LANR5 | 0 | 0.57037 | 11.3372
LAPF5 | 0 | 0.6483 | 17.5554
LAUN5J | 0 | 0.20937 | 13.3783
LAWB5 | 0 | 0.60659 | 1.3706
LAYW5 | 0 | 0.50277 | 8.4997
LIFT5 | 0 | 0.27879 | 14.5709
LINL5 | 0 | 0.2548 | 7.0169
LISK5 | 0 | 0.70082 | 6.5932
LOCK5 | 0 | 0.18822 | 0.48857
LOCR5 | 0 | 0.083439 | 0.36274
LONG5 | 0 | 0.20716 | 4.2014
LOOE5 | 0 | 0.73763 | 7.4753
LOST5 | 0 | 0.14778 | 12.5397
LUCB5 | 0 | 0.46331 | 2.7676
LYDS5 | 0 | 0.72309 | 0.13392
LYNT5 | 0 | 0.17585 | 3.0411
LYPF5 | 0 | 0.61602 | 5.2456
MANG5 | 0 | 0.16755 | 1.3586
MARA5 | 0 | 0.48553 | 22.8558
MARB5 | 0 | 0.32335 | 5.7745
MARG5K | 0 | 0.49917 | 5.6843
MARL5 | 0 | 0.20641 | 3.1478
MART5J | 0 | 0.61126 | 12.2521
MART5K | 0 | 0.95097 | 7.4087
MERR5 | 0 | 0.89563 | 2.137
MEVA5 | 0 | 0.21062 | 6.1079
MIDB5 | 0 | 0.23557 | 10.6042
MIDN5 | 0 | 0.73047 | 24.6984
MILL5 | 0 | 0.70598 | 7.074
MODB5 | 0 | 3.2303 | 7.1454
MONT5 | 0 | 0.3812 | 7.036
MORH5 | 0 | 3.4377 | 0.70086
MORW5 | 0 | 0.088301 | 11.2169
MOUS5 | 0 | 1.613 | 25.608
MULL5 | 0 | 0.53528 | 9.8534
NASE5 | 0 | 0.42281 | 5.2599
NEAB5 | 0 | 0.29057 | 6.8652
NECY5 | 0 | 0.58701 | 12.5418
NEOT5 | 0 | 1.1452 | 8.4381
NETK5 | 0 | 0.62005 | 5.4322
NETR5 | 0 | 0.98738 | 3.895
NETS5 | 0 | 0.56733 | 3.1897
NEWB5 | 0 | 0.2807 | 27.2644
NEWF5 | 0 | 0.22763 | 7.0138
NEWL5 | 0 | 2.4066 | 24.4623
NEWP5 | 0 | 0.17491 | 1.91
NEWS5 | 0 | 0.2394 | 2.6884
NORS5 | 0 | 0.46404 | 4.3454
NORT5 | 0 | 0.094396 | 2.0747
OFFW5 | 0 | 2.0005 | 9.5368
OKEH5 | 0 | 1.5155 | 7.4764
OLDF7 | 0 | 1.4354 | 17.0264
OLDL5 | 0 | 0.050358 | 4.5792
OTTS5 | 0 | 0.18383 | 3.1354
PADS5 | 0 | 1.2714 | 4.1797
PARH5 | 0 | 0 | 4.7705
PARL5 | 0 | 1.4036 | 8.1918
PARS7 | 0 | 1.5407 | 15.6923
PAUL5 | 0 | 0.7649 | 23.8011
PEAS5 | 0 | 1.3779 | 24.7269
PENC5 | 0 | 0.27259 | 24.7398
PENH5 | 0 | 0.10235 | 23.7001
PENR5 | 0 | 0.26237 | 6.2921
PENS5 | 0 | 1.5478 | 7.9202
PENX5 | 0 | 0.3473 | 1.9592
PERI5 | 0 | 0.39891 | 2.5764
PERR5 | 0 | 1.2048 | 3.6449
PINH5 | 0 | 0.4816 | 5.8253
PLYS5 | 0 | 0.28221 | 6.6966
POLZ5 | 0 | 0.51412 | 11.1492
PRIO5 | 0 | 0.573 | 5.1752
PRIR5 | 0 | 0.18165 | 2.8572
PROB5 | 0 | 1.4481 | 3.8758
REDR5 | 0 | 0.60521 | 16.2675
ROCP5 | 0 | 0.22896 | 2.603
ROSE5 | 0 | 2.0353 | 7.2962
ROUN5 | 0 | 0.65677 | 3.3723
SALC5 | 0 | 0.22436 | 2.5464
SALT5 | 0 | 0.17 | 3.3821
SAUS5 | 0 | 0.30596 | 4.9342
SAWX5 | 0 | 0.30667 | 3.406
SHAP5 | 0 | 1.6015 | 5.0958
SHEB5 | 0 | 0.58634 | 11.9579
SHEM5 | 0 | 0.27375 | 30.5933
SIDM5J | 0 | 0.25003 | 5.7948
SIDM5K | 0 | 0.25003 | 5.7948
SKEV5 | 0 | 0.12789 | 8.8369
SLEV5 | 0 | 0.068771 | 2.1361
SMOL5 | 0 | 0.40574 | 7.0409
SOME5 | 0 | 0.46139 | 7.5475
SOUB5 | 0 | 2.4215 | 3.6582
STWA5 | 0 | 0.45614 | 3.9544
SOWT5 | 0 | 0.25563 | 4.9037
STAG5 | 0 | 0.42174 | 4.2522
STAP5 | 0 | 0.65084 | 2.9425
STAQ3_MAIN1 | 0 | 3.9658 | 0.80963
STBU5 | 0 | 2.1965 | 26.4708
STCO5 | 0 | 0.86123 | 2.4218
STEN5 | 0 | 0.27487 | 6.5594
STHO5 | 0 | 0.16924 | 6.2141
STIV5 | 0 | 0.70311 | 24.2802
STMA5 | 0 | 1.2041 | 6.6402
STOB5 | 0 | 0.19182 | 2.0702
STOK5 | 0 | 0.51021 | 17.3142
STRA5 | 0 | 0.51953 | 10.658
STUD5 | 0 | 0.13584 | 3.7168
TAMA3_MAIN1 | TAMA3_MAIN2 | 6.9737 | 3.5265
TAUL5 | 0 | 0.36019 | 4.442
TAVI5 | 0 | 1.5862 | 12.3077
TEIG5 | 0 | 0.15927 | 9.8264
TEIH5 | 0 | 0.090179 | 11.6192
TINX5J | 0 | 0.76133 | 13.3659
TINX5K | 0 | 1.1982 | 13.5626
TIVE5 | 0 | 0.37105 | 7.2059
TIVM5 | 0 | 0.45791 | 9.0421
TIVS5 | 0 | 0.34778 | 10.5497
TOPS5 | 0 | 3.0339 | 6.2537
TORA5 | 0 | 0.58331 | 5.5703
TORR5J | 0 | 0.49018 | 8.2088
TORR5K | 0 | 0.49018 | 8.2088
TORT5 | 0 | 1.0368 | 3.7922
TORW5 | 0 | 0.15306 | 8.7573
TORY5 | 0 | 0.061001 | 8.3925
TOTL5 | 0 | 0.80483 | 2.854
TREB5 | 0 | 0 | 3.4624
TRUL5 | 0 | 0.6774 | 2.5846
TRUS5 | 0 | 0.71941 | 6.9833
TRUT5 | 0 | 0.35996 | 3.8147
TWEL5 | 0 | 0.73004 | 9.1241
TWER7 | 0 | 1.932 | 16.2613
UPTV5 | 0 | 0.24051 | 1.4231
WADE5 | 0 | 0.52783 | 11.7539
WATC5 | 0 | 0.43079 | 3.994
WATE5K | 0 | 0.14788 | 2.1484
WATE5J | 0 | 0.095221 | 1.375
WEDM5 | 0 | 0.85413 | 7.1432
WELL5 | 0 | 0.97405 | 10.1219
WELN5J | 0 | 2.1327 | 2.9264
WELN5K | 0 | 1.0359 | 5.2079
WELT5 | 0 | 0.56387 | 6.4256
WESC5 | 0 | 0.13147 | 0.7175
WESD5 | 0 | 0.3328 | 6.8679
WESG5 | 0 | 1.7884 | 8.4307
WESM5 | 0 | 0.49599 | 2.7493
WHAQ5 | 0 | 1.3326 | 29.377
WHID5 | 0 | 0.80145 | -0.16673
WHCH5 | 0 | 0.17717 | 2.5803
WHRH5 | 0 | 1.017 | 7.2845
WINS5 | 0 | 0.031804 | 4.8859
WINT5 | 0 | 0.26864 | 1.4116
WITH5 | 0 | 1.2551 | 16.0451
WITR5 | 0 | 0.27996 | 1.7778
WIVE5 | 0 | 0.22594 | 2.7578
WOOD5J | 0 | 0.068001 | 3.2379
WOOY5 | 0 | 0.68186 | 1.8669
YELV5 | 0 | 0.25509 | 12.7635
BLAK5 | 0 | 0.088476 | 16.3641
WOOD5K | 0 | 0.067521 | 3.2243
AVOH5K | 0 | 0.11303 | 0.50205
FILT5K | 0 | 0.028637 | 0.44734
PAIG5 | 0 | 0.19133 | 3.7068
DORS7K | 0 | 0.067132 | 15.7393
BAIR5 | 0 | 0.076473 | 4.8204
STWB5 | 0 | 0.40829 | 4.1505
DACR5 | 0 | 0 | 15.7724
ASTZ5 | 0 | 0 | -0.14463
NTAW5 | 0 | 0.16433 | -2.6653
BRDW5 | 0 | 0.058509 | 0.82986
BATR5L | 0 | 0.44534 | 1.8137
SAWR5 | 0 | 0.41949 | 5.8501
LNGE3_MAIN1 | 0 | 0.38971 | 5.1559
ALVE5J | 0 | 0 | 0
HAMD5J | 0 | 0 | 0
OXBR5 | 0 | 0 | 0
NAIH5 | 0 | 0 | 0
COWH5 | 0 | 0 | 0
ASBO3 | 0 | 0 | 0
ALVE5K | 0 | 0 | 0
HAMD5K | 0 | 0 | 0
SPAU5J | 0 | 0.015665 | 2.22
SPAU5K | 0 | 0.033666 | 2.2054
CAMA13 | 0 | 0 | 0
CAMA14 | 0 | 0 | 0
RYEF31 | 0 | 0 | 0
RYEF32 | 0 | 0 | 0
WAPP5 | 0 | 0.18229 | 0.66295
WWIC5 | 0 | 0.58396 | 1.8525
ASHL5 | 0 | 0.82441 | 5.7229
MARG5J | 0 | 0.97692 | 3.6684
CALY5 | 0 | 0.3322 | 6.6051
COTH5 | 0 | 0 | 0.1819
EMGR5 | 0 | 0.089496 | 1.3787
SMET5 | 0 | 0.0015412 | 4.8448
EXSC5 | 0 | 0.015258 | 4.7877
HBBP5 | 0 | -0.041502 | 5.3857
UOBA3_MAIN1 | 0 | 0.35794 | 14.5577
HEMI3_MAIN1 | 0 | 2.6246 | 5.2101
PATC5 | 0 | 0.059029 | 0.60749
COLL5K | 0 | 0.088434 | 1.0282
SHER3_MAIN1 | 0 | 0.92735 | 5.1698
LGFD3_MAIN1 | 0 | 0.36894 | 0.75997
SCYM3_MAIN1 | SCYM3_MAIN2 | 1.8782 | 10.6596
FNAT3_MAIN1 | 0 | 0.24331 | 0.039951
SHER3_MAIN2 | 0 | 0.92735 | 5.1698
FNAT3_MAIN2 | 0 | 0.26087 | 0.04
SCYM3_MAIN2 | 0 | 1.8782 | 10.6596
DOCN3_MAIN2 | 0 | 0.15992 | 0.82252
ABBW5J | ABBW5K | 0.062574 | 0.41912
ABBW5K | 0 | 0.062574 | 0.41912
PURR3_MAIN1 | 0 | 0.79973 | 1.1071
ROAD3_MAIN1 | ROAD3_MAIN2 | 5.1579 | 4.9481
ROAD3_MAIN2 | 0 | 5.1579 | 4.9481
TAMA3_MAIN2 | 0 | 6.9737 | 3.5265
NSMA5 | 0 | 0 | 13.3914
LAGT3_MAIN1 | 0 | 5.1524 | 1.0569
LANS5 | 0 | 0.012877 | 0.64596
MATF5 | 0 | 0.003406 | 0.00020845
CHIS5_BB_X | 0 | 0 | 0
CHIS5_BB_Y | 0 | 0 | 0
CHIS5_BB_Z | 0 | 0 | 0
BRAS3_8L5 | 0 | 0.12424 | 0.039994

## SSC unit rate lookup
Back to Overview
Standard Settlement Configuration Id | Standard Settlement Configuration Desc | Common Decode | Change implemented | Date | Comments
3 | 10-hour OP | A/R | Notes updated | 2019-06-10 | Updated to reflect DCP 268 which delinks all tariffs from the TPR bands
4 | 10-hour OP | A/R | Code 1 & 2 changed to A | 2019-06-10 | Updated to reflect DCP 268 which delinks all tariffs from the TPR bands
5 | 10-hour OP + w/e | A/R | Code O changed to A/R | 2019-06-10 | Updated to reflect DCP 268 which delinks all tariffs from the TPR bands
6 | 10.5-hour OP | A/R | Removed TPR | 2019-06-10 | Removed TPR lookup element as this no longer effects which rate to apply
7 | 10.5-hour OP | A/R
8 | 10.5-hour OP | A/R
9 | 10.5-hour OP | A/R
10 | 10.5-hour OP | A/R
11 | 10.5-hour OP | A/R
12 | 10.5-hour OP | A/R
13 | 11 Hour OP | A/R
15 | 11 Hour OP | A/R
16 | 11.5-hour OP | A/R
17 | 11.5-hour OP | A/R
18 | 11.5-hour OP | A/R
19 | 11.5-hour OP | A/R
20 | 11.5-hour OP | A/R
21 | 11.5-hour OP | A/R
22 | 11.5-hour OP | A/R
23 | 11-hour OP | A/R
24 | 11-hour OP | A/R
25 | 11-hour OP | A/R
26 | 11-hour OP | A/R
28 | 11-hour OP | A/R
29 | 11-hour OP | A/R
30 | 11-hour OP | A/R
31 | 11-hour OP | A/R
32 | 11-hour OP | A/R
33 | 11-hour OP | A/R
34 | 11-hour OP | A/R
35 | 11-hour OP | A/R
36 | 11-hour OP | A/R
37 | 11-hour OP | A/R
38 | 11-hour OP | A/R
39 | 11-hour OP | A/R
40 | 11.5-hour OP | A/R
41 | 8.5-hour OP | A/R
42 | 9-hour OP | A/R
43 | 9-hour OP | A/R
44 | 8.5-hour OP | A/R
45 | 11-hour OP + Summer | A/R
46 | 11-hour OP + w/e | A/R
47 | 11-hour OP + w/e & Summer | A/R
48 | 11-hour OP + weekends | A/R
49 | 11.5-hour OP | A/R
50 | 12-hour OP + w/e & Summer | A/R
51 | 12-hour night | A
52 | 12-hour OP | A/R
53 | 12-hour OP | A/R
55 | 12-hour OP | A/R
56 | 12-hour OP | A/R
57 | 12-hour OP | A/R
58 | Key Meter pseudo 2-rate | A
59 | 12-hour OP | A/R
60 | 12-hour OP | A/R
62 | 8-hour OP (see also SSC 427) | A
63 | 9-hour OP | A/R
64 | 12-hour OP | A/R
65 | 12-hour OP + Summer | A/R
66 | 12-hour OP + Summer | A/R
67 | 12.5-hour OP | A/R
71 | 12.5-hour OP | A/R
72 | 12.5-hour OP | A/R
73 | 12.5-hour OP | A/R
74 | 12.5-hour OP + Summer | A/R
75 | 12.5-hour OP + w/e | A/R
76 | 12.5-hour OP + w/e | A/R
77 | 12.5-hour OP + w/e | A/R
78 | 12.5-hour OP + w/e & Summer | A/R
79 | 14-hour E7 | A
80 | 14-hour Off Peak | A/R
81 | 14-hour OP + Sun | A/R
82 | 14.5-hour OP | A/R
83 | 14.5-hour OP | A/R
84 | 14.5-hour OP | A/R
85 | 14.5-hour OP | A/R
86 | 14.5-hour OP | A/R
87 | 14.5-hour OP | A/R
88 | 14.5-hour OP | A/R
91 | 14.5-hour OP + Summer | A/R
92 | 14.5-hour OP + Summer | A/R
93 | split 7-hour E7 | A
94 | 14.5-hour OP + Summer | A/R
95 | 14.5-hour OP + Summer | A/R
96 | 14.5-hour OP + Summer | A/R
97 | 14.5-hour OP + w/e | A/R
98 | 14.5-hour OP + w/e & Summer | A/R
99 | 15-hour OP | A/R
100 | 15-hour OP | A/R
101 | 15-hour OP + w/e & Summer | A/R
102 | 15-hour OP + w/e & Summer | A/R
103 | 15-hour OP + w/e & Summer | A/R
104 | 15.5-hour OP | A/R
105 | 15.5-hour OP | A/R
106 | 15.5-hour OP | A/R
107 | 15.5-hour OP | A/R
108 | 15.5-hour OP | A/R
109 | 15.5-hour OP | A/R
110 | 15.5-hour OP | A/R
111 | 15.5-hour OP + Summer | A/R
112 | 15.5-hour OP + w/e | A/R
113 | 15.5-hour OP + w/e | A/R
115 | 15.5-hour OP + w/e | A/R
116 | 15.5-hour OP + w/e | A/R
117 | 15.5-hour OP + w/e | A/R
118 | 15.5-hour OP + w/e & Summer | A/R
119 | 15.5-hour OP + w/e & Summer | A/R
120 | 9-hour OP | A/R
121 | 2-rate terms | A
122 | 2-rate SToD | A
123 | 2-rate variable SToD | A
124 | 2-rate variable SToD | A
125 | 2-rate variable SToD | A
126 | 7-hour E7 | A
127 | 3-rate SToD | A
128 | Dom/Non-dom Seasonal (link SSC 0342) | A
129 | 3-rate SToD | A
130 | 3-rate variable | A
131 | 3-rate variable | A
132 | 4-rate SToD | A
133 | 4-rate SToD | A
134 | 4-rate SToD | A
135 | 4-rate SToD | A
136 | 4-rate SToD | A
137 | 4-rate SToD | A
138 | 4-rate SToD | A
140 | split 7-hour E7 | A
141 | 5-rate SToD | A
142 | 5-rate SToD | A
143 | 15-hour OP | A/R
144 | 6-rate SToD | A
145 | 6-rate SToD | A
146 | 6-rate SToD | A
147 | 6-rate SToD | A
148 | 7-hour OP (see also SSC 0185) | A
149 | Smart 7, heating | A
150 | 7-hour E7 | A
151 | 7-hour E7 | A
152 | 7-hour E7 | A
153 | 7-hour E7 | A
154 | 7-hour E7 | A
155 | split 7-hour E7 | A/R
156 | 7-hour E7 | A
157 | 7-hour E7 | A
158 | 7-hour E7 | A
159 | 12-hour OP | A/R
160 | 7-hour E7 | A
161 | 7-hour E7 | A
162 | 7-hour E7 | A
163 | 7-hour E7 | A
164 | 7-hour E7 | A
165 | 7-hour E7 | A
166 | 7-hour E7 | A
167 | 7-hour E7 | A
168 | 7-hour E7 | A
169 | 7-hour E7 | A
170 | 7-hour E7 | A
171 | 7-hour E7 | A
172 | 7-hour E7 | A
173 | 7-hour E7 | A
174 | 7-hour E7 | A
175 | 7-hour E7 | A
176 | 7-hour E7 | A
177 | 7-hour E7 | A
178 | 7-hour E7 (Cornwall & def reinforcement) | A
179 | 7-hour E7 | A
180 | 7-hour E7 | A
181 | 7-hour E7 | A
182 | 7-hour E7 | A
183 | 7-hour E7 | A
184 | 7-hour E7 | A
185 | 7-hour E7 | A
186 | 7-hour E7 | A
187 | 7-hour E7 | A
188 | 7-hour E7 | A
189 | 7-hour E7 | A/R
190 | 7-hour E7 | A/R
191 | 7-hour E7 | A/R
192 | 7-hour E7 | A/R
193 | 7-hour E7 | A/R
194 | 7-hour E7 | A/R
195 | 7-hour E7 | A/R
196 | 7-hour E7 | A/R
197 | 7-hour E7 | A/R
198 | 7-hour E7 | A/R
199 | 7-hour E7 | A/R
201 | 7-hour E7 | A/R
202 | 7-hour E7 | A/R
203 | 7-hour E7 | A/R
204 | 7-hour E7 | A/R
205 | 7-hour E7 | A/R
206 | 7-hour E7 | A/R
207 | 7-hour E7 | A/R
208 | 7-hour E7 | A/R
209 | 7-hour E7 | A
210 | 7-hour E7 | A
211 | 7-hour E7 | A
212 | 7-hour E7 | A
213 | 7-hour E7 | A
214 | 7-hour E7 | A
215 | 7-hour E7 | A
216 | 7-hour E7 | A
217 | 7-hour E7 | A
218 | 7-hour E7 | A
219 | 7-hour E7 | A
220 | 7-hour E7 | A
221 | 7-hour E7 | A
222 | 7-hour E7 | A
223 | 7-hour E7 | A
224 | 7-hour E7 | A
225 | 7-hour E7 | A
226 | 7-hour E7 | A
227 | 7-hour E7 | A
228 | Supertariff heating | A/R
229 | Supertariff heating | A/R
230 | 7-hour E7 | A/R
231 | split 7-hour E7 | A
233 | split 7-hour E7 | A
234 | split 7-hour E7 | A
235 | split 7-hour E7 | A
236 | split 7-hour E7 | A
237 | split 7-hour E7 | A
238 | 7-hour E7 | A
241 | 7-hour E7 (differential switching) | A
242 | 7-hour night | A
243 | Key Meter pseudo 2-rate | A
244 | 7-hour E7 | A
245 | 7-hour night | A
246 | Economy 7 Day & Night | A
247 | 7-hour night | A
248 | 7-hour E7 | A
249 | 7-hour night | A
250 | 7-hour OP | A/R
251 | 7-hour OP | A/R
252 | 7-hour OP | A/R
253 | 7-hour OP | A/R
254 | 7-hour variable E7 (Menter B) | A
255 | 7-hour variable E7 (Menter A) | A
257 | 8-hour E7 | A
258 | 8-hour night | A
259 | 10-hour night | A
260 | 8-hour night | A/R
261 | 8-hour night | A
262 | 8-hour night | A
263 | 8-hour night | A
264 | 8-hour night | A
265 | 8-hour OP | A/R
266 | 8-hour OP | A/R
267 | 8-hour OP | A/R
268 | 8-hour OP | A/R
269 | 8-hour OP | A/R
270 | 8-hour OP | A/R
271 | 8-hour OP | A/R
272 | 8-hour OP | A/R
273 | 8-hour OP | A/R
274 | 8-hour OP | A/R
276 | 8-hour OP | A/R
277 | 8-hour OP + Summer | A/R
278 | 8-hour OP + w/e | A/R
279 | 8-hour OP + w/e & Summer | A/R
280 | 8-hour OP + weekends | A/R
281 | 9-hour night | A
283 | 9-hour night (differential switching) | A
284 | 9-hour OP | A/R
285 | 9-hour OP | A/R
286 | 9-hour OP + w/e | A/R
287 | Boiler | A/R
288 | Budget Warmth | A/R
289 | Budget Warmth | A/R
290 | Budget Warmth | A/R
291 | Budget Warmth | A/R
292 | Budget Warmth | A/R
297 | Budget Warmth | A/R
298 | Budget Warmth | A/R
299 | Budget Warmth | A/R
300 | Flexiheat Day/Evening/Weekend | A
301 | Flexiheat (weather) Day/Evening/Weekend | A
302 | Superdeal Day/Night | A
303 | Budget Warmth | A/R
304 | Budget Warmth | A/R
305 | Domestic heating tariff | A
306 | Domestic heating tariff | A
307 | Domestic heating tariff | A
308 | Domestic heating tariff | A
309 | Superdeal (weather) Day/Night | A
310 | E10 type 1 (general purpose) | A
312 | 7-hour OP (see also SSC 186) | A
313 | Domestic E9 A | A/R
314 | 13-hour OP | A/R
315 | Evening/night | A/R
316 | Evening/Weekend | A
317 | Evening/Weekend | A
318 | Evening/Weekend | A
319 | 12-hour Evening/Weekend | A
320 | Evening/Weekend | A
321 | Evening/Weekend | A
322 | Evening/Weekend | A
323 | Evening/Weekend | A
324 | Domestic E9 B | A
325 | Evening/Weekend E7 | A
326 | Evening/Weekend E7 | A
327 | Evening/Weekend E7 | A
328 | Evening/Weekend E7 | A
329 | Evening/Weekend E7 | A
330 | Evening/Weekend E7 | A
331 | Evening/Weekend E7 | A
332 | Evening/Weekend E7 | A/R
334 | 3-rate heating, (link SSC 0343) | A
335 | Grain Drying | A
336 | Grain drying | A/R
337 | Grain drying | A/R
338 | Heating | A
339 | Local Authority Heating | A/R
340 | Local Authority Heating | A/R
341 | Local Authority Heating | A/R
342 | Dom & Non-dom Seasonal (link SSC 0128) | A
343 | 3-rate heating, water heating | A
344 | 7-hour E7, Day + Night (link SSC 0345) | A
344 | 7-hour E7, Day + Night (link SSC 0345) | A/R
345 | 7-hour E7, Day + Night (link SSC 0344) | A
346 | Non-Standard OP (8+3 hour) | A/R
347 | Non-Standard OP | A/R
348 | Non-Standard OP | A/R
349 | 7-hour E7 | A
350 | Warmwise heating | A/R
351 | Flexiheat heating | A
352 | Flexiheat (weather) heating | A
353 | Superdeal heating | A
354 | 12-hour OP | A/R
355 | Smart 7, Day/Night | A
357 | split 10-hour Heatwise | A/R
358 | split 10-hour Heatwise | A/R
359 | split 10-hour Heatwise | A/R
360 | split 10-hour Heatwise | A/R
361 | split 10-hour Heatwise | A/R
362 | split 10-hour Heatwise | A/R
363 | split 10-hour Heatwise | A/R
364 | split 10-hour Heatwise | A/R
365 | split 10-hour Heatwise | A/R
366 | split 10-hour Heatwise | A/R
367 | split 10-hour Heatwise | A/R
368 | split 10-hour Heatwise | A/R
369 | split 10-hour Heatwise | A/R
370 | split 10-hour Heatwise | A/R
371 | split 10-hour Heatwise | A/R
372 | Evening/Weekend | A
373 | split 7-hour E7 | A
374 | split 7-hour E7 | A
375 | split 7-hour E7 | A
376 | split 7-hour E7 | A
377 | split 7-hour E7 | A
378 | split 7-hour E7 | A
380 | split 7-hour E7 | A
381 | split 7-hour E7 | A
382 | split 7-hour E7 | A
384 | 7-hour E7 | A
385 | split 7-hour E7 | A/R
386 | 9-hour OP | A/R
387 | 15.5-hour OP | A/R
388 | split 7-hour E7 | A/R
389 | 12.5-hour OP | A/R
390 | split 7-hour E7 | A
391 | Summer & Winter w/e | A/R
392 | Summer Unrestricted | A
393 | Unrestricted | A
394 | 10-hour night | A
395 | Warmwise Day/Night | A
396 | 2-rate SToD | A
397 | 9-hour heating | A
398 | 12-hour OP + w/e | A
399 | 15-hour OP + w/e | A/R
400 | 8-hour night | A
401 | E10 type 1(heating circuit) | A/R
403 | 12-hour night | A
404 | Redring Boiler (general purpose) | A
405 | Redring Boiler (heating circuit) | A/R
406 | Cyclocontrol 3 | A/R
407 | Cyclocontrol 4 | A/R
408 | Cyclocontrol 5 | A/R
409 | Cyclocontrol 6 | A/R
410 | Cyclocontrol 7 | A/R
411 | Cyclocontrol 8 | A/R
412 | Cyclocontrol 9 | A/R
413 | Cyclocontrol 10 | A/R
414 | Cyclocontrol 11 | A/R
415 | Cyclocontrol 12 | A/R
416 | Cyclocontrol 13 | A/R
417 | Cyclocontrol 14 | A/R
418 | Cyclocontrol 15 | A/R
419 | Cyclocontrol 16 | A/R
420 | Cyclocontrol 17 | A/R
421 | Cyclocontrol 18 | A/R
422 | Cyclocontrol 19 | A/R
423 | Cyclocontrol 20 | A/R
424 | Cyclocontrol 21 | A/R
425 | Superdeal (weather) heating | A
426 | 7-hour E7 | A
427 | Day/Night (White meter) | A
428 | Unmetered Type A ("flat" profile) | U
429 | Unmetered B ("dusk-to-dawn") | U
430 | Unmetered C ("half-night & pre-dawn") | U
431 | Unmetered D ("dawn-to-dusk") | U
432 | 7-hour E7 | A
434 | 12 Hour OP | A/R
435 | Domestic 3-rate heating | A
436 | 3-Rate Seasonal | A
437 | Lifestyle Tariff | A
439 | Split 7-hour E7 | A
440 | 3-rate ToW | A
441 | 4-rate SToD | A
442 | 7-hour E7 | A/R
443 | Evening/Weekend | A
444 | Evening/Weekend E7 | A
444 | Evening/Weekend E7 | A/R
445 | 7-hour variable E7 | A
446 | 7-hour variable E7 | A
447 | 7-hour OP | A
448 | 7-hour OP | A
449 | 7-hour OP | A
450 | 7-hour OP | A
451 | 7-hour OP | A
452 | 7-hour OP | A
453 | 7-hour OP | A
454 | 7-hour OP | A
455 | 7-hour OP | A
456 | 7-hour OP | A
459 | 7-hour OP | A
460 | 12 Hours OP | A/R
461 | 12 Hours OP | A/R
462 | 8 Hours OP | A/R
463 | 10.5 Hours OP | A/R
464 | Weekender Tariff (V1) | A
465 | Weekender Tariff (V2) | A
466 | Maximum Demand Register | A
467 | Maximum Demand Register | A
468 | Maximum Demand Register | A
469 | Maximum Demand Register | A
470 | Maximum Demand Register | A
473 | Economy 7 - all purpose tariff G63 | A
474 | split 7hr o/p | A/R
475 | Split 7hr E7 | A
476 | 14.5 hr o/p | A/R
477 | 14.5 hr o/p | A/R
478 | Evening/Weekend E7 | A
479 | Split 7-hour E7 | A
480 | Split 7-hour E7 | A
481 | Split 7-hour E7 | A
482 | Micro-PV Export Import Profile Class 1 | G
483 | Micro-PV Export Import Profile Class 2 | G
484 | Micro-PV Export Import Profile Class 3 | G
485 | Micro-PV Export Import Profile Class 4 | G
486 | Micro-PV Export Import Profile Class 5 | G
487 | Micro-PV Export Import Profile Class 6 | G
488 | Micro-PV Export Import Profile Class 7 | G
489 | Micro-PV Export Import Profile Class 8 | G
490 | Micro-CHP Export Import Profile Class 1 | G
491 | Micro-CHP Export Import Profile Class 2 | G
492 | Micro-CHP Export Import Profile Class 3 | G
493 | Micro-CHP Export Import Profile Class 4 | G
494 | Micro-CHP Export Import Profile Class 5 | G
495 | Micro-CHP Export Import Profile Class 6 | G
496 | Micro-CHP Export Import Profile Class 7 | G
497 | Micro-CHP Export Import Profile Class 8 | G
498 | Other Sml Export SSC any import Profile | G
701 | 8.5-hour OP + w/e | A/R
702 | 8.5-hour OP + w/e | A/R
703 | 12-hour OP + w/e | A/R
704 | 12-hour OP + w/e | A/R
705 | 12-hour OP + w/e | A/R
706 | 12-hour OP + w/e | A/R
707 | 12-hour OP + w/e | A/R
708 | 12-hour OP + w/e | A/R
709 | 12-hour OP + w/e | A/R
710 | 12-hour OP + w/e | A/R
711 | 12-hour OP + w/e | A/R
712 | 16-hour OP + w/e | A/R
713 | 16-hour OP + w/e | A/R
714 | 16-hour OP + w/e | A/R
715 | 16-hour OP + w/e | A/R
716 | 20-hour OP + w/e | A/R
717 | 20-hour OP + w/e | A/R
718 | 20-hour OP + w/e + summer | A/R
719 | 20-hour OP + w/e + summer | A/R
720 | 3-rate SToD | A
721 | 8.5 hour WM | A
722 | 8.5 hour WM | A
723 | 8.5 hour WM | A
724 | 8.5 hour WM | A
725 | 8.5 hour WM | A
726 | 8.5 hour WM | A
727 | 8.5 hour WM | A
728 | 8.5 hour WM Heating | A
729 | 8.5 hour WM | A
730 | 8.5 hour WM Heating | A
731 | 8.5 hour WM | A
732 | 8.5 hour WM Heating | A
733 | 8.5 hour WM | A
734 | 8.5 hour WM Heating | A
735 | 8.5 hour WM | A
736 | 8.5 hour WM Heating | A
737 | 8.5 hour WM | A
738 | 8.5 hour WM Heating | A
739 | 8.5 hour WM | A
740 | 8.5 hour WM Heating | A
741 | 8.5 hour WM | A
742 | 8.5 hour WM Heating | A
743 | 8.5 hour WM | A
744 | 8.5 hour WM Heating | A
745 | 8.5 hour WM | A
746 | 8.5 hour WM Heating | A
747 | 8.5 hour WM | A
748 | 8.5 hour WM | A
749 | 8.5 hour WM Heating | A
752 | 8.5 hour WM | A
753 | Weathercall heating | A
754 | 8.5 hour WM | A
755 | Weathercall heating | A
756 | 8.5 hour WM | A
757 | Weathercall heating | A
758 | 8.5 hour WM | A
759 | Weathercall heating | A
760 | 8.5 hour WM | A
761 | Weathercall heating | A
762 | 8.5 hour WM | A
763 | Weathercall heating | A
764 | 8.5 hour WM | A
765 | Weathercall heating | A
766 | 8.5 hour WM | A
767 | Weathercall heating | A
768 | 8.5 hour WM | A
769 | Weathercall heating | A
770 | 18-hour dynamic | A
775 | Crop&Air Conditioning | A
776 | Crop&Air Conditioning | A
781 | 8.5 hour WM | A/R
782 | 8.5 hour WM | A
783 | 8.5 hour WM | A
784 | 8.5 hour WM | A
785 | 8.5 hour WM | A
786 | 8.5 hour WM | A
787 | E7 accompanying Birmingam W'call | A
788 | Birmingham Weathercall | A
789 | E7 accompanying Manchester W'call | A
790 | Manchester Weathercall | A
791 | E7 accompanying Anglesey W'call | A
792 | Anglesey Weathercall | A
793 | 8.5 hour WM | A
794 | 8.5 hour WM Heating | A
801 | Unrestricted | A
802 | Two rate with 8 hours night | A
803 | Dynamic | A/R
804 | Two rate with 8 hours night | A
805 | Dynamic | A/R
806 | Two rate with 8 hours night | A
807 | Dynamic | A/R
808 | Two rate with 8 hours night | A
809 | Dynamic | A/R
810 | Two rate with 8 hours night | A
811 | Dynamic | A/R
812 | Two rate with 8 hours night | A
813 | Dynamic | A/R
814 | Two rate with 8 hours night | A
815 | Dynamic | A/R
816 | Two rate with 8 hours night | A
817 | Dynamic | A/R
818 | Two rate with 8 hours night | A
819 | Dynamic | A/R
820 | Two rate with 8 hours night | A
821 | Dynamic | A/R
822 | Two rate with 8 hours night | A
823 | Dynamic | A/R
824 | Two rate with 8 hours night | A
825 | Dynamic | A/R
826 | Two rate with 8 hours night | A
827 | Dynamic | A/R
828 | Two rate with 8 hours night | A
829 | Dynamic | A/R
830 | Two rate with 8 hours night | A
831 | Dynamic | A/R
832 | Two rate with 8 hours night | A
833 | Dynamic | A/R
834 | Two rate with 8 hours night | A
835 | Dynamic | A/R
836 | Two rate with 8 hours night | A
837 | Dynamic | A/R
838 | Two rate with 8 hours night | A
839 | Dynamic | A/R
840 | Two rate with 8 hours night | A
841 | Dynamic | A/R
842 | Two rate with 8 hours night | A
843 | Dynamic | A/R
844 | Two rate with 8 hours night | A
845 | Dynamic | A/R
846 | Two rate with 8 hours night | A
847 | Dynamic | A/R
848 | Two rate with 8 hours night | A
849 | Dynamic | A/R
850 | Dynamic | A/R
851 | Dynamic | A/R
852 | Two rate with 8 hours night | A
853 | Two rate with 8 hours night | A
854 | Two rate with 8 hours night | A
855 | Two rate with 8 hours night | A
856 | Two rate with 8 hours night | A
857 | Two rate with 8 hours night | A
858 | Two rate with 8 hours night | A
859 | Two rate with 8 hours night | A
860 | Two rate with 8 hours night | A
861 | Two rate with 8 hours night | A
862 | Two rate with 8 hours night | A
863 | Two rate with 8 hours night | A
864 | Two rate with 8 hours night | A
865 | Two rate with 8 hours night | A
866 | Dynamic | A/R
867 | Two rate with 8 hours night | A
868 | Dynamic | A/R
869 | Two rate with 8 hours night | A
870 | Dynamic | A/R
871 | Two rate with 8 hours night | A
872 | Dynamic | A/R
873 | Two rate with 8 hours night | A
874 | Dynamic | A/R
875 | Two rate with 8 hours night | A
876 | Dynamic | A/R
877 | Two rate with 8 hours night | A
878 | Dynamic | A/R
879 | Two rate with 8 hours night | A
880 | Dynamic | A/R
881 | Two rate with 8 hours night | A
882 | Dynamic | A/R
883 | Two rate with 8 hours night | A
884 | Dynamic | A/R
885 | Two rate with 8 hours night | A
886 | Dynamic | A/R
887 | Two rate with 8 hours night | A
888 | Dynamic | A/R
889 | Two rate with 8 hours night | A
890 | Dynamic | A/R
891 | Dynamic | A/R
892 | Dynamic | A/R
893 | Dynamic | A/R
894 | 8 Hours OP | A/R
895 | 8 Hours OP | A/R
896 | 8 Hours OP | A/R
897 | Dynamic | A/R
898 | Dynamic | A/R
899 | 11 Hours OP | A/R
900 | 11 Hours OP | A/R
901 | 11 Hours OP | A/R
902 | 11 Hours OP | A/R
903 | 11 Hours OP | A/R
904 | 8 Hours OP + Weekends | A/R
905 | 8 Hours OP + Weekends | A/R
906 | 8 Hours OP + Weekends | A/R
907 | 15 Hours OP + Weekends | A/R
908 | 15 Hours OP + Weekends | A/R
909 | 15 Hours OP + Weekends | A/R
910 | 15 Hours OP + Weekends | A/R
911 | 15 Hours OP + Weekends | A/R
912 | 15 Hours OP + Weekends | A/R
913 | 15 Hours OP + Weekends | A/R
914 | 15 Hours Nov - April/24 Hours May - Oct | A
915 | 8 Hours OP | A
916 | 8 Hours OP | A
917 | 8 Hours OP | A
918 | Evening/Weekend | A
919 | 2 rate | A
920 | 2 rate | A
922 | Unrestricted | A
923 | Unrestricted | A
924 | Unrestricted | A
925 | Unmetered Type A ("flat " profile) | U
926 | Unmetered B ("dusk-to-dawn") | U
927 | Unmetered D ("dawn-to-dusk") | U
928 | Unmetered C ("half-night & pre-dawn") | U
929 | 11 Hours OP | A/R
930 | 11 Hours OP | A/R
931 | 11 Hours OP | A/R
932 | Seasonal ToD | A
933 | Two rate with 8 hours night | A
934 | Dynamic | A/R
935 | Split 10 hr E10 | A
936 | Split 10 hr E10 | A
937 | Split 10 hr E10 | A
938 | Split 10 hr E10 | A
939 | Split 10 hr E10 | A
940 | NHH Export Hydro Profile Class | G
941 | NHH Export Wind Profile Class | G
942 | 7-hour E7 (Cornwall & def reinforcement) | A
943 | 7-hour E7 | A
944 | 7-hour E7 | A
945 | 7-hour E7 | A
946 | 7-hour E7 | A
947 | Smart Meter 3 Rate Time of Day | A
948 | 10 hour Evening/Weekend | A
949 | General Purpose 2 Rate (paired wth 0950) | A
950 | E10 Heating Single Rate (prd wth 0949) | A/R
951 | E9 Heating | A/R
952 | General Purpose 2 Rate (paired wth 0951) | A
953 | Two rate with 20 hours night | A
954 | Three Rate Peak Day Other | A
955 | 4 rate weekday/2 rate weekend | A
956 | 4 Rate Weekday/2 rate Weekend (BST) | A
957 | Unrestricted with Weekday Peak | A
958 | Unrestricted with Peak | A
959 | Economy 7 with Weekday Peak | A
960 | Economy 7 with Peak | A
961 | Evening Weekend and Weekday Peak (smart) | A
962 | Evening Weekend with Peak | A
963 | Evening Weekend Night and Peak | A
964 | Evening Weekend with Night (BST) | A
965 | 3 Rate with Weekday Peak | A
966 | 8-hour OP | A/R
967 | Superdeal Day/Night | A
968 | Superdeal Day/Night | A
969 | 3 Rate with Weekday Peak | A
970 | split 7-hour E7 | A
971 | Smart meter trial - time of use 3 rate | A
972 | 2 Rate Saturday Off Peak | A
973 | Flexiheat Day/Evening/Weekend | A
974 | Flexiheat heating | A
975 | Saturday Off Peak (9-5) | A
976 | Sunday Off Peak (9-5) | A
978 | 7-hour OP | A/R
979 | Non-Standard OP (8+3 hour) | A/R
980 | General Purpose 2 Rate (paired with 0980 | A
981 | E10 Heating Single Rate (prd with 0981) | A/R
982 | Evening Saver | A
983 | Comfort Booster | A
984 | Saturday Off Peak (24 Hrs) | A
985 | Sunday Off Peak (24 Hrs) | A
989 | Redring Boiler (general purpose) | A
990 | Redring Boiler (heating circuit) | A/R
991 | 8-hour OP | A/R
996 | Lifestyle Tariff | A
997 | Evening/Weekend - BST | A
Notes:
There are a few governing rules that should be applied:
Specific notes for application of or tariffss:
  All tariffs are all delinked and set time bands are applied in place of the TPR’s timebands.
The following rules apply when allocating tariffs in DNO areas.
  1, G and U should be applied straight to the appropriate SSC to identify generation and UMS tariffs.
  Then considering the SSC alongside the PC.
  2, PC1s should be labelled Domestic Aggregated.
  3, PC2s with SSCs with A/R should be labelled Domestic Aggregated (related MPAN).
  4, Remaining PC2s should be labelled Domestic Aggregated.
  5, PC3s should be labelled Non Domestic Aggregated.
  6, PC4s with SSCs with A/R should be labelled Non Domestic Aggregated (related MPAN).
  7, Remaining PC4s should be labelled Non Domestic Aggregated.
  8, PC5 – 8s should be labelled Non Domestic Aggregated.
Common decode:
  A: Aggregated - replaces the Day & Night rates (1 & 2)
  A/R: Aggregated if on PC1 / PC3 / PC5 / PC6 / PC7 / PC8 or Aggregated (related MPAN) if on PC2 / PC4
  G: Generation
  U: Unmetered Supplies

## Residual Charging Bandings
Back to Overview
National Grid Electricity Distribution (South West) plc - Effective from 2024/25 - Final Residual Charging Bandings
Band | Boundary thresholds | Basis for Threshold
Non-Domestic Aggregated Band 1 | 0 to 3571 | Based on consumption
Non-Domestic Aggregated Band 2 | 3571 to 12553
Non-Domestic Aggregated Band 3 | 12553 to 25279
Non-Domestic Aggregated Band 4 | 25279 to ∞
LV Site Specific Band 1 | 0 to 80 | Maximum Import Capacity
LV Site Specific Band 2 | 80 to 150
LV Site Specific Band 3 | 150 to 231
LV Site Specific Band 4 | 231 to ∞
LV Sub Site Specific Band 1 | 0 to 80 | Maximum Import Capacity
LV Sub Site Specific Band 2 | 80 to 150
LV Sub Site Specific Band 3 | 150 to 231
LV Sub Site Specific Band 4 | 231 to ∞
HV Site Specific Band 1 | 0 to 422 | Maximum Import Capacity
HV Site Specific Band 2 | 422 to 1000
HV Site Specific Band 3 | 1000 to 1800
HV Site Specific Band 4 | 1800 to ∞
EDCM Band 1 | 0 to 5000 | Maximum Import Capacity
EDCM Band 2 | 5000 to 12000
EDCM Band 3 | 12000 to 21500
EDCM Band 4 | 21500 to ∞

## Charge Calculator
Back to Overview
National Grid Electricity Distribution (South West) plc - Effective from 1 April 2024 - Final | [17 empty] | Red/black unit charge p/kWh | Amber/yellow unit charge p/kWh | Green unit charge p/kWh | Fixed charge p/MPAN/day | Capacity charge p/kVA/day | Exceeded capacity charge p/kVA/day | Reactive power charge p/kVArh
[17 empty] | Domestic Aggregated | Red unit charge p/kWh | Amber unit charge p/kWh | Green unit charge p/kWh | Fixed charge p/MPAN/day | n/a | n/a | n/a
LV and HV designated properties and Unmetered Supplies tariff calculator | [7 empty] | EHV designated property calculator | [8 empty] | Domestic Aggregated (related MPAN) | Red unit charge p/kWh | Amber unit charge p/kWh | Green unit charge p/kWh | n/a | n/a | n/a | n/a
Step 1, Choose your tariff using the drop down list in cell B10 | [7 empty] | Step 1, Choose your tariff using the drop down list in cell L10 | [8 empty] | Non-Domestic Aggregated | Red unit charge p/kWh | Amber unit charge p/kWh | Green unit charge p/kWh | Fixed charge p/MPAN/day | n/a | n/a | n/a
Step 2, After selecting a tariff in step 1, Cells C12-I12 will generate headings, please enter your consumption in cells C13:I13 underneath each heading generated (if no heading leave cell blank) | [7 empty] | Step 2, After selecting a tariff in step 1, Cells M12-T12 will generate headings, please enter your consumption in cells M13:T13 underneath each heading generated (if no heading leave cell blank) | [8 empty] | Non-Domestic Aggregated (related MPAN) | Red unit charge p/kWh | Amber unit charge p/kWh | Green unit charge p/kWh | n/a | n/a | n/a | n/a
Step 3, Enter a forecast of consumption if required in cells C14:I14 | [7 empty] | Step 3, Enter a forecast of consumption if required in cells M14:T14 | [8 empty] | LV Site Specific | Red unit charge p/kWh | Amber unit charge p/kWh | Green unit charge p/kWh | Fixed charge p/MPAN/day | Capacity charge p/kVA/day | Exceeded Capacity charge p/kVA/day | Reactive power charge p/kVArh
[17 empty] | LV Sub Site Specific | Red unit charge p/kWh | Amber unit charge p/kWh | Green unit charge p/kWh | Fixed charge p/MPAN/day | Capacity charge p/kVA/day | Exceeded Capacity charge p/kVA/day | Reactive power charge p/kVArh
Tariff details Choose tariff name from drop down box below | Red unit charge p/kWh | Amber unit charge p/kWh | Green unit charge p/kWh | Fixed charge p/MPAN/day | Capacity charge p/kVA/day | Exceeded Capacity charge p/kVA/day | Reactive power charge p/kVArh | Site details Choose the site name from the drop down box below | Import Super Red unit charge (p/kWh) | Import fixed charge (p/day) | Import capacity charge (p/kVA/day) | Import exceeded capacity charge (p/kVA/day) | Export Super Red unit charge (p/kWh) | Export fixed charge (p/day) | Export capacity charge (p/kVA/day) | Export exceeded capacity charge (p/kVA/day) | HV Site Specific | Red unit charge p/kWh | Amber unit charge p/kWh | Green unit charge p/kWh | Fixed charge p/MPAN/day | Capacity charge p/kVA/day | Exceeded Capacity charge p/kVA/day | Reactive power charge p/kVArh
LV Site Specific | [16 empty] | Unmetered Supplies | Black unit charge p/kWh | Yellow unit charge p/kWh | Green unit charge p/kWh | n/a | n/a | n/a | n/a
[17 empty] | LV Generation Aggregated | Red unit charge p/kWh | Amber unit charge p/kWh | Green unit charge p/kWh | Fixed charge p/MPAN/day | n/a | n/a | n/a
Tariff components | Red unit charge p/kWh | Amber unit charge p/kWh | Green unit charge p/kWh | Number of days in consumption period i.e. 365 if one year | Maximum import or export capacity kVA | Average daily exceeded capacity kVA | Excess reactive units kVArh | Tariff components | Import super red kWh | Number of days in consumption period i.e. 365 if one year | Maximum import capacity kVA | Average daily exceeded capacity kVA | Export Super Red kWh | Number of days in consumption period i.e. 365 if one year | Maximum export capacity kVA | Average daily exceeded capacity kVA | LV Sub Generation Aggregated | Red unit charge p/kWh | Amber unit charge p/kWh | Green unit charge p/kWh | Fixed charge p/MPAN/day | n/a | n/a | n/a
Enter current consumption details | [7 empty] | Enter current consumption details | [5 empty] | 0 |  |  | LV Generation Site Specific | Red unit charge p/kWh | Amber unit charge p/kWh | Green unit charge p/kWh | Fixed charge p/MPAN/day | n/a | n/a | Reactive power charge p/kVArh
Enter forecast consumption details (if different) | 0 | 0 | 0 | 0 | 0 | 0 | 0 | Enter forecast consumption details (if different) | 0 | 0 | 0 | 0 | 0 | 0 | 0 | 0 | LV Generation Site Specific no RP charge | Red unit charge p/kWh | Amber unit charge p/kWh | Green unit charge p/kWh | Fixed charge p/MPAN/day | n/a | n/a | n/a
[17 empty] | LV Sub Generation Site Specific | Red unit charge p/kWh | Amber unit charge p/kWh | Green unit charge p/kWh | Fixed charge p/MPAN/day | n/a | n/a | Reactive power charge p/kVArh
Charge components | Unit 1 £ | Unit 2 £ | Unit 3 £ | Fixed charge £ | Capacity charge £ | Exceeded capacity charge £ | Reactive power charge £ | Charge components | Import super red charge £ | Import fixed charge £ | Import capacity charge £ | Import exceeded capacity charge £ | Export super red charge £ | Export fixed charge £ | Export capacity charge £ | Export exceeded capacity charge £ | LV Sub Generation Site Specific no RP charge | Red unit charge p/kWh | Amber unit charge p/kWh | Green unit charge p/kWh | Fixed charge p/MPAN/day | n/a | n/a | n/a
Current consumption period charges | [7 empty] | Current consumption period charges | [8 empty] | HV Generation Site Specific | Red unit charge p/kWh | Amber unit charge p/kWh | Green unit charge p/kWh | Fixed charge p/MPAN/day | n/a | n/a | Reactive power charge p/kVArh
Forecast consumption period charges | [7 empty] | Forecast consumption period charges | [8 empty] | HV Generation Site Specific no RP charge | Red unit charge p/kWh | Amber unit charge p/kWh | Green unit charge p/kWh | Fixed charge p/MPAN/day | n/a | n/a | n/a
| Total charge £ | [7 empty] | Import total charge £ | Export total charge £
Current consumption period charges | 0 | [6 empty] | Current consumption period charges | 0 | 0
Forecast consumption period charges | 0 | [6 empty] | Forecast consumption period charges | 0 | 0
These charges are estimates based on tariff selected and consumption values entered. | [7 empty] | These charges are estimates based on site selected and consumption values entered.
Note:
For the purpose of forecasting the exceeded capacity charge, the input in this calculator uses the average daily exceeded capacity as this reduces the calculators complexity, however as per the Use of System Charging Statement, the exceeded portion of the capacity will be charged at the exceeded capacity charge p/kVA/day rate, based on the difference between the MIC/MEC and the actual capacity used. This will be charged for the full duration of the month in which the breach occurs.”