## Overview
Company and Licence name, charging year, effective from, status
| Company and Licence name | Year | Effective From | Status
Company and Licence name, charging year, effective from, status | National Grid Electricity Distribution (East Midlands) plc | 2026/27 | 1 April 2026 | Final
List of data tables in this workbook
Worksheet | Information
Annex 1 LV, HV and Unmetered Supplies charges | Annex 1 contains the charges to LV and HV Designated Properties and Unmetered Supplies.
Annex 2 Designated EHV charges | Annex 2 contains the charges to Designated EHV Properties and charges applied to LDNOs with Designated EHV Properties/end-users embedded in networks within the National Grid Electricity Distribution (East Midlands) plc Licence area.
Annex 3 Preserved charges | Annex 3 contains details of any preserved and additional charges that are valid at this time.
Annex 4 LDNO charges | Annex 4 contains charges that are levied on the owner of an embedded network within the National Grid Electricity Distribution (East Midlands) plc Licence area. Electricity suppliers and consumers who have properties connected to an embedded network should contact the embedded network owner to determine their distribution charges. The charges listed in this table are not payable by domestic consumers, business consumers or electricity suppliers.
Annex 5 LLFs | Annex 5 has been intentionally left blank as this charging statement is published a complete year before the LLFs have been audited. The line loss factors that are approved by the BSC Panel for the applicable year and consequently published on the Elexon website will take precedence and be used in Settlement. This annex will be re-published with these values once they are available.
Annex 6 Charges for New or Amended Designated EHV Properties | Annex 6 contains the charges for new or amended Designated EHV Properties and charges applied to LDNOs with new or amended Designated EHV Properties/end-users embedded in networks within the National Grid Electricity Distribution (East Midlands) plc Licence area.
Annex 7 Fixed adders for Supplier of Last Resort and Eligible Bad Debt pass-through costs | Annex 7 contains the fixed adders to recover Supplier of Last Resort and Eligible Bad Debt pass-through costs. The Excess Supplier of Last Resort fixed adder relates to an increase to previously published charges only.
Nodal prices | Contains the underlying [nodal/network group] costs used to calculate the current EDCM charges.
SSC unit rate lookup | Contains a mapping of Standard Settlement Configurations to common decodings
Residual Charging Bandings | Contains the four Residual charging band allocation for Customers
TNUoS Mapping | Contains a mapping of DUoS Tariffs to TNUoS Site Charging Bands
Charge calculator | Charge calculator is a tool to help you estimate your distribution charges using current consumption data and forecast consumption data.
Notes to users of this spreadsheet
Please use this spreadsheet with reference to the LC14 use of system charging statement.
Notes to DNOs populating this spreadsheet
DNOs must endeavour to maintain consistency in the structure of this spreadsheet. Any changes to the structure must be noted in the 'Notes to users of this spreadsheet'
The drop down list on the charge calculator can be expanded by unprotecting the charge calculator sheet and selecting 'data', 'data validation...' and then expanding the 'source' data range. The sheet can then be protected.

## Annex 1 LV, HV and UMS charges
Back to Overview | 'DNOs paste value cells A15:J47 from CDCM 3701 into cells A14:J46
National Grid Electricity Distribution (East Midlands) plc - Effective from 1 April 2026 - Final LV and HV charges
Time Bands for LV and HV Designated Properties | [5 empty] | Time Bands for Unmetered Properties
Time periods | Red Time Band | Amber Time Band |  | Green Time Band |  |  |  | Black Time Band | Yellow Time Band | Green Time Band
Monday to Friday (Including Bank Holidays) All Year | 16:00 - 19:00 | 07:30 to 16:00 19:00 to 21:00 |  | 00:00 to 07:30 21:00 to 24:00 |  | Monday to Friday (Including Bank Holidays) Nov to Feb Inclusive |  | 16:00 to 19:00 | 07:30 to 16:00 19:00 to 21:00 | 00:00 to 07:30 21:00 to 24:00
Saturday and Sunday All Year |  |  |  | 00:00 to 24:00 |  | Monday to Friday (Including Bank Holidays) Mar to Oct Inclusive |  |  | 07:30 to 21:00 | 00:00 to 07:30 21:00 to 24:00
Notes | All the above times are in UK Clock time |  |  |  |  | Saturday and Sunday All year |  |  |  | 00:00 to 24:00
[6 empty] | Notes |  | All the above times are in UK Clock time
Tariff name | Open LLFCs/ DUoS Tariff IDs | PCs | Red/black unit charge p/kWh | Amber/yellow unit charge p/kWh | Green unit charge p/kWh | Fixed charge p/MPAN/day | Capacity charge p/kVA/day | Exceeded capacity charge p/kVA/day | Reactive power charge p/kVArh | Closed LLFCs
Domestic Aggregated or CT with Residual | 1, 3, 246, D01 | 0, 1, 2 | 11.88 | 1.538 | 0.092 | 8.51 | 0 | 0 | 0 | 2, 4, 8, 10
Domestic Aggregated (Related MPAN) | 11 | 2 | 11.88 | 1.538 | 0.092 | 0 | 0 | 0 | 0
Non-Domestic Aggregated or CT No Residual | N10, N20, N30, X10, X20, X30 | 0, 3, 4, 5-8 | 12.031 | 1.557 | 0.093 | 11.53 | 0 | 0 | 0
Non-Domestic Aggregated or CT Band 1 | 13, 37, 81, 80, 247, 90, X11, X21, X31 | 0, 3, 4, 5-8 | 12.031 | 1.557 | 0.093 | 12.6 | 0 | 0 | 0 | 22, 34, 43, 16, 19, 28, 31, 49, 52, 83, 85
Non-Domestic Aggregated or CT Band 2 | N12, N22, N32, X12, X22, X32 | 0, 3, 4, 5-8 | 12.031 | 1.557 | 0.093 | 15.58 | 0 | 0 | 0
Non-Domestic Aggregated or CT Band 3 | N13, N23, N33, X13, X23, X33 | 0, 3, 4, 5-8 | 12.031 | 1.557 | 0.093 | 20.43 | 0 | 0 | 0
Non-Domestic Aggregated or CT Band 4 | N14, N24, N34, X14, X24, X34 | 0, 3, 4, 5-8 | 12.031 | 1.557 | 0.093 | 35.01 | 0 | 0 | 0
Non-Domestic Aggregated (related MPAN) | 901 | 4 | 12.031 | 1.557 | 0.093 | 0 | 0 | 0 | 0
LV Site Specific No Residual | L00, LST | 0 | 7.777 | 0.958 | 0.054 | 13.64 | 7.68 | 7.68 | 0.244
LV Site Specific Band 1 | 58, 990 | 0 | 7.777 | 0.958 | 0.054 | 55.73 | 7.68 | 7.68 | 0.244
LV Site Specific Band 2 | L02 | 0 | 7.777 | 0.958 | 0.054 | 85.08 | 7.68 | 7.68 | 0.244
LV Site Specific Band 3 | L03 | 0 | 7.777 | 0.958 | 0.054 | 129 | 7.68 | 7.68 | 0.244
LV Site Specific Band 4 | L04 | 0 | 7.777 | 0.958 | 0.054 | 239.73 | 7.68 | 7.68 | 0.244
LV Sub Site Specific No Residual | S00, SST | 0 | 5.147 | 0.56 | 0.027 | 10.65 | 7.4 | 7.4 | 0.155
LV Sub Site Specific Band 1 | 59 | 0 | 5.147 | 0.56 | 0.027 | 52.73 | 7.4 | 7.4 | 0.155
LV Sub Site Specific Band 2 | S02 | 0 | 5.147 | 0.56 | 0.027 | 82.09 | 7.4 | 7.4 | 0.155
LV Sub Site Specific Band 3 | S03 | 0 | 5.147 | 0.56 | 0.027 | 126.01 | 7.4 | 7.4 | 0.155
LV Sub Site Specific Band 4 | S04 | 0 | 5.147 | 0.56 | 0.027 | 236.74 | 7.4 | 7.4 | 0.155
HV Site Specific No Residual | H00, HST | 0 | 2.837 | 0.257 | 0.009 | 98.28 | 8.57 | 8.57 | 0.076
HV Site Specific Band 1 | 60, 991 | 0 | 2.837 | 0.257 | 0.009 | 360.65 | 8.57 | 8.57 | 0.076 | 929
HV Site Specific Band 2 | H02 | 0 | 2.837 | 0.257 | 0.009 | 866.35 | 8.57 | 8.57 | 0.076
HV Site Specific Band 3 | H03 | 0 | 2.837 | 0.257 | 0.009 | 1543.02 | 8.57 | 8.57 | 0.076
HV Site Specific Band 4 | H04 | 0 | 2.837 | 0.257 | 0.009 | 3736.24 | 8.57 | 8.57 | 0.076
Unmetered Supplies | 800, 801, 802, 803, 804 | 0, 1 or 8 | 32.874 | 3.018 | 1.229 | 0 | 0 | 0 | 0
LV Generation Aggregated | 986 | 0 | -7.711 | -0.998 | -0.06 | 0 | 0 | 0 | 0
LV Sub Generation Aggregated | 970 | 0 | -6.422 | -0.805 | -0.047 | 0 | 0 | 0 | 0
LV Generation Site Specific | 971, 973 | 0 | -7.711 | -0.998 | -0.06 | 0 | 0 | 0 | 0.279
LV Generation Site Specific no RP charge | 141, 142 | 0 | -7.711 | -0.998 | -0.06 | 0 | 0 | 0 | 0
LV Sub Generation Site Specific | 972, 974 | 0 | -6.422 | -0.805 | -0.047 | 0 | 0 | 0 | 0.207
LV Sub Generation Site Specific no RP charge | 143, 144 | 0 | -6.422 | -0.805 | -0.047 | 0 | 0 | 0 | 0
HV Generation Site Specific | 975, 977 | 0 | -3.958 | -0.431 | -0.021 | 61.51 | 0 | 0 | 0.172
HV Generation Site Specific no RP charge | 145, 146 | 0 | -3.958 | -0.431 | -0.021 | 61.51 | 0 | 0 | 0

## Annex 2 Designated EHV charges
Back to Overview |  | Copy EDCM table 5001 range starting B101 and paste into G11. Extend or reduce print area as required. |  |  | Note: The list of MPANs / MSIDs provided may be incomplete; the DNO reserves the right to apply the listed charges to any other MPANs / MSIDs associated with the site.
National Grid Electricity Distribution (East Midlands) plc - Effective from 1 April 2026 - Final Designated EHV charges
Time Periods for Designated EHV Properties
Time periods |  |  | Super Red Time Band
Monday to Friday (Including Bank Holidays) November to February Inclusive |  |  | 16:00 to 19:00
Notes |  |  | All the above times are in UK Clock time
Import Unique Identifier | LLFC/DUoS Tariff Id | Import MPANs/MSIDs | Export Unique Identifier | LLFC/DUoS Tariff Id | Export MPANs/MSIDs | Name | Residual Charging Band | Import Super Red unit charge (p/kWh) | Import fixed charge (p/day) | Import capacity charge (p/kVA/day) | Import exceeded capacity charge (p/kVA/day) | Export Super Red unit charge (p/kWh) | Export fixed charge (p/day) | Export capacity charge (p/kVA/day) | Export exceeded capacity charge (p/kVA/day)
61 | 61 | 1100039606230 1100050612745 |  |  |  | Jaguar Land Rover Gaydon | 4 | 2.512 | 25690.69 | 1.67 | 1.67 | 0 | 0 | 0 | 0
155 | 155 | 1170000982191 | 479 | 479 | 1170000982207 | Lyon Road Gas Gen | 0 | 1.468 | 53.5 | 0.96 | 0.96 | -1.518 | 1426.69 | 0.05 | 0.05
156 | 156 | 1170001003919 | 480 | 480 | 1170001003928 | Asher Lane 33kV STOR | 0 | 0.397 | 5.74 | 1.06 | 1.06 | -0.408 | 304.4 | 0.05 | 0.05
157 | 157 | 1170001052172 | 481 | 481 | 1170001052181 | Spondon Peaking STOR | 0 | 3.018 | 16.32 | 0.87 | 0.87 | -3.108 | 458.01 | 0.05 | 0.05
159 | 159 | 1170001154334 | 483 | 483 | 1170001154343 | Churchover solar farm new | 1 | 0 | 906.97 | 1.58 | 1.58 | 0 | 1951.3 | 0.05 | 0.05
160 | 160 | 1170001200878 | 484 | 484 | 1170001200887 | Hall Farm Site PV 2 | 0 | 1.853 | 8.28 | 0.78 | 0.78 | 0 | 146.77 | 0.05 | 0.05
161 | 161 | 1170001247398 | 485 | 485 | 1170001247403 | Back Lane ESS | 0 | 0 | 713.28 | 2.82 | 2.82 | -2.903 | 713.28 | 0.05 | 0.05
162 | 162 | 1170001302506 | 486 | 486 | 1170001302515 | Thornton Estate, Weighbridge Road | 0 | 0.156 | 4.66 | 1.1 | 1.1 | -0.161 | 466.38 | 0.05 | 0.05
163 | 163 | 1170001326302 | 487 | 487 | 1170001326311 | Battery Ln Boston ESS | 0 | 7.632 | 155.07 | 0.82 | 0.82 | -7.618 | 155.07 | 0.05 | 0.05
164 | 164 | 1170001342581 | 488 | 488 | 1170001342590 | Willowbrook Industrial Estate | 0 | 3.984 | 478.38 | 0.96 | 0.96 | -3.959 | 4100.42 | 0.05 | 0.05
165 | 165 | 1170001402770 | 489 | 489 | 1170001402799 | Fiskerton Airfield | 0 | 0 | 1.85 | 1.24 | 1.24 | 0 | 924.3 | 0.05 | 0.05
166 | 166 | 1170001415724 | 490 | 490 | 1170001415733 | Whitecross Lane PV Park | 0 | 0.118 | 8.98 | 1.3 | 1.3 | 0 | 4132.01 | 0.05 | 0.05
167 | 167 | 1170001443100 | 491 | 491 | 1170001443128 | Streetfield Farm Watling PV | 0 | 0 | 28.31 | 0.96 | 0.96 | 0 | 2689.79 | 0.05 | 0.05
168 | 168 | 1170001544439 | 492 | 492 | 1170001544448 | Gorse Lane Solar | 0 | 0 | 8.17 | 1.38 | 1.38 | 0 | 5555.71 | 0.05 | 0.05
169 | 169 | 1170001544633 | 493 | 493 | 1170001544642 | Gorse Lane Solar Ext | 0 | 0.118 | 8.01 | 1.3 | 1.3 | 0 | 5336.96 | 0.05 | 0.05
173 | 173 | 1170001694589 | 497 | 497 | 1170001694598 | Highgrounds STOR | 0 | 1.837 | 1.54 | 1.15 | 1.15 | -1.863 | 308.6 | 0.05 | 0.05
174 | 174 | 1170001697951 | 498 | 498 | 1170001689844 | Hayton Lakes Battery | 0 | 0 | 302.27 | 0.77 | 0.77 | 0 | 206.46 | 0.05 | 0.05
175 | 175 | 1170001697970 | 499 | 499 | 1170001697960 | Hayton Lakes PV | 0 | 0 | 4.58 | 1.24 | 1.24 | 0 | 410.56 | 0.05 | 0.05
176 | 176 | 1170001813100 | 500 | 500 | 1170001813110 | Manor Farm | 0 | 0 | 22.85 | 1.05 | 1.05 | 0 | 2147.99 | 0.05 | 0.05
177 | 177 | 1170001815428 | 501 | 501 | 1170001815437 | Potash Farm A ESS | 0 | 0 | 3285.22 | 1.1 | 1.1 | -0.465 | 3285.22 | 0.05 | 0.05
178 | 178 | 1170001777720 | 502 | 502 | 1170001777784 | Potash Farm B ESS | 0 | 0 | 3451.51 | 1.1 | 1.1 | -0.465 | 3451.51 | 0.05 | 0.05
180 | 180 | 1170001821626 | 504 | 504 | 1170001821556 | Adstock Solar Farm, Addington | 0 | 0.448 | 1.21 | 2.44 | 2.44 | 0 | 363.66 | 0.05 | 0.05
181 | 181 | 1170001869405 | 505 | 505 | 1170001869414 | Eastfields Solar | 0 | 1.871 | 1754.18 | 1.52 | 1.52 | -2.578 | 1754.18 | 0.05 | 0.05
182 | 182 | 1170002051843 | 506 | 506 | 1170002051922 | Chapel Street, Stapleton | 0 | 1.002 | 2.67 | 1.3 | 1.3 | 0 | 800.01 | 0.05 | 0.05
183 | 183 | 1170002064434 | 507 | 507 | 1170002064452 | Manor Fam Bourton | 0 | 2.028 | 24.13 | 1.3 | 1.3 | 0 | 723.83 | 0.05 | 0.05
184 | 184 | 1170002070553 | 508 | 508 | 1170002070605 | Haunton Manor Farm Solar Project | 0 | 0 | 8.45 | 2.45 | 2.45 | 0 | 917.7 | 0.05 | 0.05
185 | 185 | 1170002076388 | 509 | 509 | 1170002076397 | Newbold Pacey, Newbold Road | 0 | 3.577 | 3.72 | 1.3 | 1.3 | 0 | 361.15 | 0.05 | 0.05
186 | 186 | 1170002082586 | 510 | 510 | 1170002082595 | Harborough Fields Farm | 0 | 0.729 | 5.72 | 1.3 | 1.3 | 0 | 479.55 | 0.05 | 0.05
187 | 187 | 1170002107576 | 511 | 511 | 1170002107594 | Private Rd No5 Colwick | 0 | 0.688 | 21.39 | 1.05 | 1.05 | -0.72 | 21.39 | 0.05 | 0.05
188 | 188 | 1170002109778 | 512 | 512 | 1170002109796 | Gonerby Moor PV | 0 | 0 | 6.05 | 1.24 | 1.24 | 0 | 1209.32 | 0.05 | 0.05
253 | 253 | 1170001236847 | 452 | 452 | 1170001236856 | Branston Potato Farm | 0 | 0 | 172.92 | 2.28 | 2.28 | 0 | 19762.36 | 0.05 | 0.05
254 | 254 | 1170001326288 | 453 | 453 | 1170001326297 | Cotham Grange 132 PV | 0 | 0 | 10.58 | 1.23 | 1.23 | 0 | 1002.34 | 0.05 | 0.05
255 | 255 | 1170001439707 | 454 | 454 | 1170001439725 | Newhurst ERF 132 EFW | 0 | 0 | 2601.24 | 0.74 | 0.74 | 0 | 17341.63 | 0.05 | 0.05
256 | 256 | 1170001496013 | 455 | 455 | 1170001495989 | Grafton Underwood | 0 | 3.314 | 2.08 | 1.24 | 1.24 | 0 | 924.08 | 0.05 | 0.05
257 | 257 | 1170001534811 | 456 | 456 | 1170001534820 | Desford Road BESS 132 | 0 | 0.668 | 463.08 | 0.74 | 0.74 | -0.689 | 463.08 | 0.05 | 0.05
259 | 259 | 1170001689551 |  |  |  | Hayton Lakes PV 132 | 0 | 0 | 2.29 | 1.24 | 1.24 | 0 | 0 | 0 | 0
260 | 260 | 1170001875862 | 458 | 458 | 1170001876003 | Land at Low Farm | 0 | 0 | 2.68 | 1.24 | 1.24 | 0 | 1164.49 | 0.05 | 0.05
261 | 261 | 1170001991736 | 459 | 459 | 1170001991754 | Inkersall Grange Farm Bilsthorpe PV | 0 | 0 | 18.2 | 1.24 | 1.24 | 0 | 907.96 | 0.05 | 0.05
262 | 262 | 1170001991684 | 460 | 460 | 1170001991693 | Land at Crifton Lodge Farm Bilsthorpe PV | 0 | 0 | 4.61 | 1.02 | 1.02 | 0 | 921.55 | 0.05 | 0.05
263 | 263 | 1170002121701 | 461 | 461 | 1170002121710 | Land at Ash Farm ESS & PV | 0 | 0 | 741.39 | 1.02 | 1.02 | 0 | 2594.86 | 0.05 | 0.05
264 | 264 | 1170002125450 | 462 | 462 | 1170002125715 | Halloughton Solar Farm Southwell | 0 | 0 | 4.62 | 1.24 | 1.24 | 0 | 921.54 | 0.05 | 0.05
265 | 265 | 1170002144754 | 463 | 463 | 1170002144763 | Bagworth Road, Newbold Verdon | 0 | 0.666 | 4.62 | 1.24 | 1.24 | 0 | 921.54 | 0.05 | 0.05
281 | 281 | 1170000946973 1170000946982 |  |  |  | Jaguar Land Rover Whitley | 4 | 1.887 | 43653.66 | 0.97 | 0.97 | 0 | 0 | 0 | 0
282 | 282 | 1170001293394 1170001293400 |  |  |  | Long Itchington Northern Portal | 2 | 2.55 | 27478.43 | 0.77 | 0.77 | 0 | 0 | 0 | 0
292 | 292 | 1170000480680 | 367 | 367 | 1170000480699 | Yew Tree Farm PV | 0 | 1.215 | 2.56 | 1.13 | 1.13 | 0 | 307.58 | 0.05 | 0.05
293 | 293 | 1170000487142 | 368 | 368 | 1170000487151 | Cobb Farm Egmanton PV | 0 | 0 | 4.32 | 2.68 | 2.68 | 0 | 864.03 | 0.05 | 0.05
294 | 294 | 1170000530950 | 369 | 369 | 1170000530969 | Kelmarsh Wind Farm | 0 | 3.782 | 211.37 | 0.74 | 0.74 | 0 | 10399.37 | 0.05 | 0.05
296 | 296 | 1170000549231 | 371 | 371 | 1170000549240 | Copley Farm PV Claypole | 0 | 0 | 15.79 | 0.91 | 0.91 | 0 | 1345.1 | 0.05 | 0.05
297 | 297 | 1170000549269 | 372 | 372 | 1170000549278 | Greatmoor EFW Calvert | 0 | 0.456 | 913.45 | 0.84 | 0.84 | -0.465 | 7529.03 | 0.05 | 0.05
298 | 298 | 1170000559851 | 373 | 373 | 1170000559860 | Lodge Farm (Calow) PV | 0 | 2.839 | 3.74 | 0.98 | 0.98 | 0 | 337.05 | 0.05 | 0.05
299 | 299 | 1170000569840 | 374 | 374 | 1170000569850 | Arkwright Solar PV | 0 | 0 | 139.04 | 2.78 | 2.78 | 0 | 1390.41 | 0.05 | 0.05
300 | 300 | 1170000579245 |  |  |  | Langar PV Imports | 0 | 0 | 2.31 | 1.65 | 1.65 | 0 | 0 | 0 | 0
302 | 302 | 1170000579919 | 377 | 377 | 1170000579928 | Averill Farm PV | 0 | 2.874 | 41.37 | 1.13 | 1.13 | 0 | 3687.64 | 0.05 | 0.05
303 | 303 | 1170000582692 | 378 | 378 | 1170000582708 | Marchington Solar PV | 0 | 3.018 | 2.2 | 1.57 | 1.57 | 0 | 375.8 | 0.05 | 0.05
304 | 304 | 1170000586492 | 379 | 379 | 1170000586508 1170000591702 | West End Fm Treswell PV | 0 | 0 | 3.47 | 1.51 | 1.51 | 0 | 428.16 | 0.05 | 0.05
305 | 305 | 1170000586605 | 380 | 380 | 1170000586614 | Fields Farm Southam PV | 0 | 1.869 | 3.92 | 1.69 | 1.69 | 0 | 344.54 | 0.05 | 0.05
306 | 306 | 1170000587273 | 381 | 381 | 1170000587282 | Canopus Farm PV | 0 | 7.402 | 4.33 | 0.97 | 0.97 | 0 | 399.94 | 0.05 | 0.05
307 | 307 | 1170000594261 | 382 | 382 | 1170000594270 | Lindridge Farm PV | 0 | 0.663 | 3.87 | 2.07 | 2.07 | 0 | 306.28 | 0.05 | 0.05
308 | 308 | 1170000594164 | 383 | 383 | 1170000594173 | Thornborough Grnds PV | 0 | 1.965 | 21.58 | 0.9 | 0.9 | 0 | 809.18 | 0.05 | 0.05
309 | 309 | 1170000592228 | 384 | 384 | 1170000592237 | Wymeswold Narrow Lane PV | 0 | 0.096 | 15.66 | 0.87 | 0.87 | 0 | 645.11 | 0.05 | 0.05
310 | 310 | 1170000598034 | 385 | 385 | 1170000598043 | Manor Farm Horton PV | 0 | 3.311 | 6.41 | 1.23 | 1.23 | 0 | 1281.15 | 0.05 | 0.05
311 | 311 | 1170000598196 | 386 | 386 | 1170000598201 | Handley Park Farm PV | 0 | 0.442 | 13.45 | 0.86 | 0.86 | 0 | 672.68 | 0.05 | 0.05
312 | 312 | 1170000601982 | 387 | 387 | 1170000601991 | Shelton Lodge PV | 0 | 0 | 31.09 | 1.05 | 1.05 | 0 | 2654.36 | 0.05 | 0.05
313 | 313 | 1170000604023 | 388 | 388 | 1170000604050 | Brafield on the Green PV | 0 | 3.234 | 78.02 | 0.82 | 0.82 | 0 | 2925.75 | 0.05 | 0.05
314 | 314 | 1170000605221 | 389 | 389 | 1170000605240 | Sywell PV | 0 | 3.249 | 37.43 | 1.79 | 1.79 | 0 | 3743.45 | 0.05 | 0.05
315 | 315 | 1170000614990 | 390 | 390 | 1170000615007 | Holtwood Farm PV | 0 | 3.383 | 19.31 | 0.86 | 0.86 | 0 | 1046.06 | 0.05 | 0.05
316 | 316 | 1170000614972 | 391 | 391 | 1170000614981 | Drakelow Farm PV | 0 | 0 | 8.49 | 2.86 | 2.86 | 0 | 848.92 | 0.05 | 0.05
317 | 317 | 1170000619916 | 392 | 392 | 1170000619925 | Stragglethorpe Rd PV | 0 | 0.674 | 29.4 | 0.97 | 0.97 | 0 | 2939.81 | 0.05 | 0.05
318 | 318 | 1170000627448 | 393 | 393 | 1170000627457 | Oxcroft Solar Farm PV | 0 | 0 | 623.13 | 0.75 | 0.75 | 0 | 3298.95 | 0.05 | 0.05
319 | 319 | 1170000626816 | 394 | 394 | 1170000626825 | Derby Waste Sinfin EFW | 0 | 2.926 | 1137.03 | 0.76 | 0.76 | -3.108 | 2244.36 | 0.05 | 0.05
320 | 320 | 1170000625681 | 395 | 395 | 1170000625690 | Littlewood Farm PV | 0 | 0.154 | 2.7 | 1.04 | 1.04 | 0 | 342.46 | 0.05 | 0.05
321 | 321 | 1170000630413 | 396 | 396 | 1170000630422 | Twin Yards Farm PV | 0 | 0.233 | 18.36 | 1.08 | 1.08 | 0 | 1824.42 | 0.05 | 0.05
322 | 322 | 1170000629640 | 397 | 397 | 1170000629659 | Tower Hayes Farm PV | 0 | 0.659 | 9.67 | 1.93 | 1.93 | 0 | 851.02 | 0.05 | 0.05
323 | 323 | 1170000632606 | 398 | 398 | 1170000632615 | The Breck Solar PV | 0 | 0 | 29.56 | 0.94 | 0.94 | 0 | 1724.27 | 0.05 | 0.05
324 | 324 | 1170000631426 | 399 | 399 | 1170000631435 | Barnby Moor Retford PV | 0 | 0 | 70.23 | 1.28 | 1.28 | 0 | 2802.2 | 0.05 | 0.05
325 | 325 | 1170000636503 | 400 | 400 | 1170000636512 | Lincoln Farm PV | 0 | 0 | 6.74 | 1.01 | 1.01 | 0 | 741.22 | 0.05 | 0.05
326 | 326 | 1170000652009 | 401 | 401 | 1170000652018 | Drakelow Renewable BIO | 0 | 2.415 | 59.52 | 0.97 | 0.97 | -2.428 | 250.63 | 0.05 | 0.05
328 | 328 | 1170000641470 | 403 | 403 | 1170000641489 | Mill Fm Gt Ponton PV | 0 | 0.989 | 28.43 | 1.02 | 1.02 | 0 | 2558.33 | 0.05 | 0.05
329 | 329 | 1170000954316 |  |  |  | Welland Bio Power Imp | 1 | 3.315 | 919.21 | 1.27 | 1.27 | 0 | 0 | 0 | 0
330 | 330 | 1170000671093 | 405 | 405 | 1170000671109 | Deepdale Solar Fm PV | 0 | 0.118 | 9.47 | 1.14 | 1.14 | 0 | 738.49 | 0.05 | 0.05
331 | 331 | 1170000671118 | 406 | 406 | 1170000671127 | Burton Wolds South WF | 0 | 4.742 | 1.76 | 0.8 | 0.8 | 0 | 308.39 | 0.05 | 0.05
334 | 334 | 1170000677271 | 409 | 409 | 1170000677280 | Gawcott Flds PV Commercial | 0 | 0.438 | 1.8 | 1 | 1 | 0 | 142.81 | 0.05 | 0.05
335 | 335 | 1170000677290 | 410 | 410 | 1170000677305 | Gawcott Flds PV Community | 0 | 0.419 | 1.8 | 0.89 | 0.89 | 0 | 163.73 | 0.05 | 0.05
337 | 337 | 1170000722748 | 412 | 412 | 1170000722757 | John Brookes Sawmill BIO | 0 | 0.103 | 507.95 | 0.87 | 0.87 | -0.105 | 3232.44 | 0.05 | 0.05
338 | 338 | 1170000723991 | 413 | 413 | 1170000724008 | Hawton Wind Farm WF | 0 | 0 | 37.07 | 0.74 | 0.74 | 0 | 1853.57 | 0.05 | 0.05
340 | 340 | 1170000727221 | 415 | 415 | 1170000727230 1170000730001 | Garnham Close STOR | 0 | 0.398 | 20.41 | 0.99 | 0.99 | -0.408 | 1224.46 | 0.05 | 0.05
341 | 341 | 1170000733935 | 435 | 435 | 1170000893898 | RAF Cranwell High G | 1 | 0 | 1355.55 | 1.12 | 1.12 | 0 | 2.12 | 0.05 | 0.05
343 | 343 | 1170000751465 | 418 | 418 | 1170000751474 | Hermitage Lane STOR | 0 | 0.156 | 3.83 | 1.74 | 1.74 | -0.161 | 306.31 | 0.05 | 0.05
344 | 344 | 1170000759678 | 419 | 419 | 1170000759687 | Fosse Way Radford Sem PV | 0 | 1.86 | 20.59 | 1.53 | 1.53 | 0 | 3431.94 | 0.05 | 0.05
345 | 345 | 1170000761640 | 420 | 420 | 1170000761659 | Meadow Fm Thorpe Lang PV | 0 | 3.745 | 10.42 | 0.96 | 0.96 | 0 | 812.72 | 0.05 | 0.05
346 | 346 | 1170000768557 | 421 | 421 | 1170000768566 | Olney Hyde Farm PV | 0 | 3.221 | 70.38 | 0.73 | 0.73 | 0 | 3167.24 | 0.05 | 0.05
347 | 347 | 1170000772456 | 422 | 422 | 1170000772465 | Dayfields Farm PV | 0 | 3.003 | 7.84 | 1.51 | 1.51 | 0 | 1439.32 | 0.05 | 0.05
348 | 348 | 1170000775712 | 423 | 423 | 1170000775721 | Bolsovermoor Quarry PV | 0 | 0 | 7.99 | 1.01 | 1.01 | 0 | 790.14 | 0.05 | 0.05
349 | 349 | 1170000775340 | 424 | 424 | 1170000775350 | Bilsthorpe PV | 0 | 0 | 76.47 | 0.86 | 0.86 | 0 | 3823.72 | 0.05 | 0.05
351 | 351 | 1170000783305 | 426 | 426 | 1170000783314 | Sutton Bonnington PV | 0 | 0.099 | 6.62 | 0.94 | 0.94 | 0 | 595.76 | 0.05 | 0.05
353 | 353 | 1170000790241 | 428 | 428 | 1170000790250 | Green Lane Marchington PV | 0 | 2.981 | 9.1 | 1.39 | 1.39 | 0 | 604.23 | 0.05 | 0.05
354 | 354 | 1170000807142 | 429 | 429 | 1170000807151 | Baddesley Park PV | 0 | 1.691 | 43.77 | 1.73 | 1.73 | 0 | 834 | 0.05 | 0.05
355 | 355 | 1170000807160 | 430 | 430 | 1170000807170 | Baddesley Pk Biomass | 0 | 1.701 | 54.44 | 1.76 | 1.76 | -3.121 | 255.7 | 0.05 | 0.05
356 | 356 | 1170000858990 | 431 | 431 | 1170000859007 | Taylor Lane 33kV STOR | 0 | 3.385 | 6.02 | 0.72 | 0.72 | -3.49 | 304.12 | 0.05 | 0.05
357 | 357 | 1170000871315 | 432 | 432 | 1170000871324 | Hill Farm ESS | 0 | 1.729 | 137.84 | 0.79 | 0.79 | -2.071 | 172.3 | 0.05 | 0.05
358 | 358 | 1170000871120 | 433 | 433 | 1170000871139 | Leverton ESS | 0 | 2.124 | 155.07 | 0.81 | 0.81 | -2.143 | 155.07 | 0.05 | 0.05
359 | 359 | 1170000884086 | 434 | 434 | 1170000884095 | Nottingham Rd STOR | 0 | 0 | 23.97 | 1.46 | 1.46 | 0 | 1917.69 | 0.05 | 0.05
361 | 361 | 1170000895724 | 436 | 436 | 1170000895733 | Breach Farm ESS | 0 | 2.289 | 2335.92 | 0.73 | 0.73 | -2.428 | 2335.92 | 0.05 | 0.05
362 | 362 | 1170000902629 | 437 | 437 | 1170000902638 | Boston Biomass Gen AD | 0 | 7.448 | 44.31 | 1.05 | 1.05 | -7.618 | 265.84 | 0.05 | 0.05
363 | 363 | 1170000928965 | 438 | 438 | 1170000928974 | Twin Oaks Diesel STOR | 0 | 3.466 | 2.41 | 2.58 | 2.58 | -3.573 | 479.57 | 0.05 | 0.05
364 | 364 | 1170000939911 | 439 | 439 | 1170000939920 | Colwick Private Rd STOR | 0 | 0.693 | 4.11 | 1.02 | 1.02 | -0.72 | 263.25 | 0.05 | 0.05
365 | 365 | 1170000953544 | 440 | 440 | 1170000953553 | Mill Fm Caythorpe ESS | 0 | 0.989 | 230.59 | 0.75 | 0.75 | -1.002 | 230.59 | 0.05 | 0.05
784 | 784 | 1170000447716 | 705 | 705 | 1170000447725 | Prestop Park Farm PV | 0 | 0 | 1.14 | 2.74 | 2.74 | 0 | 323.23 | 0.05 | 0.05
785 | 785 | 1170000447479 | 706 | 706 | 1170000447488 | Smith Hall Farm Solar | 0 | 0 | 10.3 | 1.11 | 1.11 | 0 | 411.94 | 0.05 | 0.05
786 | 786 | 1170000447497 | 707 | 707 | 1170000447502 | Park Farm Solar Ashby | 0 | 1.938 | 19.45 | 0.9 | 0.9 | 0 | 972.58 | 0.05 | 0.05
787 | 787 | 1170000451420 | 708 | 708 | 1170000451439 | Aston House Solar Farm | 0 | 0.489 | 13.37 | 1.28 | 1.28 | 0 | 2199.06 | 0.05 | 0.05
789 | 789 | 1170000457617 | 710 | 710 | 1170000457626 | Elms Farm Solar Farm | 0 | 1.875 | 1.93 | 1.85 | 1.85 | 0 | 347.62 | 0.05 | 0.05
790 | 790 | 1170000458550 | 711 | 711 | 1170000458569 | Morton Solar Farm | 0 | 0.537 | 2.22 | 1.51 | 1.51 | 0 | 511.46 | 0.05 | 0.05
791 | 791 | 1170000463150 | 712 | 712 | 1170000463160 | Glebe Farm Podington PV | 0 | 3.193 | 92.94 | 1.85 | 1.85 | 0 | 6041.18 | 0.05 | 0.05
792 | 792 | 1170000468015 | 713 | 713 | 1170000468024 | Rolleston Park Solar | 0 | 0 | 58.46 | 1.22 | 1.22 | 0 | 1180.94 | 0.05 | 0.05
793 | 793 | 1170000467572 | 714 | 714 | 1170000467581 | Nowhere Farm PV | 0 | 7.441 | 6.77 | 1.67 | 1.67 | 0 | 1465.77 | 0.05 | 0.05
795 | 795 | 1170000467509 | 716 | 716 | 1170000467527 | Chelveston Renewable PV | 1 | 4.7 | 903.59 | 1.17 | 1.17 | -4.854 | 5032.33 | 0.05 | 0.05
796 | 796 | 1170000474082 | 717 | 717 | 1170000474107 | Horsemoor Drove Solar | 0 | 7.34 | 18.82 | 3.23 | 3.23 | 0 | 3137.09 | 0.05 | 0.05
797 | 797 | 1170000474436 | 718 | 718 | 1170000474445 | Decoy Farm Crowland PV | 0 | 9.691 | 7.21 | 0.83 | 0.83 | 0 | 302.93 | 0.05 | 0.05
799 | 799 | 1170000474393 | 720 | 720 | 1170000474409 | Decoy Farm Crowland AD | 0 | 10.134 | 19.38 | 0.73 | 0.73 | -10.349 | 290.76 | 0.05 | 0.05
824 | 824 | 1100039676983 1100039676992 | 600 | 600 |  | Network Rail Bytham | 2 | 7.812 | 80808.23 | 2.21 | 2.21 | 0 | 0 | 0 | 0
825 | 825 | 1100039676690 1100039676706 | 601 | 601 | 1100050641453 | Network Rail Grantham | 2 | 0 | 22660.61 | 1.42 | 1.42 | 0 | 0 | 0 | 0
826 | 826 | 1100050106527 | 602 | 602 | 1100050106971 | Network Rail Staythorpe | 2 | 0 | 6809.11 | 0.69 | 0.69 | 0 | 0 | 0 | 0
827 | 827 | 1100039676965 1100039676974 | 603 | 603 | 1100050314637 1100770450945 | Network Rail Retford | 2 | 0 | 13632.78 | 2.62 | 2.62 | 0 | 0 | 0 | 0
831 | 831 | 1100039602086 |  |  |  | Jaguar Cars | 2 | 1.922 | 6811.97 | 2.93 | 2.93 | 0 | 0 | 0 | 0
832 | 832 | 1100039600655 |  |  |  | Alstom Frankton | 2 | 0.769 | 10647.03 | 1.18 | 1.18 | 0 | 0 | 0 | 0
833 | 833 | 1170000817007 1170000817025 | 684 | 684 | 1170000817034 | University of Warwick | 2 | 1.867 | 6739.01 | 2.46 | 2.46 | -1.914 | 72.96 | 0.05 | 0.05
834 | 834 | 1100039603131 |  |  |  | Dunlop Factory | 2 | 2.097 | 6811.97 | 1.86 | 1.86 | 0 | 0 | 0 | 0
835 | 835 | 1160001030330 1160001139525 | 416 | 416 | 1170000730127 | Bombardier | 1 | 3.238 | 3384.1 | 1.06 | 1.06 | 0 | 3495.46 | 0.05 | 0.05
836 | 836 | 1100039600015 |  |  |  | Corby Steel Works | 4 | 3.758 | 25850.39 | 1.51 | 1.51 | 0 | 0 | 0 | 0
839 | 839 | 1100039667570 |  |  |  | GEC Alsthom | 2 | 0.657 | 8815 | 2.68 | 2.68 | 0 | 0 | 0 | 0
840 | 840 | 1100050311185 1100050311194 |  |  |  | St Gobain | 1 | 3.031 | 1201.16 | 2.37 | 2.37 | 0 | 0 | 0 | 0
841 | 841 | 1100039603559 |  |  |  | Toyota | 4 | 3.131 | 46834.52 | 1.52 | 1.52 | 0 | 0 | 0 | 0
845 | 845 | 1160001236210 | 635 | 635 | 1160001236229 | Petsoe Wind Farm | 1 | 0.442 | 923.9 | 1.32 | 1.32 | 0 | 1841.48 | 0.05 | 0.05
846 | 846 | 1100039600042 | 700 | 700 | 1170000330966 | Castle Cement | 4 | 8.75 | 30631.96 | 1.76 | 1.76 | 0 | 187.94 | 0.05 | 0.05
847 | 847 | 1100050013290 1100050314594 |  |  |  | Rugby Cement | 4 | 0.787 | 27712.18 | 1.96 | 1.96 | 0 | 0 | 0 | 0
848 | 848 | 1100039667446 | 632 | 632 | 1100050222604 | Coventry & Solihull Waste | 0 | 0 | 352.2 | 1.43 | 1.43 | -1.012 | 704.41 | 0.05 | 0.05
849 | 849 | 1170000014575 | 611 | 611 | 1170000014584 | Bentinck Generation | 0 | 0 | 27.2 | 0.97 | 0.97 | -0.253 | 652.89 | 0.05 | 0.05
852 | 852 | 1100050780529 | 640 | 640 | 1160001479030 | Asfordby 132kV | 0 | 0 | 14894.46 | 0.89 | 0.89 | 0 | 38003.83 | 0.05 | 0.05
853 | 853 | 1100770095532 | 612 | 612 | 1100770095541 1130000014463 | Calvert Landfill EFW | 0 | 0.45 | 32.01 | 1.86 | 1.86 | -0.247 | 110.29 | 0.05 | 0.05
854 | 854 | 1100770104666 | 613 | 613 | 1100770104693 | Weldon Landfill | 0 | 3.341 | 46.09 | 1.11 | 1.11 | 0 | 0 | 0 | 0
855 | 855 | 1100770099918 | 614 | 614 | 1100770099927 | Goosy Lodge Power | 1 | 3.298 | 931.8 | 1.63 | 1.63 | 0 | 0 | 0 | 0
856 | 856 | 1160000116234 1160000135185 |  |  |  | BAR Honda | 2 | 0.445 | 6971.67 | 1.48 | 1.48 | 0 | 0 | 0 | 0
857 | 857 | 1160000226327 | 615 | 615 | 1160000226336 | Burton Wolds Wind Farm | 1 | 3.297 | 898.61 | 1.74 | 1.74 | 0 | 0 | 0 | 0
858 | 858 | 1100039606090 | 616 | 616 |  | Network Rail Bretton | 2 | 7.811 | 6971.67 | 1.58 | 1.58 | 0 | 0 | 0 | 0
859 | 859 | 1100770683368 | 617 | 617 | 1100770683377 | Bambers Farm Wind Farm | 0 | 0 | 2.38 | 0.75 | 0.75 | 0 | 0 | 0 | 0
860 | 860 | 1160000213601 | 618 | 618 | 1160000213610 | Vine House Wind Farm | 0 | 10.021 | 76.57 | 0.78 | 0.78 | 0 | 0 | 0 | 0
861 | 861 | 1160000154150 | 619 | 619 | 1160000154160 | Red House Wind Farm | 0 | 10.078 | 17.76 | 0.82 | 0.82 | 0 | 0 | 0 | 0
862 | 862 | 1160000186551 | 620 | 620 | 1160000186560 | Daneshill Landfill | 0 | 0 | 38.04 | 1.26 | 1.26 | 0 | 0 | 0 | 0
863 | 863 | 1130000053950 |  |  |  | Corby Power demand | 0 | 4.447 | 755.62 | 1.45 | 1.45 | 0 | 0 | 0 | 0
864 | 864 | 1160000745093 | 621 | 621 | 1130000079897 1160000745066 | Newton Longville Landfill | 0 | 0.452 | 20.41 | 1.46 | 1.46 | -1.048 | 1541.83 | 0.05 | 0.05
865 | 865 | 1160000909822 | 622 | 622 | 1160000909840 | Hollies Wind Farm | 0 | 0 | 2.53 | 0.82 | 0.82 | 0 | 353.59 | 0.05 | 0.05
866 | 866 | 1130000044004 | 629 | 629 | 1130000044013 | Lynn Wind Farm | 0 | 0 | 212.18 | 0.77 | 0.77 | 0 | 0 | 0 | 0
867 | 867 | 1130000044022 | 630 | 630 | 1130000044031 | Inner Dowsing Wind Farm | 0 | 0 | 212.18 | 0.78 | 0.78 | 0 | 0 | 0 | 0
868 | 868 | 1160000999037 | 631 | 631 | 1160000999046 | Bicker Fen Wind Farm | 0 | 7.328 | 46.85 | 0.77 | 0.77 | 0 | 3480.38 | 0.05 | 0.05
869 | 869 | 1100039667455 | 634 | 634 | 1100050222473 | London Road Heat Station | 0 | 0 | 620.15 | 1.07 | 1.07 | -0.474 | 1622.72 | 0.05 | 0.05
870 | 870 | 1160001253330 | 633 | 633 | 1160001253321 | Lindhurst Wind Farm | 0 | 0 | 62.8 | 0.99 | 0.99 | 0 | 11931.42 | 0.05 | 0.05
873 | 873 | 1100039600317 |  |  |  | Rolls Royce Coventry | 1 | 0.513 | 1041.46 | 1.82 | 1.82 | 0 | 0 | 0 | 0
875 | 875 | 1100039667989 |  |  |  | Caterpillar | 2 | 2.088 | 13817.16 | 1.62 | 1.62 | 0 | 0 | 0 | 0
876 | 876 | 1100039602323 |  |  |  | Santander Carlton Park | 1 | 3.267 | 1041.46 | 1.37 | 1.37 | 0 | 0 | 0 | 0
877 | 877 | 1100039600308 |  |  |  | Brush | 2 | 1.112 | 6811.97 | 1.27 | 1.27 | 0 | 0 | 0 | 0
878 | 878 | 1170000352384 1170000352409 |  |  |  | JCB | 3 | 3.686 | 10041.92 | 2.52 | 2.52 | 0 | 0 | 0 | 0
879 | 879 | 1100039606197 |  |  |  | Cast Bar UK | 2 | 3.005 | 6811.97 | 1.37 | 1.37 | 0 | 0 | 0 | 0
880 | 880 | 1100039668227 |  |  |  | Bretby GP | 1 | 0.519 | 1041.46 | 4.58 | 4.58 | 0 | 0 | 0 | 0
881 | 881 | 1100039601028 |  |  |  | Holwell Works | 2 | 3.775 | 6811.97 | 1.64 | 1.64 | 0 | 0 | 0 | 0
882 | 882 | 1100039601019 |  |  |  | Pedigree Petfoods | 2 | 3.544 | 6811.97 | 1.61 | 1.61 | 0 | 0 | 0 | 0
883 | 883 | 1100039601339 |  |  |  | Alstom Wolverton | 1 | 1.289 | 1041.46 | 1.82 | 1.82 | 0 | 0 | 0 | 0
884 | 884 | 1100039600567 |  |  |  | Colworth Laboratory | 1 | 4.676 | 1041.46 | 3.58 | 3.58 | 0 | 0 | 0 | 0
885 | 885 | 1100039601923 1100039601932 | 636 | 636 | 1100050222464 | Boots Thane Road | 2 | 0.544 | 9173.57 | 1 | 1 | -0.474 | 3851.8 | 0.05 | 0.05
886 | 886 | 1100039606294 | 608 | 608 | 1100050222446 | QMC | 2 | 0.399 | 6714.13 | 2 | 2 | 0 | 0 | 0 | 0
887 | 887 | 1100039604358 |  |  |  | British Gypsum | 2 | 0.112 | 10677.43 | 2.58 | 2.58 | 0 | 0 | 0 | 0
888 | 888 | 1100039605139 1100039605148 |  |  |  | Melbourne STW | 2 | 3.562 | 6811.97 | 3.4 | 3.4 | 0 | 0 | 0 | 0
889 | 889 | 1100039601116 1100050484817 |  |  |  | Whetstone | 1 | 3.455 | 1041.46 | 2.25 | 2.25 | 0 | 0 | 0 | 0
890 | 890 | 1100039603647 1100039603656 |  |  |  | Holbrook Works | 1 | 0 | 1041.46 | 1.2 | 1.2 | 0 | 0 | 0 | 0
891 | 891 | 1100050674421 1100050677575 |  |  |  | Astrazeneca Charnwood | 2 | 1.014 | 12115.64 | 1.82 | 1.82 | 0 | 0 | 0 | 0
892 | 892 | 1160000002893 1160000065918 | 637 | 637 | 1160001059394 | B&Q Manton | 1 | 1.751 | 955.49 | 2.15 | 2.15 | 0 | 85.97 | 0.05 | 0.05
893 | 893 | 1160001007100 1160001122717 |  |  |  | Transco Churchover | 3 | 0 | 22165.59 | 1 | 1 | 0 | 0 | 0 | 0
894 | 894 | 1100039600033 |  |  |  | Alstom Rugby | 2 | 0.736 | 10403.8 | 1.06 | 1.06 | 0 | 0 | 0 | 0
896 | 896 | 1160001363390 | 638 | 638 | 1160001363380 | Low Spinney Wind Farm | 0 | 0 | 186.31 | 0.74 | 0.74 | 0 | 6110.9 | 0.05 | 0.05
897 | 897 | 1160001457392 | 639 | 639 | 1160001457408 | Swinford Wind Farm | 1 | 0 | 1006.82 | 0.76 | 0.76 | 0 | 5307.96 | 0.05 | 0.05
898 | 898 | 1170000117971 | 641 | 641 | 1170000117980 | Yelvertoft Wind Farm | 0 | 0 | 70.26 | 1.06 | 1.06 | 0 | 3840.88 | 0.05 | 0.05
899 | 899 |  |  |  |  | Maxwell House Data Centre | 4 | 1.554 | 25690.69 | 1.33 | 1.33 | 0 | 0 | 0 | 0
902 | 902 | 1170000199789 | 650 | 650 | 1170000199798 | Burton Wolds Wind Farm phase 2 | 0 | 3.279 | 85.14 | 1.77 | 1.77 | 0 | 6130.17 | 0.05 | 0.05
903 | 903 | 1170000137579 | 651 | 651 | 1170000137588 | Shacks Barn PV | 0 | 0.427 | 11.66 | 0.97 | 0.97 | 0 | 583.06 | 0.05 | 0.05
904 | 904 | 1160001324665 |  |  |  | Hatton Gas Compressor | 4 | 0 | 26466.4 | 1.7 | 1.7 | 0 | 0 | 0 | 0
905 | 905 | 1170000112477 | 642 | 642 | 1170000112486 | North Hykeham EFW | 0 | 0 | 49.7 | 2.24 | 2.24 | -2.143 | 260.44 | 0.05 | 0.05
906 | 906 | 1160001415347 | 643 | 643 | 1160001415356 | Sleaford Renewable Energy Plant | 0 | 7.419 | 5098.47 | 0.78 | 0.78 | -7.618 | 76476.99 | 0.05 | 0.05
907 | 907 | 1170000059210 | 644 | 644 | 1170000059186 | Bilsthorpe Wind Farm | 0 | 0 | 19.46 | 0.74 | 0.74 | 0 | 411.08 | 0.05 | 0.05
908 | 908 | 1170000117944 | 645 | 645 | 1170000117953 | Old Dalby Lodge Wind Farm | 0 | 0.087 | 19.27 | 0.73 | 0.73 | 0 | 564.51 | 0.05 | 0.05
909 | 909 | 1170000146670 | 652 | 652 | 1170000146680 | Willoughby STOR generation | 0 | 0.101 | 257.41 | 0.88 | 0.88 | -0.105 | 257.41 | 0.05 | 0.05
910 | 910 | 1130000085288 |  |  |  | Rolls Royce AB&E 33kV | 4 | 3.244 | 25850.39 | 1.73 | 1.73 | 0 | 0 | 0 | 0
911 | 911 | 1170000110600 | 647 | 647 | 1170000110610 | The Grange Wind Farm | 1 | 7.421 | 934.21 | 2.82 | 2.82 | 0 | 6047.8 | 0.05 | 0.05
912 | 912 | 1170000111881 | 648 | 648 | 1170000111890 | Clay Lake STOR | 1 | 10.133 | 895.09 | 1.22 | 1.22 | -10.349 | 306.06 | 0.05 | 0.05
913 | 913 | 1170000113443 | 649 | 649 | 1170000113452 | Balderton STOR | 1 | 0 | 894.08 | 1.59 | 1.59 | 0 | 307.07 | 0.05 | 0.05
914 | 914 | 1170000172954 | 653 | 653 | 1170000172963 | Wymeswold Solar Park | 0 | 0.955 | 10.84 | 2.51 | 2.51 | 0 | 5419.5 | 0.05 | 0.05
915 | 915 | 1170000722696 | 654 | 654 | 1170000722701 | French Farm Wind Farm | 0 | 9.962 | 117.47 | 0.77 | 0.77 | 0 | 6578.5 | 0.05 | 0.05
916 | 916 | 1170000398486 | 646 | 646 | 1170000398495 | Lilbourne Wind Farm | 1 | 0 | 974.63 | 1.27 | 1.27 | 0 | 6689.71 | 0.05 | 0.05
917 | 917 | 1170000154538 | 655 | 655 | 1170000154547 | Chelvaston Renewable | 1 | 4.381 | 900.24 | 0.73 | 0.73 | 0 | 300.91 | 0.05 | 0.05
918 | 918 | 1170000174827 | 656 | 656 | 1170000174836 | Beachampton Solar Farm | 0 | 0.45 | 11.24 | 1.87 | 1.87 | 0 | 337.21 | 0.05 | 0.05
919 | 919 | 1170000182961 | 657 | 657 | 1170000182970 | Croft End Solar Farm | 0 | 0 | 3.15 | 1.48 | 1.48 | 0 | 786.4 | 0.05 | 0.05
920 | 920 | 1170000233552 | 658 | 658 | 1170000233570 | M1 Wind farm | 0 | 3.264 | 8.09 | 0.79 | 0.79 | 0 | 302.05 | 0.05 | 0.05
922 | 922 | 1170000280108 | 660 | 660 | 1170000280117 | Low Farm Anaerobic Dig | 0 | 0 | 310.91 | 1.14 | 1.14 | -0.593 | 1554.56 | 0.05 | 0.05
923 | 923 | 1170000280960 | 691 | 691 | 1170000280970 | Turweston Airfield Solar Farm | 0 | 0.446 | 3.1 | 1.5 | 1.5 | 0 | 799.87 | 0.05 | 0.05
924 | 924 | 1170000281175 | 692 | 692 | 1170000281193 | Burton Pedwardine Solar | 0 | 0 | 7.39 | 1.29 | 1.29 | 0 | 554.49 | 0.05 | 0.05
925 | 925 | 1170000306909 | 693 | 693 | 1170000306918 | Little Morton Farm Solar | 0 | 0 | 5.38 | 1.73 | 1.73 | 0 | 645.16 | 0.05 | 0.05
930 | 930 | 1170000073288 |  |  |  | Rockingham | 3 | 4.554 | 22794.84 | 1.12 | 1.12 | 0 | 0 | 0 | 0
931 | 931 | 1170000086612 1170000091783 1170000091792 1170000091808 |  |  |  | Santander Carlton Park 132/11 | 3 | 0.698 | 44070.97 | 1.26 | 1.26 | 0 | 0 | 0 | 0
932 | 932 | 1160001446600 |  |  |  | Delphi Diesel | 1 | 3.765 | 1041.46 | 1.38 | 1.38 | 0 | 0 | 0 | 0
940 | 940 | 1170000306884 | 694 | 694 | 1170000306893 | Lodge Farm Solar Park | 0 | 0 | 21.24 | 0.93 | 0.93 | 0 | 1061.93 | 0.05 | 0.05
941 | 941 | 1170000313162 | 695 | 695 | 1170000313171 | Ermine Farm PV | 0 | 0 | 22.3 | 1.41 | 1.41 | 0 | 3009.94 | 0.05 | 0.05
942 | 942 | 1170000319234 | 696 | 696 | 1170000319243 | Ridge Solar Park | 0 | 3.321 | 3.07 | 2.01 | 2.01 | 0 | 307.07 | 0.05 | 0.05
943 | 943 | 1170000325283 | 697 | 697 | 1170000325292 | Winwick Wind Farm | 0 | 0 | 63.89 | 1 | 1 | 0 | 2857.79 | 0.05 | 0.05
944 | 944 | 1170000325308 | 698 | 698 | 1170000325317 | Watford Lodge Wind Farm | 0 | 0 | 97.07 | 1.03 | 1.03 | 0 | 5685.71 | 0.05 | 0.05
945 | 945 | 1170000326454 | 699 | 699 | 1170000326463 | Leverton Solar Park | 0 | 7.389 | 2.39 | 1.37 | 1.37 | 0 | 358.1 | 0.05 | 0.05
946 | 946 | 1170000337508 | 701 | 701 | 1170000337517 | Burton Pedwardine Phase 2 | 0 | 0 | 20.17 | 1.64 | 1.64 | 0 | 705.9 | 0.05 | 0.05
947 | 947 | 1170000369068 | 702 | 702 | 1170000369086 | Hartwell Solar Farm | 0 | 3.325 | 30.91 | 1.5 | 1.5 | 0 | 4636.55 | 0.05 | 0.05
948 | 948 | 1170000369100 | 703 | 703 | 1170000369110 | Eakley Lanes Solar North | 0 | 3.283 | 7.22 | 0.94 | 0.94 | 0 | 361.12 | 0.05 | 0.05
949 | 949 | 1170000369129 | 704 | 704 | 1170000369147 | Eakley Lanes Solar South | 0 | 2.958 | 125.65 | 0.76 | 0.76 | -3.427 | 785.29 | 0.05 | 0.05
950 | 950 | 1170000388743 | 661 | 661 | 1170000388752 | Welbeck Colliery PV | 0 | 0 | 5.16 | 1.12 | 1.12 | 0 | 495.46 | 0.05 | 0.05
951 | 951 | 1170000394960 | 662 | 662 | 1170000394979 | Newton Road PV | 0 | 3.32 | 18.55 | 1.71 | 1.71 | 0 | 2775.24 | 0.05 | 0.05
952 | 952 | 1170000395954 | 663 | 663 | 1170000395963 | New Albion Wind Farm | 0 | 3.307 | 58.65 | 1.53 | 1.53 | 0 | 5245.82 | 0.05 | 0.05
953 | 953 | 1170000400772 | 664 | 664 | 1170000400781 | Moat Farm PV | 0 | 0.53 | 13.73 | 1 | 1 | 0 | 732.04 | 0.05 | 0.05
954 | 954 | 1170000407875 | 665 | 665 | 1170000407884 | Bilsthorpe Solar | 0 | 0.233 | 43.04 | 1.16 | 1.16 | 0 | 4131.7 | 0.05 | 0.05
955 | 955 | 1170000409696 | 666 | 666 | 1170000409701 | Hall Farm Site PV 1 | 0 | 1.801 | 8.28 | 0.76 | 0.76 | 0 | 146.8 | 0.05 | 0.05
956 | 956 | 1170000415946 | 667 | 667 | 1170000415955 | Gaultney Solar Park | 0 | 4.359 | 1.05 | 2.98 | 2.98 | 0 | 378.05 | 0.05 | 0.05
957 | 957 | 1170000413692 | 668 | 668 | 1170000413708 | Fiskerton Solar Farm | 0 | 0 | 1.03 | 2.96 | 2.96 | 0 | 309.11 | 0.05 | 0.05
958 | 958 | 1170000424904 | 669 | 669 | 1170000424913 | Mount Mill Solar Park | 0 | 0.449 | 10.5 | 2.44 | 2.44 | 0 | 1070.57 | 0.05 | 0.05
959 | 959 | 1170000427170 | 670 | 670 | 1170000427180 | Podington Airfield WF | 0 | 3.255 | 161.55 | 1.65 | 1.65 | 0 | 7269.59 | 0.05 | 0.05
960 | 960 | 1170000428528 | 671 | 671 | 1170000428537 | Branston South PV Farm | 0 | 2.108 | 5.39 | 1.55 | 1.55 | 0 | 1618.18 | 0.05 | 0.05
961 | 961 | 1170000430182 | 672 | 672 | 1170000430191 | Eakring Solar Farm | 0 | 0 | 2.53 | 1.38 | 1.38 | 0 | 505.72 | 0.05 | 0.05
962 | 962 | 1170000439877 | 673 | 673 | 1170000439886 | Ragdale PV Solar Park | 0 | 0 | 160.99 | 0.88 | 0.88 | 0 | 2617.07 | 0.05 | 0.05
963 | 963 | 1170000438312 | 674 | 674 | 1170000438321 | Thoresby Solar Farm | 0 | 0 | 3.15 | 1.09 | 1.09 | 0 | 314.66 | 0.05 | 0.05
964 | 964 | 1170000437211 | 675 | 675 | 1170000437220 | Welbeck Solar Farm | 0 | 0 | 16.06 | 1.3 | 1.3 | 0 | 2113.18 | 0.05 | 0.05
965 | 965 | 1170000444690 | 676 | 676 | 1170000444681 | Atherstone Solar Farm | 0 | 1.691 | 3.36 | 2.66 | 2.66 | 0 | 941.39 | 0.05 | 0.05
966 | 966 | 1170000445115 | 677 | 677 | 1170000445133 | Babworth Estate PV Farm | 0 | 0.527 | 3.77 | 1.33 | 1.33 | 0 | 603.08 | 0.05 | 0.05
968 | 968 | 1170000446615 | 679 | 679 | 1170000446606 | Homestead Farm Solar Park | 0 | 0.444 | 7.16 | 2.28 | 2.28 | 0 | 1073.91 | 0.05 | 0.05
969 | 969 | 1170000447033 | 680 | 680 | 1170000447042 | Grange Solar Farm | 0 | 0 | 3.01 | 1.74 | 1.74 | 0 | 322.46 | 0.05 | 0.05
2034 | 2034 | 2034 | 2034 | 2034 | 2034 | Grendon/Huntingdon Interconnector | 4 | 0 | 25540.25 | 3.29 | 3.29 | 0 | 0 | 0 | 0
7015 | 7015 | 7015 | 7015 | 7015 | 7015 | Corby Power generation | 0 | 0 | 0 | 0 | 0 | -3.427 | 926.16 | 0.05 | 0.05
7315 | 7315 | 7315 | 7316 | 7316 | 7316 | Redfield Road 1 STOR | 0 | 0.543 | 60.8 | 0.85 | 0.85 | -0.474 | 1586.86 | 0.05 | 0.05
7324 | 7324 | 7324 | 7325 | 7325 | 7325 | Trafalgar Pk Gas STOR | 0 | 3.017 | 65.33 | 0.84 | 0.84 | -3.108 | 1515.56 | 0.05 | 0.05
7326 | 7326 | 7326 | 7327 | 7327 | 7327 | Redfield Road B STOR | 0 | 0.481 | 374.54 | 1.14 | 1.14 | -0.474 | 1861.98 | 0.05 | 0.05
7443 | 7443 | 7443 | 7444 | 7444 | 7444 | Derby Power Station | 0 | 0 | 7.75 | 2.99 | 2.99 | 0 | 0 | 0 | 0
10500 | 10500 | 10500 | 10501 | 10501 | 10501 | Watnall Brickworks IDNO | 0 | 0.233 | 18.24 | 0.81 | 0.81 | 0 | 6202.35 | 0.05 | 0.05
|  |  | 370 | 370 | 1170000535113 | Pebble Hall Farm AD | 0 | 0 | 0 | 0 | 0 | -3.967 | 140.97 | 0.05 | 0.05
|  |  | 375 | 375 | 1170000579254 | Langar Commercial PV | 0 | 0 | 0 | 0 | 0 | 0 | 153.92 | 0.05 | 0.05
|  |  | 404 | 404 | 1170000645118 | Welland Bio Power Exp | 0 | 0 | 0 | 0 | 0 | -3.967 | 140.97 | 0.05 | 0.05
|  |  | 417 | 417 | 1170000740808 | Langar PV Community | 0 | 0 | 0 | 0 | 0 | 0 | 153.92 | 0.05 | 0.05
New Import 1 | New Import 1 | New Import 1 | New Export 1 | New Export 1 | New Export 1 | A019 Cotmoor | 0 | 0 | 463.08 | 0.73 | 0.73 | 0 | 463.08 | 0.05 | 0.05
New Import 2 | New Import 2 | New Import 2 | New Export 2 | New Export 2 | New Export 2 | Althorp Estate | 0 | 3.605 | 152.75 | 1.3 | 1.3 | 0 | 12525.55 | 0.05 | 0.05
New Import 3 | New Import 3 | New Import 3 | New Export 3 | New Export 3 | New Export 3 | Asfordby B STOR | 0 | 0 | 49956.29 | 1.19 | 1.19 | 0 | 49956.29 | 0.05 | 0.05
New Import 4 | New Import 4 | New Import 4 | New Export 4 | New Export 4 | New Export 4 | Ashorne Solar | 0 | 1.871 | 154.62 | 1.02 | 1.02 | -1.914 | 771.54 | 0.05 | 0.05
New Import 5 | New Import 5 | New Import 5 | New Export 5 | New Export 5 | New Export 5 | Astley Gorse Solar | 0 | 0 | 2.09 | 3.56 | 3.56 | 0 | 417.51 | 0.05 | 0.05
New Import 6 | New Import 6 | New Import 6 | New Export 6 | New Export 6 | New Export 6 | Aston Flamville, Hinckley | 0 | 1.002 | 15.53 | 1.3 | 1.3 | 0 | 3452.05 | 0.05 | 0.05
New Import 7 | New Import 7 | New Import 7 | New Export 7 | New Export 7 | New Export 7 | Averham Leazes | 0 | 0 | 3596.2 | 1.24 | 1.24 | 0 | 3596.2 | 0.05 | 0.05
New Import 8 | New Import 8 | New Import 8 | New Export 8 | New Export 8 | New Export 8 | Belvoir PV | 0 | 0 | 4.62 | 1.24 | 1.24 | 0 | 921.54 | 0.05 | 0.05
New Import 9 | New Import 9 | New Import 9 | New Export 9 | New Export 9 | New Export 9 | Boston Biomass 2 | 0 | 7.678 | 2744.17 | 0.94 | 0.94 | -7.618 | 43368.92 | 0.05 | 0.05
New Import 10 | New Import 10 | New Import 10 | New Export 10 | New Export 10 | New Export 10 | Brackley Solar Farm, Blackpits Recycling Centre | 0 | 0.448 | 8.96 | 1.3 | 1.3 | 0 | 3584.76 | 0.05 | 0.05
New Import 11 | New Import 11 | New Import 11 | New Export 11 | New Export 11 | New Export 11 | Breach Farm 132 | 0 | 0 | 631.78 | 0.77 | 0.77 | 0 | 631.78 | 0.05 | 0.05
New Import 12 | New Import 12 | New Import 12 | New Export 12 | New Export 12 | New Export 12 | Bridge Street ESS & PV | 0 | 0 | 32.99 | 3.08 | 3.08 | -2.903 | 277.15 | 0.05 | 0.05
New Import 13 | New Import 13 | New Import 13 | New Export 13 | New Export 13 | New Export 13 | Brigstock | 0 | 3.314 | 5.4 | 1.24 | 1.24 | 0 | 920.75 | 0.05 | 0.05
New Import 14 | New Import 14 | New Import 14 | New Export 14 | New Export 14 | New Export 14 | Burnt Thorns Farm, Kilsby Lane | 0 | 0.729 | 7.13 | 1.3 | 1.3 | 0 | 303.01 | 0.05 | 0.05
New Import 15 | New Import 15 | New Import 15 | New Export 15 | New Export 15 | New Export 15 | By Pass Farm, Great North Road | 0 | 0 | 8.45 | 1.24 | 1.24 | 0 | 917.7 | 0.05 | 0.05
New Import 16 | New Import 16 | New Import 16 | New Export 16 | New Export 16 | New Export 16 | Canal Solar Farm, Elms Farm | 0 | 1.003 | 106.42 | 1.05 | 1.05 | -1.05 | 532.08 | 0.05 | 0.05
New Import 17 | New Import 17 | New Import 17 | New Export 17 | New Export 17 | New Export 17 | Caudwell Farm | 0 | 0 | 47.87 | 6.56 | 6.56 | 0 | 9554.62 | 0.05 | 0.05
New Import 18 | New Import 18 | New Import 18 |  |  |  | Chelveston Renewable Energy Park | 3 | 4.757 | 16838.83 | 0.77 | 0.77 | 0 | 0 | 0 | 0
New Import 19 | New Import 19 | New Import 19 | New Export 19 | New Export 19 | New Export 19 | Chequers Knoll Storage | 0 | 3.336 | 4078.22 | 0.65 | 0.65 | -3.427 | 4078.22 | 0.05 | 0.05
New Import 20 | New Import 20 | New Import 20 | New Export 20 | New Export 20 | New Export 20 | Chestnut Farm | 0 | 0 | 28.98 | 1.13 | 1.13 | -0.105 | 281.16 | 0.05 | 0.05
New Import 21 | New Import 21 | New Import 21 | New Export 21 | New Export 21 | New Export 21 | Cogenhoe BESS | 0 | 3.336 | 463.08 | 0.77 | 0.77 | -3.427 | 463.08 | 0.05 | 0.05
New Import 22 | New Import 22 | New Import 22 | New Export 22 | New Export 22 | New Export 22 | Copse Lodge Solar Farm | 0 | 0.448 | 4.62 | 1.24 | 1.24 | 0 | 921.54 | 0.05 | 0.05
New Import 23 | New Import 23 | New Import 23 | New Export 23 | New Export 23 | New Export 23 | Corley Solar Farm, Breach Oak Lane | 0 | 3.092 | 17.32 | 1.3 | 1.3 | 0 | 5196.3 | 0.05 | 0.05
New Import 24 | New Import 24 | New Import 24 | New Export 24 | New Export 24 | New Export 24 | Costock Solar Farm | 0 | 0 | 6.45 | 1.24 | 1.24 | 0 | 919.7 | 0.05 | 0.05
New Import 25 | New Import 25 | New Import 25 | New Export 25 | New Export 25 | New Export 25 | Crick Road Solar Plant | 0 | 0 | 9.19 | 1.24 | 1.24 | 0 | 916.97 | 0.05 | 0.05
New Import 26 | New Import 26 | New Import 26 | New Export 26 | New Export 26 | New Export 26 | Dunsford Road (Alfreton PV) | 0 | 0.395 | 8.54 | 1.3 | 1.3 | 0 | 848.87 | 0.05 | 0.05
New Import 27 | New Import 27 | New Import 27 | New Export 27 | New Export 27 | New Export 27 | Eastcroft EfW | 0 | 0.461 | 925.02 | 0.8 | 0.8 | -0.474 | 2832.88 | 0.05 | 0.05
New Import 28 | New Import 28 | New Import 28 | New Export 28 | New Export 28 | New Export 28 | Eden Meadows ESS & PV | 0 | 0 | 463.08 | 1.24 | 1.24 | 0 | 463.08 | 0.05 | 0.05
New Import 29 | New Import 29 | New Import 29 | New Export 29 | New Export 29 | New Export 29 | Exton Estate Solar Farm, Barnsdale Avenue | 0 | 3.314 | 72.97 | 1.24 | 1.24 | 0 | 18205.85 | 0.05 | 0.05
New Import 30 | New Import 30 | New Import 30 | New Export 30 | New Export 30 | New Export 30 | Friskerton Solar Farm, Reepham Road | 0 | 2.107 | 18.24 | 1.3 | 1.3 | 0 | 291.9 | 0.05 | 0.05
New Import 31 | New Import 31 | New Import 31 | New Export 31 | New Export 31 | New Export 31 | Glaston Road, Oakham | 0 | 3.314 | 23.97 | 1.3 | 1.3 | 0 | 9589.65 | 0.05 | 0.05
New Import 32 | New Import 32 | New Import 32 | New Export 32 | New Export 32 | New Export 32 | Grantham Solar Farm | 0 | 0.996 | 3657.56 | 0.77 | 0.77 | -1.002 | 3657.56 | 0.05 | 0.05
New Import 33 | New Import 33 | New Import 33 | New Export 33 | New Export 33 | New Export 33 | Grendon BESS Farm IDNO | 0 | 3.336 | 9380.42 | 0.32 | 0.32 | -3.427 | 9380.42 | 0.05 | 0.05
New Import 34 | New Import 34 | New Import 34 | New Export 34 | New Export 34 | New Export 34 | Grendon Lakes | 0 | 3.511 | 1668.12 | 1.19 | 1.19 | -3.427 | 1668.12 | 0.05 | 0.05
New Import 35 | New Import 35 | New Import 35 | New Export 35 | New Export 35 | New Export 35 | Hasland Solar Farm | 0 | 0 | 15.96 | 1.16 | 1.16 | 0 | 8140.48 | 0.05 | 0.05
New Import 36 | New Import 36 | New Import 36 | New Export 36 | New Export 36 | New Export 36 | Hixons Lane Solar Park | 0 | 4.085 | 24.74 | 1.93 | 1.93 | 0 | 2474.45 | 0.05 | 0.05
New Import 37 | New Import 37 | New Import 37 | New Export 37 | New Export 37 | New Export 37 | Hydes Lane | 0 | 0 | 463.08 | 0.82 | 0.82 | 0 | 463.08 | 0.05 | 0.05
New Import 38 | New Import 38 | New Import 38 | New Export 38 | New Export 38 | New Export 38 | Inkersall Farm PV | 0 | 0 | 0.77 | 1.3 | 1.3 | 0 | 309.37 | 0.05 | 0.05
New Import 39 | New Import 39 | New Import 39 | New Export 39 | New Export 39 | New Export 39 | Inkersall Road ESS & PV | 3 | 0 | 10098.24 | 1.43 | 1.43 | 0 | 103.38 | 0.05 | 0.05
New Import 40 | New Import 40 | New Import 40 | New Export 40 | New Export 40 | New Export 40 | J162 Waterleys Farm | 0 | 3.336 | 463.08 | 0.73 | 0.73 | -3.427 | 463.08 | 0.05 | 0.05
New Import 41 | New Import 41 | New Import 41 | New Export 41 | New Export 41 | New Export 41 | Kingston Solar | 0 | 0 | 1.85 | 1.24 | 1.24 | 0 | 924.3 | 0.05 | 0.05
New Import 42 | New Import 42 | New Import 42 | New Export 42 | New Export 42 | New Export 42 | Kisses Barn Farm | 0 | 1.684 | 190.56 | 2.27 | 2.27 | 0 | 3525.35 | 0.05 | 0.05
New Import 43 | New Import 43 | New Import 43 | New Export 43 | New Export 43 | New Export 43 | Land at Langer Lane ESS & PV | 0 | 0 | 68.62 | 1.65 | 1.65 | 0 | 515.16 | 0.05 | 0.05
New Import 44 | New Import 44 | New Import 44 | New Export 44 | New Export 44 | New Export 44 | Land West of Quarry Hill | 0 | 4.111 | 25.68 | 0.85 | 0.85 | 0 | 1926.25 | 0.05 | 0.05
New Import 45 | New Import 45 | New Import 45 | New Export 45 | New Export 45 | New Export 45 | Longmoor Solar, Castle View Road | 0 | 0 | 6.45 | 1.24 | 1.24 | 0 | 919.7 | 0.05 | 0.05
New Import 46 | New Import 46 | New Import 46 | New Export 46 | New Export 46 | New Export 46 | Lower Farm, Bishops Itchington | 0 | 2.52 | 4.49 | 1.3 | 1.3 | 0 | 3589.24 | 0.05 | 0.05
New Import 47 | New Import 47 | New Import 47 | New Export 47 | New Export 47 | New Export 47 | Mallows Lane ESS & PV | 0 | 7.395 | 103.38 | 1.05 | 1.05 | -7.618 | 206.76 | 0.05 | 0.05
New Import 48 | New Import 48 | New Import 48 | New Export 48 | New Export 48 | New Export 48 | Markham Vale | 0 | 0 | 215.27 | 1.05 | 1.05 | 0 | 215.27 | 0.05 | 0.05
New Import 49 | New Import 49 | New Import 49 | New Export 49 | New Export 49 | New Export 49 | Middle Farm Road | 0 | 0 | 12.92 | 2.58 | 2.58 | 0 | 1033.74 | 0.05 | 0.05
New Import 50 | New Import 50 | New Import 50 | New Export 50 | New Export 50 | New Export 50 | Mill Farm, Cotes | 0 | 0.954 | 2.69 | 1.3 | 1.3 | 0 | 1183.08 | 0.05 | 0.05
New Import 51 | New Import 51 | New Import 51 | New Export 51 | New Export 51 | New Export 51 | Moor Lane Solar Farm | 0 | 1.684 | 161.98 | 2.19 | 2.19 | 0 | 4859.46 | 0.05 | 0.05
New Import 52 | New Import 52 | New Import 52 | New Export 52 | New Export 52 | New Export 52 | Moreton Morrell Solar | 0 | 3.577 | 3.72 | 1.3 | 1.3 | 0 | 361.15 | 0.05 | 0.05
New Import 53 | New Import 53 | New Import 53 |  |  |  | N0016984, Stanton Cross Route 10 | 4 | 3.511 | 26466.4 | 2.23 | 2.23 | 0 | 0 | 0 | 0
New Import 54 | New Import 54 | New Import 54 | New Export 54 | New Export 54 | New Export 54 | Newton Wood Farm ESS | 0 | 0 | 463.08 | 0.94 | 0.94 | 0 | 463.08 | 0.05 | 0.05
New Import 55 | New Import 55 | New Import 55 | New Export 55 | New Export 55 | New Export 55 | Normanton Larches Solar | 0 | 0 | 9.41 | 1.24 | 1.24 | 0 | 1254.16 | 0.05 | 0.05
New Import 56 | New Import 56 | New Import 56 | New Export 56 | New Export 56 | New Export 56 | Northampton Gateway IDNO | 4 | 3.314 | 23234.34 | 0.44 | 0.44 | 0 | 62.03 | 0.05 | 0.05
New Import 57 | New Import 57 | New Import 57 | New Export 57 | New Export 57 | New Export 57 | Oakley Bushes Solar Farm | 0 | 3.314 | 9.17 | 1.24 | 1.24 | 0 | 916.99 | 0.05 | 0.05
New Import 58 | New Import 58 | New Import 58 | New Export 58 | New Export 58 | New Export 58 | Osberton Solar | 0 | 1.778 | 3.48 | 1.3 | 1.3 | 0 | 946.96 | 0.05 | 0.05
New Import 59 | New Import 59 | New Import 59 |  |  |  | Persimmon Homes Northampton IDNO | 3 | 3.511 | 9212.47 | 0.7 | 0.7 | 0 | 0 | 0 | 0
New Import 60 | New Import 60 | New Import 60 | New Export 60 | New Export 60 | New Export 60 | Pistern Hills Farm | 0 | 0 | 14923.63 | 3.33 | 3.33 | -3.108 | 14923.63 | 0.05 | 0.05
New Import 61 | New Import 61 | New Import 61 | New Export 61 | New Export 61 | New Export 61 | Poole Farm, Barrow Road | 0 | 0.954 | 1.54 | 1.3 | 1.3 | 0 | 308.6 | 0.05 | 0.05
New Import 62 | New Import 62 | New Import 62 |  |  |  | Project Winehouse IDNO | 3 | 3.511 | 9212.47 | 0.87 | 0.87 | 0 | 0 | 0 | 0
New Import 63 | New Import 63 | New Import 63 | New Export 63 | New Export 63 | New Export 63 | RAF Newton Phase 1 | 0 | 0 | 186.2 | 1.24 | 1.24 | 0 | 15485.72 | 0.05 | 0.05
New Import 64 | New Import 64 | New Import 64 | New Export 64 | New Export 64 | New Export 64 | Ranksborough Farm | 0 | 3.314 | 5.56 | 1.3 | 1.3 | 0 | 5558.32 | 0.05 | 0.05
New Import 65 | New Import 65 | New Import 65 | New Export 65 | New Export 65 | New Export 65 | Rolleston Park 2 | 0 | 0.491 | 17.5 | 1.3 | 1.3 | 0 | 839.91 | 0.05 | 0.05
New Import 66 | New Import 66 | New Import 66 | New Export 66 | New Export 66 | New Export 66 | Rothersthorpe, Milton Road | 0 | 3.314 | 2.49 | 1.3 | 1.3 | 0 | 997.2 | 0.05 | 0.05
New Import 67 | New Import 67 | New Import 67 | New Export 67 | New Export 67 | New Export 67 | Sherbourne Farm Solar | 0 | 1.87 | 125.59 | 2.53 | 2.53 | 0 | 3139.78 | 0.05 | 0.05
New Import 68 | New Import 68 | New Import 68 | New Export 68 | New Export 68 | New Export 68 | Shirebrook Wind Farm | 0 | 0.152 | 2.95 | 0.93 | 0.93 | 0 | 147.49 | 0.05 | 0.05
New Import 69 | New Import 69 | New Import 69 | New Export 69 | New Export 69 | New Export 69 | Shireoaks Hall Farm PV | 0 | 0 | 7.68 | 1.05 | 1.05 | 0 | 576.09 | 0.05 | 0.05
New Import 70 | New Import 70 | New Import 70 |  |  |  | Smart Parc | 4 | 3.184 | 25850.39 | 1.7 | 1.7 | 0 | 0 | 0 | 0
New Import 71 | New Import 71 | New Import 71 | New Export 71 | New Export 71 | New Export 71 | Soars Lodge Farm | 0 | 0 | 18.2 | 1.72 | 1.72 | 0 | 907.96 | 0.05 | 0.05
New Import 72 | New Import 72 | New Import 72 | New Export 72 | New Export 72 | New Export 72 | South Wheatley PV | 0 | 0 | 1.16 | 1.24 | 1.24 | 0 | 925 | 0.05 | 0.05
New Import 73 | New Import 73 | New Import 73 | New Export 73 | New Export 73 | New Export 73 | Sparrow Lodge Farm, Wicken Park Road | 0 | 2.028 | 0.77 | 1.3 | 1.3 | 0 | 309.37 | 0.05 | 0.05
New Import 74 | New Import 74 | New Import 74 | New Export 74 | New Export 74 | New Export 74 | Staveley Works | 0 | 0 | 34.48 | 1.15 | 1.15 | 0 | 3704.76 | 0.05 | 0.05
New Import 75 | New Import 75 | New Import 75 | New Export 75 | New Export 75 | New Export 75 | Stourton Estate | 0 | 0 | 15.18 | 1.24 | 1.24 | 0 | 910.97 | 0.05 | 0.05
New Import 76 | New Import 76 | New Import 76 | New Export 76 | New Export 76 | New Export 76 | Stow Park Farm ESS & PV | 0 | 0 | 13.04 | 1.02 | 1.02 | 0 | 913.11 | 0.05 | 0.05
New Import 77 | New Import 77 | New Import 77 | New Export 77 | New Export 77 | New Export 77 | Sudbury Estate | 0 | 3.004 | 463.08 | 1.02 | 1.02 | -3.108 | 463.08 | 0.05 | 0.05
New Import 78 | New Import 78 | New Import 78 | New Export 78 | New Export 78 | New Export 78 | Thornton Solar Farm | 0 | 0 | 7.37 | 1.11 | 1.11 | 0 | 918.79 | 0.05 | 0.05
New Import 79 | New Import 79 | New Import 79 | New Export 79 | New Export 79 | New Export 79 | Thorpe Constantine Solar | 0 | 0 | 2.78 | 2.45 | 2.45 | 0 | 923.38 | 0.05 | 0.05
New Import 80 | New Import 80 | New Import 80 | New Export 80 | New Export 80 | New Export 80 | Thurlaston Estate Solar Farm | 0 | 0.666 | 22.22 | 1.24 | 1.24 | 0 | 17774.58 | 0.05 | 0.05
New Import 81 | New Import 81 | New Import 81 | New Export 81 | New Export 81 | New Export 81 | Tolldish Hall PV | 0 | 0.504 | 16.45 | 1.3 | 1.3 | 0 | 2055.89 | 0.05 | 0.05
New Import 82 | New Import 82 | New Import 82 | New Export 82 | New Export 82 | New Export 82 | Tuckey Farm PV | 0 | 0.448 | 2.92 | 1.3 | 1.3 | 0 | 810.71 | 0.05 | 0.05
New Import 83 | New Import 83 | New Import 83 | New Export 83 | New Export 83 | New Export 83 | Vauls Farm PV | 0 | 0.504 | 18.24 | 1.3 | 1.3 | 0 | 2918.77 | 0.05 | 0.05
New Import 84 | New Import 84 | New Import 84 | New Export 84 | New Export 84 | New Export 84 | Vicarage Farm | 0 | 3.336 | 463.08 | 0.73 | 0.73 | -3.427 | 463.08 | 0.05 | 0.05
New Import 85 | New Import 85 | New Import 85 | New Export 85 | New Export 85 | New Export 85 | Washdyke Farm | 0 | 0 | 51.9 | 1.38 | 1.38 | 0 | 12845.31 | 0.05 | 0.05
New Import 86 | New Import 86 | New Import 86 |  |  |  | Watling Street | 3 | 1.074 | 10201.62 | 1.32 | 1.32 | 0 | 0 | 0 | 0
New Import 87 | New Import 87 | New Import 87 | New Export 87 | New Export 87 | New Export 87 | Whaley Solar | 0 | 0 | 80.83 | 1.3 | 1.3 | 0 | 5154.69 | 0.05 | 0.05
New Import 88 | New Import 88 | New Import 88 |  |  |  | Winkburn Estate BESS | 4 | 0 | 26466.4 | 0.77 | 0.77 | 0 | 0 | 0 | 0
New Import 89 | New Import 89 | New Import 89 | New Export 89 | New Export 89 | New Export 89 | Winkburn Solar | 0 | 0 | 9.17 | 1.24 | 1.24 | 0 | 916.99 | 0.05 | 0.05
|  |  | New Export 90 | New Export 90 | New Export 90 | Winster PV, Ivonbrook Farm | 0 | 0 | 0 | 0 | 0 | 0 | 1404.67 | 0.05 | 0.05
New Import 91 | New Import 91 | New Import 91 | New Export 91 | New Export 91 | New Export 91 | Wistow Lodge PV, Leicester Road | 0 | 0.666 | 146.23 | 1.24 | 1.24 | 0 | 19496.75 | 0.05 | 0.05
New Import 92 | New Import 92 | New Import 92 | New Export 92 | New Export 92 | New Export 92 | Wood Lodge Farm | 0 | 3.314 | 8.92 | 1.85 | 1.85 | 0 | 917.24 | 0.05 | 0.05

## Annex 2a Import
Note: The list of MPANs / MSIDs provided may be incomplete; the DNO reserves the right to apply the listed charges to any other MPANs / MSIDs associated with the site. Note: This table is automatically populated based on the content of the tab entitled 'Annex 2 EHV Charges'. The timebands are as shown in Annex 2.
National Grid Electricity Distribution (East Midlands) plc - Effective from 1 April 2026 - Final Designated EHV import charges
Import Unique Identifier | LLFC/DUoS Tariff Id | Import MPANs/MSIDs | Name | Import Super Red unit charge (p/kWh) | Import fixed charge (p/day) | Import capacity charge (p/kVA/day) | Import exceeded capacity charge (p/kVA/day)
61 | 61 | 1100039606230 1100050612745 | Jaguar Land Rover Gaydon | 2.512 | 25690.69 | 1.67 | 1.67
155 | 155 | 1170000982191 | Lyon Road Gas Gen | 1.468 | 53.5 | 0.96 | 0.96
156 | 156 | 1170001003919 | Asher Lane 33kV STOR | 0.397 | 5.74 | 1.06 | 1.06
157 | 157 | 1170001052172 | Spondon Peaking STOR | 3.018 | 16.32 | 0.87 | 0.87
159 | 159 | 1170001154334 | Churchover solar farm new |  | 906.97 | 1.58 | 1.58
160 | 160 | 1170001200878 | Hall Farm Site PV 2 | 1.853 | 8.28 | 0.78 | 0.78
161 | 161 | 1170001247398 | Back Lane ESS |  | 713.28 | 2.82 | 2.82
162 | 162 | 1170001302506 | Thornton Estate, Weighbridge Road | 0.156 | 4.66 | 1.1 | 1.1
163 | 163 | 1170001326302 | Battery Ln Boston ESS | 7.632 | 155.07 | 0.82 | 0.82
164 | 164 | 1170001342581 | Willowbrook Industrial Estate | 3.984 | 478.38 | 0.96 | 0.96
165 | 165 | 1170001402770 | Fiskerton Airfield |  | 1.85 | 1.24 | 1.24
166 | 166 | 1170001415724 | Whitecross Lane PV Park | 0.118 | 8.98 | 1.3 | 1.3
167 | 167 | 1170001443100 | Streetfield Farm Watling PV |  | 28.31 | 0.96 | 0.96
168 | 168 | 1170001544439 | Gorse Lane Solar |  | 8.17 | 1.38 | 1.38
169 | 169 | 1170001544633 | Gorse Lane Solar Ext | 0.118 | 8.01 | 1.3 | 1.3
173 | 173 | 1170001694589 | Highgrounds STOR | 1.837 | 1.54 | 1.15 | 1.15
174 | 174 | 1170001697951 | Hayton Lakes Battery |  | 302.27 | 0.77 | 0.77
175 | 175 | 1170001697970 | Hayton Lakes PV |  | 4.58 | 1.24 | 1.24
176 | 176 | 1170001813100 | Manor Farm |  | 22.85 | 1.05 | 1.05
177 | 177 | 1170001815428 | Potash Farm A ESS |  | 3285.22 | 1.1 | 1.1
178 | 178 | 1170001777720 | Potash Farm B ESS |  | 3451.51 | 1.1 | 1.1
180 | 180 | 1170001821626 | Adstock Solar Farm, Addington | 0.448 | 1.21 | 2.44 | 2.44
181 | 181 | 1170001869405 | Eastfields Solar | 1.871 | 1754.18 | 1.52 | 1.52
182 | 182 | 1170002051843 | Chapel Street, Stapleton | 1.002 | 2.67 | 1.3 | 1.3
183 | 183 | 1170002064434 | Manor Fam Bourton | 2.028 | 24.13 | 1.3 | 1.3
184 | 184 | 1170002070553 | Haunton Manor Farm Solar Project |  | 8.45 | 2.45 | 2.45
185 | 185 | 1170002076388 | Newbold Pacey, Newbold Road | 3.577 | 3.72 | 1.3 | 1.3
186 | 186 | 1170002082586 | Harborough Fields Farm | 0.729 | 5.72 | 1.3 | 1.3
187 | 187 | 1170002107576 | Private Rd No5 Colwick | 0.688 | 21.39 | 1.05 | 1.05
188 | 188 | 1170002109778 | Gonerby Moor PV |  | 6.05 | 1.24 | 1.24
253 | 253 | 1170001236847 | Branston Potato Farm |  | 172.92 | 2.28 | 2.28
254 | 254 | 1170001326288 | Cotham Grange 132 PV |  | 10.58 | 1.23 | 1.23
255 | 255 | 1170001439707 | Newhurst ERF 132 EFW |  | 2601.24 | 0.74 | 0.74
256 | 256 | 1170001496013 | Grafton Underwood | 3.314 | 2.08 | 1.24 | 1.24
257 | 257 | 1170001534811 | Desford Road BESS 132 | 0.668 | 463.08 | 0.74 | 0.74
259 | 259 | 1170001689551 | Hayton Lakes PV 132 |  | 2.29 | 1.24 | 1.24
260 | 260 | 1170001875862 | Land at Low Farm |  | 2.68 | 1.24 | 1.24
261 | 261 | 1170001991736 | Inkersall Grange Farm Bilsthorpe PV |  | 18.2 | 1.24 | 1.24
262 | 262 | 1170001991684 | Land at Crifton Lodge Farm Bilsthorpe PV |  | 4.61 | 1.02 | 1.02
263 | 263 | 1170002121701 | Land at Ash Farm ESS & PV |  | 741.39 | 1.02 | 1.02
264 | 264 | 1170002125450 | Halloughton Solar Farm Southwell |  | 4.62 | 1.24 | 1.24
265 | 265 | 1170002144754 | Bagworth Road, Newbold Verdon | 0.666 | 4.62 | 1.24 | 1.24
281 | 281 | 1170000946973 1170000946982 | Jaguar Land Rover Whitley | 1.887 | 43653.66 | 0.97 | 0.97
282 | 282 | 1170001293394 1170001293400 | Long Itchington Northern Portal | 2.55 | 27478.43 | 0.77 | 0.77
292 | 292 | 1170000480680 | Yew Tree Farm PV | 1.215 | 2.56 | 1.13 | 1.13
293 | 293 | 1170000487142 | Cobb Farm Egmanton PV |  | 4.32 | 2.68 | 2.68
294 | 294 | 1170000530950 | Kelmarsh Wind Farm | 3.782 | 211.37 | 0.74 | 0.74
296 | 296 | 1170000549231 | Copley Farm PV Claypole |  | 15.79 | 0.91 | 0.91
297 | 297 | 1170000549269 | Greatmoor EFW Calvert | 0.456 | 913.45 | 0.84 | 0.84
298 | 298 | 1170000559851 | Lodge Farm (Calow) PV | 2.839 | 3.74 | 0.98 | 0.98
299 | 299 | 1170000569840 | Arkwright Solar PV |  | 139.04 | 2.78 | 2.78
300 | 300 | 1170000579245 | Langar PV Imports |  | 2.31 | 1.65 | 1.65
302 | 302 | 1170000579919 | Averill Farm PV | 2.874 | 41.37 | 1.13 | 1.13
303 | 303 | 1170000582692 | Marchington Solar PV | 3.018 | 2.2 | 1.57 | 1.57
304 | 304 | 1170000586492 | West End Fm Treswell PV |  | 3.47 | 1.51 | 1.51
305 | 305 | 1170000586605 | Fields Farm Southam PV | 1.869 | 3.92 | 1.69 | 1.69
306 | 306 | 1170000587273 | Canopus Farm PV | 7.402 | 4.33 | 0.97 | 0.97
307 | 307 | 1170000594261 | Lindridge Farm PV | 0.663 | 3.87 | 2.07 | 2.07
308 | 308 | 1170000594164 | Thornborough Grnds PV | 1.965 | 21.58 | 0.9 | 0.9
309 | 309 | 1170000592228 | Wymeswold Narrow Lane PV | 0.096 | 15.66 | 0.87 | 0.87
310 | 310 | 1170000598034 | Manor Farm Horton PV | 3.311 | 6.41 | 1.23 | 1.23
311 | 311 | 1170000598196 | Handley Park Farm PV | 0.442 | 13.45 | 0.86 | 0.86
312 | 312 | 1170000601982 | Shelton Lodge PV |  | 31.09 | 1.05 | 1.05
313 | 313 | 1170000604023 | Brafield on the Green PV | 3.234 | 78.02 | 0.82 | 0.82
314 | 314 | 1170000605221 | Sywell PV | 3.249 | 37.43 | 1.79 | 1.79
315 | 315 | 1170000614990 | Holtwood Farm PV | 3.383 | 19.31 | 0.86 | 0.86
316 | 316 | 1170000614972 | Drakelow Farm PV |  | 8.49 | 2.86 | 2.86
317 | 317 | 1170000619916 | Stragglethorpe Rd PV | 0.674 | 29.4 | 0.97 | 0.97
318 | 318 | 1170000627448 | Oxcroft Solar Farm PV |  | 623.13 | 0.75 | 0.75
319 | 319 | 1170000626816 | Derby Waste Sinfin EFW | 2.926 | 1137.03 | 0.76 | 0.76
320 | 320 | 1170000625681 | Littlewood Farm PV | 0.154 | 2.7 | 1.04 | 1.04
321 | 321 | 1170000630413 | Twin Yards Farm PV | 0.233 | 18.36 | 1.08 | 1.08
322 | 322 | 1170000629640 | Tower Hayes Farm PV | 0.659 | 9.67 | 1.93 | 1.93
323 | 323 | 1170000632606 | The Breck Solar PV |  | 29.56 | 0.94 | 0.94
324 | 324 | 1170000631426 | Barnby Moor Retford PV |  | 70.23 | 1.28 | 1.28
325 | 325 | 1170000636503 | Lincoln Farm PV |  | 6.74 | 1.01 | 1.01
326 | 326 | 1170000652009 | Drakelow Renewable BIO | 2.415 | 59.52 | 0.97 | 0.97
328 | 328 | 1170000641470 | Mill Fm Gt Ponton PV | 0.989 | 28.43 | 1.02 | 1.02
329 | 329 | 1170000954316 | Welland Bio Power Imp | 3.315 | 919.21 | 1.27 | 1.27
330 | 330 | 1170000671093 | Deepdale Solar Fm PV | 0.118 | 9.47 | 1.14 | 1.14
331 | 331 | 1170000671118 | Burton Wolds South WF | 4.742 | 1.76 | 0.8 | 0.8
334 | 334 | 1170000677271 | Gawcott Flds PV Commercial | 0.438 | 1.8 | 1 | 1
335 | 335 | 1170000677290 | Gawcott Flds PV Community | 0.419 | 1.8 | 0.89 | 0.89
337 | 337 | 1170000722748 | John Brookes Sawmill BIO | 0.103 | 507.95 | 0.87 | 0.87
338 | 338 | 1170000723991 | Hawton Wind Farm WF |  | 37.07 | 0.74 | 0.74
340 | 340 | 1170000727221 | Garnham Close STOR | 0.398 | 20.41 | 0.99 | 0.99
341 | 341 | 1170000733935 | RAF Cranwell High G |  | 1355.55 | 1.12 | 1.12
343 | 343 | 1170000751465 | Hermitage Lane STOR | 0.156 | 3.83 | 1.74 | 1.74
344 | 344 | 1170000759678 | Fosse Way Radford Sem PV | 1.86 | 20.59 | 1.53 | 1.53
345 | 345 | 1170000761640 | Meadow Fm Thorpe Lang PV | 3.745 | 10.42 | 0.96 | 0.96
346 | 346 | 1170000768557 | Olney Hyde Farm PV | 3.221 | 70.38 | 0.73 | 0.73
347 | 347 | 1170000772456 | Dayfields Farm PV | 3.003 | 7.84 | 1.51 | 1.51
348 | 348 | 1170000775712 | Bolsovermoor Quarry PV |  | 7.99 | 1.01 | 1.01
349 | 349 | 1170000775340 | Bilsthorpe PV |  | 76.47 | 0.86 | 0.86
351 | 351 | 1170000783305 | Sutton Bonnington PV | 0.099 | 6.62 | 0.94 | 0.94
353 | 353 | 1170000790241 | Green Lane Marchington PV | 2.981 | 9.1 | 1.39 | 1.39
354 | 354 | 1170000807142 | Baddesley Park PV | 1.691 | 43.77 | 1.73 | 1.73
355 | 355 | 1170000807160 | Baddesley Pk Biomass | 1.701 | 54.44 | 1.76 | 1.76
356 | 356 | 1170000858990 | Taylor Lane 33kV STOR | 3.385 | 6.02 | 0.72 | 0.72
357 | 357 | 1170000871315 | Hill Farm ESS | 1.729 | 137.84 | 0.79 | 0.79
358 | 358 | 1170000871120 | Leverton ESS | 2.124 | 155.07 | 0.81 | 0.81
359 | 359 | 1170000884086 | Nottingham Rd STOR |  | 23.97 | 1.46 | 1.46
361 | 361 | 1170000895724 | Breach Farm ESS | 2.289 | 2335.92 | 0.73 | 0.73
362 | 362 | 1170000902629 | Boston Biomass Gen AD | 7.448 | 44.31 | 1.05 | 1.05
363 | 363 | 1170000928965 | Twin Oaks Diesel STOR | 3.466 | 2.41 | 2.58 | 2.58
364 | 364 | 1170000939911 | Colwick Private Rd STOR | 0.693 | 4.11 | 1.02 | 1.02
365 | 365 | 1170000953544 | Mill Fm Caythorpe ESS | 0.989 | 230.59 | 0.75 | 0.75
784 | 784 | 1170000447716 | Prestop Park Farm PV |  | 1.14 | 2.74 | 2.74
785 | 785 | 1170000447479 | Smith Hall Farm Solar |  | 10.3 | 1.11 | 1.11
786 | 786 | 1170000447497 | Park Farm Solar Ashby | 1.938 | 19.45 | 0.9 | 0.9
787 | 787 | 1170000451420 | Aston House Solar Farm | 0.489 | 13.37 | 1.28 | 1.28
789 | 789 | 1170000457617 | Elms Farm Solar Farm | 1.875 | 1.93 | 1.85 | 1.85
790 | 790 | 1170000458550 | Morton Solar Farm | 0.537 | 2.22 | 1.51 | 1.51
791 | 791 | 1170000463150 | Glebe Farm Podington PV | 3.193 | 92.94 | 1.85 | 1.85
792 | 792 | 1170000468015 | Rolleston Park Solar |  | 58.46 | 1.22 | 1.22
793 | 793 | 1170000467572 | Nowhere Farm PV | 7.441 | 6.77 | 1.67 | 1.67
795 | 795 | 1170000467509 | Chelveston Renewable PV | 4.7 | 903.59 | 1.17 | 1.17
796 | 796 | 1170000474082 | Horsemoor Drove Solar | 7.34 | 18.82 | 3.23 | 3.23
797 | 797 | 1170000474436 | Decoy Farm Crowland PV | 9.691 | 7.21 | 0.83 | 0.83
799 | 799 | 1170000474393 | Decoy Farm Crowland AD | 10.134 | 19.38 | 0.73 | 0.73
824 | 824 | 1100039676983 1100039676992 | Network Rail Bytham | 7.812 | 80808.23 | 2.21 | 2.21
825 | 825 | 1100039676690 1100039676706 | Network Rail Grantham |  | 22660.61 | 1.42 | 1.42
826 | 826 | 1100050106527 | Network Rail Staythorpe |  | 6809.11 | 0.69 | 0.69
827 | 827 | 1100039676965 1100039676974 | Network Rail Retford |  | 13632.78 | 2.62 | 2.62
831 | 831 | 1100039602086 | Jaguar Cars | 1.922 | 6811.97 | 2.93 | 2.93
832 | 832 | 1100039600655 | Alstom Frankton | 0.769 | 10647.03 | 1.18 | 1.18
833 | 833 | 1170000817007 1170000817025 | University of Warwick | 1.867 | 6739.01 | 2.46 | 2.46
834 | 834 | 1100039603131 | Dunlop Factory | 2.097 | 6811.97 | 1.86 | 1.86
835 | 835 | 1160001030330 1160001139525 | Bombardier | 3.238 | 3384.1 | 1.06 | 1.06
836 | 836 | 1100039600015 | Corby Steel Works | 3.758 | 25850.39 | 1.51 | 1.51
839 | 839 | 1100039667570 | GEC Alsthom | 0.657 | 8815 | 2.68 | 2.68
840 | 840 | 1100050311185 1100050311194 | St Gobain | 3.031 | 1201.16 | 2.37 | 2.37
841 | 841 | 1100039603559 | Toyota | 3.131 | 46834.52 | 1.52 | 1.52
845 | 845 | 1160001236210 | Petsoe Wind Farm | 0.442 | 923.9 | 1.32 | 1.32
846 | 846 | 1100039600042 | Castle Cement | 8.75 | 30631.96 | 1.76 | 1.76
847 | 847 | 1100050013290 1100050314594 | Rugby Cement | 0.787 | 27712.18 | 1.96 | 1.96
848 | 848 | 1100039667446 | Coventry & Solihull Waste |  | 352.2 | 1.43 | 1.43
849 | 849 | 1170000014575 | Bentinck Generation |  | 27.2 | 0.97 | 0.97
852 | 852 | 1100050780529 | Asfordby 132kV |  | 14894.46 | 0.89 | 0.89
853 | 853 | 1100770095532 | Calvert Landfill EFW | 0.45 | 32.01 | 1.86 | 1.86
854 | 854 | 1100770104666 | Weldon Landfill | 3.341 | 46.09 | 1.11 | 1.11
855 | 855 | 1100770099918 | Goosy Lodge Power | 3.298 | 931.8 | 1.63 | 1.63
856 | 856 | 1160000116234 1160000135185 | BAR Honda | 0.445 | 6971.67 | 1.48 | 1.48
857 | 857 | 1160000226327 | Burton Wolds Wind Farm | 3.297 | 898.61 | 1.74 | 1.74
858 | 858 | 1100039606090 | Network Rail Bretton | 7.811 | 6971.67 | 1.58 | 1.58
859 | 859 | 1100770683368 | Bambers Farm Wind Farm |  | 2.38 | 0.75 | 0.75
860 | 860 | 1160000213601 | Vine House Wind Farm | 10.021 | 76.57 | 0.78 | 0.78
861 | 861 | 1160000154150 | Red House Wind Farm | 10.078 | 17.76 | 0.82 | 0.82
862 | 862 | 1160000186551 | Daneshill Landfill |  | 38.04 | 1.26 | 1.26
863 | 863 | 1130000053950 | Corby Power demand | 4.447 | 755.62 | 1.45 | 1.45
864 | 864 | 1160000745093 | Newton Longville Landfill | 0.452 | 20.41 | 1.46 | 1.46
865 | 865 | 1160000909822 | Hollies Wind Farm |  | 2.53 | 0.82 | 0.82
866 | 866 | 1130000044004 | Lynn Wind Farm |  | 212.18 | 0.77 | 0.77
867 | 867 | 1130000044022 | Inner Dowsing Wind Farm |  | 212.18 | 0.78 | 0.78
868 | 868 | 1160000999037 | Bicker Fen Wind Farm | 7.328 | 46.85 | 0.77 | 0.77
869 | 869 | 1100039667455 | London Road Heat Station |  | 620.15 | 1.07 | 1.07
870 | 870 | 1160001253330 | Lindhurst Wind Farm |  | 62.8 | 0.99 | 0.99
873 | 873 | 1100039600317 | Rolls Royce Coventry | 0.513 | 1041.46 | 1.82 | 1.82
875 | 875 | 1100039667989 | Caterpillar | 2.088 | 13817.16 | 1.62 | 1.62
876 | 876 | 1100039602323 | Santander Carlton Park | 3.267 | 1041.46 | 1.37 | 1.37
877 | 877 | 1100039600308 | Brush | 1.112 | 6811.97 | 1.27 | 1.27
878 | 878 | 1170000352384 1170000352409 | JCB | 3.686 | 10041.92 | 2.52 | 2.52
879 | 879 | 1100039606197 | Cast Bar UK | 3.005 | 6811.97 | 1.37 | 1.37
880 | 880 | 1100039668227 | Bretby GP | 0.519 | 1041.46 | 4.58 | 4.58
881 | 881 | 1100039601028 | Holwell Works | 3.775 | 6811.97 | 1.64 | 1.64
882 | 882 | 1100039601019 | Pedigree Petfoods | 3.544 | 6811.97 | 1.61 | 1.61
883 | 883 | 1100039601339 | Alstom Wolverton | 1.289 | 1041.46 | 1.82 | 1.82
884 | 884 | 1100039600567 | Colworth Laboratory | 4.676 | 1041.46 | 3.58 | 3.58
885 | 885 | 1100039601923 1100039601932 | Boots Thane Road | 0.544 | 9173.57 | 1 | 1
886 | 886 | 1100039606294 | QMC | 0.399 | 6714.13 | 2 | 2
887 | 887 | 1100039604358 | British Gypsum | 0.112 | 10677.43 | 2.58 | 2.58
888 | 888 | 1100039605139 1100039605148 | Melbourne STW | 3.562 | 6811.97 | 3.4 | 3.4
889 | 889 | 1100039601116 1100050484817 | Whetstone | 3.455 | 1041.46 | 2.25 | 2.25
890 | 890 | 1100039603647 1100039603656 | Holbrook Works |  | 1041.46 | 1.2 | 1.2
891 | 891 | 1100050674421 1100050677575 | Astrazeneca Charnwood | 1.014 | 12115.64 | 1.82 | 1.82
892 | 892 | 1160000002893 1160000065918 | B&Q Manton | 1.751 | 955.49 | 2.15 | 2.15
893 | 893 | 1160001007100 1160001122717 | Transco Churchover |  | 22165.59 | 1 | 1
894 | 894 | 1100039600033 | Alstom Rugby | 0.736 | 10403.8 | 1.06 | 1.06
896 | 896 | 1160001363390 | Low Spinney Wind Farm |  | 186.31 | 0.74 | 0.74
897 | 897 | 1160001457392 | Swinford Wind Farm |  | 1006.82 | 0.76 | 0.76
898 | 898 | 1170000117971 | Yelvertoft Wind Farm |  | 70.26 | 1.06 | 1.06
899 | 899 |  | Maxwell House Data Centre | 1.554 | 25690.69 | 1.33 | 1.33
902 | 902 | 1170000199789 | Burton Wolds Wind Farm phase 2 | 3.279 | 85.14 | 1.77 | 1.77
903 | 903 | 1170000137579 | Shacks Barn PV | 0.427 | 11.66 | 0.97 | 0.97
904 | 904 | 1160001324665 | Hatton Gas Compressor |  | 26466.4 | 1.7 | 1.7
905 | 905 | 1170000112477 | North Hykeham EFW |  | 49.7 | 2.24 | 2.24
906 | 906 | 1160001415347 | Sleaford Renewable Energy Plant | 7.419 | 5098.47 | 0.78 | 0.78
907 | 907 | 1170000059210 | Bilsthorpe Wind Farm |  | 19.46 | 0.74 | 0.74
908 | 908 | 1170000117944 | Old Dalby Lodge Wind Farm | 0.087 | 19.27 | 0.73 | 0.73
909 | 909 | 1170000146670 | Willoughby STOR generation | 0.101 | 257.41 | 0.88 | 0.88
910 | 910 | 1130000085288 | Rolls Royce AB&E 33kV | 3.244 | 25850.39 | 1.73 | 1.73
911 | 911 | 1170000110600 | The Grange Wind Farm | 7.421 | 934.21 | 2.82 | 2.82
912 | 912 | 1170000111881 | Clay Lake STOR | 10.133 | 895.09 | 1.22 | 1.22
913 | 913 | 1170000113443 | Balderton STOR |  | 894.08 | 1.59 | 1.59
914 | 914 | 1170000172954 | Wymeswold Solar Park | 0.955 | 10.84 | 2.51 | 2.51
915 | 915 | 1170000722696 | French Farm Wind Farm | 9.962 | 117.47 | 0.77 | 0.77
916 | 916 | 1170000398486 | Lilbourne Wind Farm |  | 974.63 | 1.27 | 1.27
917 | 917 | 1170000154538 | Chelvaston Renewable | 4.381 | 900.24 | 0.73 | 0.73
918 | 918 | 1170000174827 | Beachampton Solar Farm | 0.45 | 11.24 | 1.87 | 1.87
919 | 919 | 1170000182961 | Croft End Solar Farm |  | 3.15 | 1.48 | 1.48
920 | 920 | 1170000233552 | M1 Wind farm | 3.264 | 8.09 | 0.79 | 0.79
922 | 922 | 1170000280108 | Low Farm Anaerobic Dig |  | 310.91 | 1.14 | 1.14
923 | 923 | 1170000280960 | Turweston Airfield Solar Farm | 0.446 | 3.1 | 1.5 | 1.5
924 | 924 | 1170000281175 | Burton Pedwardine Solar |  | 7.39 | 1.29 | 1.29
925 | 925 | 1170000306909 | Little Morton Farm Solar |  | 5.38 | 1.73 | 1.73
930 | 930 | 1170000073288 | Rockingham | 4.554 | 22794.84 | 1.12 | 1.12
931 | 931 | 1170000086612 1170000091783 1170000091792 1170000091808 | Santander Carlton Park 132/11 | 0.698 | 44070.97 | 1.26 | 1.26
932 | 932 | 1160001446600 | Delphi Diesel | 3.765 | 1041.46 | 1.38 | 1.38
940 | 940 | 1170000306884 | Lodge Farm Solar Park |  | 21.24 | 0.93 | 0.93
941 | 941 | 1170000313162 | Ermine Farm PV |  | 22.3 | 1.41 | 1.41
942 | 942 | 1170000319234 | Ridge Solar Park | 3.321 | 3.07 | 2.01 | 2.01
943 | 943 | 1170000325283 | Winwick Wind Farm |  | 63.89 | 1 | 1
944 | 944 | 1170000325308 | Watford Lodge Wind Farm |  | 97.07 | 1.03 | 1.03
945 | 945 | 1170000326454 | Leverton Solar Park | 7.389 | 2.39 | 1.37 | 1.37
946 | 946 | 1170000337508 | Burton Pedwardine Phase 2 |  | 20.17 | 1.64 | 1.64
947 | 947 | 1170000369068 | Hartwell Solar Farm | 3.325 | 30.91 | 1.5 | 1.5
948 | 948 | 1170000369100 | Eakley Lanes Solar North | 3.283 | 7.22 | 0.94 | 0.94
949 | 949 | 1170000369129 | Eakley Lanes Solar South | 2.958 | 125.65 | 0.76 | 0.76
950 | 950 | 1170000388743 | Welbeck Colliery PV |  | 5.16 | 1.12 | 1.12
951 | 951 | 1170000394960 | Newton Road PV | 3.32 | 18.55 | 1.71 | 1.71
952 | 952 | 1170000395954 | New Albion Wind Farm | 3.307 | 58.65 | 1.53 | 1.53
953 | 953 | 1170000400772 | Moat Farm PV | 0.53 | 13.73 | 1 | 1
954 | 954 | 1170000407875 | Bilsthorpe Solar | 0.233 | 43.04 | 1.16 | 1.16
955 | 955 | 1170000409696 | Hall Farm Site PV 1 | 1.801 | 8.28 | 0.76 | 0.76
956 | 956 | 1170000415946 | Gaultney Solar Park | 4.359 | 1.05 | 2.98 | 2.98
957 | 957 | 1170000413692 | Fiskerton Solar Farm |  | 1.03 | 2.96 | 2.96
958 | 958 | 1170000424904 | Mount Mill Solar Park | 0.449 | 10.5 | 2.44 | 2.44
959 | 959 | 1170000427170 | Podington Airfield WF | 3.255 | 161.55 | 1.65 | 1.65
960 | 960 | 1170000428528 | Branston South PV Farm | 2.108 | 5.39 | 1.55 | 1.55
961 | 961 | 1170000430182 | Eakring Solar Farm |  | 2.53 | 1.38 | 1.38
962 | 962 | 1170000439877 | Ragdale PV Solar Park |  | 160.99 | 0.88 | 0.88
963 | 963 | 1170000438312 | Thoresby Solar Farm |  | 3.15 | 1.09 | 1.09
964 | 964 | 1170000437211 | Welbeck Solar Farm |  | 16.06 | 1.3 | 1.3
965 | 965 | 1170000444690 | Atherstone Solar Farm | 1.691 | 3.36 | 2.66 | 2.66
966 | 966 | 1170000445115 | Babworth Estate PV Farm | 0.527 | 3.77 | 1.33 | 1.33
968 | 968 | 1170000446615 | Homestead Farm Solar Park | 0.444 | 7.16 | 2.28 | 2.28
969 | 969 | 1170000447033 | Grange Solar Farm |  | 3.01 | 1.74 | 1.74
2034 | 2034 | 2034 | Grendon/Huntingdon Interconnector |  | 25540.25 | 3.29 | 3.29
7015 | 7015 | 7015 | Corby Power generation
7315 | 7315 | 7315 | Redfield Road 1 STOR | 0.543 | 60.8 | 0.85 | 0.85
7324 | 7324 | 7324 | Trafalgar Pk Gas STOR | 3.017 | 65.33 | 0.84 | 0.84
7326 | 7326 | 7326 | Redfield Road B STOR | 0.481 | 374.54 | 1.14 | 1.14
7443 | 7443 | 7443 | Derby Power Station |  | 7.75 | 2.99 | 2.99
10500 | 10500 | 10500 | Watnall Brickworks IDNO | 0.233 | 18.24 | 0.81 | 0.81
New Import 1 | New Import 1 | New Import 1 | A019 Cotmoor |  | 463.08 | 0.73 | 0.73
New Import 2 | New Import 2 | New Import 2 | Althorp Estate | 3.605 | 152.75 | 1.3 | 1.3
New Import 3 | New Import 3 | New Import 3 | Asfordby B STOR |  | 49956.29 | 1.19 | 1.19
New Import 4 | New Import 4 | New Import 4 | Ashorne Solar | 1.871 | 154.62 | 1.02 | 1.02
New Import 5 | New Import 5 | New Import 5 | Astley Gorse Solar |  | 2.09 | 3.56 | 3.56
New Import 6 | New Import 6 | New Import 6 | Aston Flamville, Hinckley | 1.002 | 15.53 | 1.3 | 1.3
New Import 7 | New Import 7 | New Import 7 | Averham Leazes |  | 3596.2 | 1.24 | 1.24
New Import 8 | New Import 8 | New Import 8 | Belvoir PV |  | 4.62 | 1.24 | 1.24
New Import 9 | New Import 9 | New Import 9 | Boston Biomass 2 | 7.678 | 2744.17 | 0.94 | 0.94
New Import 10 | New Import 10 | New Import 10 | Brackley Solar Farm, Blackpits Recycling Centre | 0.448 | 8.96 | 1.3 | 1.3
New Import 11 | New Import 11 | New Import 11 | Breach Farm 132 |  | 631.78 | 0.77 | 0.77
New Import 12 | New Import 12 | New Import 12 | Bridge Street ESS & PV |  | 32.99 | 3.08 | 3.08
New Import 13 | New Import 13 | New Import 13 | Brigstock | 3.314 | 5.4 | 1.24 | 1.24
New Import 14 | New Import 14 | New Import 14 | Burnt Thorns Farm, Kilsby Lane | 0.729 | 7.13 | 1.3 | 1.3
New Import 15 | New Import 15 | New Import 15 | By Pass Farm, Great North Road |  | 8.45 | 1.24 | 1.24
New Import 16 | New Import 16 | New Import 16 | Canal Solar Farm, Elms Farm | 1.003 | 106.42 | 1.05 | 1.05
New Import 17 | New Import 17 | New Import 17 | Caudwell Farm |  | 47.87 | 6.56 | 6.56
New Import 18 | New Import 18 | New Import 18 | Chelveston Renewable Energy Park | 4.757 | 16838.83 | 0.77 | 0.77
New Import 19 | New Import 19 | New Import 19 | Chequers Knoll Storage | 3.336 | 4078.22 | 0.65 | 0.65
New Import 20 | New Import 20 | New Import 20 | Chestnut Farm |  | 28.98 | 1.13 | 1.13
New Import 21 | New Import 21 | New Import 21 | Cogenhoe BESS | 3.336 | 463.08 | 0.77 | 0.77
New Import 22 | New Import 22 | New Import 22 | Copse Lodge Solar Farm | 0.448 | 4.62 | 1.24 | 1.24
New Import 23 | New Import 23 | New Import 23 | Corley Solar Farm, Breach Oak Lane | 3.092 | 17.32 | 1.3 | 1.3
New Import 24 | New Import 24 | New Import 24 | Costock Solar Farm |  | 6.45 | 1.24 | 1.24
New Import 25 | New Import 25 | New Import 25 | Crick Road Solar Plant |  | 9.19 | 1.24 | 1.24
New Import 26 | New Import 26 | New Import 26 | Dunsford Road (Alfreton PV) | 0.395 | 8.54 | 1.3 | 1.3
New Import 27 | New Import 27 | New Import 27 | Eastcroft EfW | 0.461 | 925.02 | 0.8 | 0.8
New Import 28 | New Import 28 | New Import 28 | Eden Meadows ESS & PV |  | 463.08 | 1.24 | 1.24
New Import 29 | New Import 29 | New Import 29 | Exton Estate Solar Farm, Barnsdale Avenue | 3.314 | 72.97 | 1.24 | 1.24
New Import 30 | New Import 30 | New Import 30 | Friskerton Solar Farm, Reepham Road | 2.107 | 18.24 | 1.3 | 1.3
New Import 31 | New Import 31 | New Import 31 | Glaston Road, Oakham | 3.314 | 23.97 | 1.3 | 1.3
New Import 32 | New Import 32 | New Import 32 | Grantham Solar Farm | 0.996 | 3657.56 | 0.77 | 0.77
New Import 33 | New Import 33 | New Import 33 | Grendon BESS Farm IDNO | 3.336 | 9380.42 | 0.32 | 0.32
New Import 34 | New Import 34 | New Import 34 | Grendon Lakes | 3.511 | 1668.12 | 1.19 | 1.19
New Import 35 | New Import 35 | New Import 35 | Hasland Solar Farm |  | 15.96 | 1.16 | 1.16
New Import 36 | New Import 36 | New Import 36 | Hixons Lane Solar Park | 4.085 | 24.74 | 1.93 | 1.93
New Import 37 | New Import 37 | New Import 37 | Hydes Lane |  | 463.08 | 0.82 | 0.82
New Import 38 | New Import 38 | New Import 38 | Inkersall Farm PV |  | 0.77 | 1.3 | 1.3
New Import 39 | New Import 39 | New Import 39 | Inkersall Road ESS & PV |  | 10098.24 | 1.43 | 1.43
New Import 40 | New Import 40 | New Import 40 | J162 Waterleys Farm | 3.336 | 463.08 | 0.73 | 0.73
New Import 41 | New Import 41 | New Import 41 | Kingston Solar |  | 1.85 | 1.24 | 1.24
New Import 42 | New Import 42 | New Import 42 | Kisses Barn Farm | 1.684 | 190.56 | 2.27 | 2.27
New Import 43 | New Import 43 | New Import 43 | Land at Langer Lane ESS & PV |  | 68.62 | 1.65 | 1.65
New Import 44 | New Import 44 | New Import 44 | Land West of Quarry Hill | 4.111 | 25.68 | 0.85 | 0.85
New Import 45 | New Import 45 | New Import 45 | Longmoor Solar, Castle View Road |  | 6.45 | 1.24 | 1.24
New Import 46 | New Import 46 | New Import 46 | Lower Farm, Bishops Itchington | 2.52 | 4.49 | 1.3 | 1.3
New Import 47 | New Import 47 | New Import 47 | Mallows Lane ESS & PV | 7.395 | 103.38 | 1.05 | 1.05
New Import 48 | New Import 48 | New Import 48 | Markham Vale |  | 215.27 | 1.05 | 1.05
New Import 49 | New Import 49 | New Import 49 | Middle Farm Road |  | 12.92 | 2.58 | 2.58
New Import 50 | New Import 50 | New Import 50 | Mill Farm, Cotes | 0.954 | 2.69 | 1.3 | 1.3
New Import 51 | New Import 51 | New Import 51 | Moor Lane Solar Farm | 1.684 | 161.98 | 2.19 | 2.19
New Import 52 | New Import 52 | New Import 52 | Moreton Morrell Solar | 3.577 | 3.72 | 1.3 | 1.3
New Import 53 | New Import 53 | New Import 53 | N0016984, Stanton Cross Route 10 | 3.511 | 26466.4 | 2.23 | 2.23
New Import 54 | New Import 54 | New Import 54 | Newton Wood Farm ESS |  | 463.08 | 0.94 | 0.94
New Import 55 | New Import 55 | New Import 55 | Normanton Larches Solar |  | 9.41 | 1.24 | 1.24
New Import 56 | New Import 56 | New Import 56 | Northampton Gateway IDNO | 3.314 | 23234.34 | 0.44 | 0.44
New Import 57 | New Import 57 | New Import 57 | Oakley Bushes Solar Farm | 3.314 | 9.17 | 1.24 | 1.24
New Import 58 | New Import 58 | New Import 58 | Osberton Solar | 1.778 | 3.48 | 1.3 | 1.3
New Import 59 | New Import 59 | New Import 59 | Persimmon Homes Northampton IDNO | 3.511 | 9212.47 | 0.7 | 0.7
New Import 60 | New Import 60 | New Import 60 | Pistern Hills Farm |  | 14923.63 | 3.33 | 3.33
New Import 61 | New Import 61 | New Import 61 | Poole Farm, Barrow Road | 0.954 | 1.54 | 1.3 | 1.3
New Import 62 | New Import 62 | New Import 62 | Project Winehouse IDNO | 3.511 | 9212.47 | 0.87 | 0.87
New Import 63 | New Import 63 | New Import 63 | RAF Newton Phase 1 |  | 186.2 | 1.24 | 1.24
New Import 64 | New Import 64 | New Import 64 | Ranksborough Farm | 3.314 | 5.56 | 1.3 | 1.3
New Import 65 | New Import 65 | New Import 65 | Rolleston Park 2 | 0.491 | 17.5 | 1.3 | 1.3
New Import 66 | New Import 66 | New Import 66 | Rothersthorpe, Milton Road | 3.314 | 2.49 | 1.3 | 1.3
New Import 67 | New Import 67 | New Import 67 | Sherbourne Farm Solar | 1.87 | 125.59 | 2.53 | 2.53
New Import 68 | New Import 68 | New Import 68 | Shirebrook Wind Farm | 0.152 | 2.95 | 0.93 | 0.93
New Import 69 | New Import 69 | New Import 69 | Shireoaks Hall Farm PV |  | 7.68 | 1.05 | 1.05
New Import 70 | New Import 70 | New Import 70 | Smart Parc | 3.184 | 25850.39 | 1.7 | 1.7
New Import 71 | New Import 71 | New Import 71 | Soars Lodge Farm |  | 18.2 | 1.72 | 1.72
New Import 72 | New Import 72 | New Import 72 | South Wheatley PV |  | 1.16 | 1.24 | 1.24
New Import 73 | New Import 73 | New Import 73 | Sparrow Lodge Farm, Wicken Park Road | 2.028 | 0.77 | 1.3 | 1.3
New Import 74 | New Import 74 | New Import 74 | Staveley Works |  | 34.48 | 1.15 | 1.15
New Import 75 | New Import 75 | New Import 75 | Stourton Estate |  | 15.18 | 1.24 | 1.24
New Import 76 | New Import 76 | New Import 76 | Stow Park Farm ESS & PV |  | 13.04 | 1.02 | 1.02
New Import 77 | New Import 77 | New Import 77 | Sudbury Estate | 3.004 | 463.08 | 1.02 | 1.02
New Import 78 | New Import 78 | New Import 78 | Thornton Solar Farm |  | 7.37 | 1.11 | 1.11
New Import 79 | New Import 79 | New Import 79 | Thorpe Constantine Solar |  | 2.78 | 2.45 | 2.45
New Import 80 | New Import 80 | New Import 80 | Thurlaston Estate Solar Farm | 0.666 | 22.22 | 1.24 | 1.24
New Import 81 | New Import 81 | New Import 81 | Tolldish Hall PV | 0.504 | 16.45 | 1.3 | 1.3
New Import 82 | New Import 82 | New Import 82 | Tuckey Farm PV | 0.448 | 2.92 | 1.3 | 1.3
New Import 83 | New Import 83 | New Import 83 | Vauls Farm PV | 0.504 | 18.24 | 1.3 | 1.3
New Import 84 | New Import 84 | New Import 84 | Vicarage Farm | 3.336 | 463.08 | 0.73 | 0.73
New Import 85 | New Import 85 | New Import 85 | Washdyke Farm |  | 51.9 | 1.38 | 1.38
New Import 86 | New Import 86 | New Import 86 | Watling Street | 1.074 | 10201.62 | 1.32 | 1.32
New Import 87 | New Import 87 | New Import 87 | Whaley Solar |  | 80.83 | 1.3 | 1.3
New Import 88 | New Import 88 | New Import 88 | Winkburn Estate BESS |  | 26466.4 | 0.77 | 0.77
New Import 89 | New Import 89 | New Import 89 | Winkburn Solar |  | 9.17 | 1.24 | 1.24
New Import 91 | New Import 91 | New Import 91 | Wistow Lodge PV, Leicester Road | 0.666 | 146.23 | 1.24 | 1.24
New Import 92 | New Import 92 | New Import 92 | Wood Lodge Farm | 3.314 | 8.92 | 1.85 | 1.85

## Annex 2b Export
Note: The list of MPANs / MSIDs provided may be incomplete; the DNO reserves the right to apply the listed charges to any other MPANs / MSIDs associated with the site. Note: This table is automatically populated based on the content of the tab entitled 'Annex 2 EHV Charges'. The timebands are as shown in Annex 2.
National Grid Electricity Distribution (East Midlands) plc - Effective from 1 April 2026 - Final Designated EHV export charges
Export Unique Identifier | LLFC/DUoS Tariff Id | Export MPANs/MSIDs | Name | Export Super Red unit charge (p/kWh) | Export fixed charge (p/day) | Export capacity charge (p/kVA/day) | Export exceeded capacity charge (p/kVA/day)
479 | 479 | 1170000982207 | Lyon Road Gas Gen | -1.518 | 1426.69 | 0.05 | 0.05
480 | 480 | 1170001003928 | Asher Lane 33kV STOR | -0.408 | 304.4 | 0.05 | 0.05
481 | 481 | 1170001052181 | Spondon Peaking STOR | -3.108 | 458.01 | 0.05 | 0.05
483 | 483 | 1170001154343 | Churchover solar farm new |  | 1951.3 | 0.05 | 0.05
484 | 484 | 1170001200887 | Hall Farm Site PV 2 |  | 146.77 | 0.05 | 0.05
485 | 485 | 1170001247403 | Back Lane ESS | -2.903 | 713.28 | 0.05 | 0.05
486 | 486 | 1170001302515 | Thornton Estate, Weighbridge Road | -0.161 | 466.38 | 0.05 | 0.05
487 | 487 | 1170001326311 | Battery Ln Boston ESS | -7.618 | 155.07 | 0.05 | 0.05
488 | 488 | 1170001342590 | Willowbrook Industrial Estate | -3.959 | 4100.42 | 0.05 | 0.05
489 | 489 | 1170001402799 | Fiskerton Airfield |  | 924.3 | 0.05 | 0.05
490 | 490 | 1170001415733 | Whitecross Lane PV Park |  | 4132.01 | 0.05 | 0.05
491 | 491 | 1170001443128 | Streetfield Farm Watling PV |  | 2689.79 | 0.05 | 0.05
492 | 492 | 1170001544448 | Gorse Lane Solar |  | 5555.71 | 0.05 | 0.05
493 | 493 | 1170001544642 | Gorse Lane Solar Ext |  | 5336.96 | 0.05 | 0.05
497 | 497 | 1170001694598 | Highgrounds STOR | -1.863 | 308.6 | 0.05 | 0.05
498 | 498 | 1170001689844 | Hayton Lakes Battery |  | 206.46 | 0.05 | 0.05
499 | 499 | 1170001697960 | Hayton Lakes PV |  | 410.56 | 0.05 | 0.05
500 | 500 | 1170001813110 | Manor Farm |  | 2147.99 | 0.05 | 0.05
501 | 501 | 1170001815437 | Potash Farm A ESS | -0.465 | 3285.22 | 0.05 | 0.05
502 | 502 | 1170001777784 | Potash Farm B ESS | -0.465 | 3451.51 | 0.05 | 0.05
504 | 504 | 1170001821556 | Adstock Solar Farm, Addington |  | 363.66 | 0.05 | 0.05
505 | 505 | 1170001869414 | Eastfields Solar | -2.578 | 1754.18 | 0.05 | 0.05
506 | 506 | 1170002051922 | Chapel Street, Stapleton |  | 800.01 | 0.05 | 0.05
507 | 507 | 1170002064452 | Manor Fam Bourton |  | 723.83 | 0.05 | 0.05
508 | 508 | 1170002070605 | Haunton Manor Farm Solar Project |  | 917.7 | 0.05 | 0.05
509 | 509 | 1170002076397 | Newbold Pacey, Newbold Road |  | 361.15 | 0.05 | 0.05
510 | 510 | 1170002082595 | Harborough Fields Farm |  | 479.55 | 0.05 | 0.05
511 | 511 | 1170002107594 | Private Rd No5 Colwick | -0.72 | 21.39 | 0.05 | 0.05
512 | 512 | 1170002109796 | Gonerby Moor PV |  | 1209.32 | 0.05 | 0.05
452 | 452 | 1170001236856 | Branston Potato Farm |  | 19762.36 | 0.05 | 0.05
453 | 453 | 1170001326297 | Cotham Grange 132 PV |  | 1002.34 | 0.05 | 0.05
454 | 454 | 1170001439725 | Newhurst ERF 132 EFW |  | 17341.63 | 0.05 | 0.05
455 | 455 | 1170001495989 | Grafton Underwood |  | 924.08 | 0.05 | 0.05
456 | 456 | 1170001534820 | Desford Road BESS 132 | -0.689 | 463.08 | 0.05 | 0.05
458 | 458 | 1170001876003 | Land at Low Farm |  | 1164.49 | 0.05 | 0.05
459 | 459 | 1170001991754 | Inkersall Grange Farm Bilsthorpe PV |  | 907.96 | 0.05 | 0.05
460 | 460 | 1170001991693 | Land at Crifton Lodge Farm Bilsthorpe PV |  | 921.55 | 0.05 | 0.05
461 | 461 | 1170002121710 | Land at Ash Farm ESS & PV |  | 2594.86 | 0.05 | 0.05
462 | 462 | 1170002125715 | Halloughton Solar Farm Southwell |  | 921.54 | 0.05 | 0.05
463 | 463 | 1170002144763 | Bagworth Road, Newbold Verdon |  | 921.54 | 0.05 | 0.05
367 | 367 | 1170000480699 | Yew Tree Farm PV |  | 307.58 | 0.05 | 0.05
368 | 368 | 1170000487151 | Cobb Farm Egmanton PV |  | 864.03 | 0.05 | 0.05
369 | 369 | 1170000530969 | Kelmarsh Wind Farm |  | 10399.37 | 0.05 | 0.05
371 | 371 | 1170000549240 | Copley Farm PV Claypole |  | 1345.1 | 0.05 | 0.05
372 | 372 | 1170000549278 | Greatmoor EFW Calvert | -0.465 | 7529.03 | 0.05 | 0.05
373 | 373 | 1170000559860 | Lodge Farm (Calow) PV |  | 337.05 | 0.05 | 0.05
374 | 374 | 1170000569850 | Arkwright Solar PV |  | 1390.41 | 0.05 | 0.05
377 | 377 | 1170000579928 | Averill Farm PV |  | 3687.64 | 0.05 | 0.05
378 | 378 | 1170000582708 | Marchington Solar PV |  | 375.8 | 0.05 | 0.05
379 | 379 | 1170000586508 1170000591702 | West End Fm Treswell PV |  | 428.16 | 0.05 | 0.05
380 | 380 | 1170000586614 | Fields Farm Southam PV |  | 344.54 | 0.05 | 0.05
381 | 381 | 1170000587282 | Canopus Farm PV |  | 399.94 | 0.05 | 0.05
382 | 382 | 1170000594270 | Lindridge Farm PV |  | 306.28 | 0.05 | 0.05
383 | 383 | 1170000594173 | Thornborough Grnds PV |  | 809.18 | 0.05 | 0.05
384 | 384 | 1170000592237 | Wymeswold Narrow Lane PV |  | 645.11 | 0.05 | 0.05
385 | 385 | 1170000598043 | Manor Farm Horton PV |  | 1281.15 | 0.05 | 0.05
386 | 386 | 1170000598201 | Handley Park Farm PV |  | 672.68 | 0.05 | 0.05
387 | 387 | 1170000601991 | Shelton Lodge PV |  | 2654.36 | 0.05 | 0.05
388 | 388 | 1170000604050 | Brafield on the Green PV |  | 2925.75 | 0.05 | 0.05
389 | 389 | 1170000605240 | Sywell PV |  | 3743.45 | 0.05 | 0.05
390 | 390 | 1170000615007 | Holtwood Farm PV |  | 1046.06 | 0.05 | 0.05
391 | 391 | 1170000614981 | Drakelow Farm PV |  | 848.92 | 0.05 | 0.05
392 | 392 | 1170000619925 | Stragglethorpe Rd PV |  | 2939.81 | 0.05 | 0.05
393 | 393 | 1170000627457 | Oxcroft Solar Farm PV |  | 3298.95 | 0.05 | 0.05
394 | 394 | 1170000626825 | Derby Waste Sinfin EFW | -3.108 | 2244.36 | 0.05 | 0.05
395 | 395 | 1170000625690 | Littlewood Farm PV |  | 342.46 | 0.05 | 0.05
396 | 396 | 1170000630422 | Twin Yards Farm PV |  | 1824.42 | 0.05 | 0.05
397 | 397 | 1170000629659 | Tower Hayes Farm PV |  | 851.02 | 0.05 | 0.05
398 | 398 | 1170000632615 | The Breck Solar PV |  | 1724.27 | 0.05 | 0.05
399 | 399 | 1170000631435 | Barnby Moor Retford PV |  | 2802.2 | 0.05 | 0.05
400 | 400 | 1170000636512 | Lincoln Farm PV |  | 741.22 | 0.05 | 0.05
401 | 401 | 1170000652018 | Drakelow Renewable BIO | -2.428 | 250.63 | 0.05 | 0.05
403 | 403 | 1170000641489 | Mill Fm Gt Ponton PV |  | 2558.33 | 0.05 | 0.05
405 | 405 | 1170000671109 | Deepdale Solar Fm PV |  | 738.49 | 0.05 | 0.05
406 | 406 | 1170000671127 | Burton Wolds South WF |  | 308.39 | 0.05 | 0.05
409 | 409 | 1170000677280 | Gawcott Flds PV Commercial |  | 142.81 | 0.05 | 0.05
410 | 410 | 1170000677305 | Gawcott Flds PV Community |  | 163.73 | 0.05 | 0.05
412 | 412 | 1170000722757 | John Brookes Sawmill BIO | -0.105 | 3232.44 | 0.05 | 0.05
413 | 413 | 1170000724008 | Hawton Wind Farm WF |  | 1853.57 | 0.05 | 0.05
415 | 415 | 1170000727230 1170000730001 | Garnham Close STOR | -0.408 | 1224.46 | 0.05 | 0.05
435 | 435 | 1170000893898 | RAF Cranwell High G |  | 2.12 | 0.05 | 0.05
418 | 418 | 1170000751474 | Hermitage Lane STOR | -0.161 | 306.31 | 0.05 | 0.05
419 | 419 | 1170000759687 | Fosse Way Radford Sem PV |  | 3431.94 | 0.05 | 0.05
420 | 420 | 1170000761659 | Meadow Fm Thorpe Lang PV |  | 812.72 | 0.05 | 0.05
421 | 421 | 1170000768566 | Olney Hyde Farm PV |  | 3167.24 | 0.05 | 0.05
422 | 422 | 1170000772465 | Dayfields Farm PV |  | 1439.32 | 0.05 | 0.05
423 | 423 | 1170000775721 | Bolsovermoor Quarry PV |  | 790.14 | 0.05 | 0.05
424 | 424 | 1170000775350 | Bilsthorpe PV |  | 3823.72 | 0.05 | 0.05
426 | 426 | 1170000783314 | Sutton Bonnington PV |  | 595.76 | 0.05 | 0.05
428 | 428 | 1170000790250 | Green Lane Marchington PV |  | 604.23 | 0.05 | 0.05
429 | 429 | 1170000807151 | Baddesley Park PV |  | 834 | 0.05 | 0.05
430 | 430 | 1170000807170 | Baddesley Pk Biomass | -3.121 | 255.7 | 0.05 | 0.05
431 | 431 | 1170000859007 | Taylor Lane 33kV STOR | -3.49 | 304.12 | 0.05 | 0.05
432 | 432 | 1170000871324 | Hill Farm ESS | -2.071 | 172.3 | 0.05 | 0.05
433 | 433 | 1170000871139 | Leverton ESS | -2.143 | 155.07 | 0.05 | 0.05
434 | 434 | 1170000884095 | Nottingham Rd STOR |  | 1917.69 | 0.05 | 0.05
436 | 436 | 1170000895733 | Breach Farm ESS | -2.428 | 2335.92 | 0.05 | 0.05
437 | 437 | 1170000902638 | Boston Biomass Gen AD | -7.618 | 265.84 | 0.05 | 0.05
438 | 438 | 1170000928974 | Twin Oaks Diesel STOR | -3.573 | 479.57 | 0.05 | 0.05
439 | 439 | 1170000939920 | Colwick Private Rd STOR | -0.72 | 263.25 | 0.05 | 0.05
440 | 440 | 1170000953553 | Mill Fm Caythorpe ESS | -1.002 | 230.59 | 0.05 | 0.05
705 | 705 | 1170000447725 | Prestop Park Farm PV |  | 323.23 | 0.05 | 0.05
706 | 706 | 1170000447488 | Smith Hall Farm Solar |  | 411.94 | 0.05 | 0.05
707 | 707 | 1170000447502 | Park Farm Solar Ashby |  | 972.58 | 0.05 | 0.05
708 | 708 | 1170000451439 | Aston House Solar Farm |  | 2199.06 | 0.05 | 0.05
710 | 710 | 1170000457626 | Elms Farm Solar Farm |  | 347.62 | 0.05 | 0.05
711 | 711 | 1170000458569 | Morton Solar Farm |  | 511.46 | 0.05 | 0.05
712 | 712 | 1170000463160 | Glebe Farm Podington PV |  | 6041.18 | 0.05 | 0.05
713 | 713 | 1170000468024 | Rolleston Park Solar |  | 1180.94 | 0.05 | 0.05
714 | 714 | 1170000467581 | Nowhere Farm PV |  | 1465.77 | 0.05 | 0.05
716 | 716 | 1170000467527 | Chelveston Renewable PV | -4.854 | 5032.33 | 0.05 | 0.05
717 | 717 | 1170000474107 | Horsemoor Drove Solar |  | 3137.09 | 0.05 | 0.05
718 | 718 | 1170000474445 | Decoy Farm Crowland PV |  | 302.93 | 0.05 | 0.05
720 | 720 | 1170000474409 | Decoy Farm Crowland AD | -10.349 | 290.76 | 0.05 | 0.05
600 | 600 |  | Network Rail Bytham
601 | 601 | 1100050641453 | Network Rail Grantham
602 | 602 | 1100050106971 | Network Rail Staythorpe
603 | 603 | 1100050314637 1100770450945 | Network Rail Retford
684 | 684 | 1170000817034 | University of Warwick | -1.914 | 72.96 | 0.05 | 0.05
416 | 416 | 1170000730127 | Bombardier |  | 3495.46 | 0.05 | 0.05
635 | 635 | 1160001236229 | Petsoe Wind Farm |  | 1841.48 | 0.05 | 0.05
700 | 700 | 1170000330966 | Castle Cement |  | 187.94 | 0.05 | 0.05
632 | 632 | 1100050222604 | Coventry & Solihull Waste | -1.012 | 704.41 | 0.05 | 0.05
611 | 611 | 1170000014584 | Bentinck Generation | -0.253 | 652.89 | 0.05 | 0.05
640 | 640 | 1160001479030 | Asfordby 132kV |  | 38003.83 | 0.05 | 0.05
612 | 612 | 1100770095541 1130000014463 | Calvert Landfill EFW | -0.247 | 110.29 | 0.05 | 0.05
613 | 613 | 1100770104693 | Weldon Landfill
614 | 614 | 1100770099927 | Goosy Lodge Power
615 | 615 | 1160000226336 | Burton Wolds Wind Farm
616 | 616 |  | Network Rail Bretton
617 | 617 | 1100770683377 | Bambers Farm Wind Farm
618 | 618 | 1160000213610 | Vine House Wind Farm
619 | 619 | 1160000154160 | Red House Wind Farm
620 | 620 | 1160000186560 | Daneshill Landfill
621 | 621 | 1130000079897 1160000745066 | Newton Longville Landfill | -1.048 | 1541.83 | 0.05 | 0.05
622 | 622 | 1160000909840 | Hollies Wind Farm |  | 353.59 | 0.05 | 0.05
629 | 629 | 1130000044013 | Lynn Wind Farm
630 | 630 | 1130000044031 | Inner Dowsing Wind Farm
631 | 631 | 1160000999046 | Bicker Fen Wind Farm |  | 3480.38 | 0.05 | 0.05
634 | 634 | 1100050222473 | London Road Heat Station | -0.474 | 1622.72 | 0.05 | 0.05
633 | 633 | 1160001253321 | Lindhurst Wind Farm |  | 11931.42 | 0.05 | 0.05
636 | 636 | 1100050222464 | Boots Thane Road | -0.474 | 3851.8 | 0.05 | 0.05
608 | 608 | 1100050222446 | QMC
637 | 637 | 1160001059394 | B&Q Manton |  | 85.97 | 0.05 | 0.05
638 | 638 | 1160001363380 | Low Spinney Wind Farm |  | 6110.9 | 0.05 | 0.05
639 | 639 | 1160001457408 | Swinford Wind Farm |  | 5307.96 | 0.05 | 0.05
641 | 641 | 1170000117980 | Yelvertoft Wind Farm |  | 3840.88 | 0.05 | 0.05
650 | 650 | 1170000199798 | Burton Wolds Wind Farm phase 2 |  | 6130.17 | 0.05 | 0.05
651 | 651 | 1170000137588 | Shacks Barn PV |  | 583.06 | 0.05 | 0.05
642 | 642 | 1170000112486 | North Hykeham EFW | -2.143 | 260.44 | 0.05 | 0.05
643 | 643 | 1160001415356 | Sleaford Renewable Energy Plant | -7.618 | 76476.99 | 0.05 | 0.05
644 | 644 | 1170000059186 | Bilsthorpe Wind Farm |  | 411.08 | 0.05 | 0.05
645 | 645 | 1170000117953 | Old Dalby Lodge Wind Farm |  | 564.51 | 0.05 | 0.05
652 | 652 | 1170000146680 | Willoughby STOR generation | -0.105 | 257.41 | 0.05 | 0.05
647 | 647 | 1170000110610 | The Grange Wind Farm |  | 6047.8 | 0.05 | 0.05
648 | 648 | 1170000111890 | Clay Lake STOR | -10.349 | 306.06 | 0.05 | 0.05
649 | 649 | 1170000113452 | Balderton STOR |  | 307.07 | 0.05 | 0.05
653 | 653 | 1170000172963 | Wymeswold Solar Park |  | 5419.5 | 0.05 | 0.05
654 | 654 | 1170000722701 | French Farm Wind Farm |  | 6578.5 | 0.05 | 0.05
646 | 646 | 1170000398495 | Lilbourne Wind Farm |  | 6689.71 | 0.05 | 0.05
655 | 655 | 1170000154547 | Chelvaston Renewable |  | 300.91 | 0.05 | 0.05
656 | 656 | 1170000174836 | Beachampton Solar Farm |  | 337.21 | 0.05 | 0.05
657 | 657 | 1170000182970 | Croft End Solar Farm |  | 786.4 | 0.05 | 0.05
658 | 658 | 1170000233570 | M1 Wind farm |  | 302.05 | 0.05 | 0.05
660 | 660 | 1170000280117 | Low Farm Anaerobic Dig | -0.593 | 1554.56 | 0.05 | 0.05
691 | 691 | 1170000280970 | Turweston Airfield Solar Farm |  | 799.87 | 0.05 | 0.05
692 | 692 | 1170000281193 | Burton Pedwardine Solar |  | 554.49 | 0.05 | 0.05
693 | 693 | 1170000306918 | Little Morton Farm Solar |  | 645.16 | 0.05 | 0.05
694 | 694 | 1170000306893 | Lodge Farm Solar Park |  | 1061.93 | 0.05 | 0.05
695 | 695 | 1170000313171 | Ermine Farm PV |  | 3009.94 | 0.05 | 0.05
696 | 696 | 1170000319243 | Ridge Solar Park |  | 307.07 | 0.05 | 0.05
697 | 697 | 1170000325292 | Winwick Wind Farm |  | 2857.79 | 0.05 | 0.05
698 | 698 | 1170000325317 | Watford Lodge Wind Farm |  | 5685.71 | 0.05 | 0.05
699 | 699 | 1170000326463 | Leverton Solar Park |  | 358.1 | 0.05 | 0.05
701 | 701 | 1170000337517 | Burton Pedwardine Phase 2 |  | 705.9 | 0.05 | 0.05
702 | 702 | 1170000369086 | Hartwell Solar Farm |  | 4636.55 | 0.05 | 0.05
703 | 703 | 1170000369110 | Eakley Lanes Solar North |  | 361.12 | 0.05 | 0.05
704 | 704 | 1170000369147 | Eakley Lanes Solar South | -3.427 | 785.29 | 0.05 | 0.05
661 | 661 | 1170000388752 | Welbeck Colliery PV |  | 495.46 | 0.05 | 0.05
662 | 662 | 1170000394979 | Newton Road PV |  | 2775.24 | 0.05 | 0.05
663 | 663 | 1170000395963 | New Albion Wind Farm |  | 5245.82 | 0.05 | 0.05
664 | 664 | 1170000400781 | Moat Farm PV |  | 732.04 | 0.05 | 0.05
665 | 665 | 1170000407884 | Bilsthorpe Solar |  | 4131.7 | 0.05 | 0.05
666 | 666 | 1170000409701 | Hall Farm Site PV 1 |  | 146.8 | 0.05 | 0.05
667 | 667 | 1170000415955 | Gaultney Solar Park |  | 378.05 | 0.05 | 0.05
668 | 668 | 1170000413708 | Fiskerton Solar Farm |  | 309.11 | 0.05 | 0.05
669 | 669 | 1170000424913 | Mount Mill Solar Park |  | 1070.57 | 0.05 | 0.05
670 | 670 | 1170000427180 | Podington Airfield WF |  | 7269.59 | 0.05 | 0.05
671 | 671 | 1170000428537 | Branston South PV Farm |  | 1618.18 | 0.05 | 0.05
672 | 672 | 1170000430191 | Eakring Solar Farm |  | 505.72 | 0.05 | 0.05
673 | 673 | 1170000439886 | Ragdale PV Solar Park |  | 2617.07 | 0.05 | 0.05
674 | 674 | 1170000438321 | Thoresby Solar Farm |  | 314.66 | 0.05 | 0.05
675 | 675 | 1170000437220 | Welbeck Solar Farm |  | 2113.18 | 0.05 | 0.05
676 | 676 | 1170000444681 | Atherstone Solar Farm |  | 941.39 | 0.05 | 0.05
677 | 677 | 1170000445133 | Babworth Estate PV Farm |  | 603.08 | 0.05 | 0.05
679 | 679 | 1170000446606 | Homestead Farm Solar Park |  | 1073.91 | 0.05 | 0.05
680 | 680 | 1170000447042 | Grange Solar Farm |  | 322.46 | 0.05 | 0.05
2034 | 2034 | 2034 | Grendon/Huntingdon Interconnector
7015 | 7015 | 7015 | Corby Power generation | -3.427 | 926.16 | 0.05 | 0.05
7316 | 7316 | 7316 | Redfield Road 1 STOR | -0.474 | 1586.86 | 0.05 | 0.05
7325 | 7325 | 7325 | Trafalgar Pk Gas STOR | -3.108 | 1515.56 | 0.05 | 0.05
7327 | 7327 | 7327 | Redfield Road B STOR | -0.474 | 1861.98 | 0.05 | 0.05
7444 | 7444 | 7444 | Derby Power Station
10501 | 10501 | 10501 | Watnall Brickworks IDNO |  | 6202.35 | 0.05 | 0.05
370 | 370 | 1170000535113 | Pebble Hall Farm AD | -3.967 | 140.97 | 0.05 | 0.05
375 | 375 | 1170000579254 | Langar Commercial PV |  | 153.92 | 0.05 | 0.05
404 | 404 | 1170000645118 | Welland Bio Power Exp | -3.967 | 140.97 | 0.05 | 0.05
417 | 417 | 1170000740808 | Langar PV Community |  | 153.92 | 0.05 | 0.05
New Export 1 | New Export 1 | New Export 1 | A019 Cotmoor |  | 463.08 | 0.05 | 0.05
New Export 2 | New Export 2 | New Export 2 | Althorp Estate |  | 12525.55 | 0.05 | 0.05
New Export 3 | New Export 3 | New Export 3 | Asfordby B STOR |  | 49956.29 | 0.05 | 0.05
New Export 4 | New Export 4 | New Export 4 | Ashorne Solar | -1.914 | 771.54 | 0.05 | 0.05
New Export 5 | New Export 5 | New Export 5 | Astley Gorse Solar |  | 417.51 | 0.05 | 0.05
New Export 6 | New Export 6 | New Export 6 | Aston Flamville, Hinckley |  | 3452.05 | 0.05 | 0.05
New Export 7 | New Export 7 | New Export 7 | Averham Leazes |  | 3596.2 | 0.05 | 0.05
New Export 8 | New Export 8 | New Export 8 | Belvoir PV |  | 921.54 | 0.05 | 0.05
New Export 9 | New Export 9 | New Export 9 | Boston Biomass 2 | -7.618 | 43368.92 | 0.05 | 0.05
New Export 10 | New Export 10 | New Export 10 | Brackley Solar Farm, Blackpits Recycling Centre |  | 3584.76 | 0.05 | 0.05
New Export 11 | New Export 11 | New Export 11 | Breach Farm 132 |  | 631.78 | 0.05 | 0.05
New Export 12 | New Export 12 | New Export 12 | Bridge Street ESS & PV | -2.903 | 277.15 | 0.05 | 0.05
New Export 13 | New Export 13 | New Export 13 | Brigstock |  | 920.75 | 0.05 | 0.05
New Export 14 | New Export 14 | New Export 14 | Burnt Thorns Farm, Kilsby Lane |  | 303.01 | 0.05 | 0.05
New Export 15 | New Export 15 | New Export 15 | By Pass Farm, Great North Road |  | 917.7 | 0.05 | 0.05
New Export 16 | New Export 16 | New Export 16 | Canal Solar Farm, Elms Farm | -1.05 | 532.08 | 0.05 | 0.05
New Export 17 | New Export 17 | New Export 17 | Caudwell Farm |  | 9554.62 | 0.05 | 0.05
New Export 19 | New Export 19 | New Export 19 | Chequers Knoll Storage | -3.427 | 4078.22 | 0.05 | 0.05
New Export 20 | New Export 20 | New Export 20 | Chestnut Farm | -0.105 | 281.16 | 0.05 | 0.05
New Export 21 | New Export 21 | New Export 21 | Cogenhoe BESS | -3.427 | 463.08 | 0.05 | 0.05
New Export 22 | New Export 22 | New Export 22 | Copse Lodge Solar Farm |  | 921.54 | 0.05 | 0.05
New Export 23 | New Export 23 | New Export 23 | Corley Solar Farm, Breach Oak Lane |  | 5196.3 | 0.05 | 0.05
New Export 24 | New Export 24 | New Export 24 | Costock Solar Farm |  | 919.7 | 0.05 | 0.05
New Export 25 | New Export 25 | New Export 25 | Crick Road Solar Plant |  | 916.97 | 0.05 | 0.05
New Export 26 | New Export 26 | New Export 26 | Dunsford Road (Alfreton PV) |  | 848.87 | 0.05 | 0.05
New Export 27 | New Export 27 | New Export 27 | Eastcroft EfW | -0.474 | 2832.88 | 0.05 | 0.05
New Export 28 | New Export 28 | New Export 28 | Eden Meadows ESS & PV |  | 463.08 | 0.05 | 0.05
New Export 29 | New Export 29 | New Export 29 | Exton Estate Solar Farm, Barnsdale Avenue |  | 18205.85 | 0.05 | 0.05
New Export 30 | New Export 30 | New Export 30 | Friskerton Solar Farm, Reepham Road |  | 291.9 | 0.05 | 0.05
New Export 31 | New Export 31 | New Export 31 | Glaston Road, Oakham |  | 9589.65 | 0.05 | 0.05
New Export 32 | New Export 32 | New Export 32 | Grantham Solar Farm | -1.002 | 3657.56 | 0.05 | 0.05
New Export 33 | New Export 33 | New Export 33 | Grendon BESS Farm IDNO | -3.427 | 9380.42 | 0.05 | 0.05
New Export 34 | New Export 34 | New Export 34 | Grendon Lakes | -3.427 | 1668.12 | 0.05 | 0.05
New Export 35 | New Export 35 | New Export 35 | Hasland Solar Farm |  | 8140.48 | 0.05 | 0.05
New Export 36 | New Export 36 | New Export 36 | Hixons Lane Solar Park |  | 2474.45 | 0.05 | 0.05
New Export 37 | New Export 37 | New Export 37 | Hydes Lane |  | 463.08 | 0.05 | 0.05
New Export 38 | New Export 38 | New Export 38 | Inkersall Farm PV |  | 309.37 | 0.05 | 0.05
New Export 39 | New Export 39 | New Export 39 | Inkersall Road ESS & PV |  | 103.38 | 0.05 | 0.05
New Export 40 | New Export 40 | New Export 40 | J162 Waterleys Farm | -3.427 | 463.08 | 0.05 | 0.05
New Export 41 | New Export 41 | New Export 41 | Kingston Solar |  | 924.3 | 0.05 | 0.05
New Export 42 | New Export 42 | New Export 42 | Kisses Barn Farm |  | 3525.35 | 0.05 | 0.05
New Export 43 | New Export 43 | New Export 43 | Land at Langer Lane ESS & PV |  | 515.16 | 0.05 | 0.05
New Export 44 | New Export 44 | New Export 44 | Land West of Quarry Hill |  | 1926.25 | 0.05 | 0.05
New Export 45 | New Export 45 | New Export 45 | Longmoor Solar, Castle View Road |  | 919.7 | 0.05 | 0.05
New Export 46 | New Export 46 | New Export 46 | Lower Farm, Bishops Itchington |  | 3589.24 | 0.05 | 0.05
New Export 47 | New Export 47 | New Export 47 | Mallows Lane ESS & PV | -7.618 | 206.76 | 0.05 | 0.05
New Export 48 | New Export 48 | New Export 48 | Markham Vale |  | 215.27 | 0.05 | 0.05
New Export 49 | New Export 49 | New Export 49 | Middle Farm Road |  | 1033.74 | 0.05 | 0.05
New Export 50 | New Export 50 | New Export 50 | Mill Farm, Cotes |  | 1183.08 | 0.05 | 0.05
New Export 51 | New Export 51 | New Export 51 | Moor Lane Solar Farm |  | 4859.46 | 0.05 | 0.05
New Export 52 | New Export 52 | New Export 52 | Moreton Morrell Solar |  | 361.15 | 0.05 | 0.05
New Export 54 | New Export 54 | New Export 54 | Newton Wood Farm ESS |  | 463.08 | 0.05 | 0.05
New Export 55 | New Export 55 | New Export 55 | Normanton Larches Solar |  | 1254.16 | 0.05 | 0.05
New Export 56 | New Export 56 | New Export 56 | Northampton Gateway IDNO |  | 62.03 | 0.05 | 0.05
New Export 57 | New Export 57 | New Export 57 | Oakley Bushes Solar Farm |  | 916.99 | 0.05 | 0.05
New Export 58 | New Export 58 | New Export 58 | Osberton Solar |  | 946.96 | 0.05 | 0.05
New Export 60 | New Export 60 | New Export 60 | Pistern Hills Farm | -3.108 | 14923.63 | 0.05 | 0.05
New Export 61 | New Export 61 | New Export 61 | Poole Farm, Barrow Road |  | 308.6 | 0.05 | 0.05
New Export 63 | New Export 63 | New Export 63 | RAF Newton Phase 1 |  | 15485.72 | 0.05 | 0.05
New Export 64 | New Export 64 | New Export 64 | Ranksborough Farm |  | 5558.32 | 0.05 | 0.05
New Export 65 | New Export 65 | New Export 65 | Rolleston Park 2 |  | 839.91 | 0.05 | 0.05
New Export 66 | New Export 66 | New Export 66 | Rothersthorpe, Milton Road |  | 997.2 | 0.05 | 0.05
New Export 67 | New Export 67 | New Export 67 | Sherbourne Farm Solar |  | 3139.78 | 0.05 | 0.05
New Export 68 | New Export 68 | New Export 68 | Shirebrook Wind Farm |  | 147.49 | 0.05 | 0.05
New Export 69 | New Export 69 | New Export 69 | Shireoaks Hall Farm PV |  | 576.09 | 0.05 | 0.05
New Export 71 | New Export 71 | New Export 71 | Soars Lodge Farm |  | 907.96 | 0.05 | 0.05
New Export 72 | New Export 72 | New Export 72 | South Wheatley PV |  | 925 | 0.05 | 0.05
New Export 73 | New Export 73 | New Export 73 | Sparrow Lodge Farm, Wicken Park Road |  | 309.37 | 0.05 | 0.05
New Export 74 | New Export 74 | New Export 74 | Staveley Works |  | 3704.76 | 0.05 | 0.05
New Export 75 | New Export 75 | New Export 75 | Stourton Estate |  | 910.97 | 0.05 | 0.05
New Export 76 | New Export 76 | New Export 76 | Stow Park Farm ESS & PV |  | 913.11 | 0.05 | 0.05
New Export 77 | New Export 77 | New Export 77 | Sudbury Estate | -3.108 | 463.08 | 0.05 | 0.05
New Export 78 | New Export 78 | New Export 78 | Thornton Solar Farm |  | 918.79 | 0.05 | 0.05
New Export 79 | New Export 79 | New Export 79 | Thorpe Constantine Solar |  | 923.38 | 0.05 | 0.05
New Export 80 | New Export 80 | New Export 80 | Thurlaston Estate Solar Farm |  | 17774.58 | 0.05 | 0.05
New Export 81 | New Export 81 | New Export 81 | Tolldish Hall PV |  | 2055.89 | 0.05 | 0.05
New Export 82 | New Export 82 | New Export 82 | Tuckey Farm PV |  | 810.71 | 0.05 | 0.05
New Export 83 | New Export 83 | New Export 83 | Vauls Farm PV |  | 2918.77 | 0.05 | 0.05
New Export 84 | New Export 84 | New Export 84 | Vicarage Farm | -3.427 | 463.08 | 0.05 | 0.05
New Export 85 | New Export 85 | New Export 85 | Washdyke Farm |  | 12845.31 | 0.05 | 0.05
New Export 87 | New Export 87 | New Export 87 | Whaley Solar |  | 5154.69 | 0.05 | 0.05
New Export 89 | New Export 89 | New Export 89 | Winkburn Solar |  | 916.99 | 0.05 | 0.05
New Export 90 | New Export 90 | New Export 90 | Winster PV, Ivonbrook Farm |  | 1404.67 | 0.05 | 0.05
New Export 91 | New Export 91 | New Export 91 | Wistow Lodge PV, Leicester Road |  | 19496.75 | 0.05 | 0.05
New Export 92 | New Export 92 | New Export 92 | Wood Lodge Farm |  | 917.24 | 0.05 | 0.05

## Annex 3 Preserved charges
Back to Overview
National Grid Electricity Distribution (East Midlands) plc - Effective from 1 April 2026 - Final LV and HV tariffs
Supercustomer preserved charges/additional LLFCs
| Closed LLFCs | PCs | Red/black unit charge p/kWh | Amber/yellow unit charge p/kWh | Green unit charge p/kWh | Fixed charge p/MPAN/day
Notes: | [Add DNO specific notes relevant to charges]
Site Specific preserved charges/additional LLFCs
| Closed LLFCs | PCs | Red/black unit charge p/kWh | Amber/yellow unit charge p/kWh | Green unit charge p/kWh | Fixed charge p/MPAN/day | Capacity charge p/kVA/day | Exceeded capacity charge p/kVA/day | Reactive power charge p/kVArh
0
Notes: | Time periods
[Add DNO specific notes relevant to charges]
Unit charges in the red time band apply – between [xx:xx] and [xx:xx], Monday to Friday including bank holidays.
Unit charges in the amber time band apply – between [xx:xx] and [xx:xx], Monday to Friday including bank holidays.
Unit charges in the green time band apply – between [xx:xx] and [xx:xx], Monday to Friday including bank holidays, and [xx:xx] and [xx:xx] Saturday and Sunday.
All times are UK clock-time.
[Add DNO specific notes]

## Annex 4 LDNO charges
Back to Overview | Copy from CDCM table 3701 "Tariffs!A42:I84" and paste values into A14 |  |  |  | Copy from EDCM table 6005 "LDNORev!B549:G683" and paste values into D57
National Grid Electricity Distribution (East Midlands) plc - Effective from 1 April 2026 - Final LDNO tariffs
Time Bands for LV and HV Designated Properties |  |  |  |  | Time Bands for Unmetered Properties
Time periods | Red Time Band | Amber Time Band | Green Time Band |  |  |  | Black Time Band | Yellow Time Band | Green Time Band
Monday to Friday (Including Bank Holidays) All Year | 16:00 to 19:00 | 07:30 to 16:00 19:00 to 21:00 | 00:00 to 07:30 21:00 to 24:00 |  | Monday to Friday (Including Bank Holidays) Nov to Feb Inclusive |  | 16:00 to 19:00 | 07:30 to 16:00 19:00 to 21:00 | 00:00 to 07:30 21:00 to 24:00
Saturday and Sunday All Year |  |  | 00:00 to 24:00 |  | Monday to Friday (Including Bank Holidays) Mar to Oct Inclusive |  |  | 07:30 to 21:00 | 00:00 to 07:30 21:00 to 24:00
Notes | All the above times are in UK Clock time |  |  |  | Saturday and Sunday All Year |  |  |  | 00:00 to 24:00
[5 empty] | Notes |  | All the above times are in UK Clock time
Tariff name | Unique billing identifier | PCs | Red/black unit charge p/kWh | Amber/yellow unit charge p/kWh | Green unit charge p/kWh | Fixed charge p/MPAN/day | Capacity charge p/kVA/day | Exceeded capacity charge p/kVA/day | Reactive power charge p/kVArh
LDNO LV: Domestic Aggregated or CT with Residual |  | 0, 1, 2 | 8.171 | 1.057 | 0.063 | 5.86 | 0 | 0 | 0
LDNO LV: Domestic Aggregated (related MPAN) |  | 2 | 8.171 | 1.057 | 0.063 | 0 | 0 | 0 | 0
LDNO LV: Non-Domestic Aggregated or CT No Residual |  | 0, 3, 4, 5-8 | 8.274 | 1.071 | 0.064 | 7.93 | 0 | 0 | 0
LDNO LV: Non-Domestic Aggregated or CT Band 1 |  | 0, 3, 4, 5-8 | 8.274 | 1.071 | 0.064 | 8.66 | 0 | 0 | 0
LDNO LV: Non-Domestic Aggregated or CT Band 2 |  | 0, 3, 4, 5-8 | 8.274 | 1.071 | 0.064 | 10.71 | 0 | 0 | 0
LDNO LV: Non-Domestic Aggregated or CT Band 3 |  | 0, 3, 4, 5-8 | 8.274 | 1.071 | 0.064 | 14.05 | 0 | 0 | 0
LDNO LV: Non-Domestic Aggregated or CT Band 4 |  | 0, 3, 4, 5-8 | 8.274 | 1.071 | 0.064 | 24.08 | 0 | 0 | 0
LDNO LV: Non-Domestic Aggregated (related MPAN) |  | 4 | 8.274 | 1.071 | 0.064 | 0 | 0 | 0 | 0
LDNO LV: LV Site Specific No Residual |  | 0 | 5.349 | 0.659 | 0.037 | 9.38 | 5.28 | 5.28 | 0.168
LDNO LV: LV Site Specific Band 1 |  | 0 | 5.349 | 0.659 | 0.037 | 38.33 | 5.28 | 5.28 | 0.168
LDNO LV: LV Site Specific Band 2 |  | 0 | 5.349 | 0.659 | 0.037 | 58.52 | 5.28 | 5.28 | 0.168
LDNO LV: LV Site Specific Band 3 |  | 0 | 5.349 | 0.659 | 0.037 | 88.72 | 5.28 | 5.28 | 0.168
LDNO LV: LV Site Specific Band 4 |  | 0 | 5.349 | 0.659 | 0.037 | 164.88 | 5.28 | 5.28 | 0.168
LDNO LV: Unmetered Supplies |  | 0, 1 or 8 | 22.61 | 2.075 | 0.845 | 0 | 0 | 0 | 0
LDNO LV: LV Generation Aggregated |  | 0 | -7.711 | -0.998 | -0.06 | 0 | 0 | 0 | 0
LDNO LV: LV Generation Site Specific |  | 0 | -7.711 | -0.998 | -0.06 | 0 | 0 | 0 | 0.279
LDNO HV: Domestic Aggregated or CT with Residual |  | 0, 1, 2 | 6.454 | 0.835 | 0.05 | 4.63 | 0 | 0 | 0
LDNO HV: Domestic Aggregated (Related MPAN) |  | 2 | 6.454 | 0.835 | 0.05 | 0 | 0 | 0 | 0
LDNO HV: Non-Domestic Aggregated or CT No Residual |  | 0, 3, 4, 5-8 | 6.535 | 0.846 | 0.051 | 6.26 | 0 | 0 | 0
LDNO HV: Non-Domestic Aggregated or CT Band 1 |  | 0, 3, 4, 5-8 | 6.535 | 0.846 | 0.051 | 6.84 | 0 | 0 | 0
LDNO HV: Non-Domestic Aggregated or CT Band 2 |  | 0, 3, 4, 5-8 | 6.535 | 0.846 | 0.051 | 8.46 | 0 | 0 | 0
LDNO HV: Non-Domestic Aggregated or CT Band 3 |  | 0, 3, 4, 5-8 | 6.535 | 0.846 | 0.051 | 11.1 | 0 | 0 | 0
LDNO HV: Non-Domestic Aggregated or CT Band 4 |  | 0, 3, 4, 5-8 | 6.535 | 0.846 | 0.051 | 19.02 | 0 | 0 | 0
LDNO HV: Non-Domestic Aggregated (related MPAN) |  | 4 | 6.535 | 0.846 | 0.051 | 0 | 0 | 0 | 0
LDNO HV: LV Site Specific No Residual |  | 0 | 4.225 | 0.52 | 0.029 | 7.41 | 4.17 | 4.17 | 0.132
LDNO HV: LV Site Specific Band 1 |  | 0 | 4.225 | 0.52 | 0.029 | 30.27 | 4.17 | 4.17 | 0.132
LDNO HV: LV Site Specific Band 2 |  | 0 | 4.225 | 0.52 | 0.029 | 46.22 | 4.17 | 4.17 | 0.132
LDNO HV: LV Site Specific Band 3 |  | 0 | 4.225 | 0.52 | 0.029 | 70.08 | 4.17 | 4.17 | 0.132
LDNO HV: LV Site Specific Band 4 |  | 0 | 4.225 | 0.52 | 0.029 | 130.23 | 4.17 | 4.17 | 0.132
LDNO HV: LV Sub Site Specific No Residual |  | 0 | 4.158 | 0.453 | 0.022 | 8.6 | 5.98 | 5.98 | 0.126
LDNO HV: LV Sub Site Specific Band 1 |  | 0 | 4.158 | 0.453 | 0.022 | 42.6 | 5.98 | 5.98 | 0.126
LDNO HV: LV Sub Site Specific Band 2 |  | 0 | 4.158 | 0.453 | 0.022 | 66.31 | 5.98 | 5.98 | 0.126
LDNO HV: LV Sub Site Specific Band 3 |  | 0 | 4.158 | 0.453 | 0.022 | 101.79 | 5.98 | 5.98 | 0.126
LDNO HV: LV Sub Site Specific Band 4 |  | 0 | 4.158 | 0.453 | 0.022 | 191.23 | 5.98 | 5.98 | 0.126
LDNO HV: HV Site Specific No Residual |  | 0 | 2.608 | 0.236 | 0.008 | 90.34 | 7.88 | 7.88 | 0.07
LDNO HV: HV Site Specific Band 1 |  | 0 | 2.608 | 0.236 | 0.008 | 331.53 | 7.88 | 7.88 | 0.07
LDNO HV: HV Site Specific Band 2 |  | 0 | 2.608 | 0.236 | 0.008 | 796.4 | 7.88 | 7.88 | 0.07
LDNO HV: HV Site Specific Band 3 |  | 0 | 2.608 | 0.236 | 0.008 | 1418.43 | 7.88 | 7.88 | 0.07
LDNO HV: HV Site Specific Band 4 |  | 0 | 2.608 | 0.236 | 0.008 | 3434.56 | 7.88 | 7.88 | 0.07
LDNO HV: Unmetered Supplies |  | 0, 1 or 8 | 17.859 | 1.639 | 0.668 | 0 | 0 | 0 | 0
LDNO HV: LV Generation Aggregated |  | 0 | -7.711 | -0.998 | -0.06 | 0 | 0 | 0 | 0
LDNO HV: LV Sub Generation Aggregated |  | 0 | -6.422 | -0.805 | -0.047 | 0 | 0 | 0 | 0
LDNO HV: LV Generation Site Specific |  | 0 | -7.711 | -0.998 | -0.06 | 0 | 0 | 0 | 0.279
LDNO HV: LV Sub Generation Site Specific |  | 0 | -6.422 | -0.805 | -0.047 | 0 | 0 | 0 | 0.207
LDNO HV: HV Generation Site Specific |  | 0 | -3.958 | -0.431 | -0.021 | 0 | 0 | 0 | 0.172
LDNO HVplus: Domestic Aggregated or CT with Residual |  | 0, 1, 2 | 5.019 | 0.65 | 0.039 | 3.6 | 0 | 0 | 0
LDNO HVplus: Domestic Aggregated (related MPAN) |  | 2 | 5.019 | 0.65 | 0.039 | 0 | 0 | 0 | 0
LDNO HVplus: Non-Domestic Aggregated or CT No Residual |  | 0, 3, 4, 5-8 | 5.083 | 0.658 | 0.039 | 4.87 | 0 | 0 | 0
LDNO HVplus: Non-Domestic Aggregated or CT Band 1 |  | 0, 3, 4, 5-8 | 5.083 | 0.658 | 0.039 | 5.32 | 0 | 0 | 0
LDNO HVplus: Non-Domestic Aggregated or CT Band 2 |  | 0, 3, 4, 5-8 | 5.083 | 0.658 | 0.039 | 6.58 | 0 | 0 | 0
LDNO HVplus: Non-Domestic Aggregated or CT Band 3 |  | 0, 3, 4, 5-8 | 5.083 | 0.658 | 0.039 | 8.63 | 0 | 0 | 0
LDNO HVplus: Non-Domestic Aggregated or CT Band 4 |  | 0, 3, 4, 5-8 | 5.083 | 0.658 | 0.039 | 14.79 | 0 | 0 | 0
LDNO HVplus: Non-Domestic Aggregated (related MPAN) |  | 4 | 5.083 | 0.658 | 0.039 | 0 | 0 | 0 | 0
LDNO HVplus: LV Site Specific No Residual |  | 0 | 3.286 | 0.405 | 0.023 | 5.76 | 3.25 | 3.25 | 0.103
LDNO HVplus: LV Site Specific Band 1 |  | 0 | 3.286 | 0.405 | 0.023 | 23.54 | 3.25 | 3.25 | 0.103
LDNO HVplus: LV Site Specific Band 2 |  | 0 | 3.286 | 0.405 | 0.023 | 35.95 | 3.25 | 3.25 | 0.103
LDNO HVplus: LV Site Specific Band 3 |  | 0 | 3.286 | 0.405 | 0.023 | 54.5 | 3.25 | 3.25 | 0.103
LDNO HVplus: LV Site Specific Band 4 |  | 0 | 3.286 | 0.405 | 0.023 | 101.28 | 3.25 | 3.25 | 0.103
LDNO HVplus: LV Sub Site Specific No Residual |  | 0 | 3.159 | 0.344 | 0.016 | 6.53 | 4.54 | 4.54 | 0.095
LDNO HVplus: LV Sub Site Specific Band 1 |  | 0 | 3.159 | 0.344 | 0.016 | 32.36 | 4.54 | 4.54 | 0.095
LDNO HVplus: LV Sub Site Specific Band 2 |  | 0 | 3.159 | 0.344 | 0.016 | 50.38 | 4.54 | 4.54 | 0.095
LDNO HVplus: LV Sub Site Specific Band 3 |  | 0 | 3.159 | 0.344 | 0.016 | 77.34 | 4.54 | 4.54 | 0.095
LDNO HVplus: LV Sub Site Specific Band 4 |  | 0 | 3.159 | 0.344 | 0.016 | 145.29 | 4.54 | 4.54 | 0.095
LDNO HVplus: HV Site Specific No Residual |  | 0 | 1.959 | 0.178 | 0.006 | 67.86 | 5.92 | 5.92 | 0.053
LDNO HVplus: HV Site Specific Band 1 |  | 0 | 1.959 | 0.178 | 0.006 | 249.03 | 5.92 | 5.92 | 0.053
LDNO HVplus: HV Site Specific Band 2 |  | 0 | 1.959 | 0.178 | 0.006 | 598.21 | 5.92 | 5.92 | 0.053
LDNO HVplus: HV Site Specific Band 3 |  | 0 | 1.959 | 0.178 | 0.006 | 1065.45 | 5.92 | 5.92 | 0.053
LDNO HVplus: HV Site Specific Band 4 |  | 0 | 1.959 | 0.178 | 0.006 | 2579.86 | 5.92 | 5.92 | 0.053
LDNO HVplus: Unmetered Supplies |  | 0, 1 or 8 | 13.889 | 1.275 | 0.519 | 0 | 0 | 0 | 0
LDNO HVplus: LV Generation Aggregated |  | 0 | -4.733 | -0.612 | -0.037 | 0 | 0 | 0 | 0
LDNO HVplus: LV Sub Generation Aggregated |  | 0 | -4.435 | -0.556 | -0.032 | 0 | 0 | 0 | 0
LDNO HVplus: LV Generation Site Specific |  | 0 | -4.733 | -0.612 | -0.037 | 0 | 0 | 0 | 0.171
LDNO HVplus: LV Sub Generation Site Specific |  | 0 | -4.435 | -0.556 | -0.032 | 0 | 0 | 0 | 0.143
LDNO HVplus: HV Generation Site Specific |  | 0 | -3.958 | -0.431 | -0.021 | 61.51 | 0 | 0 | 0.172
LDNO EHV: Domestic Aggregated or CT with Residual |  | 0, 1, 2 | 4.356 | 0.564 | 0.034 | 3.12 | 0 | 0 | 0
LDNO EHV: Domestic Aggregated (related MPAN) |  | 2 | 4.356 | 0.564 | 0.034 | 0 | 0 | 0 | 0
LDNO EHV: Non-Domestic Aggregated or CT No Residual |  | 0, 3, 4, 5-8 | 4.411 | 0.571 | 0.034 | 4.23 | 0 | 0 | 0
LDNO EHV: Non-Domestic Aggregated or CT Band 1 |  | 0, 3, 4, 5-8 | 4.411 | 0.571 | 0.034 | 4.62 | 0 | 0 | 0
LDNO EHV: Non-Domestic Aggregated or CT Band 2 |  | 0, 3, 4, 5-8 | 4.411 | 0.571 | 0.034 | 5.71 | 0 | 0 | 0
LDNO EHV: Non-Domestic Aggregated or CT Band 3 |  | 0, 3, 4, 5-8 | 4.411 | 0.571 | 0.034 | 7.49 | 0 | 0 | 0
LDNO EHV: Non-Domestic Aggregated or CT Band 4 |  | 0, 3, 4, 5-8 | 4.411 | 0.571 | 0.034 | 12.84 | 0 | 0 | 0
LDNO EHV: Non-Domestic Aggregated (related MPAN) |  | 4 | 4.411 | 0.571 | 0.034 | 0 | 0 | 0 | 0
LDNO EHV: LV Site Specific No Residual |  | 0 | 2.852 | 0.351 | 0.02 | 5 | 2.82 | 2.82 | 0.089
LDNO EHV: LV Site Specific Band 1 |  | 0 | 2.852 | 0.351 | 0.02 | 20.43 | 2.82 | 2.82 | 0.089
LDNO EHV: LV Site Specific Band 2 |  | 0 | 2.852 | 0.351 | 0.02 | 31.2 | 2.82 | 2.82 | 0.089
LDNO EHV: LV Site Specific Band 3 |  | 0 | 2.852 | 0.351 | 0.02 | 47.3 | 2.82 | 2.82 | 0.089
LDNO EHV: LV Site Specific Band 4 |  | 0 | 2.852 | 0.351 | 0.02 | 87.9 | 2.82 | 2.82 | 0.089
LDNO EHV: LV Sub Site Specific No Residual |  | 0 | 2.742 | 0.299 | 0.014 | 5.67 | 3.94 | 3.94 | 0.083
LDNO EHV: LV Sub Site Specific Band 1 |  | 0 | 2.742 | 0.299 | 0.014 | 28.09 | 3.94 | 3.94 | 0.083
LDNO EHV: LV Sub Site Specific Band 2 |  | 0 | 2.742 | 0.299 | 0.014 | 43.73 | 3.94 | 3.94 | 0.083
LDNO EHV: LV Sub Site Specific Band 3 |  | 0 | 2.742 | 0.299 | 0.014 | 67.12 | 3.94 | 3.94 | 0.083
LDNO EHV: LV Sub Site Specific Band 4 |  | 0 | 2.742 | 0.299 | 0.014 | 126.1 | 3.94 | 3.94 | 0.083
LDNO EHV: HV Site Specific No Residual |  | 0 | 1.7 | 0.154 | 0.005 | 58.9 | 5.14 | 5.14 | 0.046
LDNO EHV: HV Site Specific Band 1 |  | 0 | 1.7 | 0.154 | 0.005 | 216.14 | 5.14 | 5.14 | 0.046
LDNO EHV: HV Site Specific Band 2 |  | 0 | 1.7 | 0.154 | 0.005 | 519.2 | 5.14 | 5.14 | 0.046
LDNO EHV: HV Site Specific Band 3 |  | 0 | 1.7 | 0.154 | 0.005 | 924.72 | 5.14 | 5.14 | 0.046
LDNO EHV: HV Site Specific Band 4 |  | 0 | 1.7 | 0.154 | 0.005 | 2239.1 | 5.14 | 5.14 | 0.046
LDNO EHV: Unmetered Supplies |  | 0, 1 or 8 | 12.054 | 1.106 | 0.451 | 0 | 0 | 0 | 0
LDNO EHV: LV Generation Aggregated |  | 0 | -4.108 | -0.532 | -0.032 | 0 | 0 | 0 | 0
LDNO EHV: LV Sub Generation Aggregated |  | 0 | -3.849 | -0.483 | -0.028 | 0 | 0 | 0 | 0
LDNO EHV: LV Generation Site Specific |  | 0 | -4.108 | -0.532 | -0.032 | 0 | 0 | 0 | 0.149
LDNO EHV: LV Sub Generation Site Specific |  | 0 | -3.849 | -0.483 | -0.028 | 0 | 0 | 0 | 0.124
LDNO EHV: HV Generation Site Specific |  | 0 | -3.435 | -0.374 | -0.018 | 53.38 | 0 | 0 | 0.15
LDNO 132kV/EHV: Domestic Aggregated or CT with Residual |  | 0, 1, 2 | 4.068 | 0.527 | 0.032 | 2.92 | 0 | 0 | 0
LDNO 132kV/EHV: Domestic Aggregated (related MPAN) |  | 2 | 4.068 | 0.527 | 0.032 | 0 | 0 | 0 | 0
LDNO 132kV/EHV: Non-Domestic Aggregated or CT No Residual |  | 0, 3, 4, 5-8 | 4.12 | 0.533 | 0.032 | 3.95 | 0 | 0 | 0
LDNO 132kV/EHV: Non-Domestic Aggregated or CT Band 1 |  | 0, 3, 4, 5-8 | 4.12 | 0.533 | 0.032 | 4.31 | 0 | 0 | 0
LDNO 132kV/EHV: Non-Domestic Aggregated or CT Band 2 |  | 0, 3, 4, 5-8 | 4.12 | 0.533 | 0.032 | 5.33 | 0 | 0 | 0
LDNO 132kV/EHV: Non-Domestic Aggregated or CT Band 3 |  | 0, 3, 4, 5-8 | 4.12 | 0.533 | 0.032 | 7 | 0 | 0 | 0
LDNO 132kV/EHV: Non-Domestic Aggregated or CT Band 4 |  | 0, 3, 4, 5-8 | 4.12 | 0.533 | 0.032 | 11.99 | 0 | 0 | 0
LDNO 132kV/EHV: Non-Domestic Aggregated (related MPAN) |  | 4 | 4.12 | 0.533 | 0.032 | 0 | 0 | 0 | 0
LDNO 132kV/EHV: LV Site Specific No Residual |  | 0 | 2.663 | 0.328 | 0.019 | 4.67 | 2.63 | 2.63 | 0.083
LDNO 132kV/EHV: LV Site Specific Band 1 |  | 0 | 2.663 | 0.328 | 0.019 | 19.08 | 2.63 | 2.63 | 0.083
LDNO 132kV/EHV: LV Site Specific Band 2 |  | 0 | 2.663 | 0.328 | 0.019 | 29.14 | 2.63 | 2.63 | 0.083
LDNO 132kV/EHV: LV Site Specific Band 3 |  | 0 | 2.663 | 0.328 | 0.019 | 44.18 | 2.63 | 2.63 | 0.083
LDNO 132kV/EHV: LV Site Specific Band 4 |  | 0 | 2.663 | 0.328 | 0.019 | 82.09 | 2.63 | 2.63 | 0.083
LDNO 132kV/EHV: LV Sub Site Specific No Residual |  | 0 | 2.561 | 0.279 | 0.013 | 5.3 | 3.68 | 3.68 | 0.077
LDNO 132kV/EHV: LV Sub Site Specific Band 1 |  | 0 | 2.561 | 0.279 | 0.013 | 26.23 | 3.68 | 3.68 | 0.077
LDNO 132kV/EHV: LV Sub Site Specific Band 2 |  | 0 | 2.561 | 0.279 | 0.013 | 40.84 | 3.68 | 3.68 | 0.077
LDNO 132kV/EHV: LV Sub Site Specific Band 3 |  | 0 | 2.561 | 0.279 | 0.013 | 62.69 | 3.68 | 3.68 | 0.077
LDNO 132kV/EHV: LV Sub Site Specific Band 4 |  | 0 | 2.561 | 0.279 | 0.013 | 117.77 | 3.68 | 3.68 | 0.077
LDNO 132kV/EHV: HV Site Specific No Residual |  | 0 | 1.588 | 0.144 | 0.005 | 55.01 | 4.8 | 4.8 | 0.043
LDNO 132kV/EHV: HV Site Specific Band 1 |  | 0 | 1.588 | 0.144 | 0.005 | 201.85 | 4.8 | 4.8 | 0.043
LDNO 132kV/EHV: HV Site Specific Band 2 |  | 0 | 1.588 | 0.144 | 0.005 | 484.88 | 4.8 | 4.8 | 0.043
LDNO 132kV/EHV: HV Site Specific Band 3 |  | 0 | 1.588 | 0.144 | 0.005 | 863.61 | 4.8 | 4.8 | 0.043
LDNO 132kV/EHV: HV Site Specific Band 4 |  | 0 | 1.588 | 0.144 | 0.005 | 2091.12 | 4.8 | 4.8 | 0.043
LDNO 132kV/EHV: Unmetered Supplies |  | 0, 1 or 8 | 11.258 | 1.033 | 0.421 | 0 | 0 | 0 | 0
LDNO 132kV/EHV: LV Generation Aggregated |  | 0 | -3.836 | -0.496 | -0.03 | 0 | 0 | 0 | 0
LDNO 132kV/EHV: LV Sub Generation Aggregated |  | 0 | -3.594 | -0.451 | -0.026 | 0 | 0 | 0 | 0
LDNO 132kV/EHV: LV Generation Site Specific |  | 0 | -3.836 | -0.496 | -0.03 | 0 | 0 | 0 | 0.139
LDNO 132kV/EHV: LV Sub Generation Site Specific |  | 0 | -3.594 | -0.451 | -0.026 | 0 | 0 | 0 | 0.116
LDNO 132kV/EHV: HV Generation Site Specific |  | 0 | -3.208 | -0.349 | -0.017 | 49.86 | 0 | 0 | 0.14
LDNO 132kV: Domestic Aggregated or CT with Residual |  | 0, 1, 2 | 3.027 | 0.392 | 0.023 | 2.17 | 0 | 0 | 0
LDNO 132kV: Domestic Aggregated (related MPAN) |  | 2 | 3.027 | 0.392 | 0.023 | 0 | 0 | 0 | 0
LDNO 132kV: Non-Domestic Aggregated or CT No Residual |  | 0, 3, 4, 5-8 | 3.065 | 0.397 | 0.024 | 2.94 | 0 | 0 | 0
LDNO 132kV: Non-Domestic Aggregated or CT Band 1 |  | 0, 3, 4, 5-8 | 3.065 | 0.397 | 0.024 | 3.21 | 0 | 0 | 0
LDNO 132kV: Non-Domestic Aggregated or CT Band 2 |  | 0, 3, 4, 5-8 | 3.065 | 0.397 | 0.024 | 3.97 | 0 | 0 | 0
LDNO 132kV: Non-Domestic Aggregated or CT Band 3 |  | 0, 3, 4, 5-8 | 3.065 | 0.397 | 0.024 | 5.21 | 0 | 0 | 0
LDNO 132kV: Non-Domestic Aggregated or CT Band 4 |  | 0, 3, 4, 5-8 | 3.065 | 0.397 | 0.024 | 8.92 | 0 | 0 | 0
LDNO 132kV: Non-Domestic Aggregated (related MPAN) |  | 4 | 3.065 | 0.397 | 0.024 | 0 | 0 | 0 | 0
LDNO 132kV: LV Site Specific No Residual |  | 0 | 1.982 | 0.244 | 0.014 | 3.47 | 1.96 | 1.96 | 0.062
LDNO 132kV: LV Site Specific Band 1 |  | 0 | 1.982 | 0.244 | 0.014 | 14.2 | 1.96 | 1.96 | 0.062
LDNO 132kV: LV Site Specific Band 2 |  | 0 | 1.982 | 0.244 | 0.014 | 21.68 | 1.96 | 1.96 | 0.062
LDNO 132kV: LV Site Specific Band 3 |  | 0 | 1.982 | 0.244 | 0.014 | 32.87 | 1.96 | 1.96 | 0.062
LDNO 132kV: LV Site Specific Band 4 |  | 0 | 1.982 | 0.244 | 0.014 | 61.09 | 1.96 | 1.96 | 0.062
LDNO 132kV: LV Sub Site Specific No Residual |  | 0 | 1.905 | 0.207 | 0.01 | 3.94 | 2.74 | 2.74 | 0.058
LDNO 132kV: LV Sub Site Specific Band 1 |  | 0 | 1.905 | 0.207 | 0.01 | 19.52 | 2.74 | 2.74 | 0.058
LDNO 132kV: LV Sub Site Specific Band 2 |  | 0 | 1.905 | 0.207 | 0.01 | 30.39 | 2.74 | 2.74 | 0.058
LDNO 132kV: LV Sub Site Specific Band 3 |  | 0 | 1.905 | 0.207 | 0.01 | 46.64 | 2.74 | 2.74 | 0.058
LDNO 132kV: LV Sub Site Specific Band 4 |  | 0 | 1.905 | 0.207 | 0.01 | 87.63 | 2.74 | 2.74 | 0.058
LDNO 132kV: HV Site Specific No Residual |  | 0 | 1.181 | 0.107 | 0.004 | 40.93 | 3.57 | 3.57 | 0.032
LDNO 132kV: HV Site Specific Band 1 |  | 0 | 1.181 | 0.107 | 0.004 | 150.2 | 3.57 | 3.57 | 0.032
LDNO 132kV: HV Site Specific Band 2 |  | 0 | 1.181 | 0.107 | 0.004 | 360.8 | 3.57 | 3.57 | 0.032
LDNO 132kV: HV Site Specific Band 3 |  | 0 | 1.181 | 0.107 | 0.004 | 642.61 | 3.57 | 3.57 | 0.032
LDNO 132kV: HV Site Specific Band 4 |  | 0 | 1.181 | 0.107 | 0.004 | 1555.99 | 3.57 | 3.57 | 0.032
LDNO 132kV: Unmetered Supplies |  | 0, 1 or 8 | 8.377 | 0.769 | 0.313 | 0 | 0 | 0 | 0
LDNO 132kV: LV Generation Aggregated |  | 0 | -2.854 | -0.369 | -0.022 | 0 | 0 | 0 | 0
LDNO 132kV: LV Sub Generation Aggregated |  | 0 | -2.675 | -0.335 | -0.019 | 0 | 0 | 0 | 0
LDNO 132kV: LV Generation Site Specific |  | 0 | -2.854 | -0.369 | -0.022 | 0 | 0 | 0 | 0.103
LDNO 132kV: LV Sub Generation Site Specific |  | 0 | -2.675 | -0.335 | -0.019 | 0 | 0 | 0 | 0.086
LDNO 132kV: HV Generation Site Specific |  | 0 | -2.387 | -0.26 | -0.012 | 37.1 | 0 | 0 | 0.104
LDNO 0000: Domestic Aggregated or CT with Residual |  | 0, 1, 2 | 1.05 | 0.136 | 0.008 | 0.75 | 0 | 0 | 0
LDNO 0000: Domestic Aggregated (related MPAN) |  | 2 | 1.05 | 0.136 | 0.008 | 0 | 0 | 0 | 0
LDNO 0000: Non-Domestic Aggregated or CT No Residual |  | 0, 3, 4, 5-8 | 1.063 | 0.138 | 0.008 | 1.02 | 0 | 0 | 0
LDNO 0000: Non-Domestic Aggregated or CT Band 1 |  | 0, 3, 4, 5-8 | 1.063 | 0.138 | 0.008 | 1.11 | 0 | 0 | 0
LDNO 0000: Non-Domestic Aggregated or CT Band 2 |  | 0, 3, 4, 5-8 | 1.063 | 0.138 | 0.008 | 1.38 | 0 | 0 | 0
LDNO 0000: Non-Domestic Aggregated or CT Band 3 |  | 0, 3, 4, 5-8 | 1.063 | 0.138 | 0.008 | 1.81 | 0 | 0 | 0
LDNO 0000: Non-Domestic Aggregated or CT Band 4 |  | 0, 3, 4, 5-8 | 1.063 | 0.138 | 0.008 | 3.09 | 0 | 0 | 0
LDNO 0000: Non-Domestic Aggregated (related MPAN) |  | 4 | 1.063 | 0.138 | 0.008 | 0 | 0 | 0 | 0
LDNO 0000: LV Site Specific No Residual |  | 0 | 0.688 | 0.085 | 0.005 | 1.21 | 0.68 | 0.68 | 0.022
LDNO 0000: LV Site Specific Band 1 |  | 0 | 0.688 | 0.085 | 0.005 | 4.93 | 0.68 | 0.68 | 0.022
LDNO 0000: LV Site Specific Band 2 |  | 0 | 0.688 | 0.085 | 0.005 | 7.52 | 0.68 | 0.68 | 0.022
LDNO 0000: LV Site Specific Band 3 |  | 0 | 0.688 | 0.085 | 0.005 | 11.4 | 0.68 | 0.68 | 0.022
LDNO 0000: LV Site Specific Band 4 |  | 0 | 0.688 | 0.085 | 0.005 | 21.19 | 0.68 | 0.68 | 0.022
LDNO 0000: LV Sub Site Specific No Residual |  | 0 | 0.661 | 0.072 | 0.003 | 1.37 | 0.95 | 0.95 | 0.02
LDNO 0000: LV Sub Site Specific Band 1 |  | 0 | 0.661 | 0.072 | 0.003 | 6.77 | 0.95 | 0.95 | 0.02
LDNO 0000: LV Sub Site Specific Band 2 |  | 0 | 0.661 | 0.072 | 0.003 | 10.54 | 0.95 | 0.95 | 0.02
LDNO 0000: LV Sub Site Specific Band 3 |  | 0 | 0.661 | 0.072 | 0.003 | 16.18 | 0.95 | 0.95 | 0.02
LDNO 0000: LV Sub Site Specific Band 4 |  | 0 | 0.661 | 0.072 | 0.003 | 30.4 | 0.95 | 0.95 | 0.02
LDNO 0000: HV Site Specific No Residual |  | 0 | 0.41 | 0.037 | 0.001 | 14.2 | 1.24 | 1.24 | 0.011
LDNO 0000: HV Site Specific Band 1 |  | 0 | 0.41 | 0.037 | 0.001 | 52.11 | 1.24 | 1.24 | 0.011
LDNO 0000: HV Site Specific Band 2 |  | 0 | 0.41 | 0.037 | 0.001 | 125.17 | 1.24 | 1.24 | 0.011
LDNO 0000: HV Site Specific Band 3 |  | 0 | 0.41 | 0.037 | 0.001 | 222.93 | 1.24 | 1.24 | 0.011
LDNO 0000: HV Site Specific Band 4 |  | 0 | 0.41 | 0.037 | 0.001 | 539.79 | 1.24 | 1.24 | 0.011
LDNO 0000: Unmetered Supplies |  | 0, 1 or 8 | 2.906 | 0.267 | 0.109 | 0 | 0 | 0 | 0
LDNO 0000: LV Generation Aggregated |  | 0 | -0.99 | -0.128 | -0.008 | 0 | 0 | 0 | 0
LDNO 0000: LV Sub Generation Aggregated |  | 0 | -0.928 | -0.116 | -0.007 | 0 | 0 | 0 | 0
LDNO 0000: LV Generation Site Specific |  | 0 | -0.99 | -0.128 | -0.008 | 0 | 0 | 0 | 0.036
LDNO 0000: LV Sub Generation Site Specific |  | 0 | -0.928 | -0.116 | -0.007 | 0 | 0 | 0 | 0.03
LDNO 0000: HV Generation Site Specific |  | 0 | -0.828 | -0.09 | -0.004 | 12.87 | 0 | 0 | 0.036

## Annex 5 LLFs
Back to Overview
This table has intentionally been left blank. The line loss factors that are approved by the BSC Panel for the applicable year and consequently published on the Elexon website will take precedence and be used in Settlement. This annex will be re-published once these values are available.
National Grid Electricity Distribution (East Midlands) plc - Illustrative LLFs for year beginning 1 April 2026
Time periods | Period 1 | Period 2 | Period 3 | Period 4
| (Name 1) | (Name 2) | (Name 3) | (Name 4)
Monday to Friday Mar to Oct |  |  | 00:30 – 07:30 | 07:30 – 00:30
Monday to Friday Nov to Feb | 16:00 – 19:00 | 07:30 – 16:00 19:00 – 20:00 | 00:30 – 07:30 | 20:00 – 00:30
Saturday and Sunday All Year |  |  | 00:30 – 07:30 | 07:30 – 00:30
Notes | All the above times are in UK Clock time
Generic demand and generation LLFs
Metered voltage, respective periods and associated LLFCs
Metered voltage | Period 1 | Period 2 | Period 3 | Period 4 | Associated LLFC
132kV connected
132/EHV connected
132/HV connected
EHV connected
High Voltage Substation
High Voltage Network
Low Voltage Substation
Low Voltage Network
EHV site specific LLFs
Demand
Site | Period 1 | Period 2 | Period 3 | Period 4 | Associated LLFC
Site 1
Site 2
Site 3
Site 4
Site 5
EHV site specific LLFs
Generation
Site | Period 1 | Period 2 | Period 3 | Period 4 | Associated LLFC
Site 1
Site 2
Site 3
Site 4
Site 5

## Annex 6 New or Amended EHV
Back to Overview | [6 empty] | Note: The list of MPANs/MSIDs provided may be incomplete; the DNO reserves the right to apply the listed charges to any other MPANs/MSIDs associated with the site. If sites appear in both Annex 2 and Annex 6, the charges in Annex 6 take precedence. Where an existing Designated EHV Property is modified and energised in the charging year, we may revise the EDCM charges for the modified Designated EHV Property.
Annex 6 - Charges for New or Amended Designated EHV Properties
National Grid Electricity Distribution (East Midlands) plc - Effective from 1 April 2026 - Final new designated EHV charges
Effective from date | Import Unique Identifier | LLFC/DUoS Tariff Id | Import MPANs/MSIDs | Export Unique Identifier | LLFC/DUoS Tariff Id | Export MPANs/MSIDs | Name | Residual Charging Band | Import Super Red unit charge (p/kWh) | Import fixed charge (p/day) | Import capacity charge (p/kVA/day) | Import exceeded capacity charge (p/kVA/day) | Export Super Red unit charge (p/kWh) | Export fixed charge (p/day) | Export capacity charge (p/kVA/day) | Export exceeded capacity charge (p/kVA/day)
| EDCM import 1 |  |  | EDCM export 1
| EDCM import 2 |  |  | EDCM export 2
| EDCM import 3 |  |  | EDCM export 3
| EDCM import 4 |  |  | EDCM export 4
| EDCM import 5 |  |  | EDCM export 5
| EDCM import 6 |  |  | EDCM export 6
| EDCM import 7 |  |  | EDCM export 7
| EDCM import 8 |  |  | EDCM export 8
| EDCM import 9 |  |  | EDCM export 9
| EDCM import 10 |  |  | EDCM export 10
National Grid Electricity Distribution (East Midlands) plc - Effective from 1 April 2026 - Final new designated EHV line loss factors
Effective from date | Import Unique Identifier | LLFC/DUoS Tariff Id | Import MPANs/MSIDs | Export Unique Identifier | LLFC/DUoS Tariff Id | Export MPANs/MSIDs | Name | Residual Charging Band | Import LLF period 1 | Import LLF period 2 | Import LLF period 3 | Import LLF period 4 | Export LLF period 1 | Export LLF period 2 | Export LLF period 3 | Export LLF period 4
| EDCM Import 1 |  |  | EDCM Export 1
| EDCM Import 2 |  |  | EDCM Export 2
| EDCM Import 3 |  |  | EDCM Export 3
| EDCM Import 4 |  |  | EDCM Export 4
| EDCM Import 5 |  |  | EDCM Export 5
| EDCM Import 6 |  |  | EDCM Export 6
| EDCM Import 7 |  |  | EDCM Export 7
| EDCM Import 8 |  |  | EDCM Export 8
| EDCM Import 9 |  |  | EDCM Export 9
| EDCM Import 10 |  |  | EDCM Export 10

## Annex 7 Pass-Through Costs
Back to Overview
National Grid Electricity Distribution (East Midlands) plc - Effective from 1 April 2026 - Final Supplier of Last Resort and Eligible Bad Debt Pass-Through Costs
Tariff name | Open LLFCs / LDNO unique billing identifier | PCs | Supplier of Last Resort Fixed charge adder* p/MPAN/day | Eligible Bad Debt Fixed charge adder*** p/MPAN/day
Domestic Aggregated or CT with Residual | 1, 3, 246, D01 | 0, 1, 2 | 0 | 0
Non-Domestic Aggregated or CT No Residual | N10, N20, N30, X10, X20, X30 | 0, 3, 4, 5-8 |  | 0
Non-Domestic Aggregated or CT Band 1 | 13, 37, 81, 80, 247, 90, X11, X21, X31 | 0, 3, 4, 5-8 |  | 0
Non-Domestic Aggregated or CT Band 2 | N12, N22, N32, X12, X22, X32 | 0, 3, 4, 5-8 |  | 0
Non-Domestic Aggregated or CT Band 3 | N13, N23, N33, X13, X23, X33 | 0, 3, 4, 5-8 |  | 0
Non-Domestic Aggregated or CT Band 4 | N14, N24, N34, X14, X24, X34 | 0, 3, 4, 5-8 |  | 0
LV Site Specific No Residual | L00, LST | 0 |  | 0
LV Site Specific Band 1 | 58, 990 | 0 |  | 0
LV Site Specific Band 2 | L02 | 0 |  | 0
LV Site Specific Band 3 | L03 | 0 |  | 0
LV Site Specific Band 4 | L04 | 0 |  | 0
LV Sub Site Specific No Residual | S00, SST | 0 |  | 0
LV Sub Site Specific Band 1 | 59 | 0 |  | 0
LV Sub Site Specific Band 2 | S02 | 0 |  | 0
LV Sub Site Specific Band 3 | S03 | 0 |  | 0
LV Sub Site Specific Band 4 | S04 | 0 |  | 0
HV Site Specific No Residual | H00, HST | 0 |  | 0
HV Site Specific Band 1 | 60, 991 | 0 |  | 0
HV Site Specific Band 2 | H02 | 0 |  | 0
HV Site Specific Band 3 | H03 | 0 |  | 0
HV Site Specific Band 4 | H04 | 0 |  | 0
LDNO LV: Domestic Aggregated or CT with Residual |  | 0, 1, 2 | 0 | 0
LDNO LV: Non-Domestic Aggregated or CT No Residual |  | 0, 3, 4, 5-8 |  | 0
LDNO LV: Non-Domestic Aggregated or CT Band 1 |  | 0, 3, 4, 5-8 |  | 0
LDNO LV: Non-Domestic Aggregated or CT Band 2 |  | 0, 3, 4, 5-8 |  | 0
LDNO LV: Non-Domestic Aggregated or CT Band 3 |  | 0, 3, 4, 5-8 |  | 0
LDNO LV: Non-Domestic Aggregated or CT Band 4 |  | 0, 3, 4, 5-8 |  | 0
LDNO LV: LV Site Specific No Residual |  | 0 |  | 0
LDNO LV: LV Site Specific Band 1 |  | 0 |  | 0
LDNO LV: LV Site Specific Band 2 |  | 0 |  | 0
LDNO LV: LV Site Specific Band 3 |  | 0 |  | 0
LDNO LV: LV Site Specific Band 4 |  | 0 |  | 0
LDNO HV: Domestic Aggregated or CT with Residual |  | 0, 1, 2 | 0 | 0
LDNO HV: Non-Domestic Aggregated or CT No Residual |  | 0, 3, 4, 5-8 |  | 0
LDNO HV: Non-Domestic Aggregated or CT Band 1 |  | 0, 3, 4, 5-8 |  | 0
LDNO HV: Non-Domestic Aggregated or CT Band 2 |  | 0, 3, 4, 5-8 |  | 0
LDNO HV: Non-Domestic Aggregated or CT Band 3 |  | 0, 3, 4, 5-8 |  | 0
LDNO HV: Non-Domestic Aggregated or CT Band 4 |  | 0, 3, 4, 5-8 |  | 0
LDNO HV: LV Site Specific No Residual |  | 0 |  | 0
LDNO HV: LV Site Specific Band 1 |  | 0 |  | 0
LDNO HV: LV Site Specific Band 2 |  | 0 |  | 0
LDNO HV: LV Site Specific Band 3 |  | 0 |  | 0
LDNO HV: LV Site Specific Band 4 |  | 0 |  | 0
LDNO HV: LV Sub Site Specific No Residual |  | 0 |  | 0
LDNO HV: LV Sub Site Specific Band 1 |  | 0 |  | 0
LDNO HV: LV Sub Site Specific Band 2 |  | 0 |  | 0
LDNO HV: LV Sub Site Specific Band 3 |  | 0 |  | 0
LDNO HV: LV Sub Site Specific Band 4 |  | 0 |  | 0
LDNO HV: HV Site Specific No Residual |  | 0 |  | 0
LDNO HV: HV Site Specific Band 1 |  | 0 |  | 0
LDNO HV: HV Site Specific Band 2 |  | 0 |  | 0
LDNO HV: HV Site Specific Band 3 |  | 0 |  | 0
LDNO HV: HV Site Specific Band 4 |  | 0 |  | 0
LDNO HVplus: Domestic Aggregated or CT with Residual |  | 0, 1, 2 | 0 | 0
LDNO HVplus: Non-Domestic Aggregated or CT No Residual |  | 0, 3, 4, 5-8 |  | 0
LDNO HVplus: Non-Domestic Aggregated or CT Band 1 |  | 0, 3, 4, 5-8 |  | 0
LDNO HVplus: Non-Domestic Aggregated or CT Band 2 |  | 0, 3, 4, 5-8 |  | 0
LDNO HVplus: Non-Domestic Aggregated or CT Band 3 |  | 0, 3, 4, 5-8 |  | 0
LDNO HVplus: Non-Domestic Aggregated or CT Band 4 |  | 0, 3, 4, 5-8 |  | 0
LDNO HVplus: LV Site Specific No Residual |  | 0 |  | 0
LDNO HVplus: LV Site Specific Band 1 |  | 0 |  | 0
LDNO HVplus: LV Site Specific Band 2 |  | 0 |  | 0
LDNO HVplus: LV Site Specific Band 3 |  | 0 |  | 0
LDNO HVplus: LV Site Specific Band 4 |  | 0 |  | 0
LDNO HVplus: LV Sub Site Specific No Residual |  | 0 |  | 0
LDNO HVplus: LV Sub Site Specific Band 1 |  | 0 |  | 0
LDNO HVplus: LV Sub Site Specific Band 2 |  | 0 |  | 0
LDNO HVplus: LV Sub Site Specific Band 3 |  | 0 |  | 0
LDNO HVplus: LV Sub Site Specific Band 4 |  | 0 |  | 0
LDNO HVplus: HV Site Specific No Residual |  | 0 |  | 0
LDNO HVplus: HV Site Specific Band 1 |  | 0 |  | 0
LDNO HVplus: HV Site Specific Band 2 |  | 0 |  | 0
LDNO HVplus: HV Site Specific Band 3 |  | 0 |  | 0
LDNO HVplus: HV Site Specific Band 4 |  | 0 |  | 0
LDNO EHV: Domestic Aggregated or CT with Residual |  | 0, 1, 2 | 0 | 0
LDNO EHV: Non-Domestic Aggregated or CT No Residual |  | 0, 3, 4, 5-8 |  | 0
LDNO EHV: Non-Domestic Aggregated or CT Band 1 |  | 0, 3, 4, 5-8 |  | 0
LDNO EHV: Non-Domestic Aggregated or CT Band 2 |  | 0, 3, 4, 5-8 |  | 0
LDNO EHV: Non-Domestic Aggregated or CT Band 3 |  | 0, 3, 4, 5-8 |  | 0
LDNO EHV: Non-Domestic Aggregated or CT Band 4 |  | 0, 3, 4, 5-8 |  | 0
LDNO EHV: LV Site Specific No Residual |  | 0 |  | 0
LDNO EHV: LV Site Specific Band 1 |  | 0 |  | 0
LDNO EHV: LV Site Specific Band 2 |  | 0 |  | 0
LDNO EHV: LV Site Specific Band 3 |  | 0 |  | 0
LDNO EHV: LV Site Specific Band 4 |  | 0 |  | 0
LDNO EHV: LV Sub Site Specific No Residual |  | 0 |  | 0
LDNO EHV: LV Sub Site Specific Band 1 |  | 0 |  | 0
LDNO EHV: LV Sub Site Specific Band 2 |  | 0 |  | 0
LDNO EHV: LV Sub Site Specific Band 3 |  | 0 |  | 0
LDNO EHV: LV Sub Site Specific Band 4 |  | 0 |  | 0
LDNO EHV: HV Site Specific No Residual |  | 0 |  | 0
LDNO EHV: HV Site Specific Band 1 |  | 0 |  | 0
LDNO EHV: HV Site Specific Band 2 |  | 0 |  | 0
LDNO EHV: HV Site Specific Band 3 |  | 0 |  | 0
LDNO EHV: HV Site Specific Band 4 |  | 0 |  | 0
LDNO 132kV/EHV: Domestic Aggregated or CT with Residual |  | 0, 1, 2 | 0 | 0
LDNO 132kV/EHV: Non-Domestic Aggregated or CT No Residual |  | 0, 3, 4, 5-8 |  | 0
LDNO 132kV/EHV: Non-Domestic Aggregated or CT Band 1 |  | 0, 3, 4, 5-8 |  | 0
LDNO 132kV/EHV: Non-Domestic Aggregated or CT Band 2 |  | 0, 3, 4, 5-8 |  | 0
LDNO 132kV/EHV: Non-Domestic Aggregated or CT Band 3 |  | 0, 3, 4, 5-8 |  | 0
LDNO 132kV/EHV: Non-Domestic Aggregated or CT Band 4 |  | 0, 3, 4, 5-8 |  | 0
LDNO 132kV/EHV: LV Site Specific No Residual |  | 0 |  | 0
LDNO 132kV/EHV: LV Site Specific Band 1 |  | 0 |  | 0
LDNO 132kV/EHV: LV Site Specific Band 2 |  | 0 |  | 0
LDNO 132kV/EHV: LV Site Specific Band 3 |  | 0 |  | 0
LDNO 132kV/EHV: LV Site Specific Band 4 |  | 0 |  | 0
LDNO 132kV/EHV: LV Sub Site Specific No Residual |  | 0 |  | 0
LDNO 132kV/EHV: LV Sub Site Specific Band 1 |  | 0 |  | 0
LDNO 132kV/EHV: LV Sub Site Specific Band 2 |  | 0 |  | 0
LDNO 132kV/EHV: LV Sub Site Specific Band 3 |  | 0 |  | 0
LDNO 132kV/EHV: LV Sub Site Specific Band 4 |  | 0 |  | 0
LDNO 132kV/EHV: HV Site Specific No Residual |  | 0 |  | 0
LDNO 132kV/EHV: HV Site Specific Band 1 |  | 0 |  | 0
LDNO 132kV/EHV: HV Site Specific Band 2 |  | 0 |  | 0
LDNO 132kV/EHV: HV Site Specific Band 3 |  | 0 |  | 0
LDNO 132kV/EHV: HV Site Specific Band 4 |  | 0 |  | 0
LDNO 132kV: Domestic Aggregated or CT with Residual |  | 0, 1, 2 | 0 | 0
LDNO 132kV: Non-Domestic Aggregated or CT No Residual |  | 0, 3, 4, 5-8 |  | 0
LDNO 132kV: Non-Domestic Aggregated or CT Band 1 |  | 0, 3, 4, 5-8 |  | 0
LDNO 132kV: Non-Domestic Aggregated or CT Band 2 |  | 0, 3, 4, 5-8 |  | 0
LDNO 132kV: Non-Domestic Aggregated or CT Band 3 |  | 0, 3, 4, 5-8 |  | 0
LDNO 132kV: Non-Domestic Aggregated or CT Band 4 |  | 0, 3, 4, 5-8 |  | 0
LDNO 132kV: LV Site Specific No Residual |  | 0 |  | 0
LDNO 132kV: LV Site Specific Band 1 |  | 0 |  | 0
LDNO 132kV: LV Site Specific Band 2 |  | 0 |  | 0
LDNO 132kV: LV Site Specific Band 3 |  | 0 |  | 0
LDNO 132kV: LV Site Specific Band 4 |  | 0 |  | 0
LDNO 132kV: LV Sub Site Specific No Residual |  | 0 |  | 0
LDNO 132kV: LV Sub Site Specific Band 1 |  | 0 |  | 0
LDNO 132kV: LV Sub Site Specific Band 2 |  | 0 |  | 0
LDNO 132kV: LV Sub Site Specific Band 3 |  | 0 |  | 0
LDNO 132kV: LV Sub Site Specific Band 4 |  | 0 |  | 0
LDNO 132kV: HV Site Specific No Residual |  | 0 |  | 0
LDNO 132kV: HV Site Specific Band 1 |  | 0 |  | 0
LDNO 132kV: HV Site Specific Band 2 |  | 0 |  | 0
LDNO 132kV: HV Site Specific Band 3 |  | 0 |  | 0
LDNO 132kV: HV Site Specific Band 4 |  | 0 |  | 0
LDNO 0000: Domestic Aggregated or CT with Residual |  | 0, 1, 2 | 0 | 0
LDNO 0000: Non-Domestic Aggregated or CT No Residual |  | 0, 3, 4, 5-8 |  | 0
LDNO 0000: Non-Domestic Aggregated or CT Band 1 |  | 0, 3, 4, 5-8 |  | 0
LDNO 0000: Non-Domestic Aggregated or CT Band 2 |  | 0, 3, 4, 5-8 |  | 0
LDNO 0000: Non-Domestic Aggregated or CT Band 3 |  | 0, 3, 4, 5-8 |  | 0
LDNO 0000: Non-Domestic Aggregated or CT Band 4 |  | 0, 3, 4, 5-8 |  | 0
LDNO 0000: LV Site Specific No Residual |  | 0 |  | 0
LDNO 0000: LV Site Specific Band 1 |  | 0 |  | 0
LDNO 0000: LV Site Specific Band 2 |  | 0 |  | 0
LDNO 0000: LV Site Specific Band 3 |  | 0 |  | 0
LDNO 0000: LV Site Specific Band 4 |  | 0 |  | 0
LDNO 0000: LV Sub Site Specific No Residual |  | 0 |  | 0
LDNO 0000: LV Sub Site Specific Band 1 |  | 0 |  | 0
LDNO 0000: LV Sub Site Specific Band 2 |  | 0 |  | 0
LDNO 0000: LV Sub Site Specific Band 3 |  | 0 |  | 0
LDNO 0000: LV Sub Site Specific Band 4 |  | 0 |  | 0
LDNO 0000: HV Site Specific No Residual |  | 0 |  | 0
LDNO 0000: HV Site Specific Band 1 |  | 0 |  | 0
LDNO 0000: HV Site Specific Band 2 |  | 0 |  | 0
LDNO 0000: HV Site Specific Band 3 |  | 0 |  | 0
LDNO 0000: HV Site Specific Band 4 |  | 0 |  | 0
*Supplier of Last Resort pass-through costs allocated to all domestic tariffs with a fixed charge (including LDNO)
**Eligible Bad Debt pass-through costs allocated to all metered demand tariffs (including LDNO)

## Nodal prices
Back to Overview
National Grid Electricity Distribution (East Midlands) plc - Effective from 1 April 2026 - Final Nodal/Zonal charges
Location name/ID | Parent location | Local charge 1 £/kVA/year | Remote charge 1 £/kVA/year
Berkswell 132kV | 0 | 4.8816
Coventry 132kV | 0 | 0
Coventry 132kV_Hinckley 33_ | Coventry 132kV | 2.6771
Coventry 132kV_Coventry North_ | Coventry 132kV | 1.3533
Coventry 132kV_Nuneaton_ | Coventry 132kV | 8.2684
_NO NAME_ [ASHS3GEN] | Berkswell 132kV | 0
Berkswell 132kV_Warwick 33_ | Berkswell 132kV | 4.4881
Berkswell 132kV_Harbury_ | Berkswell 132kV | 1.6917
Coventry 132kV_Daventry_ | Coventry 132kV | 0.96312
Coventry 132kV_Rugby_ | Coventry 132kV | 1.9032
Coventry 132kV_Pailton_ | Coventry 132kV | 0
Coventry 132kV_Whitley_ | Coventry 132kV | 2.5795
Berkswell 132kV_Coventry Central_ | Berkswell 132kV | 0
Berkswell 132kV_Coventry South_ | Berkswell 132kV | 0
Berkswell 132kV_Coventry West_ | Berkswell 132kV | 1.7259
_NO NAME_ [CRIR3PV] | Coventry 132kV | 0
_NO NAME_ [HYDL3J] | Coventry 132kV | 0
HYB:[Coventry 132kV_Hinckley 33_] & [Coventry 132kV_Pailton_]->Coventry 132kV_Pailton_Sapcote (T1 & T2) | Coventry 132kV | 1.5227
HYB:[Coventry 132kV_Coventry North_] & [Coventry 132kV_Nuneaton_]->Coventry 132kV_Coventry North_Newdigate | Coventry 132kV | 2.837
HYB:[Berkswell 132kV_Warwick 33_] & [Berkswell 132kV_Coventry West_]->Berkswell 132kV_Warwick 33_Kenilworth (T1 & T2) | Berkswell 132kV | 2.9504
HYB:[Coventry 132kV_Daventry_] & [Coventry 132kV_Rugby_]->Coventry 132kV_Daventry_Crick (T1) | Coventry 132kV | 1.5411
HYB:[Coventry 132kV_Rugby_] & [Coventry 132kV_Pailton_]->Coventry 132kV_Rugby_Rugby Gateway | Coventry 132kV | 0.5371
Coventry 132kV_Whitley_Ryton (Peugeot-Talbot) | Coventry 132kV_Whitley_ | 6.7992
Berkswell 132kV_Coventry Central_Sandy Lane 6.6 | Berkswell 132kV_Coventry Central_ | 0
Coventry 132kV_Nuneaton_Coton Road 11 | Coventry 132kV_Nuneaton_ | 5.3963
Berkswell 132kV_Harbury_Southam | Berkswell 132kV_Harbury_ | 0
Coventry 132kV_Pailton_Sapcote (T1 & T2) | HYB:[Coventry 132kV_Hinckley 33_] & [Coventry 132kV_Pailton_]->Coventry 132kV_Pailton_Sapcote (T1 & T2) | 0
Coventry 132kV_Hinckley 33_Aston Flamville, Hinckley, LE10 3AQ | Coventry 132kV_Hinckley 33_ | 0
Coventry 132kV_Coventry North_Ansty | Coventry 132kV_Coventry North_ | 0
Coventry 132kV_Nuneaton_Arley | Coventry 132kV_Nuneaton_ | 0
Berkswell 132kV_Ashorne Solar, CV34 7BN | _NO NAME_ [ASHS3GEN] | 0
Berkswell 132kV_Warwick 33_Banbury Road | Berkswell 132kV_Warwick 33_ | 0
Coventry 132kV_Hinckley 33_Barwell | Coventry 132kV_Hinckley 33_ | 6.3157
Coventry 132kV_Hinckley 33_Middlefield | Coventry 132kV_Hinckley 33_ | 0
Coventry 132kV_Coventry North_Walsgrave | Coventry 132kV_Coventry North_ | 0
Berkswell 132kV_Harbury_Lower Farm, Bishops Itchington, CV47 2SL | Berkswell 132kV_Harbury_ | 0
Coventry 132kV_Daventry_Braunston Road | Coventry 132kV_Daventry_ | 3.7544
Coventry 132kV_Rugby_Brownsover | Coventry 132kV_Rugby_ | 0
Coventry 132kV_Rugby_Burnt Thorns Farm | Coventry 132kV_Rugby_ | 0
Berkswell 132kV_Warwick 33_Campion Hills | Berkswell 132kV_Warwick 33_ | 0
Coventry 132kV_Pailton_Churchover | Coventry 132kV_Pailton_ | 0
Berkswell 132kV_Warwick 33_Claverdon | Berkswell 132kV_Warwick 33_ | 0
Coventry 132kV_Hinckley 33_Canal Solar Farm | Coventry 132kV_Hinckley 33_ | 0
Coventry 132kV_Coventry North_Coventry Arena | Coventry 132kV_Coventry North_ | 0
Coventry 132kV_Whitley_Copsewood | Coventry 132kV_Whitley_ | 0
Coventry 132kV_Nuneaton_Corley Solar Farm, Breach Oak Lane, CV7 8AU | Coventry 132kV_Nuneaton_ | 0
Berkswell 132kV_Coventry Central_Courthouse Green 11 | Berkswell 132kV_Coventry Central_ | 0
Berkswell 132kV_Coventry Central_Courthouse Green 6.6 | Berkswell 132kV_Coventry Central_ | 0
Berkswell 132kV_Coventry Central_Courtaulds 6.6 | Berkswell 132kV_Coventry Central_ | 0
Coventry 132kV_Coventry North_Coventry North 11 | Coventry 132kV_Coventry North_ | 0
Coventry 132kV_Coventry South 132 11_ | Coventry 132kV | 0
Berkswell 132kV_Coventry West_Coventry West 6.6 | Berkswell 132kV_Coventry West_ | 0
Berkswell 132kV_Coventry Central_Cox Street 6.6 | Berkswell 132kV_Coventry Central_ | 0
Coventry 132kV_Hinckley 33_Chapel Street, Stapleton, LE9 8FT | Coventry 132kV_Hinckley 33_ | 0
Coventry 132kV_Daventry_Crick (T1) | HYB:[Coventry 132kV_Daventry_] & [Coventry 132kV_Rugby_]->Coventry 132kV_Daventry_Crick (T1) | 1.7101
Coventry 132kV_Crick Road Solar Plant, NN6 6NA | _NO NAME_ [CRIR3PV] | 0
Coventry 132kV_Whitley_Whitley 11 | Coventry 132kV_Whitley_ | 0
Coventry 132kV_Rugby 132 11_ | Coventry 132kV | 0
Coventry 132kV_Pailton_Magna Park | Coventry 132kV_Pailton_ | 0
Berkswell 132kV_Coventry West_Torrington Avenue | Berkswell 132kV_Coventry West_ | 0
Coventry 132kV_Daventry_Daventry 11 | Coventry 132kV_Daventry_ | 0
Berkswell 132kV_Coventry Central_Dunlop 6.6 | Berkswell 132kV_Coventry Central_ | 0
Coventry 132kV_Rugby_English Electric | Coventry 132kV_Rugby_ | 0
Berkswell 132kV_Harbury_Gaydon | Berkswell 132kV_Harbury_ | 6.622
Coventry 132kV_Nuneaton_Nuneaton 11 | Coventry 132kV_Nuneaton_ | 5.2059
Coventry 132kV_Daventry_West Haddon | Coventry 132kV_Daventry_ | 0
Coventry 132kV_Nuneaton_Gipsy Lane | Coventry 132kV_Nuneaton_ | 0
Coventry 132kV_Whitley_Gulson Road 6.6 | Coventry 132kV_Whitley_ | 0
Berkswell 132kV_Harbury_Harbury 11 | Berkswell 132kV_Harbury_ | 0
Coventry 132kV_Rugby_Harborough Fields Farm, CV23 0ER | Coventry 132kV_Rugby_ | 0
Berkswell 132kV_Coventry West_Hawkesmill Lane 6.6 | Berkswell 132kV_Coventry West_ | 0
Coventry 132kV_Hinckley 33_Watling Street | Coventry 132kV_Hinckley 33_ | 0
Coventry 132kV_Rugby_Hillmorton | Coventry 132kV_Rugby_ | 0
Berkswell 132kV_Coventry South_Holyhead Road | Berkswell 132kV_Coventry South_ | 0
Berkswell 132kV_Coventry Central_Holbrook Lane 6.6 | Berkswell 132kV_Coventry Central_ | 0
Coventry 132kV_Nuneaton_Whittleford | Coventry 132kV_Nuneaton_ | 5.1461
Coventry 132kV_Hydes Lane | _NO NAME_ [HYDL3J] | 0
Berkswell 132kV_Coventry West_Jaguar Cars Brown Lane | Berkswell 132kV_Coventry West_ | 0
Berkswell 132kV_Harbury_JLRGAYDEN T1&T2 | Berkswell 132kV_Harbury_ | 0
Berkswell 132kV_Coventry South_JLRWhit T1&T2 | Berkswell 132kV_Coventry South_ | 0
Berkswell 132kV_Warwick 33_Kenilworth (T1 & T2) | HYB:[Berkswell 132kV_Warwick 33_] & [Berkswell 132kV_Coventry West_]->Berkswell 132kV_Warwick 33_Kenilworth (T1 & T2) | 0
Coventry 132kV_Daventry_Welton | Coventry 132kV_Daventry_ | 0
_NO NAME_ [KIRO9PV] | 0 | 0
Coventry 132kV_Nuneaton_Langdale Drive | Coventry 132kV_Nuneaton_ | 4.8896
Coventry 132kV_Rugby_Lawford | Coventry 132kV_Rugby_ | 3.9222
Berkswell 132kV_Warwick 33_Lockheed | Berkswell 132kV_Warwick 33_ | 0
Berkswell 132kV_Harbury_LOIT 1 | Berkswell 132kV_Harbury_ | 0
Coventry 132kV_Whitley_London Road 6.6 | Coventry 132kV_Whitley_ | 0
Coventry 132kV_Pailton_Lutterworth | Coventry 132kV_Pailton_ | 0
Berkswell 132kV_Warwick 33_Moreton Morrell Solar, CV35 9DD | Berkswell 132kV_Warwick 33_ | 0
Berkswell 132kV_Warwick 33_Newbold Pacey, Newbold Road, CV35 9DP | Berkswell 132kV_Warwick 33_ | 0
Coventry 132kV_Coventry North_Newdigate | HYB:[Coventry 132kV_Coventry North_] & [Coventry 132kV_Nuneaton_]->Coventry 132kV_Coventry North_Newdigate | 5.494
Berkswell 132kV_Warwick 33_Princethorpe | Berkswell 132kV_Warwick 33_ | 0
Coventry 132kV_Rugby_Rugby Cement | Coventry 132kV_Rugby_ | 0
Coventry 132kV_Rugby_Rugby Gateway | HYB:[Coventry 132kV_Rugby_] & [Coventry 132kV_Pailton_]->Coventry 132kV_Rugby_Rugby Gateway | 0
Berkswell 132kV_Warwick 33_Wise Street | Berkswell 132kV_Warwick 33_ | 0
Berkswell 132kV_Coventry South_Spon Street 6.6 (T1 & T2) | Berkswell 132kV_Coventry South_ | 0
Coventry 132kV_Pailton_Streetfield Farm Watling PV | Coventry 132kV_Pailton_ | 0
Coventry 132kV_Coventry North_ Tolldish Hall PV | Coventry 132kV_Coventry North_ | 0
Berkswell 132kV_Warwick 33_Tournament Fields | Berkswell 132kV_Warwick 33_ | 0
Coventry 132kV_Rugby_Union Street | Coventry 132kV_Rugby_ | 0
Coventry 132kV_Coventry North_Vauls Farm 16MW SF | Coventry 132kV_Coventry North_ | 0
Berkswell 132kV_Warwick 132 11__ | Berkswell 132kV | 5.3377
Berkswell 132kV_Coventry South_Warwick University | Berkswell 132kV_Coventry South_ | 0
Coventry 132kV_Hinckley 33_Wood Lane | Coventry 132kV_Hinckley 33_ | 0
Coventry 132kV_Daventry_Weedon | Coventry 132kV_Daventry_ | 0
Coventry 132kV_Daventry_Woodford Halse (T2) | Coventry 132kV_Daventry_ | 0
Chesterfield 132kV | 0 | 0
Chesterfield 132kV_Alfreton_ | Chesterfield 132kV | 1.0403
Chesterfield 132kV_Clipstone_ | Chesterfield 132kV | 0
Chesterfield 132kV_Mansfield_ | Chesterfield 132kV | 0.41175
Chesterfield 132kV_Annesley (1 & 2)_ | Chesterfield 132kV | 0.61085
Chesterfield 132kV_Annesley (3 & 4)_ | Chesterfield 132kV | 0.64388
Chesterfield 132kV_Chesterfield 33_ | Chesterfield 132kV | 7.4035
Chesterfield 132kV_Whitwell_ | Chesterfield 132kV | 0
Chesterfield 132kV_Staveley_ | Chesterfield 132kV | 0
Stalybridge 132kV_Buxton (Part)_ | 0 | 0
_NO NAME_ [CRIF3PV] | Chesterfield 132kV | 0
_NO NAME_ [EDEM3GEN] | Chesterfield 132kV | 0
Chesterfield 132kV_Goitside_ | Chesterfield 132kV | 2.1798
_NO NAME_ [IKPV3PV] | Chesterfield 132kV | 0
_NO NAME_ [NETW3ESS] | Chesterfield 132kV | 0
HYB:[Chesterfield 132kV_Mansfield_] & [Chesterfield 132kV_Annesley (1 & 2)_] & [Chesterfield 132kV_Annesley (3 & 4)_]->Chesterfield 132kV_Annesley (3 & 4)_Sutton Junction (T1 T2 & T3) | Chesterfield 132kV | 0.55789
HYB:[Chesterfield 132kV_Annesley (1 & 2)_] & [Chesterfield 132kV_Annesley (3 & 4)_]->Chesterfield 132kV_Annesley (3 & 4)_Annesley (Kirkby) | Chesterfield 132kV | 0.62823
HYB:[Chesterfield 132kV_Annesley (1 & 2)_] & [Chesterfield 132kV_Annesley (3 & 4)_]->Chesterfield 132kV_Annesley (1 & 2)_Sherwood Park | Chesterfield 132kV | 0.62813
HYB:[Chesterfield 132kV_Annesley (1 & 2)_] & [Chesterfield 132kV_Annesley (3 & 4)_]->Chesterfield 132kV_Annesley (3 & 4)_Huthwaite | Chesterfield 132kV | 0.62785
HYB:[Chesterfield 132kV_Annesley (1 & 2)_] & [Chesterfield 132kV_Annesley (3 & 4)_]->Chesterfield 132kV_Annesley (1 & 2)_Hucknall | Chesterfield 132kV | 0.62843
HYB:[Chesterfield 132kV_Annesley (1 & 2)_] & [Chesterfield 132kV_Annesley (3 & 4)_]->Chesterfield 132kV_Annesley (1 & 2)_Calverton | Chesterfield 132kV | 0.62744
HYB:[Chesterfield 132kV_Annesley (1 & 2)_] & [Chesterfield 132kV_Annesley (3 & 4)_]->Chesterfield 132kV_Annesley (1 & 2)_Blidworth | Chesterfield 132kV | 0.62938
HYB:[Chesterfield 132kV_Whitwell_] & [Chesterfield 132kV_Staveley_]->Chesterfield 132kV_Whitwell_Westhorpe (TA & TB) | Chesterfield 132kV | 0
HYB:[Chesterfield 132kV_Whitwell_] & [Chesterfield 132kV_Staveley_]->Chesterfield 132kV_Whitwell_Halfway (TA & TB) | Chesterfield 132kV | 0
Chesterfield 132kV_Chesterfield 33_Sheepbridge | Chesterfield 132kV_Chesterfield 33_ | 0
Chesterfield 132kV_Chesterfield 33_Danesmoor | Chesterfield 132kV_Chesterfield 33_ | 0
Chesterfield 132kV_Mansfield_Mansfield 11 | Chesterfield 132kV_Mansfield_ | 0
Chesterfield 132kV_Mansfield_Acreage Lane_Shirebrook Wind Farm | Chesterfield 132kV_Mansfield_ | 0
Chesterfield 132kV_Alfreton_Blackwell | Chesterfield 132kV_Alfreton_ | 0
Chesterfield 132kV_Alfreton_Dunsford Road (Alfreton PV) | Chesterfield 132kV_Alfreton_ | 0
Chesterfield 132kV_Alfreton_Meadow Lane | Chesterfield 132kV_Alfreton_ | 0
Chesterfield 132kV_Clipstone_Crown Farm | Chesterfield 132kV_Clipstone_ | 0
Chesterfield 132kV_Mansfield_Skegby Lane | Chesterfield 132kV_Mansfield_ | 0
Chesterfield 132kV_Alfreton_Ambergate | Chesterfield 132kV_Alfreton_ | 0
Chesterfield 132kV_Annesley (3 & 4)_Annesley (Kirkby) | HYB:[Chesterfield 132kV_Annesley (1 & 2)_] & [Chesterfield 132kV_Annesley (3 & 4)_]->Chesterfield 132kV_Annesley (3 & 4)_Annesley (Kirkby) | 0
Chesterfield 132kV_Alfreton_Asher Lane 33kV STOR | Chesterfield 132kV_Alfreton_ | 0
Chesterfield 132kV_Chesterfield 33_Averill Farm PV | Chesterfield 132kV_Chesterfield 33_ | 0
Chesterfield 132kV_Chesterfield 33_Bolsover | Chesterfield 132kV_Chesterfield 33_ | 0
Chesterfield 132kV_Clipstone_Bilsthorpe | Chesterfield 132kV_Clipstone_ | 0
Chesterfield 132kV_Clipstone_Bilsthorpe Solar Farm generation | Chesterfield 132kV_Clipstone_ | 0
Chesterfield 132kV_Chesterfield 33_Biwaters | Chesterfield 132kV_Chesterfield 33_ | 0
Chesterfield 132kV_Annesley (1 & 2)_Blidworth | HYB:[Chesterfield 132kV_Annesley (1 & 2)_] & [Chesterfield 132kV_Annesley (3 & 4)_]->Chesterfield 132kV_Annesley (1 & 2)_Blidworth | 0
Chesterfield 132kV_Annesley (1 & 2)_Bilsthorpe UK Coal Solar Farm generation | Chesterfield 132kV_Annesley (1 & 2)_ | 0
Chesterfield 132kV_Whitwell_Bolsovermoor Quarry PV | Chesterfield 132kV_Whitwell_ | 0
Chesterfield 132kV_Pinxton 132 11_ | Chesterfield 132kV | 0
Chesterfield 132kV_Staveley_The Breck Solar PV | Chesterfield 132kV_Staveley_ | 0
Chesterfield 132kV_Clipstone_Budby | Chesterfield 132kV_Clipstone_ | 0
Chesterfield 132kV_Annesley (1 & 2)_Calverton | HYB:[Chesterfield 132kV_Annesley (1 & 2)_] & [Chesterfield 132kV_Annesley (3 & 4)_]->Chesterfield 132kV_Annesley (1 & 2)_Calverton | 0
Chesterfield 132kV_Clipstone_Ollerton | Chesterfield 132kV_Clipstone_ | 0
Chesterfield 132kV_Clipstone_Clipstone 11 | Chesterfield 132kV_Clipstone_ | 0
Chesterfield 132kV_Whitwell_Clowne | Chesterfield 132kV_Whitwell_ | 0
Chesterfield 132kV_Whitwell_Craggs Lane | Chesterfield 132kV_Whitwell_ | 0
Chesterfield 132kV_Land at Crifton Lodge Farm Bilsthorpe PV | _NO NAME_ [CRIF3PV] | 0
Chesterfield 132kV_Staveley_Eckington | Chesterfield 132kV_Staveley_ | 6.3851
Chesterfield 132kV_Eden Meadows / JBM Solar Projects (UK) Ltd | _NO NAME_ [EDEM3GEN] | 0
Chesterfield 132kV_Staveley_Erin Road | Chesterfield 132kV_Staveley_ | 0
Chesterfield 132kV_Annesley (1 & 2)_Farnsfield | Chesterfield 132kV_Annesley (1 & 2)_ | 0
Stalybridge 132kV_Buxton (Part)_Flagg | Stalybridge 132kV_Buxton (Part)_ | 0
Chesterfield 132kV_Goitside_Goitside 6.6 | Chesterfield 132kV_Goitside_ | 0
Chesterfield 132kV_Chesterfield 33_Grassmoor | Chesterfield 132kV_Chesterfield 33_ | 3.5587
Chesterfield 132kV_Alfreton_Garnham Close STOR | Chesterfield 132kV_Alfreton_ | 0
Chesterfield 132kV_Whitwell_Halfway (TA & TB) | HYB:[Chesterfield 132kV_Whitwell_] & [Chesterfield 132kV_Staveley_]->Chesterfield 132kV_Whitwell_Halfway (TA & TB) | 0
Chesterfield 132kV_Mansfield_Hermitage Lane STOR | Chesterfield 132kV_Mansfield_ | 0
Stalybridge 132kV_Buxton (Part)_Hindlow | Stalybridge 132kV_Buxton (Part)_ | 0
Chesterfield 132kV_Annesley (3 & 4)_Sutton Junction (T1 T2 & T3) | HYB:[Chesterfield 132kV_Mansfield_] & [Chesterfield 132kV_Annesley (1 & 2)_] & [Chesterfield 132kV_Annesley (3 & 4)_]->Chesterfield 132kV_Annesley (3 & 4)_Sutton Junction (T1 T2 & T3) | 0
Chesterfield 132kV_Whitwell_Holme Carr | Chesterfield 132kV_Whitwell_ | 0
Chesterfield 132kV_Annesley (1 & 2)_Hucknall | HYB:[Chesterfield 132kV_Annesley (1 & 2)_] & [Chesterfield 132kV_Annesley (3 & 4)_]->Chesterfield 132kV_Annesley (1 & 2)_Hucknall | 0
Chesterfield 132kV_Annesley (3 & 4)_Huthwaite | HYB:[Chesterfield 132kV_Annesley (1 & 2)_] & [Chesterfield 132kV_Annesley (3 & 4)_]->Chesterfield 132kV_Annesley (3 & 4)_Huthwaite | 0
Chesterfield 132kV_Inkersall Grange Farm Bilsthorpe PV | _NO NAME_ [IKPV3PV] | 0
Chesterfield 132kV_Staveley_Inkersall Farm PV | Chesterfield 132kV_Staveley_ | 0
Chesterfield 132kV_Staveley_Inkersall Road / Low Carbon Solar Investment Company 4 Ltd | Chesterfield 132kV_Staveley_ | 0
Chesterfield 132kV_Chesterfield 33_Lodge Farm (Calow) PV | Chesterfield 132kV_Chesterfield 33_ | 0
Chesterfield 132kV_Mansfield_Lime Tree Place | Chesterfield 132kV_Mansfield_ | 0
Chesterfield 132kV_Mansfield_Littlewood Farm PV | Chesterfield 132kV_Mansfield_ | 0
Chesterfield 132kV_Staveley_Markham Vale | Chesterfield 132kV_Staveley_ | 0
Chesterfield 132kV_Newton Wood Farm ESS | _NO NAME_ [NETW3ESS] | 0
Chesterfield 132kV_Whitwell_Oxcroft Solar Farm PV | Chesterfield 132kV_Whitwell_ | 0
Chesterfield 132kV_Goitside_Queens Park | Chesterfield 132kV_Goitside_ | 0
Chesterfield 132kV_Alfreton_Ravensdale Park | Chesterfield 132kV_Alfreton_ | 0
Chesterfield 132kV_Goitside_Robin Hood | Chesterfield 132kV_Goitside_ | 0
Chesterfield 132kV_Chesterfield 33_Robert Hyde | Chesterfield 132kV_Chesterfield 33_ | 0
Chesterfield 132kV_Clipstone_Rufford | Chesterfield 132kV_Clipstone_ | 0
Chesterfield 132kV_Whitwell_Shirebrook | Chesterfield 132kV_Whitwell_ | 0
Chesterfield 132kV_Whitwell_Shireoaks Hall Farm / Shireoaks Energy Centre Ltd | Chesterfield 132kV_Whitwell_ | 0
Chesterfield 132kV_Annesley (1 & 2)_Sherwood Park | HYB:[Chesterfield 132kV_Annesley (1 & 2)_] & [Chesterfield 132kV_Annesley (3 & 4)_]->Chesterfield 132kV_Annesley (1 & 2)_Sherwood Park | 0
Chesterfield 132kV_Goitside_Sheffield Road 11 | Chesterfield 132kV_Goitside_ | 0
Chesterfield 132kV_Goitside_Sheffield Road 6.6 | Chesterfield 132kV_Goitside_ | 0
Chesterfield 132kV_Alfreton_Somercotes | Chesterfield 132kV_Alfreton_ | 0
Chesterfield 132kV_Staveley_Staveley 11 | Chesterfield 132kV_Staveley_ | 0
Chesterfield 132kV_Staveley_Staveley Works | Chesterfield 132kV_Staveley_ | 0
Chesterfield 132kV_Mansfield_Teversal | Chesterfield 132kV_Mansfield_ | 0
Chesterfield 132kV_Clipstone_Thoresby | Chesterfield 132kV_Clipstone_ | 0
Chesterfield 132kV_Annesley (1 & 2)_Twin Yards Farm PV | Chesterfield 132kV_Annesley (1 & 2)_ | 0
Chesterfield 132kV_Clipstone_Warsop | Chesterfield 132kV_Clipstone_ | 0
Chesterfield 132kV_Annesley (1 & 2)_Watnall Brickworks | Chesterfield 132kV_Annesley (1 & 2)_ | 0
Chesterfield 132kV_Mansfield_Thornton Estate | Chesterfield 132kV_Mansfield_ | 0
Chesterfield 132kV_Alfreton_Wessington | Chesterfield 132kV_Alfreton_ | 0
Chesterfield 132kV_Whitwell_Westhorpe (TA & TB) | HYB:[Chesterfield 132kV_Whitwell_] & [Chesterfield 132kV_Staveley_]->Chesterfield 132kV_Whitwell_Westhorpe (TA & TB) | 0
Chesterfield 132kV_Whitwell_Whaley Solar | Chesterfield 132kV_Whitwell_ | 0
Chesterfield 132kV_Goitside_Walton | Chesterfield 132kV_Goitside_ | 0
Chesterfield 132kV_Goitside_Wingerworth | Chesterfield 132kV_Goitside_ | 0
Drakelow 132kV | 0 | 0
Willington 132kV | 0 | 7.9244
Drakelow 132kV_Burton 33_ | Drakelow 132kV | 1.2852
Willington 132kV_Derby South_ | Willington 132kV | 0
Willington 132kV_Winster_ | Willington 132kV | 0
Drakelow 132kV_Gresley_ | Drakelow 132kV | 4.4578
Drakelow 132kV_Burton South_ | Drakelow 132kV | 6.1915
Willington 132kV_Spondon_ | Willington 132kV | 0
Willington 132kV_Stanton_ | Willington 132kV | 2.833
Willington 132kV_Derby 33_ | Willington 132kV | 1.5145
Willington 132kV_Uttoxeter_ | Willington 132kV | 1.1878
Willington 132kV_Heanor_ | Willington 132kV | 0.9747
Willington 132kV_Derby South_ | Willington 132kV | 1.8715
_NO NAME_ [SUDE3GEN] | Willington 132kV | 0
HYB:[Drakelow 132kV_Burton 33_] & [Drakelow 132kV_Burton South_]->Drakelow 132kV_Burton South_Wellington Street (T1 T2 & T3) | Drakelow 132kV | 4.8778
HYB:[Drakelow 132kV_Burton 33_] & [Drakelow 132kV_Burton South_]->Drakelow 132kV_Burton South_Station Street (T1 & T2) | Drakelow 132kV | 4.4267
HYB:[Willington 132kV_Spondon_] & [Willington 132kV_Heanor_]->Willington 132kV_Heanor_Morley (T1 & T2) | Willington 132kV | 0.61266
HYB:[Willington 132kV_Spondon_] & [Willington 132kV_Derby South_]->Willington 132kV_Spondon_Melbourne (T1 & T2) | Willington 132kV | 1.2341
Willington 132kV_Uttoxeter_Rocester | Willington 132kV_Uttoxeter_ | 0
Drakelow 132kV_Burton 132 11_ | Drakelow 132kV | 0
Drakelow 132kV_Gresley_Moira | Drakelow 132kV_Gresley_ | 0
Willington 132kV_Derby South_Allenton | Willington 132kV_Derby South_ | 0
Willington 132kV_Winster_Ashbourne | Willington 132kV_Winster_ | 0
Drakelow 132kV_Gresley_Ashby-De-La-Zouch | Drakelow 132kV_Gresley_ | 0
Willington 132kV_Uttoxeter_Aston House Solar Farm generation | Drakelow 132kV_Burton 33_ | 0
Willington 132kV_Winster_Bakewell | Willington 132kV_Winster_ | 0
Drakelow 132kV_Burton South_Barton Under Needwood | Drakelow 132kV_Burton South_ | 0
Willington 132kV_Spondon_Belper | Willington 132kV_Spondon_ | 0
Drakelow 132kV_Burton South_Breach Farm ESS | Drakelow 132kV_Burton South_ | 0
Drakelow 132kV_Burton 33_Bretby | Drakelow 132kV_Burton 33_ | 6.2614
Willington 132kV_Spondon_Castle Donington | Willington 132kV_Spondon_ | 0
Willington 132kV_Derby 33_Chaddesden | Willington 132kV_Derby 33_ | 0
Willington 132kV_Uttoxeter_Church Street | Willington 132kV_Uttoxeter_ | 4.7937
Willington 132kV_Winster_Cromford | Willington 132kV_Winster_ | 0
Willington 132kV_Derby 33_Darley Abbey | Willington 132kV_Derby 33_ | 0
Willington 132kV_Winster_Dayfields Farm PV | Willington 132kV_Winster_ | 0
Willington 132kV_Heanor_Denby | Willington 132kV_Heanor_ | 0
Willington 132kV_Derby 132 11 (Board 1 & 2)_ | Willington 132kV | 0
Willington 132kV_Derby South_Derby Waste Sinfin EFW | Willington 132kV_Derby South_ | 0
Willington 132kV_Spondon_Spondon 11 | Willington 132kV_Spondon_ | 2.3462
Drakelow 132kV_Burton South_Drakelow Renewable BIO | Drakelow 132kV_Burton South_ | 0
Willington 132kV_Derby 33_Eagle Centre | Willington 132kV_Derby South_ | 0
Willington 132kV_Derby South_Sinfin Lane | Willington 132kV_Derby South_ | 5.1373
Drakelow 132kV_Gresley_Gresley (T1 T2 & T3) | Drakelow 132kV_Gresley_ | 0
Drakelow 132kV_Burton 33_Hatton | Drakelow 132kV_Burton 33_ | 0
Willington 132kV_Heanor_Heanor 11 | Willington 132kV_Heanor_ | 0
Willington 132kV_Stanton _Hixons Lane | Willington 132kV_Stanton_ | 0
Willington 132kV_Uttoxeter_Holtwood Farm PV | Willington 132kV_Uttoxeter_ | 0
Willington 132kV_Stanton_Ilkeston | Willington 132kV_Stanton_ | 4.2311
Willington 132kV_Derby South_Infinity Park (T2) | Willington 132kV_Derby South_ | 0
Willington 132kV_Winster_Longcliffe | Willington 132kV_Winster_ | 0
Willington 132kV_Stanton_Little Hallam | Willington 132kV_Stanton_ | 0
Willington 132kV_Derby 33_Mackworth | Willington 132kV_Derby 33_ | 0
Willington 132kV_Winster_Matlock | Willington 132kV_Winster_ | 0
Willington 132kV_Spondon_Melbourne (T1 & T2) | HYB:[Willington 132kV_Spondon_] & [Willington 132kV_Derby South_]->Willington 132kV_Spondon_Melbourne (T1 & T2) | 0
Willington 132kV_Winster_Millclose | Willington 132kV_Winster_ | 0
Willington 132kV_Heanor_Moorgreen | Willington 132kV_Heanor_ | 0
Willington 132kV_Heanor_Morley (T1 & T2) | HYB:[Willington 132kV_Spondon_] & [Willington 132kV_Heanor_]->Willington 132kV_Heanor_Morley (T1 & T2) | 0
Drakelow 132kV_Burton South_Wellington Street (T1 T2 & T3) | HYB:[Drakelow 132kV_Burton 33_] & [Drakelow 132kV_Burton South_]->Drakelow 132kV_Burton South_Wellington Street (T1 T2 & T3) | 4.4652
Willington 132kV_Uttoxeter_Marchington | Willington 132kV_Uttoxeter_ | 0
Willington 132kV_Derby South_Normanton | Willington 132kV_Derby South_ | 0
Willington 132kV_Stanton_Quarry Hill | Willington 132kV_Stanton_ | 0
Willington 132kV_Heanor_Ripley | Willington 132kV_Heanor_ | 0
Drakelow 132kV_Burton 33_Rolleston Park 2 | Drakelow 132kV_Burton 33_ | 0
Willington 132kV_Stanton_Sandiacre | Willington 132kV_Stanton_ | 0
Willington 132kV_Derby South_Rolls Royce ABE | Willington 132kV_Derby South_ | 0
Willington 132kV_Spondon_Spondon Peaking STOR | Willington 132kV_Spondon_ | 0
Drakelow 132kV_Burton South_Station Street (T1 & T2) | HYB:[Drakelow 132kV_Burton 33_] & [Drakelow 132kV_Burton South_]->Drakelow 132kV_Burton South_Station Street (T1 & T2) | 0
Willington 132kV_Sudbury Estate | _NO NAME_ [SUDE3GEN] | 0
Willington 132kV_Heanor_Taylor Lane 33kV STOR | Willington 132kV_Heanor_ | 0
Willington 132kV_Burnaston 132 11 (Toyota)__ | Willington 132kV | 0
Willington 132kV_Derby South_Trafalgar Pk Gas STOR | Willington 132kV_Derby South_ | 0
Drakelow 132kV_Burton 33_Trent Alloys | Drakelow 132kV_Burton 33_ | 0
Willington 132kV_Spondon_Trent Lane | Willington 132kV_Spondon_ | 0
Willington 132kV_Uttoxeter_Twin Oaks Diesel STOR | Willington 132kV_Uttoxeter_ | 0
Willington 132kV_Heanor_Watnall | Willington 132kV_Heanor_ | 0
Willington 132kV_Heanor_Westwood | Willington 132kV_Heanor_ | 0
Drakelow 132kV_Gresley_Willesley | Drakelow 132kV_Gresley_ | 0
Willington 132kV_Winster_Winster PV | Willington 132kV_Winster_ | 0
Drakelow 132kV_Burton 33_Woodville | Drakelow 132kV_Burton 33_ | 0
East Claydon 132kV | 0 | 1.1856
East Claydon 132kV_Stony Stratford_ | East Claydon 132kV | 4.1626
East Claydon 132kV_Brackley_ | East Claydon 132kV | 0
East Claydon 132kV_Bletchley_ | East Claydon 132kV | 2.6864
East Claydon 132kV_Bletchley_ | East Claydon 132kV | 2.3948
East Claydon 132kV_Bradwell Abbey_ | East Claydon 132kV | 2.0902
_NO NAME_ [ECLA3-GREM3EF-TKLY3J] | East Claydon 132kV | 0
_NO NAME_ [MNPV3PV] | East Claydon 132kV | 0
_NO NAME_ [PTFM3K-STDB3M-STDB3K] | East Claydon 132kV | 0
HYB:[East Claydon 132kV_Stony Stratford_] & [East Claydon 132kV_Bletchley_]->East Claydon 132kV_Stony Stratford_Tattenhoe (T2) | East Claydon 132kV | 3.4375
HYB:[East Claydon 132kV_Stony Stratford_] & [East Claydon 132kV_Brackley_]->East Claydon 132kV_Brackley_Towcester (T1 & T2) | East Claydon 132kV | 3.0353
HYB:[East Claydon 132kV_Bletchley_] & [East Claydon 132kV_Bletchley_]->East Claydon 132kV_Bletchley_Wavendon Gate | East Claydon 132kV | 2.5639
HYB:[East Claydon 132kV_Bletchley_] & [East Claydon 132kV_Bletchley_]->_NO NAME_ [MIEA5J] | East Claydon 132kV | 2.5406
HYB:[East Claydon 132kV_Bletchley_] & [East Claydon 132kV_Bletchley_]->East Claydon 132kV_Bletchley_Fen Farm | East Claydon 132kV | 2.4962
HYB:[East Claydon 132kV_Bletchley_] & [East Claydon 132kV_Bletchley_] & [East Claydon 132kV_Bradwell Abbey_]->East Claydon 132kV_Bletchley_Childs Way (T1 & T2 T3) | East Claydon 132kV | 2.3615
HYB:[East Claydon 132kV_Bletchley_] & [East Claydon 132kV_Bradwell Abbey_]->East Claydon 132kV_Bletchley_Fox Milne (T1 & T2) | East Claydon 132kV | 2.2607
East Claydon 132kV_Bradwell Abbey_Wolverton | East Claydon 132kV_Bradwell Abbey_ | 0
East Claydon 132kV_Bletchley_Bletchley 11 | East Claydon 132kV_Bletchley_ | 0
East Claydon 132kV_Bletchley_Victoria Road | East Claydon 132kV_Bletchley_ | 4.3653
East Claydon 132kV_Bletchley_Fen Farm | HYB:[East Claydon 132kV_Bletchley_] & [East Claydon 132kV_Bletchley_]->East Claydon 132kV_Bletchley_Fen Farm | 0
East Claydon 132kV_Banbury 132 11_ | East Claydon 132kV | 0
East Claydon 132kV_Banbury 132 11_ | East Claydon 132kV | 0
East Claydon 132kV_Banbury 132 11_ | East Claydon 132kV | 0
East Claydon 132kV_Brackley_Woodford Halse (T1) | East Claydon 132kV_Brackley_ | 0
East Claydon 132kV_Brackley_Brackley Solar Farm | East Claydon 132kV_Brackley_ | 0
East Claydon 132kV_Brackley_Brackley Town | East Claydon 132kV_Brackley_ | 0
East Claydon 132kV_Brackley_Brackley 11 | East Claydon 132kV_Brackley_ | 0
East Claydon 132kV_Stony Stratford_Buckingham | East Claydon 132kV_Stony Stratford_ | 0
East Claydon 132kV_Bletchley_Childs Way (T1 & T2 T3) | HYB:[East Claydon 132kV_Bletchley_] & [East Claydon 132kV_Bletchley_] & [East Claydon 132kV_Bradwell Abbey_]->East Claydon 132kV_Bletchley_Childs Way (T1 & T2 T3) | 2.6019
East Claydon 132kV_Bradwell Abbey_Campbell Park | East Claydon 132kV_Bradwell Abbey_ | 0
East Claydon 132kV_Bletchley_Fox Milne (T1 & T2) | HYB:[East Claydon 132kV_Bletchley_] & [East Claydon 132kV_Bradwell Abbey_]->East Claydon 132kV_Bletchley_Fox Milne (T1 & T2) | 4.0334
East Claydon 132kV_Stony Stratford_Eldergate | East Claydon 132kV_Stony Stratford_ | 0
East Claydon 132kV_East Claydon_Greatmoor EFW Calvert | _NO NAME_ [ECLA3-GREM3EF-TKLY3J] | 0
East Claydon 132kV_Bradwell Abbey_Hanslope Park (T1 & T2 OS) | East Claydon 132kV_Bradwell Abbey_ | 0
East Claydon 132kV_Bradwell Abbey_Newport Pagnell | East Claydon 132kV_Bradwell Abbey_ | 4.0426
East Claydon 132kV_Stony Stratford_Kiln Farm | East Claydon 132kV_Stony Stratford_ | 4.9796
East Claydon 132kV_Bletchley_Kingston | East Claydon 132kV_Bletchley_ | 0
East Claydon 132kV_Bradwell Abbey_Yew Tree Farm PV | East Claydon 132kV_Bradwell Abbey_ | 0
East Claydon 132kV_Bletchley_Lyon Road Gas Gen | East Claydon 132kV_Bletchley_ | 0
East Claydon 132kV_Stony Stratford_Manor Farm Bourton, MK18 7DS | East Claydon 132kV_Stony Stratford_ | 0
East Claydon 132kV_Bletchley_Maxwell House Data Centre | East Claydon 132kV_Bletchley_ | 0
East Claydon 132kV_Bletchley_Secklow Gate | East Claydon 132kV_Bletchley_ | 0
East Claydon 132kV_Copse Lodge Solar Farm | _NO NAME_ [MNPV3PV] | 0
East Claydon 132kV_Bradwell Abbey_Marlborough Street | East Claydon 132kV_Bradwell Abbey_ | 4.4228
East Claydon 132kV_Bletchley_Newton Road | East Claydon 132kV_Bletchley_ | 0
East Claydon 132kV_Bradwell Abbey_Portway | East Claydon 132kV_Bradwell Abbey_ | 0
East Claydon 132kV_Brackley_Shacks Barn PV | East Claydon 132kV_Brackley_ | 0
East Claydon 132kV_Stony Stratford_Shenley Wood | East Claydon 132kV_Stony Stratford_ | 0
East Claydon 132kV_Brackley_Silverstone | East Claydon 132kV_Brackley_ | 0
East Claydon 132kV_Stony Stratford_Sparrow Lodge Farm | East Claydon 132kV_Stony Stratford_ | 0
East Claydon 132kV_Stony Stratford_Steeple Claydon | East Claydon 132kV_Stony Stratford_ | 0
East Claydon 132kV_Stony Stratford_Tattenhoe (T2) | HYB:[East Claydon 132kV_Stony Stratford_] & [East Claydon 132kV_Bletchley_]->East Claydon 132kV_Stony Stratford_Tattenhoe (T2) | 0
East Claydon 132kV_Brackley_Towcester (T1 & T2) | HYB:[East Claydon 132kV_Stony Stratford_] & [East Claydon 132kV_Brackley_]->East Claydon 132kV_Brackley_Towcester (T1 & T2) | 0
East Claydon 132kV_Brackley_Thenford (T1) | East Claydon 132kV_Brackley_ | 0
East Claydon 132kV_Brackley_Thenford (T2) | East Claydon 132kV_Brackley_ | 0
East Claydon 132kV_Stony Stratford_Thornborough Grnds PV | East Claydon 132kV_Stony Stratford_ | 0
East Claydon 132kV_East Claydon_Tuckey Farm PV | _NO NAME_ [ECLA3-GREM3EF-TKLY3J] | 0
East Claydon 132kV_Bletchley_Wavendon Gate | HYB:[East Claydon 132kV_Bletchley_] & [East Claydon 132kV_Bletchley_]->East Claydon 132kV_Bletchley_Wavendon Gate | 0
East Claydon 132kV_Stony Stratford_Wicken | East Claydon 132kV_Stony Stratford_ | 0
East Claydon 132kV_Stony Stratford_Winslow | East Claydon 132kV_Stony Stratford_ | 0
Enderby 132kV | 0 | 1.756
Ratcliffe 132kV | 0 | 0
Stoke Bardolph 132kV | 0 | 0
Ratcliffe 132kV_Willoughby_ | Ratcliffe 132kV | 0.26709
Enderby 132kV_Leicester_ | Enderby 132kV | 0.6425
Enderby 132kV_Wigston 33_ | Enderby 132kV | 6.9221
Stoke Bardolph 132kV_Nottingham North 33_ | Stoke Bardolph 132kV | 3.9227
Stoke Bardolph 132kV_Nottingham East_ | Stoke Bardolph 132kV | 1.8352
Ratcliffe 132kV_Loughborough 33_ | Ratcliffe 132kV | 2.5494
Enderby 132kV_Coalville_ | Enderby 132kV | 3.5243
Enderby 132kV_Leicester North_ | Enderby 132kV | 0
Ratcliffe 132kV_Nottingham_ | Ratcliffe 132kV | 1.2092
Ratcliffe 132kV_Nottingham_ | Ratcliffe 132kV | 0.90495
Ratcliffe 132kV_Toton_ | Ratcliffe 132kV | 0
_NO NAME_ [COAS3PV] | Enderby 132kV | 0
_NO NAME_ [DSRD3J] | Enderby 132kV | 0
Enderby 132kV_Leicester East_ | Enderby 132kV | 3.1448
_NO NAME_ [RAFN3J] | Stoke Bardolph 132kV | 0
_NO NAME_ [THUE3PV] | Enderby 132kV | 0
_NO NAME_ [WISL3P] | Enderby 132kV | 0
HYB:[Enderby 132kV_Leicester_] & [Enderby 132kV_Leicester North_]->Enderby 132kV_Leicester_Hockley Farm Road | Enderby 132kV | 0.31505
HYB:[Stoke Bardolph 132kV_Nottingham North 33_] & [Stoke Bardolph 132kV_Nottingham East_]->Stoke Bardolph 132kV_Nottingham East_Arnold (T1 & T2) | Stoke Bardolph 132kV | 2.7765
HYB:[Ratcliffe 132kV_Nottingham_] & [Ratcliffe 132kV_Nottingham_]->Ratcliffe 132kV_Nottingham_Wollaton Road | Ratcliffe 132kV | 1.0443
HYB:[Ratcliffe 132kV_Nottingham_] & [Ratcliffe 132kV_Nottingham_]->Ratcliffe 132kV_Nottingham_Lenton | Ratcliffe 132kV | 1.0231
HYB:[Ratcliffe 132kV_Nottingham_] & [Ratcliffe 132kV_Nottingham_]->Ratcliffe 132kV_Nottingham_North Wilford | Ratcliffe 132kV | 1.0457
HYB:[Ratcliffe 132kV_Nottingham_] & [Ratcliffe 132kV_Nottingham_]->Ratcliffe 132kV_Nottingham_Castle Road | Ratcliffe 132kV | 1.0458
HYB:[Ratcliffe 132kV_Nottingham_] & [Ratcliffe 132kV_Nottingham_]->Ratcliffe 132kV_Nottingham_Sneinton | Ratcliffe 132kV | 1.0437
HYB:[Ratcliffe 132kV_Nottingham_] & [Ratcliffe 132kV_Nottingham_]->Ratcliffe 132kV_Nottingham_Clifton | Ratcliffe 132kV | 1.0467
Ratcliffe 132kV_Toton_Chilwell | Ratcliffe 132kV_Toton_ | 0
Ratcliffe 132kV_Nottingham_Lenton | HYB:[Ratcliffe 132kV_Nottingham_] & [Ratcliffe 132kV_Nottingham_]->Ratcliffe 132kV_Nottingham_Lenton | 0
Ratcliffe 132kV_Nottingham_Beeston | Ratcliffe 132kV_Nottingham_ | 0
Ratcliffe 132kV_Nottingham_Sneinton | HYB:[Ratcliffe 132kV_Nottingham_] & [Ratcliffe 132kV_Nottingham_]->Ratcliffe 132kV_Nottingham_Sneinton | 0
Enderby 132kV_Leicester_Redcross Street | Enderby 132kV_Leicester_ | 0
Enderby 132kV_Leicester_Leicester 11 | Enderby 132kV_Leicester_ | 0
Enderby 132kV_Leicester East_Highfields | Enderby 132kV_Leicester East_ | 0
Enderby 132kV_Leicester East_Salutation 6.6 | Enderby 132kV_Leicester East_ | 0
Enderby 132kV_Leicester East_Stoneygate 6.6 | Enderby 132kV_Leicester East_ | 0
Enderby 132kV_Leicester East_Leicester East 6.6 | Enderby 132kV_Leicester East_ | 0
Enderby 132kV_Leicester_Hockley Farm Road | HYB:[Enderby 132kV_Leicester_] & [Enderby 132kV_Leicester North_]->Enderby 132kV_Leicester_Hockley Farm Road | 0
Enderby 132kV_Leicester East_Thurmaston | Enderby 132kV_Leicester East_ | 0
Enderby 132kV_Wigston 33_Alliance and Leicester | Enderby 132kV_Wigston 33_ | 0
Enderby 132kV_Wigston 33_Whetstone | Enderby 132kV_Wigston 33_ | 0
Enderby 132kV_Coalville_Worthington | Enderby 132kV_Coalville_ | 0
Enderby 132kV_Coalville_Desford | Enderby 132kV_Coalville_ | 0
Enderby 132kV_Coalville_Nailstone | Enderby 132kV_Coalville_ | 0
Enderby 132kV_Coalville_Osbaston | Enderby 132kV_Coalville_ | 0
Enderby 132kV_Coalville_Coalville 11 | Enderby 132kV_Coalville_ | 0
Enderby 132kV_Coalville_Mantle Lane | Enderby 132kV_Coalville_ | 0
Stoke Bardolph 132kV_Nottingham East_Arnold (T1 & T2) | HYB:[Stoke Bardolph 132kV_Nottingham North 33_] & [Stoke Bardolph 132kV_Nottingham East_]->Stoke Bardolph 132kV_Nottingham East_Arnold (T1 & T2) | 0
Ratcliffe 132kV_Loughborough 33_Astrazeneca | Ratcliffe 132kV_Loughborough 33_ | 0
Enderby 132kV_Coalville_Park Farm Solar Ashby | Enderby 132kV_Coalville_ | 0
Enderby 132kV_Coalville_Bardon Road | Enderby 132kV_Coalville_ | 0
Enderby 132kV_Leicester North_Beaumont Leys | Enderby 132kV_Leicester North_ | 0
Ratcliffe 132kV_Willoughby_British Gypsum | Ratcliffe 132kV_Willoughby_ | 0
Ratcliffe 132kV_Willoughby_Bingham (T1) | Ratcliffe 132kV_Willoughby_ | 0
Stoke Bardolph 132kV_Nottingham North 33_Bilborough (T1 & T2) | Stoke Bardolph 132kV_Nottingham North 33_ | 0
Enderby 132kV_Leicester North_Birstall | Enderby 132kV_Leicester North_ | 0
Enderby 132kV_Wigston 132 11_ | Enderby 132kV | 0
Ratcliffe 132kV_Nottingham_Cotgrave | Ratcliffe 132kV_Nottingham_ | 0
Ratcliffe 132kV_Nottingham_Boots (T1) (Load) | Ratcliffe 132kV_Nottingham_ | 0
Ratcliffe 132kV_Nottingham_Boots (T2) (Load) | Ratcliffe 132kV_Nottingham_ | 0
Enderby 132kV_Leicester_Braunstone | Enderby 132kV_Leicester_ | 1.9414
Ratcliffe 132kV_Loughborough 33_Brush | Ratcliffe 132kV_Loughborough 33_ | 0
Stoke Bardolph 132kV_Nottingham North 33_Bulwell | Stoke Bardolph 132kV_Nottingham North 33_ | 0
Enderby 132kV_Carlton Park 132 11_ | Enderby 132kV | 0
Enderby 132kV_Leicester_Jupiter | Enderby 132kV_Leicester_ | 0
Ratcliffe 132kV_Nottingham_Castle Road | HYB:[Ratcliffe 132kV_Nottingham_] & [Ratcliffe 132kV_Nottingham_]->Ratcliffe 132kV_Nottingham_Castle Road | 0
Enderby 132kV_Coalville_Caterpillar_Caterpillar UK | Enderby 132kV_Coalville_ | 0
Ratcliffe 132kV_Willoughby_Keyworth | Ratcliffe 132kV_Willoughby_ | 3.7872
Stoke Bardolph 132kV_Nottingham North 33_Cinderhill | Stoke Bardolph 132kV_Nottingham North 33_ | 0
Stoke Bardolph 132kV_Nottingham North 132 11_ | Ratcliffe 132kV | 5.689
Ratcliffe 132kV_Nottingham_Clifton | HYB:[Ratcliffe 132kV_Nottingham_] & [Ratcliffe 132kV_Nottingham_]->Ratcliffe 132kV_Nottingham_Clifton | 0
Enderby 132kV_Bagworth Road | _NO NAME_ [COAS3PV] | 0
Stoke Bardolph 132kV_Nottingham East_Colwick | Stoke Bardolph 132kV_Nottingham East_ | 0
Ratcliffe 132kV_Willoughby_South Croxton | Ratcliffe 132kV_Willoughby_ | 0
_NO NAME_ [DSRD9J] | _NO NAME_ [DSRD3J] | 0
Ratcliffe 132kV_Nottingham_Eastcroft EfW, NG2 3JH | Ratcliffe 132kV_Nottingham_ | 0
Ratcliffe 132kV_Willoughby_East Leake | Ratcliffe 132kV_Willoughby_ | 0
Ratcliffe 132kV_Willoughby_East Leake | Ratcliffe 132kV_Willoughby_ | 0
Ratcliffe 132kV_Willoughby_John Brookes Sawmill BIO | Ratcliffe 132kV_Willoughby_ | 0
Stoke Bardolph 132kV_Nottingham East_Gedling | Stoke Bardolph 132kV_Nottingham East_ | 0
Ratcliffe 132kV_Willoughby_Willoughby 11 | Ratcliffe 132kV_Willoughby_ | 0
Ratcliffe 132kV_Willoughby_Sutton Bonnington PV | Ratcliffe 132kV_Willoughby_ | 0
Enderby 132kV_Leicester North_Groby Road | Enderby 132kV_Leicester North_ | 0
Enderby 132kV_Leicester East_Hamilton | Enderby 132kV_Leicester East_ | 0
Enderby 132kV_Coalville_Hill Farm ESS | Enderby 132kV_Coalville_ | 0
Enderby 132kV_Hinckley 132 11_ | Enderby 132kV | 0
Enderby 132kV_Coalville_Hall Farm Solar Farm generation | Enderby 132kV_Coalville_ | 0
Ratcliffe 132kV_Loughborough 33_Shepshed | Ratcliffe 132kV_Loughborough 33_ | 6.4699
Enderby 132kV_Coalville_Interlink Park | Enderby 132kV_Coalville_ | 0
Enderby 132kV_Leicester North_Leicester North 11 | Enderby 132kV_Leicester North_ | 0
Enderby 132kV_Leicester North_Lero 6.6 | Enderby 132kV_Leicester North_ | 0
Ratcliffe 132kV_Toton_Long Eaton | Ratcliffe 132kV_Toton_ | 0
Ratcliffe 132kV_Loughborough 132 11_ | Ratcliffe 132kV | 7.4985
Enderby 132kV_Leicester_Mansfield Street | Enderby 132kV_Leicester_ | 0
Stoke Bardolph 132kV_Nottingham East_Mapperley | Stoke Bardolph 132kV_Nottingham East_ | 0
Stoke Bardolph 132kV_Nottingham North 33_Marlborough Road | Stoke Bardolph 132kV_Nottingham North 33_ | 3.0366
Ratcliffe 132kV_Loughborough 33_Mill Farm, Cotes, LE12 5TL | Ratcliffe 132kV_Loughborough 33_ | 0
Ratcliffe 132kV_Willoughby_Mountsorrel | Ratcliffe 132kV_Willoughby_ | 0
Ratcliffe 132kV_Newhurst ERF 132 EFW | Ratcliffe 132kV | 0
Ratcliffe 132kV_Nottingham_Talbot Street | Ratcliffe 132kV_Nottingham_ | 0
Ratcliffe 132kV_Toton_Nottingham Rd STOR | Ratcliffe 132kV_Toton_ | 0
Ratcliffe 132kV_Nottingham_North Wilford | HYB:[Ratcliffe 132kV_Nottingham_] & [Ratcliffe 132kV_Nottingham_]->Ratcliffe 132kV_Nottingham_North Wilford | 0
Ratcliffe 132kV_Willoughby_Old Dalby (T2) | Ratcliffe 132kV_Willoughby_ | 0
Ratcliffe 132kV_Willoughby_Old Dalby Lodge Wind Farm | Ratcliffe 132kV_Willoughby_ | 0
Ratcliffe 132kV_Loughborough 33_Poole Farm, Barrow Road, LE12 8EN | Ratcliffe 132kV_Loughborough 33_ | 0
Stoke Bardolph 132kV_Nottingham East_Colwick Private Rd STOR | Stoke Bardolph 132kV_Nottingham East_ | 0
Ratcliffe 132kV_Loughborough 33_Quorn | Ratcliffe 132kV_Loughborough 33_ | 0
Stoke Bardolph 132kV_RAF Newton Phase 1 NG13 8HL | _NO NAME_ [RAFN3J] | 0
Ratcliffe 132kV_Toton_Ratcliffe on Soar | Ratcliffe 132kV_Toton_ | 0
Ratcliffe 132kV_Nottingham_Redfield Road 1 STOR | Ratcliffe 132kV_Nottingham_ | 0
Ratcliffe 132kV_Nottingham_Redfield Road B STOR | Ratcliffe 132kV_Nottingham_ | 0
Stoke Bardolph 132kV_Nottingham East_St Anns (T2 & T3 & T4) | Stoke Bardolph 132kV_Nottingham East_ | 0
Stoke Bardolph 132kV_Nottingham East_St Anns (T2 & T3 & T4) | Ratcliffe 132kV_Nottingham_ | 0
Stoke Bardolph 132kV_Nottingham East_Stragglethorpe Rd PV | Stoke Bardolph 132kV_Nottingham East_ | 0
Ratcliffe 132kV_Toton_Toton 11 | Ratcliffe 132kV_Toton_ | 0
Ratcliffe 132kV_Willoughby_Syston | Ratcliffe 132kV_Willoughby_ | 0
Enderby 132kV_Thurlaston Estate Solar Farm | _NO NAME_ [THUE3PV] | 0
Enderby 132kV_Leicester East_Thurnby | Enderby 132kV_Leicester East_ | 3.9667
Ratcliffe 132kV_Nottingham_West Bridgford | Ratcliffe 132kV_Nottingham_ | 0
Ratcliffe 132kV_Willoughby_Wide Lane Solar Farm generation | Ratcliffe 132kV_Willoughby_ | 0
Enderby 132kV_Wigston 33_Wigston Magna | Enderby 132kV_Wigston 33_ | 2.1619
Enderby 132kV_Wistow Lodge PV | _NO NAME_ [WISL3P] | 0
Ratcliffe 132kV_Willoughby_Willoughby STOR generation | Ratcliffe 132kV_Willoughby_ | 0
Ratcliffe 132kV_Nottingham_Wollaton Road | HYB:[Ratcliffe 132kV_Nottingham_] & [Ratcliffe 132kV_Nottingham_]->Ratcliffe 132kV_Nottingham_Wollaton Road | 0
Ratcliffe 132kV_Loughborough 33_Wymeswold Solar Park | Ratcliffe 132kV_Loughborough 33_ | 0
Grendon 132kV | 0 | 8.7385
Grendon 132kV_Northampton_ | Grendon 132kV | 0
Grendon 132kV_Northampton West_ | Grendon 132kV | 0.76324
Grendon 132kV_Wellingborough_ | Grendon 132kV | 3.3176
Grendon 132kV_Kettering_ | Grendon 132kV | 2.7325
Grendon 132kV_Irthlingborough_ | Grendon 132kV | 3.6404
Grendon 132kV_Northampton East_ | Grendon 132kV | 0
_NO NAME_ [BRGS3J] | Grendon 132kV | 0
Grendon 132kV_Kibworth_ | Grendon 132kV | 1.3774
_NO NAME_ [CHEK3ESS] | Grendon 132kV | 0
_NO NAME_ [COER3J] | Grendon 132kV | 0
Grendon 132kV_Corby_ | Grendon 132kV | 1.3579
Grendon 132kV_Oakham_ | Grendon 132kV | 0
_NO NAME_ [EXES3J] | Grendon 132kV | 0
_NO NAME_ [GRAU3PV] | Grendon 132kV | 0
_NO NAME_ [GREB3J] | Grendon 132kV | 0
_NO NAME_ [GREL3J] | Grendon 132kV | 0
Grendon 132kV_Melton Mowbray_ | Grendon 132kV | 0
_NO NAME_ [OKLB3J] | Grendon 132kV | 0
_NO NAME_ [VICF3J] | Grendon 132kV | 0
_NO NAME_ [WATF3J] | Grendon 132kV | 0
HYB:[Grendon 132kV_Northampton_] & [Grendon 132kV_Northampton West_]->Grendon 132kV_Northampton_Abington (T1 & T2) | Grendon 132kV | 0.335
HYB:[Grendon 132kV_Northampton_] & [Grendon 132kV_Northampton West_]->Grendon 132kV_Northampton_Pineham (T1 & T2) | Grendon 132kV | 0.22517
HYB:[Grendon 132kV_Northampton_] & [Grendon 132kV_Northampton East_]->Grendon 132kV_Northampton_Brackmills (T1 & T2) | Grendon 132kV | 0
HYB:[Grendon 132kV_Northampton_] & [Grendon 132kV_Northampton West_]->Grendon 132kV_Northampton West_Banbury Lane (T1 & T2) | Grendon 132kV | 0.34774
HYB:[Grendon 132kV_Northampton West_] & [Grendon 132kV_Kettering_]->Grendon 132kV_Northampton West_Chapel Brampton (T1 & T2) | Grendon 132kV | 1.2873
HYB:[Grendon 132kV_Kettering_] & [Grendon 132kV_Irthlingborough_]->Grendon 132kV_Kettering_Burton Latimer (T1 & T2) | Grendon 132kV | 3.2549
HYB:[Grendon 132kV_Kettering_] & [Grendon 132kV_Irthlingborough_]->Grendon 132kV_Irthlingborough_Pytchley Road (T1 & T2) | Grendon 132kV | 3.2556
HYB:[Grendon 132kV_Irthlingborough_] & [Grendon 132kV_Corby_]->Grendon 132kV_Corby_Oundle | Grendon 132kV | 2.7309
Grendon 132kV_Irthlingborough_Thrapston | Grendon 132kV_Irthlingborough_ | 0
Grendon 132kV_Corby_Hazelwood | Grendon 132kV_Corby_ | 0
Grendon 132kV_Wellingborough_Little Irchester | Grendon 132kV_Wellingborough_ | 0
Grendon 132kV_Corby_Corby No. 2 | Grendon 132kV_Corby_ | 0
Grendon 132kV_Northampton West_Northampton West 11 | Grendon 132kV_Northampton_ | 0
Grendon 132kV_Northampton_Abington (T1 & T2) | HYB:[Grendon 132kV_Northampton_] & [Grendon 132kV_Northampton West_]->Grendon 132kV_Northampton_Abington (T1 & T2) | 0
Grendon 132kV_Northampton West_Althorp Estate | Grendon 132kV_Northampton West_ | 0
Grendon 132kV_Northampton West_Banbury Lane (T1 & T2) | HYB:[Grendon 132kV_Northampton_] & [Grendon 132kV_Northampton West_]->Grendon 132kV_Northampton West_Banbury Lane (T1 & T2) | 0
Grendon 132kV_Kettering_Burton Latimer (T1 & T2) | HYB:[Grendon 132kV_Kettering_] & [Grendon 132kV_Irthlingborough_]->Grendon 132kV_Kettering_Burton Latimer (T1 & T2) | 0
Grendon 132kV_Northampton East_Northampton East 11 | Grendon 132kV_Northampton East_ | 0
Grendon 132kV_Northampton_Roade | Grendon 132kV_Northampton_ | 0
Grendon 132kV_Northampton East_Boothville | Grendon 132kV_Northampton East_ | 0
Grendon 132kV_Irthlingborough_Irthlingborough 11 | Grendon 132kV_Irthlingborough_ | 0
Grendon 132kV_Brigstock | _NO NAME_ [BRGS3J] | 0
Grendon 132kV_Northampton_Brackmills (T1 & T2) | HYB:[Grendon 132kV_Northampton_] & [Grendon 132kV_Northampton East_]->Grendon 132kV_Northampton_Brackmills (T1 & T2) | 0
Grendon 132kV_Kibworth_Bruntingthorpe | Grendon 132kV_Kibworth_ | 0
Grendon 132kV_Northampton West_Ellesmere Avenue | Grendon 132kV_Northampton West_ | 0
Grendon 132kV_Northampton West_Chapel Brampton (T1 & T2) | HYB:[Grendon 132kV_Northampton West_] & [Grendon 132kV_Kettering_]->Grendon 132kV_Northampton West_Chapel Brampton (T1 & T2) | 0
Grendon 132kV_Northampton West_Bugbrooke | Grendon 132kV_Northampton West_ | 0
Grendon 132kV_Irthlingborough_Burton Wolds South WF | Grendon 132kV_Irthlingborough_ | 0
Grendon 132kV_Northampton_Campbell Street | Grendon 132kV_Northampton_ | 0
Grendon 132kV_Chequers Knoll | _NO NAME_ [CHEK3ESS] | 0
Grendon 132kV_Corby_Corby North Dem | Grendon 132kV_Corby_ | 0
Grendon 132kV_Wellingborough_Cannon Street | Grendon 132kV_Wellingborough_ | 2.5482
Grendon 132kV_Cogenhoe BESS | _NO NAME_ [COER3J] | 0
Grendon 132kV_Corby_Earlstrees | Grendon 132kV_Corby_ | 3.7371
Grendon 132kV_Corby_Corby Central | Grendon 132kV_Corby_ | 0
Grendon 132kV_Corby North PS_ | 0 | 0
Grendon 132kV_Corby North PS_ | 0 | 0
Grendon 132kV_Northampton East_Olney | Grendon 132kV_Northampton East_ | 5.0947
Grendon 132kV_Irthlingborough_Chelveston Renewable Energy Park | Grendon 132kV_Irthlingborough_ | 0
_NO NAME_ [CVPV5ESS] | Grendon 132kV_Irthlingborough_ | 0
Grendon 132kV_Irthlingborough_Chelveston Energy Park | Grendon 132kV_Irthlingborough_ | 0
Grendon 132kV_Northampton East_Denton | Grendon 132kV_Northampton East_ | 0
Grendon 132kV_Kettering_Desborough | Grendon 132kV_Kettering_ | 0
Grendon 132kV_Northampton East_Earls Barton | Grendon 132kV_Northampton East_ | 0
Grendon 132kV_Northampton East_Newton Road PV | Grendon 132kV_Northampton East_ | 0
Grendon 132kV_Oakham_Empingham | Grendon 132kV_Oakham_ | 0
Grendon 132kV_Exton Estate Solar Farm | _NO NAME_ [EXES3J] | 0
Grendon 132kV_Oakham_Exton | Grendon 132kV_Oakham_ | 0
Grendon 132kV_Kibworth_Farndon Road (T1 & T2) | Grendon 132kV_Kibworth_ | 0
Grendon 132kV_Kettering_Field Street | Grendon 132kV_Kettering_ | 0.86042
Grendon 132kV_Grafton Underwood | _NO NAME_ [GRAU3PV] | 0
Grendon 132kV_Grendon BESS | _NO NAME_ [GREB3J] | 0
Grendon 132kV_Grendon Lakes | _NO NAME_ [GREL3J] | 0
Grendon 132kV_Wellingborough 132 11_ | Grendon 132kV | 0
Grendon 132kV_Kettering_Harrington Road | Grendon 132kV_Kettering_ | 0
Grendon 132kV_Kettering_Hayfield | Grendon 132kV_Kettering_ | 0
Grendon 132kV_Wellingborough_Sharnbrook | Grendon 132kV_Wellingborough_ | 4.9153
Grendon 132kV_Melton Mowbray_Holwell | Grendon 132kV_Melton Mowbray_ | 0
Grendon 132kV_Wellingborough_Harrold | Grendon 132kV_Wellingborough_ | 3.7684
Grendon 132kV_Kibworth_Kelmarsh Wind Farm | Grendon 132kV_Kibworth_ | 0
Grendon 132kV_Kettering_Kettering North | Grendon 132kV_Kettering_ | 5.7926
Grendon 132kV_Kettering Energy Park | Grendon 132kV | 0
Grendon 132kV_Kettering Energy Park | Grendon 132kV | 0
Grendon 132kV_Kibworth_Kibworth 11 | Grendon 132kV_Kibworth_ | 0
Grendon 132kV_Northampton West_Kingsthorpe | Grendon 132kV_Northampton West_ | 0
Grendon 132kV_Kibworth_Meadow Fm Thorpe Lang PV | Grendon 132kV_Kibworth_ | 0
Grendon 132kV_Melton Mowbray_Melton Mowbray 11 | Grendon 132kV_Melton Mowbray_ | 0
Grendon 132kV_Kibworth_Market Harborough | Grendon 132kV_Kibworth_ | 0
Grendon 132kV_Oakham_Market Overton (T1) | Grendon 132kV_Oakham_ | 0
Grendon 132kV_Northampton West_Northampton West 11 | Grendon 132kV_Northampton West_ | 2.1939
Grendon 132kV_Oakham_Oakham 11 | Grendon 132kV_Oakham_ | 0
Grendon 132kV_Corby_Oakley | Grendon 132kV_Corby_ | 0
Grendon 132kV_Melton Mowbray_Old Dalby (T1) | Grendon 132kV_Melton Mowbray_ | 0
Grendon 132kV_Oakley Bushes Solar Farm | _NO NAME_ [OKLB3J] | 0
Grendon 132kV_Northampton East_Olney Hyde Farm PV | Grendon 132kV_Northampton East_ | 0
Grendon 132kV_Corby_Oundle | HYB:[Grendon 132kV_Irthlingborough_] & [Grendon 132kV_Corby_]->Grendon 132kV_Corby_Oundle | 0
Grendon 132kV_Wellingborough_Park Farm | Grendon 132kV_Wellingborough_ | 0
Grendon 132kV_Northampton_Pineham (T1 & T2) | HYB:[Grendon 132kV_Northampton_] & [Grendon 132kV_Northampton West_]->Grendon 132kV_Northampton_Pineham (T1 & T2) | 0
Grendon 132kV_Kettering_Gaultney Solar Park | Grendon 132kV_Kettering_ | 0
Grendon 132kV_Irthlingborough_Pytchley Road (T1 & T2) | HYB:[Grendon 132kV_Kettering_] & [Grendon 132kV_Irthlingborough_]->Grendon 132kV_Irthlingborough_Pytchley Road (T1 & T2) | 3.7724
Grendon 132kV_Oakham_Ranksborough Farm, LE15 7EJ | Grendon 132kV_Oakham_ | 0
Grendon 132kV_Irthlingborough_Raunds | Grendon 132kV_Irthlingborough_ | 0
Grendon 132kV_Melton Mowbray_Regent Street | Grendon 132kV_Melton Mowbray_ | 0
Grendon 132kV_Corby_Rockingham | Grendon 132kV_Corby_ | 0
Grendon 132kV_Northampton_Rothersthorpe | Grendon 132kV_Northampton_ | 0
Grendon 132kV_Irthlingborough_Rushden | Grendon 132kV_Irthlingborough_ | 0
Grendon 132kV_Oakham_Uppingham | Grendon 132kV_Oakham_ | 0
Grendon 132kV_Vickerage Farm | _NO NAME_ [VICF3J] | 0
Grendon 132kV_Waterleys Farm | _NO NAME_ [WATF3J] | 0
Grendon 132kV_Northampton East_Wellingborough Road | Grendon 132kV_Northampton East_ | 0
Grendon 132kV_Corby_Willowbrook Industrial Estate | Grendon 132kV_Corby_ | 0
Grendon 132kV_Oakham_Glaston Road, Oakham, LE15 8RU | Grendon 132kV_Oakham_ | 0
Grendon 132kV_Northampton_Wootton | Grendon 132kV_Northampton_ | 0
Bicker Fen 132kV | 0 | 0
Staythorpe 132kV | 0 | 0
West Burton 132kV | 0 | 0
Walpole 132kV | 0 | 19.4266
Staythorpe 132kV_Hawton_ | Staythorpe 132kV | 0
Walpole 132kV_Boston_ | Walpole 132kV | 0
Bicker Fen 132kV_Skegness_ | Bicker Fen 132kV | 0
West Burton 132kV_Lincoln 33_ | West Burton 132kV | 5.4636
_NO NAME_ [AVLZ3] | Staythorpe 132kV | 0
_NO NAME_ [BELS3PV] | Staythorpe 132kV | 0
Staythorpe 132kV_Checkerhouse_ | Staythorpe 132kV | 1.5109
Bicker Fen 132kV_Sleaford_ | Bicker Fen 132kV | 0.30817
Bicker Fen 132kV_Grantham_ | Bicker Fen 132kV | 2.5543
West Burton 132kV_Branston Potato Farm | West Burton 132kV | 0
_NO NAME_ [BOBI3] | Walpole 132kV | 0
Walpole 132kV_Bourne_ | Walpole 132kV | 5.9428
Staythorpe 132kV_Network Rail Bytham (GT1 & GT2)_ | Walpole 132kV | 0
Staythorpe 132kV_Network Rail Bytham (GT1 & GT2)_ | Staythorpe 132kV | 0
Walpole 132kV_Network Rail Bretton_ | Walpole 132kV | 0
Walpole 132kV_Spalding & South Holland_ | Walpole 132kV | 6.9624
Staythorpe 132kV_Cotham Grange 132 PV | Staythorpe 132kV | 0
_NO NAME_ [FISA3PV] | West Burton 132kV | 0
_NO NAME_ [GONM3GEN] | Staythorpe 132kV | 0
Bicker Fen 132kV_Network Rail Grantham (GT1 & GT2)_ | Bicker Fen 132kV | 0
Bicker Fen 132kV_Network Rail Grantham (GT1 & GT2)_ | Bicker Fen 132kV | 0
_NO NAME_ [HAKL3PV] | Staythorpe 132kV | 0
West Burton 132kV_Worksop_ | West Burton 132kV | 4.7512
Walpole 132kV_Stamford_ | Walpole 132kV | 1.2071
_NO NAME_ [LONS3PV] | Staythorpe 132kV | 0
_NO NAME_ [LOWF3PV] | Bicker Fen 132kV | 0
_NO NAME_ [PASF3J-PASF3P] | Staythorpe 132kV | 0
Staythorpe 132kV_Network Rail Retford (GT1 & GT2)_ | West Burton 132kV | 0
Staythorpe 132kV_Network Rail Retford (GT1 & GT2)_ | West Burton 132kV | 0
_NO NAME_ [STUE3] | West Burton 132kV | 0
_NO NAME_ [THTS3PV] | Staythorpe 132kV | 0
_NO NAME_ [TIRE3GEN] | West Burton 132kV | 0
Bicker Fen 132kV_Land at Ash Farm / Vicarage Drove Energy Centre Ltd | Bicker Fen 132kV | 0
_NO NAME_ [WINB3] | Staythorpe 132kV | 0
HYB:[Bicker Fen 132kV_Skegness_] & [Bicker Fen 132kV_Sleaford_]->Bicker Fen 132kV_Skegness_Horncastle (T1 & T2) | Bicker Fen 132kV | 0.10082
HYB:[Bicker Fen 132kV_Sleaford_] & [Bicker Fen 132kV_Grantham_]->Bicker Fen 132kV_Grantham_Billingborough | Bicker Fen 132kV | 2.0405
HYB:[Walpole 132kV_Bourne_] & [Walpole 132kV_Stamford_]->Walpole 132kV_Stamford_West Deeping (T1 & T2) | Walpole 132kV | 4.5194
HYB:[Walpole 132kV_Bourne_] & [Walpole 132kV_Stamford_]->Walpole 132kV_Stamford_Market Deeping (T1 & T2) | Walpole 132kV | 4.4712
HYB:[Walpole 132kV_Bourne_] & [Walpole 132kV_Spalding & South Holland_]->Walpole 132kV_Spalding & South Holland_Crowland | Walpole 132kV | 6.5912
Walpole 132kV_Boston_Marsh Lane | Walpole 132kV_Boston_ | 0
Staythorpe 132kV_Grantham North 132 11_ | Staythorpe 132kV | 0
Staythorpe 132kV_Hawton_Newark Junction | Staythorpe 132kV_Hawton_ | 0
West Burton 132kV_Lincoln 132 11_ | West Burton 132kV | 0
Staythorpe 132kV_Hawton_Hawton 11 | Staythorpe 132kV_Hawton_ | 5.4937
Staythorpe 132kV_Checkerhouse_Hallcroft Road | Staythorpe 132kV_Checkerhouse_ | 9.5696
Staythorpe 132kV_Checkerhouse_Misterton | Staythorpe 132kV_Checkerhouse_ | 0
West Burton 132kV_Lincoln 33_Metheringham (T1 & T2 OS) | Bicker Fen 132kV_Sleaford_ | 0
West Burton 132kV_Worksop_Kilton Road | West Burton 132kV_Worksop_ | 3.194
Bicker Fen 132kV_Skegness_Alford | Bicker Fen 132kV_Skegness_ | 10.7602
West Burton 132kV_Lincoln 33_Anderson Lane | West Burton 132kV_Lincoln 33_ | 0
Staythorpe 132kV_Asfordby STOR B | Staythorpe 132kV | 0
Staythorpe 132kV_Asfordby 132 11_ | Staythorpe 132kV | 0
Staythorpe 132kV_Averham Leazes | _NO NAME_ [AVLZ3] | 0
Staythorpe 132kV_Belvoir PV | _NO NAME_ [BELS3PV] | 0
Staythorpe 132kV_Checkerhouse_Bevercotes | Staythorpe 132kV_Checkerhouse_ | 0
West Burton 132kV_Lincoln 33_Beevor Street | West Burton 132kV_Lincoln 33_ | 0
Walpole 132kV_Boston_Bicker Fen Wind Farm generation | Walpole 132kV_Boston_ | 0
Staythorpe 132kV_Hawton_Bingham (T2) | Staythorpe 132kV_Hawton_ | 0
Bicker Fen 132kV_Grantham_Billingborough | HYB:[Bicker Fen 132kV_Sleaford_] & [Bicker Fen 132kV_Grantham_]->Bicker Fen 132kV_Grantham_Billingborough | 0
Staythorpe 132kV_Hawton_Bottesford | Staythorpe 132kV_Hawton_ | 0
Walpole 132kV_Bourne_Bourne 11 | Walpole 132kV_Bourne_ | 0
West Burton 132kV_Worksop_Manton | West Burton 132kV_Worksop_ | 3.4533
West Burton 132kV_Lincoln 33_Branson Mere Road PV generation | West Burton 132kV_Lincoln 33_ | 0
Bicker Fen 132kV_Skegness_Warth Lane | Bicker Fen 132kV_Skegness_ | 0
Walpole 132kV_Boston_Stickney | Walpole 132kV_Boston_ | 0
Staythorpe 132kV_Hawton_Carlton-on-Trent (T1 & T2) | Staythorpe 132kV_Hawton_ | 12.9553
Staythorpe 132kV_Hawton_Carlton-on-Trent (T1 & T2) | Staythorpe 132kV_Checkerhouse_ | 0
Staythorpe 132kV_Hawton_Caythorpe | Staythorpe 132kV_Hawton_ | 0
Staythorpe 132kV_Checkerhouse_Checkerhouse 11 | Staythorpe 132kV_Checkerhouse_ | 0
Bicker Fen 132kV_Skegness_Chapel St. Leonards | Bicker Fen 132kV_Skegness_ | 0
Walpole 132kV_Spalding & South Holland_Clay Lake Generation | Walpole 132kV_Spalding & South Holland_ | 0
Staythorpe 132kV_Hawton_Copley Farm PV Claypole | Staythorpe 132kV_Hawton_ | 0
Bicker Fen 132kV_Sleaford_Cranwell (RAF) | Bicker Fen 132kV_Sleaford_ | 0
Walpole 132kV_Spalding & South Holland_Crowland | HYB:[Walpole 132kV_Bourne_] & [Walpole 132kV_Spalding & South Holland_]->Walpole 132kV_Spalding & South Holland_Crowland | 9.0015
Bicker Fen 132kV_Skegness_Hollies Solar Farm generation | Bicker Fen 132kV_Skegness_ | 0
Bicker Fen 132kV_Sleaford_Leadenham (T1 & T2) | Bicker Fen 132kV_Grantham_ | 0
Walpole 132kV_Spalding & South Holland_Decoy Farm Crowland AD | Walpole 132kV_Spalding & South Holland_ | 0
Walpole 132kV_Spalding & South Holland_Decoy Farm Crowland PV | Walpole 132kV_Spalding & South Holland_ | 0
Walpole 132kV_Spalding & South Holland_Vine House Wind Farm | Walpole 132kV_Spalding & South Holland_ | 0
Bicker Fen 132kV_Sleaford_Deepdale Solar Fm PV | Bicker Fen 132kV_Sleaford_ | 0
West Burton 132kV_Lincoln 33_Doddington Park | West Burton 132kV_Lincoln 33_ | 0
Walpole 132kV_Boston_Donington | Walpole 132kV_Boston_ | 0
Walpole 132kV_Bourne_Dowsby Fen | Walpole 132kV_Bourne_ | 0
Bicker Fen 132kV_Grantham_Easton | Bicker Fen 132kV_Grantham_ | 0
West Burton 132kV_Lincoln 33_Friskerton Solar Farm, Reepham Road, LN4 4HZ | West Burton 132kV_Lincoln 33_ | 0
West Burton 132kV_Fiskerton Airfield, LN3 4HZ | _NO NAME_ [FISA3PV] | 0
West Burton 132kV_Lincoln 33_Fiskerton | West Burton 132kV_Lincoln 33_ | 0
West Burton 132kV_Lincoln 33_Fiskerton | West Burton 132kV_Lincoln 33_ | 0
Staythorpe 132kV_Hawton_Fernwood | Staythorpe 132kV_Hawton_ | 0
Walpole 132kV_Spalding & South Holland_French Farm Wind Farm | Walpole 132kV_Spalding & South Holland_ | 0
Bicker Fen 132kV_Sleaford_Great Hale | Bicker Fen 132kV_Sleaford_ | 0
Staythorpe 132kV_Gonerby Moor | _NO NAME_ [GONM3GEN] | 0
Bicker Fen 132kV_Sleaford_Gorse Lane Solar Ext | Bicker Fen 132kV_Sleaford_ | 0
Bicker Fen 132kV_Grantham_Grantham Solar Farm, NG32 2DF | Bicker Fen 132kV_Grantham_ | 0
Staythorpe 132kV_Grantham South 132 11_ | Staythorpe 132kV | 0
Staythorpe 132kV_Halloughton Solar Farm Southwell | _NO NAME_ [HAKL3PV] | 0
West Burton 132kV_Worksop_Highgrounds STOR | West Burton 132kV_Worksop_ | 0
Walpole 132kV_Spalding & South Holland_Holbeach (T1 & T2) | Walpole 132kV_Spalding & South Holland_ | 0
Bicker Fen 132kV_Skegness_Horncastle (T1 & T2) | HYB:[Bicker Fen 132kV_Skegness_] & [Bicker Fen 132kV_Sleaford_]->Bicker Fen 132kV_Skegness_Horncastle (T1 & T2) | 0
Staythorpe 132kV_Hawton_Hawton Wind Farm WF | Staythorpe 132kV_Hawton_ | 0
Bicker Fen 132kV_Skegness_Ingoldmells | Bicker Fen 132kV_Skegness_ | 0
Walpole 132kV_Stamford_Ketton Cement | Walpole 132kV_Stamford_ | 0
Walpole 132kV_Boston_Kirton | Walpole 132kV_Boston_ | 0
Walpole 132kV_Boston_Langrick | Walpole 132kV_Boston_ | 0
Bicker Fen 132kV_Skegness_Lincoln Farm PV | Bicker Fen 132kV_Skegness_ | 0
Bicker Fen 132kV_Sleaford_Leadenham (T1 & T2) | Bicker Fen 132kV_Sleaford_ | 0
West Burton 132kV_Lincoln 33_Leverton ESS | West Burton 132kV_Lincoln 33_ | 0
West Burton 132kV_Lincoln 132 11 (GT5)_ | West Burton 132kV | 0
Staythorpe 132kV_Longmoor Solar, Castle View Road, NG13 0DZ | _NO NAME_ [LONS3PV] | 0
Bicker Fen 132kV_Land at Low Farm, PE24 4JS | _NO NAME_ [LOWF3PV] | 0
Walpole 132kV_Boston_Leverton Solar Park | Walpole 132kV_Boston_ | 0
Walpole 132kV_Spalding & South Holland_Long Sutton | Walpole 132kV_Spalding & South Holland_ | 0
Walpole 132kV_Stamford_Market Deeping (T1 & T2) | HYB:[Walpole 132kV_Bourne_] & [Walpole 132kV_Stamford_]->Walpole 132kV_Stamford_Market Deeping (T1 & T2) | 0
Bicker Fen 132kV_Grantham_Mill Fm Caythorpe ESS | Bicker Fen 132kV_Grantham_ | 0
Staythorpe 132kV_Checkerhouse_Misson | Staythorpe 132kV_Checkerhouse_ | 0
Bicker Fen 132kV_Grantham_Mill Fm Gt Ponton PV | Bicker Fen 132kV_Grantham_ | 0
Staythorpe 132kV_Checkerhouse_Moat Farm Solar Farm generation | Staythorpe 132kV_Checkerhouse_ | 0
Walpole 132kV_Boston_Mount Bridge | Walpole 132kV_Boston_ | 0
Bicker Fen 132kV_Grantham_Market Overton (T2) | Bicker Fen 132kV_Grantham_ | 0
Bicker Fen 132kV_Grantham_New Beacon Road | Bicker Fen 132kV_Grantham_ | 3.8734
West Burton 132kV_Lincoln 33_North Hykeham | West Burton 132kV_Lincoln 33_ | 3.1541
Staythorpe 132kV_Normanton Larches Solar | Staythorpe 132kV | 0
Staythorpe 132kV_Hawton_Southwell | Staythorpe 132kV_Hawton_ | 0
Staythorpe 132kV_Checkerhouse_North Wheatley | Staythorpe 132kV_Checkerhouse_ | 0
Walpole 132kV_Boston_Nowhere Farm PV | Walpole 132kV_Boston_ | 0
Staythorpe 132kV_Checkerhouse_Ordsall Road | Staythorpe 132kV_Checkerhouse_ | 0
West Burton 132kV_Worksop_Osberton Solar, S81 0UF | West Burton 132kV_Worksop_ | 0
Walpole 132kV_Spalding & South Holland_Park Road Spalding | Walpole 132kV_Spalding & South Holland_ | 1.6142
Staythorpe 132kV_By Pass Farm, Great North Road, NG32 2JT | _NO NAME_ [PASF3J-PASF3P] | 0
Walpole 132kV_Spalding & South Holland_Red House Wind Farm generation | Walpole 132kV_Spalding & South Holland_ | 0
West Burton 132kV_Lincoln 33_Rookery Lane | West Burton 132kV_Lincoln 33_ | 4.5227
Bicker Fen 132kV_Sleaford_Ruskington | Bicker Fen 132kV_Sleaford_ | 0
West Burton 132kV_Lincoln 33_Ruston and Hornsby | West Burton 132kV_Lincoln 33_ | 0
Staythorpe 132kV_Hawton_Sibthorpe | Staythorpe 132kV_Hawton_ | 0
Bicker Fen 132kV_Grantham_Skillington | Bicker Fen 132kV_Grantham_ | 0
Bicker Fen 132kV_Sleaford_Sleaford 11 | Bicker Fen 132kV_Sleaford_ | 0
Walpole 132kV_Boston_Sleaford Road | Walpole 132kV_Boston_ | 0
Walpole 132kV_Sleaford Biomass Power Station_ | Walpole 132kV | 0
Staythorpe 132kV_Hawton_Shelton Lodge PV | Staythorpe 132kV_Hawton_ | 0
West Burton 132kV_Lincoln 33_South Carlton | West Burton 132kV_Lincoln 33_ | 0
West Burton 132kV_South Wheatley PV | West Burton 132kV | 0
Walpole 132kV_Spalding & South Holland_Spalding 11 | Walpole 132kV_Spalding & South Holland_ | 0
Bicker Fen 132kV_Skegness_Spilsby | Bicker Fen 132kV_Skegness_ | 11.9595
Walpole 132kV_Stamford_Stamford (T3 T4) | Walpole 132kV_Stamford_ | 4.2796
West Burton 132kV_Stourton Estate, LN9 5PB | _NO NAME_ [STUE3] | 0
Walpole 132kV_Boston_Wrangle (T1 & T2) | Walpole 132kV_Boston_ | 0
Staythorpe 132kV_Hawton_Swinderby | Staythorpe 132kV_Hawton_ | 0
Bicker Fen 132kV_Sleaford_Tattershall | Bicker Fen 132kV_Sleaford_ | 2.6785
Staythorpe 132kV_Thornton Solar Farm NG13 9DS | _NO NAME_ [THTS3PV] | 0
Staythorpe 132kV_Checkerhouse_Babworth Estate Solar Farm generation | Staythorpe 132kV_Checkerhouse_ | 0
Walpole 132kV_Stamford_Tinwell Road | Walpole 132kV_Stamford_ | 0
West Burton 132kV_Tiln Farm Solar Retford PV | _NO NAME_ [TIRE3GEN] | 0
Bicker Fen 132kV_Skegness_Trusthorpe | Bicker Fen 132kV_Skegness_ | 0
Walpole 132kV_Bourne_Tunnel Bank | Walpole 132kV_Bourne_ | 0
Staythorpe 132kV_Checkerhouse_Tuxford | Staythorpe 132kV_Checkerhouse_ | 4.2653
West Burton 132kV_Lincoln 33_Waddington | West Burton 132kV_Lincoln 33_ | 0
Staythorpe 132kV_Checkerhouse_Morton Solar Farm generation | Staythorpe 132kV_Checkerhouse_ | 0
Walpole 132kV_Spalding & South Holland_Wardentree Park | Walpole 132kV_Spalding & South Holland_ | 0
Staythorpe 132kV_Checkerhouse_Woodbeck | Staythorpe 132kV_Checkerhouse_ | 0
Walpole 132kV_Stamford_West Deeping (T1 & T2) | HYB:[Walpole 132kV_Bourne_] & [Walpole 132kV_Stamford_]->Walpole 132kV_Stamford_West Deeping (T1 & T2) | 0
Staythorpe 132kV_Hawton_Westborough | Staythorpe 132kV_Hawton_ | 0
Walpole 132kV_Spalding & South Holland_Whaplode Drove | Walpole 132kV_Spalding & South Holland_ | 0
Bicker Fen 132kV_Sleaford_Whitecross Lane PV | Bicker Fen 132kV_Sleaford_ | 0
Staythorpe 132kV_Winkburn BESS | _NO NAME_ [WINB3] | 0
Walpole 132kV_Stamford_Wittering | Walpole 132kV_Stamford_ | 0
Bicker Fen 132kV_Sleaford_Woodhall Spa | Bicker Fen 132kV_Sleaford_ | 0
West Burton 132kV_Worksop_Worksop West | West Burton 132kV_Worksop_ | 0
West Burton 132kV_Lincoln 33_Wragby | West Burton 132kV_Lincoln 33_ | 0
Walpole 132kV_Boston_Wrangle (T1 & T2) | Bicker Fen 132kV_Skegness_ | 0
Lea Marston 132kV | 0 | 4.4059
Lea Marston 132kV_Tamworth and Tamworth Town_(Tamworth Town GT1 & GT2) | Lea Marston 132kV | 3.2647
Lea Marston 132kV_Tamworth and Tamworth Town_(Tamworth GT1 & GT2) | Lea Marston 132kV | 3.5528

## SSC unit rate lookup
Back to Overview
Standard Settlement Configuration Id | Standard Settlement Configuration Desc | Common Decode | Change implemented | Date | Comments
3 | 10-hour OP | A/R | Notes updated | 2019-06-10 | Updated to reflect DCP 268 which delinks all tariffs from the TPR bands
4 | 10-hour OP | A/R | Code 1 & 2 changed to A | 2019-06-10 | Updated to reflect DCP 268 which delinks all tariffs from the TPR bands
5 | 10-hour OP + w/e | A/R | Code O changed to A/R | 2019-06-10 | Updated to reflect DCP 268 which delinks all tariffs from the TPR bands
6 | 10.5-hour OP | A/R | Removed TPR | 2019-06-10 | Removed TPR lookup element as this no longer effects which rate to apply
7 | 10.5-hour OP | A/R
8 | 10.5-hour OP | A/R
9 | 10.5-hour OP | A/R
10 | 10.5-hour OP | A/R
11 | 10.5-hour OP | A/R
12 | 10.5-hour OP | A/R
13 | 11 Hour OP | A/R
15 | 11 Hour OP | A/R
16 | 11.5-hour OP | A/R
17 | 11.5-hour OP | A/R
18 | 11.5-hour OP | A/R
19 | 11.5-hour OP | A/R
20 | 11.5-hour OP | A/R
21 | 11.5-hour OP | A/R
22 | 11.5-hour OP | A/R
23 | 11-hour OP | A/R
24 | 11-hour OP | A/R
25 | 11-hour OP | A/R
26 | 11-hour OP | A/R
28 | 11-hour OP | A/R
29 | 11-hour OP | A/R
30 | 11-hour OP | A/R
31 | 11-hour OP | A/R
32 | 11-hour OP | A/R
33 | 11-hour OP | A/R
34 | 11-hour OP | A/R
35 | 11-hour OP | A/R
36 | 11-hour OP | A/R
37 | 11-hour OP | A/R
38 | 11-hour OP | A/R
39 | 11-hour OP | A/R
40 | 11.5-hour OP | A/R
41 | 8.5-hour OP | A/R
42 | 9-hour OP | A/R
43 | 9-hour OP | A/R
44 | 8.5-hour OP | A/R
45 | 11-hour OP + Summer | A/R
46 | 11-hour OP + w/e | A/R
47 | 11-hour OP + w/e & Summer | A/R
48 | 11-hour OP + weekends | A/R
49 | 11.5-hour OP | A/R
50 | 12-hour OP + w/e & Summer | A/R
51 | 12-hour night | A
52 | 12-hour OP | A/R
53 | 12-hour OP | A/R
55 | 12-hour OP | A/R
56 | 12-hour OP | A/R
57 | 12-hour OP | A/R
58 | Key Meter pseudo 2-rate | A
59 | 12-hour OP | A/R
60 | 12-hour OP | A/R
62 | 8-hour OP (see also SSC 427) | A
63 | 9-hour OP | A/R
64 | 12-hour OP | A/R
65 | 12-hour OP + Summer | A/R
66 | 12-hour OP + Summer | A/R
67 | 12.5-hour OP | A/R
71 | 12.5-hour OP | A/R
72 | 12.5-hour OP | A/R
73 | 12.5-hour OP | A/R
74 | 12.5-hour OP + Summer | A/R
75 | 12.5-hour OP + w/e | A/R
76 | 12.5-hour OP + w/e | A/R
77 | 12.5-hour OP + w/e | A/R
78 | 12.5-hour OP + w/e & Summer | A/R
79 | 14-hour E7 | A
80 | 14-hour Off Peak | A/R
81 | 14-hour OP + Sun | A/R
82 | 14.5-hour OP | A/R
83 | 14.5-hour OP | A/R
84 | 14.5-hour OP | A/R
85 | 14.5-hour OP | A/R
86 | 14.5-hour OP | A/R
87 | 14.5-hour OP | A/R
88 | 14.5-hour OP | A/R
91 | 14.5-hour OP + Summer | A/R
92 | 14.5-hour OP + Summer | A/R
93 | split 7-hour E7 | A
94 | 14.5-hour OP + Summer | A/R
95 | 14.5-hour OP + Summer | A/R
96 | 14.5-hour OP + Summer | A/R
97 | 14.5-hour OP + w/e | A/R
98 | 14.5-hour OP + w/e & Summer | A/R
99 | 15-hour OP | A/R
100 | 15-hour OP | A/R
101 | 15-hour OP + w/e & Summer | A/R
102 | 15-hour OP + w/e & Summer | A/R
103 | 15-hour OP + w/e & Summer | A/R
104 | 15.5-hour OP | A/R
105 | 15.5-hour OP | A/R
106 | 15.5-hour OP | A/R
107 | 15.5-hour OP | A/R
108 | 15.5-hour OP | A/R
109 | 15.5-hour OP | A/R
110 | 15.5-hour OP | A/R
111 | 15.5-hour OP + Summer | A/R
112 | 15.5-hour OP + w/e | A/R
113 | 15.5-hour OP + w/e | A/R
115 | 15.5-hour OP + w/e | A/R
116 | 15.5-hour OP + w/e | A/R
117 | 15.5-hour OP + w/e | A/R
118 | 15.5-hour OP + w/e & Summer | A/R
119 | 15.5-hour OP + w/e & Summer | A/R
120 | 9-hour OP | A/R
121 | 2-rate terms | A
122 | 2-rate SToD | A
123 | 2-rate variable SToD | A
124 | 2-rate variable SToD | A
125 | 2-rate variable SToD | A
126 | 7-hour E7 | A
127 | 3-rate SToD | A
128 | Dom/Non-dom Seasonal (link SSC 0342) | A
129 | 3-rate SToD | A
130 | 3-rate variable | A
131 | 3-rate variable | A
132 | 4-rate SToD | A
133 | 4-rate SToD | A
134 | 4-rate SToD | A
135 | 4-rate SToD | A
136 | 4-rate SToD | A
137 | 4-rate SToD | A
138 | 4-rate SToD | A
140 | split 7-hour E7 | A
141 | 5-rate SToD | A
142 | 5-rate SToD | A
143 | 15-hour OP | A/R
144 | 6-rate SToD | A
145 | 6-rate SToD | A
146 | 6-rate SToD | A
147 | 6-rate SToD | A
148 | 7-hour OP (see also SSC 0185) | A
149 | Smart 7, heating | A
150 | 7-hour E7 | A
151 | 7-hour E7 | A
152 | 7-hour E7 | A
153 | 7-hour E7 | A
154 | 7-hour E7 | A
155 | split 7-hour E7 | A/R
156 | 7-hour E7 | A
157 | 7-hour E7 | A
158 | 7-hour E7 | A
159 | 12-hour OP | A/R
160 | 7-hour E7 | A
161 | 7-hour E7 | A
162 | 7-hour E7 | A
163 | 7-hour E7 | A
164 | 7-hour E7 | A
165 | 7-hour E7 | A
166 | 7-hour E7 | A
167 | 7-hour E7 | A
168 | 7-hour E7 | A
169 | 7-hour E7 | A
170 | 7-hour E7 | A
171 | 7-hour E7 | A
172 | 7-hour E7 | A
173 | 7-hour E7 | A
174 | 7-hour E7 | A
175 | 7-hour E7 | A
176 | 7-hour E7 | A
177 | 7-hour E7 | A
178 | 7-hour E7 (Cornwall & def reinforcement) | A
179 | 7-hour E7 | A
180 | 7-hour E7 | A
181 | 7-hour E7 | A
182 | 7-hour E7 | A
183 | 7-hour E7 | A
184 | 7-hour E7 | A
185 | 7-hour E7 | A
186 | 7-hour E7 | A
187 | 7-hour E7 | A
188 | 7-hour E7 | A
189 | 7-hour E7 | A/R
190 | 7-hour E7 | A/R
191 | 7-hour E7 | A/R
192 | 7-hour E7 | A/R
193 | 7-hour E7 | A/R
194 | 7-hour E7 | A/R
195 | 7-hour E7 | A/R
196 | 7-hour E7 | A/R
197 | 7-hour E7 | A/R
198 | 7-hour E7 | A/R
199 | 7-hour E7 | A/R
201 | 7-hour E7 | A/R
202 | 7-hour E7 | A/R
203 | 7-hour E7 | A/R
204 | 7-hour E7 | A/R
205 | 7-hour E7 | A/R
206 | 7-hour E7 | A/R
207 | 7-hour E7 | A/R
208 | 7-hour E7 | A/R
209 | 7-hour E7 | A
210 | 7-hour E7 | A
211 | 7-hour E7 | A
212 | 7-hour E7 | A
213 | 7-hour E7 | A
214 | 7-hour E7 | A
215 | 7-hour E7 | A
216 | 7-hour E7 | A
217 | 7-hour E7 | A
218 | 7-hour E7 | A
219 | 7-hour E7 | A
220 | 7-hour E7 | A
221 | 7-hour E7 | A
222 | 7-hour E7 | A
223 | 7-hour E7 | A
224 | 7-hour E7 | A
225 | 7-hour E7 | A
226 | 7-hour E7 | A
227 | 7-hour E7 | A
228 | Supertariff heating | A/R
229 | Supertariff heating | A/R
230 | 7-hour E7 | A/R
231 | split 7-hour E7 | A
233 | split 7-hour E7 | A
234 | split 7-hour E7 | A
235 | split 7-hour E7 | A
236 | split 7-hour E7 | A
237 | split 7-hour E7 | A
238 | 7-hour E7 | A
241 | 7-hour E7 (differential switching) | A
242 | 7-hour night | A
243 | Key Meter pseudo 2-rate | A
244 | 7-hour E7 | A
245 | 7-hour night | A
246 | Economy 7 Day & Night | A
247 | 7-hour night | A
248 | 7-hour E7 | A
249 | 7-hour night | A
250 | 7-hour OP | A/R
251 | 7-hour OP | A/R
252 | 7-hour OP | A/R
253 | 7-hour OP | A/R
254 | 7-hour variable E7 (Menter B) | A
255 | 7-hour variable E7 (Menter A) | A
257 | 8-hour E7 | A
258 | 8-hour night | A
259 | 10-hour night | A
260 | 8-hour night | A/R
261 | 8-hour night | A
262 | 8-hour night | A
263 | 8-hour night | A
264 | 8-hour night | A
265 | 8-hour OP | A/R
266 | 8-hour OP | A/R
267 | 8-hour OP | A/R
268 | 8-hour OP | A/R
269 | 8-hour OP | A/R
270 | 8-hour OP | A/R
271 | 8-hour OP | A/R
272 | 8-hour OP | A/R
273 | 8-hour OP | A/R
274 | 8-hour OP | A/R
276 | 8-hour OP | A/R
277 | 8-hour OP + Summer | A/R
278 | 8-hour OP + w/e | A/R
279 | 8-hour OP + w/e & Summer | A/R
280 | 8-hour OP + weekends | A/R
281 | 9-hour night | A
283 | 9-hour night (differential switching) | A
284 | 9-hour OP | A/R
285 | 9-hour OP | A/R
286 | 9-hour OP + w/e | A/R
287 | Boiler | A/R
288 | Budget Warmth | A/R
289 | Budget Warmth | A/R
290 | Budget Warmth | A/R
291 | Budget Warmth | A/R
292 | Budget Warmth | A/R
297 | Budget Warmth | A/R
298 | Budget Warmth | A/R
299 | Budget Warmth | A/R
300 | Flexiheat Day/Evening/Weekend | A
301 | Flexiheat (weather) Day/Evening/Weekend | A
302 | Superdeal Day/Night | A
303 | Budget Warmth | A/R
304 | Budget Warmth | A/R
305 | Domestic heating tariff | A
306 | Domestic heating tariff | A
307 | Domestic heating tariff | A
308 | Domestic heating tariff | A
309 | Superdeal (weather) Day/Night | A
310 | E10 type 1 (general purpose) | A
312 | 7-hour OP (see also SSC 186) | A
313 | Domestic E9 A | A/R
314 | 13-hour OP | A/R
315 | Evening/night | A/R
316 | Evening/Weekend | A
317 | Evening/Weekend | A
318 | Evening/Weekend | A
319 | 12-hour Evening/Weekend | A
320 | Evening/Weekend | A
321 | Evening/Weekend | A
322 | Evening/Weekend | A
323 | Evening/Weekend | A
324 | Domestic E9 B | A
325 | Evening/Weekend E7 | A
326 | Evening/Weekend E7 | A
327 | Evening/Weekend E7 | A
328 | Evening/Weekend E7 | A
329 | Evening/Weekend E7 | A
330 | Evening/Weekend E7 | A
331 | Evening/Weekend E7 | A
332 | Evening/Weekend E7 | A/R
334 | 3-rate heating, (link SSC 0343) | A
335 | Grain Drying | A
336 | Grain drying | A/R
337 | Grain drying | A/R
338 | Heating | A
339 | Local Authority Heating | A/R
340 | Local Authority Heating | A/R
341 | Local Authority Heating | A/R
342 | Dom & Non-dom Seasonal (link SSC 0128) | A
343 | 3-rate heating, water heating | A
344 | 7-hour E7, Day + Night (link SSC 0345) | A
344 | 7-hour E7, Day + Night (link SSC 0345) | A/R
345 | 7-hour E7, Day + Night (link SSC 0344) | A
346 | Non-Standard OP (8+3 hour) | A/R
347 | Non-Standard OP | A/R
348 | Non-Standard OP | A/R
349 | 7-hour E7 | A
350 | Warmwise heating | A/R
351 | Flexiheat heating | A
352 | Flexiheat (weather) heating | A
353 | Superdeal heating | A
354 | 12-hour OP | A/R
355 | Smart 7, Day/Night | A
357 | split 10-hour Heatwise | A/R
358 | split 10-hour Heatwise | A/R
359 | split 10-hour Heatwise | A/R
360 | split 10-hour Heatwise | A/R
361 | split 10-hour Heatwise | A/R
362 | split 10-hour Heatwise | A/R
363 | split 10-hour Heatwise | A/R
364 | split 10-hour Heatwise | A/R
365 | split 10-hour Heatwise | A/R
366 | split 10-hour Heatwise | A/R
367 | split 10-hour Heatwise | A/R
368 | split 10-hour Heatwise | A/R
369 | split 10-hour Heatwise | A/R
370 | split 10-hour Heatwise | A/R
371 | split 10-hour Heatwise | A/R
372 | Evening/Weekend | A
373 | split 7-hour E7 | A
374 | split 7-hour E7 | A
375 | split 7-hour E7 | A
376 | split 7-hour E7 | A
377 | split 7-hour E7 | A
378 | split 7-hour E7 | A
380 | split 7-hour E7 | A
381 | split 7-hour E7 | A
382 | split 7-hour E7 | A
384 | 7-hour E7 | A
385 | split 7-hour E7 | A/R
386 | 9-hour OP | A/R
387 | 15.5-hour OP | A/R
388 | split 7-hour E7 | A/R
389 | 12.5-hour OP | A/R
390 | split 7-hour E7 | A
391 | Summer & Winter w/e | A/R
392 | Summer Unrestricted | A
393 | Unrestricted | A
394 | 10-hour night | A
395 | Warmwise Day/Night | A
396 | 2-rate SToD | A
397 | 9-hour heating | A
398 | 12-hour OP + w/e | A
399 | 15-hour OP + w/e | A/R
400 | 8-hour night | A
401 | E10 type 1(heating circuit) | A/R
403 | 12-hour night | A
404 | Redring Boiler (general purpose) | A
405 | Redring Boiler (heating circuit) | A/R
406 | Cyclocontrol 3 | A/R
407 | Cyclocontrol 4 | A/R
408 | Cyclocontrol 5 | A/R
409 | Cyclocontrol 6 | A/R
410 | Cyclocontrol 7 | A/R
411 | Cyclocontrol 8 | A/R
412 | Cyclocontrol 9 | A/R
413 | Cyclocontrol 10 | A/R
414 | Cyclocontrol 11 | A/R
415 | Cyclocontrol 12 | A/R
416 | Cyclocontrol 13 | A/R
417 | Cyclocontrol 14 | A/R
418 | Cyclocontrol 15 | A/R
419 | Cyclocontrol 16 | A/R
420 | Cyclocontrol 17 | A/R
421 | Cyclocontrol 18 | A/R
422 | Cyclocontrol 19 | A/R
423 | Cyclocontrol 20 | A/R
424 | Cyclocontrol 21 | A/R
425 | Superdeal (weather) heating | A
426 | 7-hour E7 | A
427 | Day/Night (White meter) | A
428 | Unmetered Type A ("flat" profile) | U
429 | Unmetered B ("dusk-to-dawn") | U
430 | Unmetered C ("half-night & pre-dawn") | U
431 | Unmetered D ("dawn-to-dusk") | U
432 | 7-hour E7 | A
434 | 12 Hour OP | A/R
435 | Domestic 3-rate heating | A
436 | 3-Rate Seasonal | A
437 | Lifestyle Tariff | A
439 | Split 7-hour E7 | A
440 | 3-rate ToW | A
441 | 4-rate SToD | A
442 | 7-hour E7 | A/R
443 | Evening/Weekend | A
444 | Evening/Weekend E7 | A
444 | Evening/Weekend E7 | A/R
445 | 7-hour variable E7 | A
446 | 7-hour variable E7 | A
447 | 7-hour OP | A
448 | 7-hour OP | A
449 | 7-hour OP | A
450 | 7-hour OP | A
451 | 7-hour OP | A
452 | 7-hour OP | A
453 | 7-hour OP | A
454 | 7-hour OP | A
455 | 7-hour OP | A
456 | 7-hour OP | A
459 | 7-hour OP | A
460 | 12 Hours OP | A/R
461 | 12 Hours OP | A/R
462 | 8 Hours OP | A/R
463 | 10.5 Hours OP | A/R
464 | Weekender Tariff (V1) | A
465 | Weekender Tariff (V2) | A
466 | Maximum Demand Register | A
467 | Maximum Demand Register | A
468 | Maximum Demand Register | A
469 | Maximum Demand Register | A
470 | Maximum Demand Register | A
473 | Economy 7 - all purpose tariff G63 | A
474 | split 7hr o/p | A/R
475 | Split 7hr E7 | A
476 | 14.5 hr o/p | A/R
477 | 14.5 hr o/p | A/R
478 | Evening/Weekend E7 | A
479 | Split 7-hour E7 | A
480 | Split 7-hour E7 | A
481 | Split 7-hour E7 | A
482 | Micro-PV Export Import Profile Class 1 | G
483 | Micro-PV Export Import Profile Class 2 | G
484 | Micro-PV Export Import Profile Class 3 | G
485 | Micro-PV Export Import Profile Class 4 | G
486 | Micro-PV Export Import Profile Class 5 | G
487 | Micro-PV Export Import Profile Class 6 | G
488 | Micro-PV Export Import Profile Class 7 | G
489 | Micro-PV Export Import Profile Class 8 | G
490 | Micro-CHP Export Import Profile Class 1 | G
491 | Micro-CHP Export Import Profile Class 2 | G
492 | Micro-CHP Export Import Profile Class 3 | G
493 | Micro-CHP Export Import Profile Class 4 | G
494 | Micro-CHP Export Import Profile Class 5 | G
495 | Micro-CHP Export Import Profile Class 6 | G
496 | Micro-CHP Export Import Profile Class 7 | G
497 | Micro-CHP Export Import Profile Class 8 | G
498 | Other Sml Export SSC any import Profile | G
701 | 8.5-hour OP + w/e | A/R
702 | 8.5-hour OP + w/e | A/R
703 | 12-hour OP + w/e | A/R
704 | 12-hour OP + w/e | A/R
705 | 12-hour OP + w/e | A/R
706 | 12-hour OP + w/e | A/R
707 | 12-hour OP + w/e | A/R
708 | 12-hour OP + w/e | A/R
709 | 12-hour OP + w/e | A/R
710 | 12-hour OP + w/e | A/R
711 | 12-hour OP + w/e | A/R
712 | 16-hour OP + w/e | A/R
713 | 16-hour OP + w/e | A/R
714 | 16-hour OP + w/e | A/R
715 | 16-hour OP + w/e | A/R
716 | 20-hour OP + w/e | A/R
717 | 20-hour OP + w/e | A/R
718 | 20-hour OP + w/e + summer | A/R
719 | 20-hour OP + w/e + summer | A/R
720 | 3-rate SToD | A
721 | 8.5 hour WM | A
722 | 8.5 hour WM | A
723 | 8.5 hour WM | A
724 | 8.5 hour WM | A
725 | 8.5 hour WM | A
726 | 8.5 hour WM | A
727 | 8.5 hour WM | A
728 | 8.5 hour WM Heating | A
729 | 8.5 hour WM | A
730 | 8.5 hour WM Heating | A
731 | 8.5 hour WM | A
732 | 8.5 hour WM Heating | A
733 | 8.5 hour WM | A
734 | 8.5 hour WM Heating | A
735 | 8.5 hour WM | A
736 | 8.5 hour WM Heating | A
737 | 8.5 hour WM | A
738 | 8.5 hour WM Heating | A
739 | 8.5 hour WM | A
740 | 8.5 hour WM Heating | A
741 | 8.5 hour WM | A
742 | 8.5 hour WM Heating | A
743 | 8.5 hour WM | A
744 | 8.5 hour WM Heating | A
745 | 8.5 hour WM | A
746 | 8.5 hour WM Heating | A
747 | 8.5 hour WM | A
748 | 8.5 hour WM | A
749 | 8.5 hour WM Heating | A
752 | 8.5 hour WM | A
753 | Weathercall heating | A
754 | 8.5 hour WM | A
755 | Weathercall heating | A
756 | 8.5 hour WM | A
757 | Weathercall heating | A
758 | 8.5 hour WM | A
759 | Weathercall heating | A
760 | 8.5 hour WM | A
761 | Weathercall heating | A
762 | 8.5 hour WM | A
763 | Weathercall heating | A
764 | 8.5 hour WM | A
765 | Weathercall heating | A
766 | 8.5 hour WM | A
767 | Weathercall heating | A
768 | 8.5 hour WM | A
769 | Weathercall heating | A
770 | 18-hour dynamic | A
775 | Crop&Air Conditioning | A
776 | Crop&Air Conditioning | A
781 | 8.5 hour WM | A/R
782 | 8.5 hour WM | A
783 | 8.5 hour WM | A
784 | 8.5 hour WM | A
785 | 8.5 hour WM | A
786 | 8.5 hour WM | A
787 | E7 accompanying Birmingam W'call | A
788 | Birmingham Weathercall | A
789 | E7 accompanying Manchester W'call | A
790 | Manchester Weathercall | A
791 | E7 accompanying Anglesey W'call | A
792 | Anglesey Weathercall | A
793 | 8.5 hour WM | A
794 | 8.5 hour WM Heating | A
801 | Unrestricted | A
802 | Two rate with 8 hours night | A
803 | Dynamic | A/R
804 | Two rate with 8 hours night | A
805 | Dynamic | A/R
806 | Two rate with 8 hours night | A
807 | Dynamic | A/R
808 | Two rate with 8 hours night | A
809 | Dynamic | A/R
810 | Two rate with 8 hours night | A
811 | Dynamic | A/R
812 | Two rate with 8 hours night | A
813 | Dynamic | A/R
814 | Two rate with 8 hours night | A
815 | Dynamic | A/R
816 | Two rate with 8 hours night | A
817 | Dynamic | A/R
818 | Two rate with 8 hours night | A
819 | Dynamic | A/R
820 | Two rate with 8 hours night | A
821 | Dynamic | A/R
822 | Two rate with 8 hours night | A
823 | Dynamic | A/R
824 | Two rate with 8 hours night | A
825 | Dynamic | A/R
826 | Two rate with 8 hours night | A
827 | Dynamic | A/R
828 | Two rate with 8 hours night | A
829 | Dynamic | A/R
830 | Two rate with 8 hours night | A
831 | Dynamic | A/R
832 | Two rate with 8 hours night | A
833 | Dynamic | A/R
834 | Two rate with 8 hours night | A
835 | Dynamic | A/R
836 | Two rate with 8 hours night | A
837 | Dynamic | A/R
838 | Two rate with 8 hours night | A
839 | Dynamic | A/R
840 | Two rate with 8 hours night | A
841 | Dynamic | A/R
842 | Two rate with 8 hours night | A
843 | Dynamic | A/R
844 | Two rate with 8 hours night | A
845 | Dynamic | A/R
846 | Two rate with 8 hours night | A
847 | Dynamic | A/R
848 | Two rate with 8 hours night | A
849 | Dynamic | A/R
850 | Dynamic | A/R
851 | Dynamic | A/R
852 | Two rate with 8 hours night | A
853 | Two rate with 8 hours night | A
854 | Two rate with 8 hours night | A
855 | Two rate with 8 hours night | A
856 | Two rate with 8 hours night | A
857 | Two rate with 8 hours night | A
858 | Two rate with 8 hours night | A
859 | Two rate with 8 hours night | A
860 | Two rate with 8 hours night | A
861 | Two rate with 8 hours night | A
862 | Two rate with 8 hours night | A
863 | Two rate with 8 hours night | A
864 | Two rate with 8 hours night | A
865 | Two rate with 8 hours night | A
866 | Dynamic | A/R
867 | Two rate with 8 hours night | A
868 | Dynamic | A/R
869 | Two rate with 8 hours night | A
870 | Dynamic | A/R
871 | Two rate with 8 hours night | A
872 | Dynamic | A/R
873 | Two rate with 8 hours night | A
874 | Dynamic | A/R
875 | Two rate with 8 hours night | A
876 | Dynamic | A/R
877 | Two rate with 8 hours night | A
878 | Dynamic | A/R
879 | Two rate with 8 hours night | A
880 | Dynamic | A/R
881 | Two rate with 8 hours night | A
882 | Dynamic | A/R
883 | Two rate with 8 hours night | A
884 | Dynamic | A/R
885 | Two rate with 8 hours night | A
886 | Dynamic | A/R
887 | Two rate with 8 hours night | A
888 | Dynamic | A/R
889 | Two rate with 8 hours night | A
890 | Dynamic | A/R
891 | Dynamic | A/R
892 | Dynamic | A/R
893 | Dynamic | A/R
894 | 8 Hours OP | A/R
895 | 8 Hours OP | A/R
896 | 8 Hours OP | A/R
897 | Dynamic | A/R
898 | Dynamic | A/R
899 | 11 Hours OP | A/R
900 | 11 Hours OP | A/R
901 | 11 Hours OP | A/R
902 | 11 Hours OP | A/R
903 | 11 Hours OP | A/R
904 | 8 Hours OP + Weekends | A/R
905 | 8 Hours OP + Weekends | A/R
906 | 8 Hours OP + Weekends | A/R
907 | 15 Hours OP + Weekends | A/R
908 | 15 Hours OP + Weekends | A/R
909 | 15 Hours OP + Weekends | A/R
910 | 15 Hours OP + Weekends | A/R
911 | 15 Hours OP + Weekends | A/R
912 | 15 Hours OP + Weekends | A/R
913 | 15 Hours OP + Weekends | A/R
914 | 15 Hours Nov - April/24 Hours May - Oct | A
915 | 8 Hours OP | A
916 | 8 Hours OP | A
917 | 8 Hours OP | A
918 | Evening/Weekend | A
919 | 2 rate | A
920 | 2 rate | A
922 | Unrestricted | A
923 | Unrestricted | A
924 | Unrestricted | A
925 | Unmetered Type A ("flat " profile) | U
926 | Unmetered B ("dusk-to-dawn") | U
927 | Unmetered D ("dawn-to-dusk") | U
928 | Unmetered C ("half-night & pre-dawn") | U
929 | 11 Hours OP | A/R
930 | 11 Hours OP | A/R
931 | 11 Hours OP | A/R
932 | Seasonal ToD | A
933 | Two rate with 8 hours night | A
934 | Dynamic | A/R
935 | Split 10 hr E10 | A
936 | Split 10 hr E10 | A
937 | Split 10 hr E10 | A
938 | Split 10 hr E10 | A
939 | Split 10 hr E10 | A
940 | NHH Export Hydro Profile Class | G
941 | NHH Export Wind Profile Class | G
942 | 7-hour E7 (Cornwall & def reinforcement) | A
943 | 7-hour E7 | A
944 | 7-hour E7 | A
945 | 7-hour E7 | A
946 | 7-hour E7 | A
947 | Smart Meter 3 Rate Time of Day | A
948 | 10 hour Evening/Weekend | A
949 | General Purpose 2 Rate (paired wth 0950) | A
950 | E10 Heating Single Rate (prd wth 0949) | A/R
951 | E9 Heating | A/R
952 | General Purpose 2 Rate (paired wth 0951) | A
953 | Two rate with 20 hours night | A
954 | Three Rate Peak Day Other | A
955 | 4 rate weekday/2 rate weekend | A
956 | 4 Rate Weekday/2 rate Weekend (BST) | A
957 | Unrestricted with Weekday Peak | A
958 | Unrestricted with Peak | A
959 | Economy 7 with Weekday Peak | A
960 | Economy 7 with Peak | A
961 | Evening Weekend and Weekday Peak (smart) | A
962 | Evening Weekend with Peak | A
963 | Evening Weekend Night and Peak | A
964 | Evening Weekend with Night (BST) | A
965 | 3 Rate with Weekday Peak | A
966 | 8-hour OP | A/R
967 | Superdeal Day/Night | A
968 | Superdeal Day/Night | A
969 | 3 Rate with Weekday Peak | A
970 | split 7-hour E7 | A
971 | Smart meter trial - time of use 3 rate | A
972 | 2 Rate Saturday Off Peak | A
973 | Flexiheat Day/Evening/Weekend | A
974 | Flexiheat heating | A
975 | Saturday Off Peak (9-5) | A
976 | Sunday Off Peak (9-5) | A
978 | 7-hour OP | A/R
979 | Non-Standard OP (8+3 hour) | A/R
980 | General Purpose 2 Rate (paired with 0980 | A
981 | E10 Heating Single Rate (prd with 0981) | A/R
982 | Evening Saver | A
983 | Comfort Booster | A
984 | Saturday Off Peak (24 Hrs) | A
985 | Sunday Off Peak (24 Hrs) | A
989 | Redring Boiler (general purpose) | A
990 | Redring Boiler (heating circuit) | A/R
991 | 8-hour OP | A/R
996 | Lifestyle Tariff | A
997 | Evening/Weekend - BST | A
Notes:
There are a few governing rules that should be applied:
Specific notes for application of or tariffss:
  All tariffs are all delinked and set time bands are applied in place of the TPR’s timebands.
The following rules apply when allocating tariffs in DNO areas.
  1, G and U should be applied straight to the appropriate SSC to identify generation and UMS tariffs.
  Then considering the SSC alongside the PC.
  2, PC1s should be labelled Domestic Aggregated.
  3, PC2s with SSCs with A/R should be labelled Domestic Aggregated (related MPAN).
  4, Remaining PC2s should be labelled Domestic Aggregated.
  5, PC3s should be labelled Non Domestic Aggregated.
  6, PC4s with SSCs with A/R should be labelled Non Domestic Aggregated (related MPAN).
  7, Remaining PC4s should be labelled Non Domestic Aggregated.
  8, PC5 – 8s should be labelled Non Domestic Aggregated.
Common decode:
  A: Aggregated - replaces the Day & Night rates (1 & 2)
  A/R: Aggregated if on PC1 / PC3 / PC5 / PC6 / PC7 / PC8 or Aggregated (related MPAN) if on PC2 / PC4
  G: Generation
  U: Unmetered Supplies

## Residual Charging Bands
Back to Overview
National Grid Electricity Distribution (East Midlands) plc - Effective from 2026/27 - Final Residual Charging Bands
Voltage of Connection | Band | Units | Lower Threshold* | Upper Threshold* | Residual Charge per MPAN (£)
Domestic Aggregated | Single band | - | - | -
Designated Properties connected at LV, billing with no MIC | 1 | kWh | 0 | 3986
| 2 | kWh | 3986 | 13677
| 3 | kWh | 13677 | 27543
| 4 | kWh | 27543 | ∞
Designated Properties connected at LV, billing with MIC | 1 | kVA | 0 | 90
| 2 | kVA | 90 | 150
| 3 | kVA | 150 | 250
| 4 | kVA | 250 | ∞
Designated Properties connected at HV | 1 | kVA | 0 | 500
| 2 | kVA | 500 | 1100
| 3 | kVA | 1100 | 2000
| 4 | kVA | 2000 | ∞
Designated EHV Properties | 1 | kVA | 0 | 3500
| 2 | kVA | 3500 | 11000
| 3 | kVA | 11000 | 20000
| 4 | kVA | 20000 | ∞
* All boundaries are inclusive of the upper threshold and exclusive of the lower threshold i.e. Lower < x ≤ Upper.

## TNUoS Mapping
Back to Overview
2026/27 - Effective from 1 April 2026 - TNUoS Mapping
DUoS Tariff name | TNUoS Site Charging Band
Domestic Aggregated or CT with Residual | Domestic
Domestic Aggregated (Related MPAN) | n/a (Non-Final Demand Site)
Non-Domestic Aggregated or CT No Residual | n/a (Non-Final Demand Site)
Non-Domestic Aggregated or CT Band 1 | LV_NoMIC_1
Non-Domestic Aggregated or CT Band 2 | LV_NoMIC_2
Non-Domestic Aggregated or CT Band 3 | LV_NoMIC_3
Non-Domestic Aggregated or CT Band 4 | LV_NoMIC_4
Non-Domestic Aggregated (related MPAN) | n/a (Non-Final Demand Site)
LV Site Specific No Residual | n/a (Non-Final Demand Site)
LV Site Specific Band 1 | LV1
LV Site Specific Band 2 | LV2
LV Site Specific Band 3 | LV3
LV Site Specific Band 4 | LV4
LV Sub Site Specific No Residual | n/a (Non-Final Demand Site)
LV Sub Site Specific Band 1 | LV1
LV Sub Site Specific Band 2 | LV2
LV Sub Site Specific Band 3 | LV3
LV Sub Site Specific Band 4 | LV4
HV Site Specific No Residual | n/a (Non-Final Demand Site)
HV Site Specific Band 1 | HV1
HV Site Specific Band 2 | HV2
HV Site Specific Band 3 | HV3
HV Site Specific Band 4 | HV4
Unmetered Supplies | n/a (p/kWh charge)
LV Generation Aggregated | n/a (Non-Final Demand Site)
LV Sub Generation Aggregated | n/a (Non-Final Demand Site)
LV Generation Site Specific | n/a (Non-Final Demand Site)
LV Generation Site Specific no RP charge | n/a (Non-Final Demand Site)
LV Sub Generation Site Specific | n/a (Non-Final Demand Site)
LV Sub Generation Site Specific no RP charge | n/a (Non-Final Demand Site)
HV Generation Site Specific | n/a (Non-Final Demand Site)
HV Generation Site Specific no RP charge | n/a (Non-Final Demand Site)
Designated EHV Site Specific No Residual | n/a (Non-Final Demand Site)
Designated EHV Site Specific Band 1 | EHV1
Designated EHV Site Specific Band 2 | EHV2
Designated EHV Site Specific Band 3 | EHV3
Designated EHV Site Specific Band 4 | EHV4

## Charge Calculator
Back to Overview
National Grid Electricity Distribution (East Midlands) plc - Effective from 1 April 2026 - Final | [17 empty] | Red/black unit charge p/kWh | Amber/yellow unit charge p/kWh | Green unit charge p/kWh | Fixed charge p/MPAN/day | Capacity charge p/kVA/day | Exceeded capacity charge p/kVA/day | Reactive power charge p/kVArh
[17 empty] | Domestic Aggregated | Red unit charge p/kWh | Amber unit charge p/kWh | Green unit charge p/kWh | Fixed charge p/MPAN/day | n/a | n/a | n/a
LV and HV designated properties and Unmetered Supplies tariff calculator | [7 empty] | EHV designated property calculator | [8 empty] | Domestic Aggregated (related MPAN) | Red unit charge p/kWh | Amber unit charge p/kWh | Green unit charge p/kWh | n/a | n/a | n/a | n/a
Step 1, Choose your tariff using the drop down list in cell B10 | [7 empty] | Step 1, Choose your tariff using the drop down list in cell L10 | [8 empty] | Non-Domestic Aggregated | Red unit charge p/kWh | Amber unit charge p/kWh | Green unit charge p/kWh | Fixed charge p/MPAN/day | n/a | n/a | n/a
Step 2, After selecting a tariff in step 1, Cells C12-I12 will generate headings, please enter your consumption in cells C13:I13 underneath each heading generated (if no heading leave cell blank) | [7 empty] | Step 2, After selecting a tariff in step 1, Cells M12-T12 will generate headings, please enter your consumption in cells M13:T13 underneath each heading generated (if no heading leave cell blank) | [8 empty] | Non-Domestic Aggregated (related MPAN) | Red unit charge p/kWh | Amber unit charge p/kWh | Green unit charge p/kWh | n/a | n/a | n/a | n/a
Step 3, Enter a forecast of consumption if required in cells C14:I14 | [7 empty] | Step 3, Enter a forecast of consumption if required in cells M14:T14 | [8 empty] | LV Site Specific | Red unit charge p/kWh | Amber unit charge p/kWh | Green unit charge p/kWh | Fixed charge p/MPAN/day | Capacity charge p/kVA/day | Exceeded Capacity charge p/kVA/day | Reactive power charge p/kVArh
[17 empty] | LV Sub Site Specific | Red unit charge p/kWh | Amber unit charge p/kWh | Green unit charge p/kWh | Fixed charge p/MPAN/day | Capacity charge p/kVA/day | Exceeded Capacity charge p/kVA/day | Reactive power charge p/kVArh
Tariff details Choose tariff name from drop down box below | Red unit charge p/kWh | Amber unit charge p/kWh | Green unit charge p/kWh | Fixed charge p/MPAN/day | Capacity charge p/kVA/day | Exceeded Capacity charge p/kVA/day | Reactive power charge p/kVArh | Site details Choose the site name from the drop down box below | Import Super Red unit charge (p/kWh) | Import fixed charge (p/day) | Import capacity charge (p/kVA/day) | Import exceeded capacity charge (p/kVA/day) | Export Super Red unit charge (p/kWh) | Export fixed charge (p/day) | Export capacity charge (p/kVA/day) | Export exceeded capacity charge (p/kVA/day) | HV Site Specific | Red unit charge p/kWh | Amber unit charge p/kWh | Green unit charge p/kWh | Fixed charge p/MPAN/day | Capacity charge p/kVA/day | Exceeded Capacity charge p/kVA/day | Reactive power charge p/kVArh
LV Site Specific | [16 empty] | Unmetered Supplies | Black unit charge p/kWh | Yellow unit charge p/kWh | Green unit charge p/kWh | n/a | n/a | n/a | n/a
[17 empty] | LV Generation Aggregated | Red unit charge p/kWh | Amber unit charge p/kWh | Green unit charge p/kWh | Fixed charge p/MPAN/day | n/a | n/a | n/a
Tariff components | Red unit charge p/kWh | Amber unit charge p/kWh | Green unit charge p/kWh | Number of days in consumption period i.e. 365 if one year | Maximum import or export capacity kVA | Average daily exceeded capacity kVA | Excess reactive units kVArh | Tariff components | Import super red kWh | Number of days in consumption period i.e. 365 if one year | Maximum import capacity kVA | Average daily exceeded capacity kVA | Export Super Red kWh | Number of days in consumption period i.e. 365 if one year | Maximum export capacity kVA | Average daily exceeded capacity kVA | LV Sub Generation Aggregated | Red unit charge p/kWh | Amber unit charge p/kWh | Green unit charge p/kWh | Fixed charge p/MPAN/day | n/a | n/a | n/a
Enter current consumption details | [7 empty] | Enter current consumption details | [5 empty] | 0 |  |  | LV Generation Site Specific | Red unit charge p/kWh | Amber unit charge p/kWh | Green unit charge p/kWh | Fixed charge p/MPAN/day | n/a | n/a | Reactive power charge p/kVArh
Enter forecast consumption details (if different) | 0 | 0 | 0 | 0 | 0 | 0 | 0 | Enter forecast consumption details (if different) | 0 | 0 | 0 | 0 | 0 | 0 | 0 | 0 | LV Generation Site Specific no RP charge | Red unit charge p/kWh | Amber unit charge p/kWh | Green unit charge p/kWh | Fixed charge p/MPAN/day | n/a | n/a | n/a
[17 empty] | LV Sub Generation Site Specific | Red unit charge p/kWh | Amber unit charge p/kWh | Green unit charge p/kWh | Fixed charge p/MPAN/day | n/a | n/a | Reactive power charge p/kVArh
Charge components | Unit 1 £ | Unit 2 £ | Unit 3 £ | Fixed charge £ | Capacity charge £ | Exceeded capacity charge £ | Reactive power charge £ | Charge components | Import super red charge £ | Import fixed charge £ | Import capacity charge £ | Import exceeded capacity charge £ | Export super red charge £ | Export fixed charge £ | Export capacity charge £ | Export exceeded capacity charge £ | LV Sub Generation Site Specific no RP charge | Red unit charge p/kWh | Amber unit charge p/kWh | Green unit charge p/kWh | Fixed charge p/MPAN/day | n/a | n/a | n/a
Current consumption period charges | [7 empty] | Current consumption period charges | [8 empty] | HV Generation Site Specific | Red unit charge p/kWh | Amber unit charge p/kWh | Green unit charge p/kWh | Fixed charge p/MPAN/day | n/a | n/a | Reactive power charge p/kVArh
Forecast consumption period charges | [7 empty] | Forecast consumption period charges | [8 empty] | HV Generation Site Specific no RP charge | Red unit charge p/kWh | Amber unit charge p/kWh | Green unit charge p/kWh | Fixed charge p/MPAN/day | n/a | n/a | n/a
| Total charge £ | [7 empty] | Import total charge £ | Export total charge £
Current consumption period charges | 0 | [6 empty] | Current consumption period charges | 0 | 0
Forecast consumption period charges | 0 | [6 empty] | Forecast consumption period charges | 0 | 0
These charges are estimates based on tariff selected and consumption values entered. | [7 empty] | These charges are estimates based on site selected and consumption values entered.
Note:
For the purpose of forecasting the exceeded capacity charge, the input in this calculator uses the average daily exceeded capacity as this reduces the calculators complexity, however as per the Use of System Charging Statement, the exceeded portion of the capacity will be charged at the exceeded capacity charge p/kVA/day rate, based on the difference between the MIC/MEC and the actual capacity used. This will be charged for the full duration of the month in which the breach occurs.”