## Workbook Start (hidden)
Please leave this blank sheet at the front of the workbook.
Do not remove. Used to generate dynamic options list.

## Exec summary
Executive Summary
RIIO-2 Cost Benefit Analysis template
|  | Counterfactual (£) |  |  | OBELISC - CNE as is (£) |  |  | OBELISC - CNE replaced (£)
| Parameter | P5 | P50 | P95 | P5 | P50 | P95 | P5 | P50 | P95
| NGED costs per enquiry | 128.25 | 143.2 | 167.4 | 85.5 | 107.4 | 130.2 | 102.6 | 125.3 | 167.4
| Customer costs per install | 1876.3959 | 6617.9403 | 15964.424 | 3052.93 | 3707.3464 | 4828.3556 | 4773.7312 | 5749.4264 | 8749.2316
| Social benefits per install | N/A | N/A | N/A | 0.82659 | 3.5004 | 10.073 | 0 | 0.47538 | 0.8598
| Enquiry quotes rejected - Assumption | 75% | 80% | 90% | 50% | 60% | 70% | 60% | 70% | 90%
Cost savings per enquiry/install - compared to the counterfactual
|  | OBELISC - CNE as is (£) |  |  | OBELISC - CNE as is (£)
| Cost category | P5 | P50 | P95 | P5 | P50 | P95
| Costs of rejected enquiries | 42.75 | 35.8 | 37.2 | 25.65 | 17.9 | 0
| Costs of 3PH upgrade & installation | -772.7382 | 2652.2347 | 9938.3324 | -1946.8622 | 1478.1107 | 8764.2084
| Post install costs | -403.7959 | 258.3592 | 1197.736 | -950.4731 | -609.5969 | -1549.016
OBELISC Break Even Cost (£)
| DFDS Scenario | P5 | P50 | P95
| FS | -969.6976 | 3164.1963 | 11778.9895
| ST | -969.6976 | 3113.5785 | 10954.3989
| CT | -969.6976 | 3081.0148 | 10423.92
| LW | -969.6976 | 3057.3068 | 10037.7047
| Average (mean) | -969.6976 | 3104.0241 | 10798.7533
Purpose:
This Cost-Benefit Analysis (CBA) aims to evaluate the economic and social impacts of upgrading households to a 3-phase electricity supply, comparing the current retrofit approach with the proposed OBELISC solution. The objectives are to:
  - Understand the current cost of 3-phase retrofit.
  - Identify who bears these costs (customers or NGED).
  - Estimate potential financial savings from the OBELISC project.
  - Quantify savings for each stakeholder.
  - Assess any social benefits arising from reduced disruption.
  - Determine the OBELISC cabinet ceiling price - the cost at which benefits and costs are equal.
Key tabs:
Outputs Dashboard – CBA summary of all scenarios across the analysis timeframe. Includes the NPV for across various timelines and a cumulative breakdown for the selected option.
CBA Options Summary – Describes the retrofit and OBELISC scenarios analysed.
Assumptions List - Static inputs based on valued judgement.
Inputs – Static inputs based on source data.
Time Bound Inputs – Time-varying inputs such as, number of installs over time.
CBA Workings Baseline – Calculations for the current 3-phase retrofit (counterfactual).
CBA Workings 1 – Calculations for the OBELISC scenario with existing CNE (Combined Neutral and Earth) cable retained.
CBA Workings 2 – Calculations for the OBELISC scenario with CNE cable replaced.
CBA Workings 3 – Calculations for the OBELISC cabinet ceiling price, where benefits = costs.
Counterfactual approach:
  - NGED costs: NGED prepares quotes for households interested in 3-phase upgrades. If rejected, the quote preparation cost is borne by NGED. This produces a cost per enquiry, scaled by the expected number of enquiries.
  - Customer costs: Based on NGED quote database and assumptions for post-installation work, a cost per install is estimated and multiplied by the projected number of installs.
OBELISC Approach
  - NGED savings: OBELISC is expected to increase quote acceptance, reducing NGED’s cost per enquiry. Savings are calculated as the difference between the counterfactual and OBELISC scenarios, multiplied by the number of enquiries.
  - Customer savings: The OBELSIC cabinet cost is comprised of all components required for the cabinet, plus and additional industry margin for the manufacturing company. Installation of the cabinet will require digging, cables, labour and potential road closure and traffic management. Equipment costs, figures from the NGED quotation database and assumptions are used to estimate each aspect of installation. By comparing the customer costs of 3-phase retrofit to the OBELISC cabinet and installation cost a savings per install is estimated. This is then multiplied by the number of installs over the given timeframe.
  - Social benefit: This estimates the social benefit of installing OBELISC cabinets compared to the current 3-phase retrofit. Both methods of upgrading will cause disruption in the neighbourhood. Theoretically, the OBELISC should be quicker to install and require less ground works, creating less disruption. This improvement in social value is estimated using a monetised value of disruption, and assumptions on the number of households effected. This is multiplied by the number of installs.
  - Ceiling price: Based on values within CBA Workings 3, the analysis estimates the maximum price of the OBELISC cabinet at which total benefits equal total costs over its lifetime. This informs procurement and investment decisions.
Note: the breakeven price is a static value and therefore will not change if the assumptions are adjusted.
User input:
Outputs Dashboard - Drop down menu to selected between CBA Option 1 (OBELISC - CNE as is), CBA Option 2 (OBELISC - CNE replaced) & CBA Option 3 (OBELISC Break Even Cost).
Assumptions List - Static inputs based on valued judgement. All yellow highlighted cells can be adjusted.
Inputs – Static inputs based on source data. All yellow highlighted cells can be adjusted, additionally, this tab includes a drop down menu to select the DFES scenario and confidence levels (P5/P50/P95).
Time Bound Inputs – Time-varying inputs such as, number of installs over time. All yellow highlighted cells can be adjusted.

## Outputs Dashboard
Choose a CBA Option below to display key performance metrics for that Option.
| CBA Option | CBA Option 2
[5 empty] | Lifetime net financial benefits | Lifetime net environmental benefits | Lifetime net societal benefits | Lifetime high confidence benefits | Lifetime medium confidence benefits |  | Lifetime low confidence benefits
[5 empty] | 112247855.733 | 0 | 53464.3052 | 0 | 112247855.733 |  | 53464.3052
Data mitigation plan
| Term | NPV | [7 empty] | Applicants should use this space to detail plans to address any uncertain/high risk data items.
| 10 | 21224440.4144
| 20 | 75347331.457
| 30 | 112301320.0382
| 45 | 112301320.0382
| Whole Life | 112301320.0382
| Payback period | <1 Years
Project breaks even in 2028
| Parameter |  | Units | Value
| Reduced/Increased electrical losses |  | MWh | 0
| Reduced/Increased emissions associated with losses |  | tCO2e | 0
| Reduced/Increased direct emissions (not associated with losses) |  | tCO2e | 0
| Reduced/Increased indirect emissions (not associated with losses) |  | tCO2e | 0
| Shrinkage - theft of gas & own use gas |  | tCO2e | 0
| Other gas leakage 1 (specify) (e.g. SF6, H2, CH4, N2O, etc.) |  | tCO2e | 0
| Other gas leakage 2 (specify) (e.g. SF6, H2, CH4, N2O, etc.) |  | tCO2e | 0
| Other gas leakage 3 (specify) (e.g. SF6, H2, CH4, N2O, etc.) |  | tCO2e | 0
| Reduced/Increased oil leakage |  | Litres | 0
| Other 1 (specify) |  | £m | 0
| Other 2 (specify) |  | £m | 0
| Other 3 (specify) |  | £m | 0
| Other 4 (specify) |  | £m | 0
| Other 5 (specify) |  | £m | 0
| Other 6 (specify) |  | £m | 0
| Other 7 (specify) |  | £m | 0
| Other 8 (specify) |  | £m | 0
| Other 9 (specify) |  | £m | 0
| Other 10 (specify) |  | £m | 0
Non-Quantifiable Societal Benefits
Applicants should use this space to detail any non-quantifiable societal benefits.
Customer social benefits
| Parameter |  | Units | Value
| Customer interruptions (CI) |  | no. | 0
| Customer minutes lost (CML) |  | Mins | 0
| Fatality |  | no. | 0
| Non-Fatal/ Major injury |  | no. | 0
| Customer social benefits |  | £m | 0.094458
| Other 2 (specify) |  | £m | 0
| Other 3 (specify) |  | £m | 0
| Other 4 (specify) |  | £m | 0
| Other 5 (specify) |  | £m | 0
| Other 6 (specify) |  | £m | 0
| Other 7 (specify) |  | £m | 0
| Other 8 (specify) |  | £m | 0
| Other 9 (specify) |  | £m | 0
| Other 10 (specify) |  | £m | 0
Key Financial Metrics
Benefits by Category
Benefits by Confidence Level
Societal Benefits Breakdown
Environmental Benefits Breakdown
Note on C10: For the NPV term, years are counted from the base year of 2024.
Note on C19: Payback period is calculated from first year of cashflow.
Note on H28: Values displayed are for the project lifetime.
Note on H55: Values displayed are for the project lifetime.

## Cover
Cover
RIIO-2 Cost Benefit Analysis SIF template
This guidance provides high-level instructions for completing the CBA template. First-time users and those with requiring detailed guidance can refer to the accompanying User Guidance document.
Guidance for CBA spreadsheet model |  |  | Colours used throughout template
The template is colour coded with a key provided on the right hand side. User should populate blue cells. All other cells are either fixed or auto-populated. |  |  | Blue cells indicate user inputs
Enter costs/benefits in 2023/24 prices (£m). |  |  | Orange cells indicate guidance
Applicants should assume zero benefits are realised in the first year of investment. |  |  | Grey cells indicate fixed inputs and calculated rows
Green cells show categories of benefits/costs
Sheets included in SIF CBA Template
Tab/sheet | Description | Version 1.3 (15/02/2024) updates compared to Version 1.2: |  | Version 1.3.2 (27/03/24) Updates:
Cover | Sheet containing high-level guidance for filling in the CBA. | Updated: Colour coding used throughout the CBA template New: Version control specifying updates to the CBA template
Business Case | Sheet to be filled in with high-level details about the business case for the proposed project. | No changes/updates
CBA Fixed Data | Sheet with fixed data (inflation indices, conversion factors, emission factors and social value factors) for calculations. Applicants not to edit this sheet. | Updated: Electricity carbon factors and prices New: Signposting of standard fuel emission factor and hydrogen emission factors for applicants use for calculating emissions New: Signposting of National 'Proxy bank' values for applicants use for calculating societal benefits
CBA Options Summary | Sheet for listing all considered options and specifying preferred option. | New: 'Network Operator' input New: 'Pre-tax WACC' (relocated from 'CBA Option 1') New: 'Safety Disproportion Factor' (relocated from 'CBA Baseline Scenario') New: 'Option name' column automatically lists all Options New: 'Scope' column requires applicants to specify scope for each Option |  | Cells A12 and A15 unlocked
CBA Baseline Scenario | Sheet for inputting the current cost of business-as-usual (Baseline Scenario). | New: Guidance cells in orange providing information on how to input costs and benefits New: Baseline Cashflow Outputs showing investment/avoided costs and monetized value of environmental and social net benefits for the Baseline Scenario New: 'Confidence rating' column for assigning a confidence level to each parameter New: 'Data confidence comments' column for justifying confidence level assignment Updated: 'Calculation' column for describing input parameters has been renamed to 'Description' Removed: 'Safety Disproportion Factor' input Removed: Input for gas leakage in terms of m3 (Applicants now requested to enter in terms of tCO2e and to show calculations in Workings sheet
CBA Workings Baseline | Sheet for assumptions and/or calculations in the Baseline Scenario. | No changes/updates
CBA Option 1 | Sheet for the Option 1 costs and benefits, relative to the Baseline Scenario. | New: Guidance cells in orange providing information on how to input costs and benefits New: Baseline Cashflow Outputs showing investment/avoided costs and monetized value of environmental and social net benefits for the Baseline Scenario New: 'Confidence rating' column for assigning a confidence level to each parameter New: 'Data confidence comments' column for justifying confidence level assignment New: Free text boxes for 'risk mitigation plan' and 'non-quantifiable benefits' Updated: 'Calculation' column for describing input parameters has been renamed to 'Description' Removed: 'Pre-tax WACC' input Removed: NPV values by term (relocated to 'Outputs Dashboard') Removed: Depreciation calculations (relocated to 'Calculations') Removed: Discounting calculations (relocated to 'Calculations') Removed: Input for gas leakage in terms of m3 (Applicants now requested to enter in terms of tCO2e and to show calculations in Workings sheet
CBA Workings 1 | Sheet for assumptions and/or calculations in Option 1. | No changes/updates
CBA Option 2 | Sheet for additional options. Duplicate in case of more than 2 options. | Same updates as 'CBA Option 1' above
CBA Workings 2 | Sheet for assumptions and/or calculations in additional options. Duplicate in case of more than 2 options. | No changes/updates
Calculations | Sheet with calculations for Outputs Dashboard. Applicants not to edit this sheet. | New sheet
Outputs Dashboard | Sheet with output views for applicants, assessors and UKRI/Ofgem. Applicants can select the relevant CBA by toggling the CBA option in the top-left corner. | New sheet |  | Societal benefits graph updated to show values for Series 5 -7 (rows 78-80 on options sheets). Note added to specify time period for lifetime benefits tables.
Acronyms used throughout the CBA Template and CBA Guidance document.
Acronyms | Description
BAU | Business as usual
CBA | Cost Benefit Analysis
CCC | Climate Change Committee
CEM | Common evaluation methodology
CI | Customer interruptions
CNAIM | Common Network Asset Indices Methodology
CML | Customer minutes lost
CO2e | Carbon dioxide equivalent
CoF | Consequence of failure
DFES | Distribution Future Energy Scenarios
DNO | Distribution Network Operator
FES | Future Energy Scenarios
GHG | Greenhouse Gas
HI | Health index
MWh | Megawatt hours
NGET | National Grid Electricity Transmission
NGT | National Gas Transmission
NPV | Net Present Value
Ofgem | The Office of Gas and Electricity Markets
PoF | Probability of failure
RIIO | Revenue = Incentives + Innovation + Outputs
RPE | Real price effects
SIF | Strategic Innovation Fund
UKRI | UK Research and Innovation
VoLL | Value of lost load
WACC | Weighted average cost of capital

## Business Case (hidden)
Business Case
This is a mandatory tab to be completed. It is aimed at understanding the business case for your project.
| Response | Guidance
Problem/ Opportunity Statement | This information should correlate with what was presented in your SIF Discovery application (question 2) and updated with how your perception of the problem/ opportunity has evolved through the phases. | Present a brief and clear description of the objective of the innovation, describing the problem/opportunity that the project seeks to solve. This section must explicitly address the following questions: ​ a) Why are we doing this work and what happens if we do nothing? ​ b) Under what circumstances would the need or option change for this project? ​ c) What are we going to do with this project? ​ d) What makes this project difficult/ innovative? ​ e) How will we understand if the project has been successful?
Benefits | This information should correlate with the outcomes of the Cost Benefit Analysis. | Provide details of full Net Present Value (NPV) of benefits supported by an explanation of any assumptions on the preferred option.
Costs | This information should correlate with the information included in the Cost Benefit Analysis. | Provide details of the costs of the project and any costs associated with the implementation of the preferred option over the life of deployment.
Counterfactual | The quantification should correlate with the Baseline outcomes of the Cost Benefit Analysis. | Describe and quantify what would happen if the preferred option does not go ahead. This could be “Do nothing” or a viable alternative approach.
Options | This information should correlate with any other options detailed in the Cost Benefit Analysis. | Provide the details of the other options considered, especially the next best option and any referred to in the counterfactual. Describe the options in terms of: ​ - The benefits associated with each of the other option(s) ​ - The costs associated with each of the other option(s) ​ - The pros and cons of each of the other option(s) in relation to operation, project timescales etc.
Timelines | This information should correlate with the outcomes of the Cost Benefit Analysis. | Provide details on the period the preferred option is intending to generate benefits for (not capped at RIIO or other regulatory level).
Assumptions | This information should correlate with the workings included in the Cost Benefit Analysis. | Describe, rationale and evidence any assumptions made when deriving benefits or costs. ​
Sensitivity Analysis | This information should correlate with the information provided in your application: explain any major risks you have identified including regulatory, commercial, and technical constraints for business as usual adoption of the innovation. | Provide a high level description of the potential risks to the estimated costs and ability to deliver the benefits associated with the preferred option, including an estimated probability of success.
Linked Projects/ Dependencies | This include other projects that are led by other networks and funded through the SIF or any other innovation funding programmes. | Provide a list of projects which relate to this innovation, including a description of any relevant findings and how these have been accounted for in the CBA. Describe any dependencies on any other projects and how you plan to manage these. ​ ​

## CBA Fixed Data (hidden)
Fixed Data
RIIO-2 Cost Benefit Analysis SIF template
Decarbonisation of electricity assumptions |  | The parameters described on this sheet are used in the calculations throughout the workbook and should also be used where appropriate on your workings sheet. There are also standard emissions factors and values from the SROI proxy data bank included for standardisation of assumptions across networks and projects.
Assets are assumed to have a lifetime of 45 years.
1,000 kg = 1 tonne; 1,000 kWh = 1 MWh; 1 kg = 1,000g
Note these assumptions are consistent with those used in the Ofgem RIIO-2 CBA tool
Parameter | Value | Original Value | Original Value Year | Source |  |  | Comments
2023/24 prices
Discount Rate <= 30 years | 3.5% | 0.035 | 2023/2024 | HMRC Green Book (see Discount Factors spreadsheet 'Standard Discount Factors' tab |  |  | assumed 2023/2024; not converted using CPIH
Discount Rate > 30 years | 3% | 0.03 | 2023/2024 | HMRC Green Book (see Discount Factors spreadsheet 'Standard Discount Factors' tab |  |  | assumed 2023/2024; not converted using CPIH
Discount rate for safety <= 30 years | 1.5% | 0.015 | 2023/2024 | HMRC Green Book (see Discount Factors spreadsheet 'Standard Discount Factors' tab |  |  | assumed 2023/2024; not converted using CPIH
Discount rate for safety > 30 years | 1.286% | 0.01286 | 2023/2024 | HMRC Green Book (see Discount Factors spreadsheet 'Standard Discount Factors' tab |  |  | assumed 2023/2024; not converted using CPIH
Assumed Asset Life (Years) | 45 | 45 | 2023/2024 | Assumption (above) consistent with Ofgem's RIIO-2 CBA tool. |  |  | assumption renews; classified as 2022/2023 year
Electrical losses (£ per MWh) | 74.4159 | 48.4213 | 2012/2013 | Ofgem Energy Efficiency Directive (see section 4.2) |  |  | based on Ofgem's "standard cost benefit analysis spreadsheet for network companies"
Cost per litre oil (£ per litre) | 55.4134 | 43.35 | 2020/2021 | Ofgem DNO Common Network Asset Indices Methodology (see section 7.5.2, table 17) |  |  | original value noted to come from "Ofgem RIIO-ED2 CBA template"
Customer Interruptions (CI) - LV and HV (£s per interruption) | 23.7121 | 18.55 | 2020/2021 | Ofgem DNO Common Network Asset Indices Methodology (see section D.4.1, table 232) |  |  | original value noted to come from "Ofgem RIIO-ED2 CBA template"
Customer Minutes Lost (CML) - LV and HV (£s per minute lost) | 0.57523 | 0.45 | 2020/2021 | Ofgem DNO Common Network Asset Indices Methodology (see section D.4.1, table 232) |  |  | original value noted to come from "Ofgem RIIO-ED2 CBA template"
Value of lost load (VoLL) - EHV (£s per MWh) | 27872.7195 | 21000 | 2018/2019 | Ofgem DNO Common Network Asset Indices Methodology (see section D.4.3) |  |  | orignial value taken from "RIIO-ED2 Methodology Decision: Annex 1 - Delivering value for money services for consumers" (paragraph 7.36) as £21,000 in 2018/19 prices
CHP/Gas losses (£ per MWh) | 82.0697 | 60 | 2017/2018 | SPEN Transmission Losses Report 2018 |  |  | Based on metered data provided by National Grid Electricity System Operator (ESO) the total losses on the SPT network, i.e. the difference between energy flowing into and out of our network, for the period between 1 April 2017 and 31 March 2018 were 532 GWh, representing an operational cost of approximately £31.92 million.
Cost per Fatality (£m) | 2.358 | 1.9512 | 2021/2022 | Health and Safety Executive Link (see "COSTS_Tables 21/22" under Costs to Britain; sheet "COST02" in the excel, year 2021/22, central cost of £240M) |  | HSE Work-related fatality figures published (123 deaths in 2021/2022) | value derived based on total costs (first link) and total deaths (second link)
Cost per Non Fatal/ Major injury (£m) | 0.01586 | 0.013124 | 2021/2022 | Health and Safety Executive Link (see "COSTS_Tables 21/22" under Costs to Britain; sheet "COST02" in the excel, year 2021/22, central cost of £7,415M) |  | HSE Workplace injuries summary (see "Table-1" sheet, year 2021/22, 565000 injuries) | value derived based on total costs (first link) and total injuries (second link)
Financial Conversion Factors The price conversion factors below (Row 33) can be used to convert from prices in a given financial year to 2023/2024 prices. Applicants should use these factors in their workings as needed.
Real to nominal prices conversion factor | Source: | Ofgem ED2 PCFM V3 (published 16 October 2023)
PCFM year ending | 2013-03-31 | 2014-03-31 | 2015-03-31 | 2016-03-31 | 2017-03-31 | 2018-03-31 | 2019-03-31 | 2020-03-31 | 2021-03-31 | 2022-03-31 | 2023-03-31 | 2024-03-31 | 2025-03-31 | 2026-03-31 | 2027-03-31 | 2028-03-31
Combined RPI-CPIH real to nominal prices conversion factor (financial year average) | 0.83176 | 0.85575 | 0.87252 | 0.88193 | 0.90082 | 0.93453 | 0.96309 | 0.98802 | 1 | 1.0578 | 1.1939 | 1.2783 | 1.2872 | 1.2904 | 1.3011 | 1.3213
Year Format | 2012/2013 | 2013/2014 | 2014/2015 | 2015/2016 | 2016/2017 | 2017/2018 | 2018/2019 | 2019/2020 | 2020/2021 | 2021/2022 | 2022/2023 | 2023/2024 | 2024/2025 | 2025/2026 | 2026/2027 | 2027/2028
CPIH conversion factor from FY to 2023/2024 | 1.5368 | 1.4938 | 1.465 | 1.4494 | 1.419 | 1.3678 | 1.3273 | 1.2938 | 1.2783 | 1.2085 | 1.0706 | 1 | 0.99308 | 0.99059 | 0.98247 | 0.96747
Electricity carbon factors and carbon prices The electricity GHG intensity factors and carbon prices below are aligned to Greenbook guidance and can be used to value emissions/avoided emissions and losses. Applicants should use these factors in their workings as needed. | bar: 2012/2013 to 2015/2016
Electricity carbon factors and carbon prices | Source |  | Version / Date | 2023 | 2024 | 2025 | 2026 | 2027 | 2028 | 2029 | 2030 | 2031 | 2032 | 2033 | 2034 | 2035 | 2036 | 2037 | 2038 | 2039 | 2040 | 2041 | 2042 | 2043 | 2044 | 2045 | 2046 | 2047 | 2048 | 2049 | 2050 | 2051 | 2052 | 2053 | 2054 | 2055 | 2056 | 2057 | 2058 | 2059 | 2060 | 2061 | 2062 | 2063 | 2064 | 2065 | 2066 | 2067 | 2068 | 2069 | 2070 | 2071 | 2072 | 2073 | 2074 | 2075 | 2076 | 2077 | 2078 | 2079 | 2080 | 2081 | 2082 | 2083 | 2084 | 2085
gCO2e per kWh (DESNZ) | 2023 Government Greenhouse Gas Conversion Factors for Company Reporting (see table 9, column Total, under "For electricity CONSUMED (including grid losses)", from 2010 to 2021) |  | 2023/2024 | 226 | 210 | 193 | 174 | 154 | 133 | 110 | 85 | 65 | 50 | 38 | 29 | 23 | 17 | 13 | 10 | 8 | 6 | 6 | 4 | 3 | 2 | 1 | 1 | 1 | 1 | 1 | 1 | 2 | 2 | 2 | 2 | 2 | 2 | 2 | 2 | 2 | 2 | 2 | 2 | 2 | 2 | 2 | 2 | 2 | 2 | 2 | 2 | 2 | 2 | 2 | 2 | 2 | 2 | 2 | 2 | 2 | 2 | 2 | 2 | 2 | 2 | 2
Electricity GHG conversion factor (tonnes per MWh) | Calculated from the above gCO2e per KWh |  | 2023/2024 | 0.226 | 0.21 | 0.193 | 0.174 | 0.154 | 0.133 | 0.11 | 0.085 | 0.065 | 0.05 | 0.038 | 0.029 | 0.023 | 0.017 | 0.013 | 0.01 | 0.008 | 0.006 | 0.006 | 0.004 | 0.003 | 0.002 | 0.001 | 0.001 | 0.001 | 0.001 | 0.001 | 0.001 | 0.002 | 0.002 | 0.002 | 0.002 | 0.002 | 0.002 | 0.002 | 0.002 | 0.002 | 0.002 | 0.002 | 0.002 | 0.002 | 0.002 | 0.002 | 0.002 | 0.002 | 0.002 | 0.002 | 0.002 | 0.002 | 0.002 | 0.002 | 0.002 | 0.002 | 0.002 | 0.002 | 0.002 | 0.002 | 0.002 | 0.002 | 0.002 | 0.002 | 0.002 | 0.002
DESNZ carbon values for appraisal central estimate (£/tCO2e 2022 base year) | Green Book supplementary guidance: valuation of energy use and greenhouse gas emissions for appraisal (data tables 1-19, see table 3, central values); note that 2051-2100 is based on linear extrapolation |  | 2022/2023 | 265 | 269 | 273 | 277 | 281 | 286 | 290 | 294 | 299 | 304 | 308 | 313 | 318 | 322 | 327 | 332 | 337 | 343 | 348 | 353 | 358 | 364 | 369 | 375 | 380 | 386 | 392 | 398 | 403.7714 | 409.5959 | 415.5186 | 421.4087 | 427.2779 | 433.1414 | 439.0211 | 444.9029 | 450.7778 | 456.6521 | 462.5281 | 468.4053 | 474.2816 | 480.1574 | 486.0335 | 491.9098 | 497.7861 | 503.6622 | 509.5384 | 515.4146 | 521.2908 | 527.167 | 533.0432 | 538.9194 | 544.7956 | 550.6717 | 556.5479 | 562.4241 | 568.3003 | 574.1765 | 580.0527 | 585.9289 | 591.8051 | 597.6813 | 603.5575
DESNZ carbon values for appraisal central estimate (£/tCO2e, 2023/2024 prices) | Converted from the above value |  | 2023/2024 | 283.7201 | 288.0027 | 292.2853 | 296.5678 | 300.8504 | 306.2036 | 310.4862 | 314.7688 | 320.122 | 325.4752 | 329.7577 | 335.111 | 340.4642 | 344.7467 | 350.0999 | 355.4531 | 360.8064 | 367.2302 | 372.5834 | 377.9366 | 383.2898 | 389.7137 | 395.0669 | 401.4908 | 406.844 | 413.2678 | 419.6917 | 426.1155 | 432.2947 | 438.5306 | 444.8717 | 451.1778 | 457.4617 | 463.7394 | 470.0344 | 476.3317 | 482.6216 | 488.9109 | 495.202 | 501.4944 | 507.7858 | 514.0767 | 520.3679 | 526.6593 | 532.9507 | 539.2419 | 545.5332 | 551.8245 | 558.1158 | 564.4071 | 570.6984 | 576.9897 | 583.281 | 589.5723 | 595.8636 | 602.1549 | 608.4462 | 614.7375 | 621.0288 | 627.3201 | 633.6114 | 639.9027 | 646.194
Emissions Factors These emissions factors for fuels and hydrogen are not used in the default calculations in this workbook. They are provided for applicants to use in the workings sheet or as needed throughout the tool. When using another emissions factor applicants should cite the source used. | bar: 2023
Standard Fuel Emissions Factors - kgCO2e per kg | Value | Source
Gaseous fuels: |  | Green Book supplementary guidance: valuation of energy use and greenhouse gas emissions for appraisal (Data tables 1-19: supporting the toolkit and guidance; see Table 2a, All GHG emissions (kgCO2e per unit))
LPG | 2.9394
Natural Gas | 2.5626
Other Petroleum gases | 2.5782
Liquid fuels:
Aviation spirit | 3.1937
Aviation turbine fuel | 3.1784
Burning Oil | 3.165
Fuel Oil | 3.2289
Lubricants | 3.181
Naphtha | 3.1424
Refinery miscellaneous | 2.9443
Solid fuels: | 0
Anthracite | 3.5318
Coke (domestic) | 3.4557
Coking coal | 3.1647
Coal (Domestic) | 2.905
Domestic smokeless solid fuel | 3.1929
Coal (Industrial) | 2.3965
Petroleum Coke | 3.3866
Hydrogen Emissions Factors - gCO2e/MJLHV Hydrogen Product | Value | Notes (for further details, see source) |  | 2025: Source
Default Data for Feedstock Supply |  | - Feedstock Supply emissions cover the GHG emissions arising from feedstock cultivation, harvesting, collection, pre-processing, storage, and transportation. Depending on the Pathway, this term could include fossil natural gas, uranium, biomethane, solid biomass feedstocks and Waste feedstocks. - Note that Feedstock Supply for the food waste biomethane Pathway includes the emissions from food waste collection through to anaerobic digestion biogas production up to the point of biomethane delivery to the reformer plant via direct pipeline connection. - Counterfactual emissions for Waste/Residue fossil feedstocks are considered separately to this Emissions Category. |  | 2025: Data for calculating Greenhouse Gas Emissions under the UK Low Carbon Hydrogen Standard (see pages 37-39 which outline the Default Data tables for relevant GHG Emissions Intensities)
UK grid natural gas to SMR | 11.16
UK grid natural gas to ATR | 11.45
Food Waste biomethane to ATR | 5.16
Forest Residue gasification | 7.94
Biogenic fraction of mixed RDF Waste gasification | 3.92
Fossil fraction of mixed RDF Waste gasification | 3.92
Electrolysis | NA
Default Data for Energy Supply |  | - Energy Supply emissions are the GHG emissions associated with the supply of electricity, steam, heat, and fuels for hydrogen production (but excluding emissions associated with directly converting feedstock to hydrogen which are separately considered under the Process CO2 Emissions Category).
SMR | 0.74
ATR | 4.16
Forestry residue gasification | 0
Biogenic fraction of mixed RDF Waste gasification | 8.63
Fossil fraction of mixed RDF Waste gasification | 8.63
Electrolysis using grid average electricity | Use the grid electricity carbon factor in the relevant year divided by 58.6% LHV efficiency
Electrolysis using wind/solar electricity | 0
Electrolysis using nuclear electricity | 9.58
Default Data for Input Materials |  | - Input Materials emissions refers to GHG emissions associated with the production and supply of any Input Materials (except those covered in Feedstock Supply and Energy Supply Emission Categories) to a system. This could include Inputs such as oxygen, water, salts, catalysts, solvents, acids, alkali solutions.
SMR | 0.38
ATR | 0.39
Forestry residue gasification | 1.56
Biogenic fraction of mixed RDF Waste gasification | 3.37
Fossil fraction of mixed RDF Waste gasification | 3.37
Electrolysis | 0.11
GWP values for key gasses Applicants should use these values to estimate the tCO2e impact of common gasses for entry into the "gas leakage" rows in the CBA options and baseline. | bar: 2023
GWP values for 100-year time horizon for common gasses | Value | Source
Carbon dioxide (CO2) | 1 | GHG Protocol
Methane (CH4) | 28 | GHG Protocol
Nitrous Oxide (N2O) | 265 | GHG Protocol
Sulfur hexafluoride (SF6) | 23500 | GHG Protocol
Hydrogen (H2) | 11.6 | Sand et al.(2023)
Other gasses | See GHG Protocol for IPCC AR5 Values.
SROI Proxy Data Applicants should use these proxy values whenever relevant for calculating monetary values of societal benefits. In case applicants use proxy values other than the ones provides here, the calculations, sources and justification for doing so should be provided in the relevant Workings sheet. | bar: 2023
SROI Proxy Data Bank | bar: 2023 to 2028
Proxy | Category | 2023/24 Value | Original Value | 2023: Original Value Year; 2024: Unit; 2025: Recipient; 2026: Specific recipient; 2027: Source (Organisation); 2028: Source
Cost of an ambulance call out | Health | 309.3437 | 242 | 2023: 2020/2021; 2024: Per incident; 2025: Health services; 2026: NHS; 2027: NHS; 2028: SROI Proxy Data
A&E attendance (all scenarios) |  | 212.1945 | 166 | 2023: 2020/2021; 2024: Per incident; 2025: Health services; 2026: NHS; 2027: NHS
Avoided fatality |  | 2425061.7573 | 1897129 | 2023: 2020/2021; 2024: Per incident; 2025: Health services; 2026: Private sector; 2027: Road accidents and Safety Guidance
Cost of a GP visit - General Medical Services activity |  | 166.1764 | 130 | 2023: 2020/2021; 2024: Per hour; 2025: Health services; 2026: NHS; 2027: PSSRU
Hospital inpatients - elective and non-elective admissions |  | 2473.4715 | 1935 | 2023: 2020/2021; 2024: Per incident; 2025: Health services; 2026: NHS; 2027: NHS
Hospital outpatient attendance |  | 166.1764 | 130 | 2023: 2020/2021; 2024: Per incident; 2025: Health services; 2026: NHS; 2027: NHS
Mental health care clusters |  | 557.33 | 436 | 2023: 2020/2021; 2024: Per bed per day; 2025: Health services; 2026: NHS; 2027: NHS
Care homes for people requiring long-term mental health support (18-64) |  | 1052.0243 | 823 | 2023: 2020/2021; 2024: Per week; 2025: Health services; 2026: Local authority; 2027: PSSRU
Average cost of service provision for adults suffering from depression and/or anxiety disorders |  | 7369.2833 | 5765 | 2023: 2020/2021; 2024: Per person per year; 2025: Health services; 2026: NHS; 2027: The King's Fund
Average cost of service provision for children/adolescents suffering from mental health disorders |  | 363.0315 | 284 | 2023: 2020/2021; 2024: Per person per year; 2025: Health services; 2026: NHS; 2027: The King's Fund
Respiratory health problem from poorly insulated dwellings |  | 157.2284 | 123 | 2023: 2020/2021; 2024: Per customer; 2025: Health services; 2026: NHS; 2027: Asthma UK
Average annual cost of patient with Chronic Obstructive Pulmonary Disease (Respiratory problems) |  | 5371.3319 | 4202 | 2023: 2020/2021; 2024: Per year; 2025: Health services; 2026: NHS; 2027: NHS
Cost of treating type 1 Diabetes |  | 10888.3877 | 8518 | 2023: 2020/2021; 2024: Per year; 2025: Health services; 2026: NHS; 2027: JDRF
Alcohol misuse - estimated annual cost to the NHS of alcohol dependency |  | 4843.4023 | 3789 | 2023: 2020/2021; 2024: Per year per dependent drinker; 2025: Health services; 2026: NHS; 2027: NICE
Counselling services in primary medical care |  | 70.3054 | 55 | 2023: 2020/2021; 2024: Per hour; 2025: Health services; 2026: NHS; 2027: PSSRU
Wheelchair or disability access - initial cost |  | 2446.6276 | 1914 | 2023: 2020/2021; 2024: Per installation; 2025: Health services; 2026: Private sector; 2027: DWP
Non-fatal workplace injury - all forms of injury |  | 10538.139 | 8244 | 2023: 2020/2021; 2024: Per incident; 2025: Health services; 2026: Multiple; 2027: HSE
NHS Dentist |  | 138.0542 | 108 | 2023: 2020/2021; 2024: Per hour; 2025: Health services; 2026: NHS; 2027: PSSRU
Avoided death related to electricity accidents |  | 258.6599 | 202.35 | 2023: 2020/2021; 2024: Annual value per person; 2025: Customers; 2026: Customers; 2027: UK Fire Research and Stats
City & Guilds Level 2 Qualification (GCSE equivalent) | Education | 2527.1592 | 1977 | 2023: 2020/2021; 2024: Per person per year; 2025: Economy; 2026: HM Treasury; 2027: BIS
Marginal Lifetime Benefit of Achieving 2+ A Levels for males |  | 129501.2525 | 101309 | 2023: 2020/2021; 2024: Lifetime; 2025: Economy; 2026: HM Treasury; 2027: DfE
Marginal Lifetime Benefit Achieving 2+ A Levels for females |  | 109475.7205 | 85643 | 2023: 2020/2021; 2024: Lifetime; 2025: Economy; 2026: HM Treasury; 2027: DfE
State-funded school teacher (including salary and on-costs) - across all settings and roles |  | 62396.6739 | 48813 | 2023: 2020/2021; 2024: Per year; 2025: Economy; 2026: Local authority; 2027: Government
Customers are educated about online connectiveness |  | 5.65 | 4.42 | 2023: 2020/2021; 2024: Per customer per year; 2025: Customers; 2026: Customers; 2027: Cebr
Increased financial skills |  | 338.7442 | 265 | 2023: 2020/2021; 2024: Per customer; 2025: Customers; 2026: Customers; 2027: Learn Direct
Increase in quality of life for customers | Quality of life | 29928.3659 | 23413 | 2023: 2020/2021; 2024: Per person per year; 2025: Customers; 2026: Customers; 2027: Frijters
Elderly are able to stay at home instead of going to a day centre |  | 74.1402 | 58 | 2023: 2020/2021; 2024: Per person per year; 2025: Vulnerable customers; 2026: Elderly customers; 2027: Unit costs of Health and Social Care
Elderly are able to stay at home instead of going to a care home |  | 1062.8897 | 831.5 | 2023: 2020/2021; 2024: Per person per year; 2025: Vulnerable customers; 2026: Elderly customers; 2027: PSSRU
Reduction in outage time during power cut |  | 70.3054 | 55 | 2023: 2020/2021; 2024: Per hour; 2025: Customers; 2026: Customers; 2027: Citizens Advice
Reducing stress during an outage |  | 44.7398 | 35 | 2023: 2020/2021; 2024: Per person; 2025: Customers; 2026: Customers; 2027: Reed
Digital channels reduce face time required for customers to interact with DNO |  | 10.4947 | 8.21 | 2023: 2020/2021; 2024: Per hour; 2025: Customers; 2026: Customers; 2027: Government
Customers feel in better control of their lives |  | 104.9468 | 82.1 | 2023: 2020/2021; 2024: Per customer per year; 2025: Customers; 2026: Customers; 2027: PSSRU
Annual cost of loneliness (for the elderly) |  | 766.9679 | 600 | 2023: 2020/2021; 2024: Per customer per year; 2025: Vulnerable customers; 2026: Elderly customers; 2027: LSE
Average cost of a grocery delivery |  | 5.1131 | 4 | 2023: 2020/2021; 2024: Per incident; 2025: Customers; 2026: Customers; 2027: Love Money
Reduction in negative impact of cold weather on customers' health (QALY) |  | 3528.0524 | 2760 | 2023: 2020/2021; 2024: Per customer; 2025: Customers; 2026: Customers; 2027: Europe PL
Customers feel part of a community |  | 14828.0462 | 11600 | 2023: 2020/2021; 2024: Per customer per year; 2025: Vulnerable customers; 2026: Vulnerable customers; 2027: Global Value exchange
Relief from debt burden |  | 2428.7317 | 1900 | 2023: 2020/2021; 2024: Per customer; 2025: Customers; 2026: Young customers; 2027: ONS
Average cost of a complex eviction (housing) | Shelter | 9842.7548 | 7700 | 2023: 2020/2021; 2024: Per incident; 2025: Local authorities; 2026: Local authority; 2027: Shelter
Average cost of a simple repossession (housing) |  | 1026.4587 | 803 | 2023: 2020/2021; 2024: Per incident; 2025: Local authorities; 2026: Local authority; 2027: Shelter
Temporary accommodation - cost of housing a homeless household in hostel accommodation |  | 159.785 | 125 | 2023: 2020/2021; 2024: Per week; 2025: Local authorities; 2026: Local authority; 2027: Shelter
Average consequence cost per fire | Fire | 8896.8277 | 6960 | 2023: 2020/2021; 2024: Per incident; 2025: Local authorities; 2026: Multiple authorities; 2027: National Archives
Average cost of a fire in a domestic building |  | 68385.415 | 53498 | 2023: 2020/2021; 2024: Per incident; 2025: Local authorities; 2026: Multiple authorities; 2027: National Archives
Average cost of a fire in a commercial building |  | 116549.7211 | 91177 | 2023: 2020/2021; 2024: Per incident; 2025: Local authorities; 2026: Multiple authorities; 2027: National Archives
Average fire safety labour costs |  | 24.2873 | 19 | 2023: 2020/2021; 2024: Per hour; 2025: Local authorities; 2026: Fire service; 2027: National Archives
Avoided CO related injury |  | 291.4478 | 228 | 2023: 2020/2021; 2024: Per incident; 2025: Health services; 2026: NHS; 2027: NHS
2020 - 25 average traded price of carbon | Energy | 46.9129 | 36.7 | 2023: 2020/2021; 2024: £/tCO²e; 2025: Environment; 2026: Environment; 2027: BEIS
2025 - 30 average traded price of carbon |  | 86.1944 | 67.43 | 2023: 2020/2021; 2024: £/tCO²e; 2025: Environment; 2026: Environment; 2027: BEIS
Air quality health impacts: central damage cost of Nox |  | 7924.0567 | 6199 | 2023: 2020/2021; 2024: £/tonne; 2025: Environment; 2026: Environment; 2027: Defra
Air quality health impacts: central damage cost of SO2 |  | 8018.6494 | 6273 | 2023: 2020/2021; 2024: £/tonne; 2025: Environment; 2026: Environment; 2027: Defra
Air quality health impacts: central damage cost of NH3 |  | 7728.4799 | 6046 | 2023: 2020/2021; 2024: £/tonne; 2025: Environment; 2026: Environment; 2027: Defra
Air quality health impacts: central damage cost of VOC |  | 130.3845 | 102 | 2023: 2020/2021; 2024: £/tonne; 2025: Environment; 2026: Environment; 2027: Defra
Air quality health impacts: central damage cost of PM2.5 |  | 135288.0253 | 105836 | 2023: 2020/2021; 2024: £/tonne; 2025: Environment; 2026: Environment; 2027: Defra
Average saving from switching supplier |  | 447.3979 | 350 | 2023: 2020/2021; 2024: Per incident; 2025: Customers; 2026: Customers; 2027: Energy Scanner
Average saving from fitting PV panels |  | 3042.306 | 2380 | 2023: 2020/2021; 2024: Per household over 10 year period; 2025: Customers; 2026: Customers; 2027: UK Power
Annual saving from an EV |  | 1288.5061 | 1008 | 2023: 2020/2021; 2024: Per customer per year; 2025: Customers; 2026: Customers; 2027: Nimble Fins
Sickness absence - economic (direct) cost to employers | Employment | 112.4886 | 88 | 2023: 2020/2021; 2024: Per day; 2025: Economy; 2026: Employers; 2027: CIPD
Job Seeker's Allowance - benefits from a workless claimant entering work |  | 39911.7315 | 31223 | 2023: 2020/2021; 2024: Per claimant per year; 2025: Economy; 2026: DWP; 2027: DWP modelling (unpublished)
Job Seeker's Allowance - benefits from a workless claimant entering work |  | 20541.9571 | 16070 | 2023: 2020/2021; 2024: Per claimant per year; 2025: Economy; 2026: DWP; 2027: DWP modelling (unpublished)
Disability Living Allowance Care component: highest |  | 109.9321 | 86 | 2023: 2020/2021; 2024: Per week; 2025: Local authorities; 2026: DWP; 2027: Government
Carer's Allowance |  | 83.0882 | 65 | 2023: 2020/2021; 2024: Weekly payment; 2025: Local authorities; 2026: DWP; 2027: Government
Creation of a new job |  | 46799.1033 | 36611 | 2023: 2020/2021; 2024: Per person per job; 2025: Economy; 2026: Customers; 2027: ONS
Value of a full day's volunteering to society |  | 121.8712 | 95.34 | 2023: 2020/2021; 2024: Per person; 2025: Local authorities; 2026: Local authorities; 2027: ONS
Social worker - adult services with qualification costs |  | 79.2534 | 62 | 2023: 2020/2021; 2024: Per hour; 2025: Local authorities; 2026: Local authority; 2027: PSSRU
Offender, Prison Average cost across all prisons, including central costs | Crime | 49819.6785 | 38974 | 2023: 2020/2021; 2024: Per year; 2025: Local authorities; 2026: Criminal Justice System; 2027: Government
Unit cost of court event: Violence against a person (over 18) |  | 19530.8377 | 15279 | 2023: 2020/2021; 2024: Per person per event; 2025: Local authorities; 2026: Criminal Justice System; 2027: NAO
Criminal proceedings: Arrest - detained |  | 958.7099 | 750 | 2023: 2020/2021; 2024: Per incident; 2025: Local authorities; 2026: Police; 2027: Salford Police
Domestic violence |  | 16493.6448 | 12903 | 2023: 2020/2021; 2024: Per incident; 2025: Local authorities; 2026: Multiple; 2027: Lancaster University
Avoided cost of public transport | Transport | 2.9784 | 2.33 | 2023: 2020/2021; 2024: Per journey; 2025: Customers; 2026: Customers; 2027: TAS partnership
Avoided cost of private transport |  | 142.7583 | 111.68 | 2023: 2020/2021; 2024: Per customer per year; 2025: Customers; 2026: Customers; 2027: NI Direct government services
Depreciation Figures for Asset Life | 2024 | 2025 | 2026 | 2027 | 2028 | 2029 | 2030 | 2031 | 2032 | 2033 | 2034 | 2035 | 2036 | 2037 | 2038 | 2039 | 2040 | 2041 | 2042 | 2043 | 2044 | 2045 | 2046 | 2047 | 2048 | 2049 | 2050 | 2051 | 2052 | 2053 | 2054 | 2055 | 2056 | 2057 | 2058 | 2059 | 2060 | 2061 | 2062 | 2063 | 2064 | 2065 | 2066 | 2067 | 2068 | 2069 | 2070 | 2071 | 2072 | 2073 | 2074 | 2075 | 2076 | 2077 | 2078 | 2079 | 2080
| 1 | 2 | 3 | 4 | 5 | 6 | 7 | 8 | 9 | 10 | 11 | 12 | 13 | 14 | 15 | 16 | 17 | 18 | 19 | 20 | 21 | 22 | 23 | 24 | 25 | 26 | 27 | 28 | 29 | 30 | 31 | 32 | 33 | 34 | 35 | 36 | 37 | 38 | 39 | 40 | 41 | 42 | 43 | 44 | 45 | 46 | 47 | 48 | 49 | 50 | 51 | 52 | 53 | 54 | 55 | 56 | 57
2024 | 0 | 1 | 1 | 1 | 1 | 1 | 1 | 1 | 1 | 1 | 1 | 1 | 1 | 1 | 1 | 1 | 1 | 1 | 1 | 1 | 1 | 1 | 1 | 1 | 1 | 1 | 1 | 1 | 1 | 1 | 1 | 1 | 1 | 1 | 1 | 1 | 1 | 1 | 1 | 1 | 1 | 1 | 1 | 1 | 1 | 1 | 0 | 0 | 0 | 0 | 0 | 0 | 0 | 0 | 0 | 0 | 0
2025 | 0 | 0 | 1 | 1 | 1 | 1 | 1 | 1 | 1 | 1 | 1 | 1 | 1 | 1 | 1 | 1 | 1 | 1 | 1 | 1 | 1 | 1 | 1 | 1 | 1 | 1 | 1 | 1 | 1 | 1 | 1 | 1 | 1 | 1 | 1 | 1 | 1 | 1 | 1 | 1 | 1 | 1 | 1 | 1 | 1 | 1 | 1 | 0 | 0 | 0 | 0 | 0 | 0 | 0 | 0 | 0 | 0
2026 | 0 | 0 | 0 | 1 | 1 | 1 | 1 | 1 | 1 | 1 | 1 | 1 | 1 | 1 | 1 | 1 | 1 | 1 | 1 | 1 | 1 | 1 | 1 | 1 | 1 | 1 | 1 | 1 | 1 | 1 | 1 | 1 | 1 | 1 | 1 | 1 | 1 | 1 | 1 | 1 | 1 | 1 | 1 | 1 | 1 | 1 | 1 | 1 | 0 | 0 | 0 | 0 | 0 | 0 | 0 | 0 | 0
2027 | 0 | 0 | 0 | 0 | 1 | 1 | 1 | 1 | 1 | 1 | 1 | 1 | 1 | 1 | 1 | 1 | 1 | 1 | 1 | 1 | 1 | 1 | 1 | 1 | 1 | 1 | 1 | 1 | 1 | 1 | 1 | 1 | 1 | 1 | 1 | 1 | 1 | 1 | 1 | 1 | 1 | 1 | 1 | 1 | 1 | 1 | 1 | 1 | 1 | 0 | 0 | 0 | 0 | 0 | 0 | 0 | 0
2028 | 0 | 0 | 0 | 0 | 0 | 1 | 1 | 1 | 1 | 1 | 1 | 1 | 1 | 1 | 1 | 1 | 1 | 1 | 1 | 1 | 1 | 1 | 1 | 1 | 1 | 1 | 1 | 1 | 1 | 1 | 1 | 1 | 1 | 1 | 1 | 1 | 1 | 1 | 1 | 1 | 1 | 1 | 1 | 1 | 1 | 1 | 1 | 1 | 1 | 1 | 0 | 0 | 0 | 0 | 0 | 0 | 0
2029 | 0 | 0 | 0 | 0 | 0 | 0 | 1 | 1 | 1 | 1 | 1 | 1 | 1 | 1 | 1 | 1 | 1 | 1 | 1 | 1 | 1 | 1 | 1 | 1 | 1 | 1 | 1 | 1 | 1 | 1 | 1 | 1 | 1 | 1 | 1 | 1 | 1 | 1 | 1 | 1 | 1 | 1 | 1 | 1 | 1 | 1 | 1 | 1 | 1 | 1 | 1 | 0 | 0 | 0 | 0 | 0 | 0
2030 | 0 | 0 | 0 | 0 | 0 | 0 | 0 | 1 | 1 | 1 | 1 | 1 | 1 | 1 | 1 | 1 | 1 | 1 | 1 | 1 | 1 | 1 | 1 | 1 | 1 | 1 | 1 | 1 | 1 | 1 | 1 | 1 | 1 | 1 | 1 | 1 | 1 | 1 | 1 | 1 | 1 | 1 | 1 | 1 | 1 | 1 | 1 | 1 | 1 | 1 | 1 | 1 | 0 | 0 | 0 | 0 | 0
2031 | 0 | 0 | 0 | 0 | 0 | 0 | 0 | 0 | 1 | 1 | 1 | 1 | 1 | 1 | 1 | 1 | 1 | 1 | 1 | 1 | 1 | 1 | 1 | 1 | 1 | 1 | 1 | 1 | 1 | 1 | 1 | 1 | 1 | 1 | 1 | 1 | 1 | 1 | 1 | 1 | 1 | 1 | 1 | 1 | 1 | 1 | 1 | 1 | 1 | 1 | 1 | 1 | 1 | 0 | 0 | 0 | 0
2032 | 0 | 0 | 0 | 0 | 0 | 0 | 0 | 0 | 0 | 1 | 1 | 1 | 1 | 1 | 1 | 1 | 1 | 1 | 1 | 1 | 1 | 1 | 1 | 1 | 1 | 1 | 1 | 1 | 1 | 1 | 1 | 1 | 1 | 1 | 1 | 1 | 1 | 1 | 1 | 1 | 1 | 1 | 1 | 1 | 1 | 1 | 1 | 1 | 1 | 1 | 1 | 1 | 1 | 1 | 0 | 0 | 0
2033 | 0 | 0 | 0 | 0 | 0 | 0 | 0 | 0 | 0 | 0 | 1 | 1 | 1 | 1 | 1 | 1 | 1 | 1 | 1 | 1 | 1 | 1 | 1 | 1 | 1 | 1 | 1 | 1 | 1 | 1 | 1 | 1 | 1 | 1 | 1 | 1 | 1 | 1 | 1 | 1 | 1 | 1 | 1 | 1 | 1 | 1 | 1 | 1 | 1 | 1 | 1 | 1 | 1 | 1 | 1 | 0 | 0
2034 | 0 | 0 | 0 | 0 | 0 | 0 | 0 | 0 | 0 | 0 | 0 | 1 | 1 | 1 | 1 | 1 | 1 | 1 | 1 | 1 | 1 | 1 | 1 | 1 | 1 | 1 | 1 | 1 | 1 | 1 | 1 | 1 | 1 | 1 | 1 | 1 | 1 | 1 | 1 | 1 | 1 | 1 | 1 | 1 | 1 | 1 | 1 | 1 | 1 | 1 | 1 | 1 | 1 | 1 | 1 | 1 | 0
2035 | 0 | 0 | 0 | 0 | 0 | 0 | 0 | 0 | 0 | 0 | 0 | 0 | 1 | 1 | 1 | 1 | 1 | 1 | 1 | 1 | 1 | 1 | 1 | 1 | 1 | 1 | 1 | 1 | 1 | 1 | 1 | 1 | 1 | 1 | 1 | 1 | 1 | 1 | 1 | 1 | 1 | 1 | 1 | 1 | 1 | 1 | 1 | 1 | 1 | 1 | 1 | 1 | 1 | 1 | 1 | 1 | 1
2036 | 0 | 0 | 0 | 0 | 0 | 0 | 0 | 0 | 0 | 0 | 0 | 0 | 0 | 1 | 1 | 1 | 1 | 1 | 1 | 1 | 1 | 1 | 1 | 1 | 1 | 1 | 1 | 1 | 1 | 1 | 1 | 1 | 1 | 1 | 1 | 1 | 1 | 1 | 1 | 1 | 1 | 1 | 1 | 1 | 1 | 1 | 1 | 1 | 1 | 1 | 1 | 1 | 1 | 1 | 1 | 1 | 1
2037 | 0 | 0 | 0 | 0 | 0 | 0 | 0 | 0 | 0 | 0 | 0 | 0 | 0 | 0 | 1 | 1 | 1 | 1 | 1 | 1 | 1 | 1 | 1 | 1 | 1 | 1 | 1 | 1 | 1 | 1 | 1 | 1 | 1 | 1 | 1 | 1 | 1 | 1 | 1 | 1 | 1 | 1 | 1 | 1 | 1 | 1 | 1 | 1 | 1 | 1 | 1 | 1 | 1 | 1 | 1 | 1 | 1
2038 | 0 | 0 | 0 | 0 | 0 | 0 | 0 | 0 | 0 | 0 | 0 | 0 | 0 | 0 | 0 | 1 | 1 | 1 | 1 | 1 | 1 | 1 | 1 | 1 | 1 | 1 | 1 | 1 | 1 | 1 | 1 | 1 | 1 | 1 | 1 | 1 | 1 | 1 | 1 | 1 | 1 | 1 | 1 | 1 | 1 | 1 | 1 | 1 | 1 | 1 | 1 | 1 | 1 | 1 | 1 | 1 | 1
2039 | 0 | 0 | 0 | 0 | 0 | 0 | 0 | 0 | 0 | 0 | 0 | 0 | 0 | 0 | 0 | 0 | 1 | 1 | 1 | 1 | 1 | 1 | 1 | 1 | 1 | 1 | 1 | 1 | 1 | 1 | 1 | 1 | 1 | 1 | 1 | 1 | 1 | 1 | 1 | 1 | 1 | 1 | 1 | 1 | 1 | 1 | 1 | 1 | 1 | 1 | 1 | 1 | 1 | 1 | 1 | 1 | 1
2040 | 0 | 0 | 0 | 0 | 0 | 0 | 0 | 0 | 0 | 0 | 0 | 0 | 0 | 0 | 0 | 0 | 0 | 1 | 1 | 1 | 1 | 1 | 1 | 1 | 1 | 1 | 1 | 1 | 1 | 1 | 1 | 1 | 1 | 1 | 1 | 1 | 1 | 1 | 1 | 1 | 1 | 1 | 1 | 1 | 1 | 1 | 1 | 1 | 1 | 1 | 1 | 1 | 1 | 1 | 1 | 1 | 1
2041 | 0 | 0 | 0 | 0 | 0 | 0 | 0 | 0 | 0 | 0 | 0 | 0 | 0 | 0 | 0 | 0 | 0 | 0 | 1 | 1 | 1 | 1 | 1 | 1 | 1 | 1 | 1 | 1 | 1 | 1 | 1 | 1 | 1 | 1 | 1 | 1 | 1 | 1 | 1 | 1 | 1 | 1 | 1 | 1 | 1 | 1 | 1 | 1 | 1 | 1 | 1 | 1 | 1 | 1 | 1 | 1 | 1
2042 | 0 | 0 | 0 | 0 | 0 | 0 | 0 | 0 | 0 | 0 | 0 | 0 | 0 | 0 | 0 | 0 | 0 | 0 | 0 | 1 | 1 | 1 | 1 | 1 | 1 | 1 | 1 | 1 | 1 | 1 | 1 | 1 | 1 | 1 | 1 | 1 | 1 | 1 | 1 | 1 | 1 | 1 | 1 | 1 | 1 | 1 | 1 | 1 | 1 | 1 | 1 | 1 | 1 | 1 | 1 | 1 | 1
2043 | 0 | 0 | 0 | 0 | 0 | 0 | 0 | 0 | 0 | 0 | 0 | 0 | 0 | 0 | 0 | 0 | 0 | 0 | 0 | 0 | 1 | 1 | 1 | 1 | 1 | 1 | 1 | 1 | 1 | 1 | 1 | 1 | 1 | 1 | 1 | 1 | 1 | 1 | 1 | 1 | 1 | 1 | 1 | 1 | 1 | 1 | 1 | 1 | 1 | 1 | 1 | 1 | 1 | 1 | 1 | 1 | 1
2044 | 0 | 0 | 0 | 0 | 0 | 0 | 0 | 0 | 0 | 0 | 0 | 0 | 0 | 0 | 0 | 0 | 0 | 0 | 0 | 0 | 0 | 1 | 1 | 1 | 1 | 1 | 1 | 1 | 1 | 1 | 1 | 1 | 1 | 1 | 1 | 1 | 1 | 1 | 1 | 1 | 1 | 1 | 1 | 1 | 1 | 1 | 1 | 1 | 1 | 1 | 1 | 1 | 1 | 1 | 1 | 1 | 1
2045 | 0 | 0 | 0 | 0 | 0 | 0 | 0 | 0 | 0 | 0 | 0 | 0 | 0 | 0 | 0 | 0 | 0 | 0 | 0 | 0 | 0 | 0 | 1 | 1 | 1 | 1 | 1 | 1 | 1 | 1 | 1 | 1 | 1 | 1 | 1 | 1 | 1 | 1 | 1 | 1 | 1 | 1 | 1 | 1 | 1 | 1 | 1 | 1 | 1 | 1 | 1 | 1 | 1 | 1 | 1 | 1 | 1
2046 | 0 | 0 | 0 | 0 | 0 | 0 | 0 | 0 | 0 | 0 | 0 | 0 | 0 | 0 | 0 | 0 | 0 | 0 | 0 | 0 | 0 | 0 | 0 | 1 | 1 | 1 | 1 | 1 | 1 | 1 | 1 | 1 | 1 | 1 | 1 | 1 | 1 | 1 | 1 | 1 | 1 | 1 | 1 | 1 | 1 | 1 | 1 | 1 | 1 | 1 | 1 | 1 | 1 | 1 | 1 | 1 | 1
2047 | 0 | 0 | 0 | 0 | 0 | 0 | 0 | 0 | 0 | 0 | 0 | 0 | 0 | 0 | 0 | 0 | 0 | 0 | 0 | 0 | 0 | 0 | 0 | 0 | 1 | 1 | 1 | 1 | 1 | 1 | 1 | 1 | 1 | 1 | 1 | 1 | 1 | 1 | 1 | 1 | 1 | 1 | 1 | 1 | 1 | 1 | 1 | 1 | 1 | 1 | 1 | 1 | 1 | 1 | 1 | 1 | 1
2048 | 0 | 0 | 0 | 0 | 0 | 0 | 0 | 0 | 0 | 0 | 0 | 0 | 0 | 0 | 0 | 0 | 0 | 0 | 0 | 0 | 0 | 0 | 0 | 0 | 0 | 1 | 1 | 1 | 1 | 1 | 1 | 1 | 1 | 1 | 1 | 1 | 1 | 1 | 1 | 1 | 1 | 1 | 1 | 1 | 1 | 1 | 1 | 1 | 1 | 1 | 1 | 1 | 1 | 1 | 1 | 1 | 1
2049 | 0 | 0 | 0 | 0 | 0 | 0 | 0 | 0 | 0 | 0 | 0 | 0 | 0 | 0 | 0 | 0 | 0 | 0 | 0 | 0 | 0 | 0 | 0 | 0 | 0 | 0 | 1 | 1 | 1 | 1 | 1 | 1 | 1 | 1 | 1 | 1 | 1 | 1 | 1 | 1 | 1 | 1 | 1 | 1 | 1 | 1 | 1 | 1 | 1 | 1 | 1 | 1 | 1 | 1 | 1 | 1 | 1
2050 | 0 | 0 | 0 | 0 | 0 | 0 | 0 | 0 | 0 | 0 | 0 | 0 | 0 | 0 | 0 | 0 | 0 | 0 | 0 | 0 | 0 | 0 | 0 | 0 | 0 | 0 | 0 | 1 | 1 | 1 | 1 | 1 | 1 | 1 | 1 | 1 | 1 | 1 | 1 | 1 | 1 | 1 | 1 | 1 | 1 | 1 | 1 | 1 | 1 | 1 | 1 | 1 | 1 | 1 | 1 | 1 | 1
2051 | 0 | 0 | 0 | 0 | 0 | 0 | 0 | 0 | 0 | 0 | 0 | 0 | 0 | 0 | 0 | 0 | 0 | 0 | 0 | 0 | 0 | 0 | 0 | 0 | 0 | 0 | 0 | 0 | 1 | 1 | 1 | 1 | 1 | 1 | 1 | 1 | 1 | 1 | 1 | 1 | 1 | 1 | 1 | 1 | 1 | 1 | 1 | 1 | 1 | 1 | 1 | 1 | 1 | 1 | 1 | 1 | 1
2052 | 0 | 0 | 0 | 0 | 0 | 0 | 0 | 0 | 0 | 0 | 0 | 0 | 0 | 0 | 0 | 0 | 0 | 0 | 0 | 0 | 0 | 0 | 0 | 0 | 0 | 0 | 0 | 0 | 0 | 1 | 1 | 1 | 1 | 1 | 1 | 1 | 1 | 1 | 1 | 1 | 1 | 1 | 1 | 1 | 1 | 1 | 1 | 1 | 1 | 1 | 1 | 1 | 1 | 1 | 1 | 1 | 1
2053 | 0 | 0 | 0 | 0 | 0 | 0 | 0 | 0 | 0 | 0 | 0 | 0 | 0 | 0 | 0 | 0 | 0 | 0 | 0 | 0 | 0 | 0 | 0 | 0 | 0 | 0 | 0 | 0 | 0 | 0 | 1 | 1 | 1 | 1 | 1 | 1 | 1 | 1 | 1 | 1 | 1 | 1 | 1 | 1 | 1 | 1 | 1 | 1 | 1 | 1 | 1 | 1 | 1 | 1 | 1 | 1 | 1
2054 | 0 | 0 | 0 | 0 | 0 | 0 | 0 | 0 | 0 | 0 | 0 | 0 | 0 | 0 | 0 | 0 | 0 | 0 | 0 | 0 | 0 | 0 | 0 | 0 | 0 | 0 | 0 | 0 | 0 | 0 | 0 | 1 | 1 | 1 | 1 | 1 | 1 | 1 | 1 | 1 | 1 | 1 | 1 | 1 | 1 | 1 | 1 | 1 | 1 | 1 | 1 | 1 | 1 | 1 | 1 | 1 | 1
2055 | 0 | 0 | 0 | 0 | 0 | 0 | 0 | 0 | 0 | 0 | 0 | 0 | 0 | 0 | 0 | 0 | 0 | 0 | 0 | 0 | 0 | 0 | 0 | 0 | 0 | 0 | 0 | 0 | 0 | 0 | 0 | 0 | 1 | 1 | 1 | 1 | 1 | 1 | 1 | 1 | 1 | 1 | 1 | 1 | 1 | 1 | 1 | 1 | 1 | 1 | 1 | 1 | 1 | 1 | 1 | 1 | 1
2056 | 0 | 0 | 0 | 0 | 0 | 0 | 0 | 0 | 0 | 0 | 0 | 0 | 0 | 0 | 0 | 0 | 0 | 0 | 0 | 0 | 0 | 0 | 0 | 0 | 0 | 0 | 0 | 0 | 0 | 0 | 0 | 0 | 0 | 1 | 1 | 1 | 1 | 1 | 1 | 1 | 1 | 1 | 1 | 1 | 1 | 1 | 1 | 1 | 1 | 1 | 1 | 1 | 1 | 1 | 1 | 1 | 1
2057 | 0 | 0 | 0 | 0 | 0 | 0 | 0 | 0 | 0 | 0 | 0 | 0 | 0 | 0 | 0 | 0 | 0 | 0 | 0 | 0 | 0 | 0 | 0 | 0 | 0 | 0 | 0 | 0 | 0 | 0 | 0 | 0 | 0 | 0 | 1 | 1 | 1 | 1 | 1 | 1 | 1 | 1 | 1 | 1 | 1 | 1 | 1 | 1 | 1 | 1 | 1 | 1 | 1 | 1 | 1 | 1 | 1
2058 | 0 | 0 | 0 | 0 | 0 | 0 | 0 | 0 | 0 | 0 | 0 | 0 | 0 | 0 | 0 | 0 | 0 | 0 | 0 | 0 | 0 | 0 | 0 | 0 | 0 | 0 | 0 | 0 | 0 | 0 | 0 | 0 | 0 | 0 | 0 | 1 | 1 | 1 | 1 | 1 | 1 | 1 | 1 | 1 | 1 | 1 | 1 | 1 | 1 | 1 | 1 | 1 | 1 | 1 | 1 | 1 | 1
2059 | 0 | 0 | 0 | 0 | 0 | 0 | 0 | 0 | 0 | 0 | 0 | 0 | 0 | 0 | 0 | 0 | 0 | 0 | 0 | 0 | 0 | 0 | 0 | 0 | 0 | 0 | 0 | 0 | 0 | 0 | 0 | 0 | 0 | 0 | 0 | 0 | 1 | 1 | 1 | 1 | 1 | 1 | 1 | 1 | 1 | 1 | 1 | 1 | 1 | 1 | 1 | 1 | 1 | 1 | 1 | 1 | 1
2060 | 0 | 0 | 0 | 0 | 0 | 0 | 0 | 0 | 0 | 0 | 0 | 0 | 0 | 0 | 0 | 0 | 0 | 0 | 0 | 0 | 0 | 0 | 0 | 0 | 0 | 0 | 0 | 0 | 0 | 0 | 0 | 0 | 0 | 0 | 0 | 0 | 0 | 1 | 1 | 1 | 1 | 1 | 1 | 1 | 1 | 1 | 1 | 1 | 1 | 1 | 1 | 1 | 1 | 1 | 1 | 1 | 1
2061 | 0 | 0 | 0 | 0 | 0 | 0 | 0 | 0 | 0 | 0 | 0 | 0 | 0 | 0 | 0 | 0 | 0 | 0 | 0 | 0 | 0 | 0 | 0 | 0 | 0 | 0 | 0 | 0 | 0 | 0 | 0 | 0 | 0 | 0 | 0 | 0 | 0 | 0 | 1 | 1 | 1 | 1 | 1 | 1 | 1 | 1 | 1 | 1 | 1 | 1 | 1 | 1 | 1 | 1 | 1 | 1 | 1
2062 | 0 | 0 | 0 | 0 | 0 | 0 | 0 | 0 | 0 | 0 | 0 | 0 | 0 | 0 | 0 | 0 | 0 | 0 | 0 | 0 | 0 | 0 | 0 | 0 | 0 | 0 | 0 | 0 | 0 | 0 | 0 | 0 | 0 | 0 | 0 | 0 | 0 | 0 | 0 | 1 | 1 | 1 | 1 | 1 | 1 | 1 | 1 | 1 | 1 | 1 | 1 | 1 | 1 | 1 | 1 | 1 | 1
2063 | 0 | 0 | 0 | 0 | 0 | 0 | 0 | 0 | 0 | 0 | 0 | 0 | 0 | 0 | 0 | 0 | 0 | 0 | 0 | 0 | 0 | 0 | 0 | 0 | 0 | 0 | 0 | 0 | 0 | 0 | 0 | 0 | 0 | 0 | 0 | 0 | 0 | 0 | 0 | 0 | 1 | 1 | 1 | 1 | 1 | 1 | 1 | 1 | 1 | 1 | 1 | 1 | 1 | 1 | 1 | 1 | 1
2064 | 0 | 0 | 0 | 0 | 0 | 0 | 0 | 0 | 0 | 0 | 0 | 0 | 0 | 0 | 0 | 0 | 0 | 0 | 0 | 0 | 0 | 0 | 0 | 0 | 0 | 0 | 0 | 0 | 0 | 0 | 0 | 0 | 0 | 0 | 0 | 0 | 0 | 0 | 0 | 0 | 0 | 1 | 1 | 1 | 1 | 1 | 1 | 1 | 1 | 1 | 1 | 1 | 1 | 1 | 1 | 1 | 1
2065 | 0 | 0 | 0 | 0 | 0 | 0 | 0 | 0 | 0 | 0 | 0 | 0 | 0 | 0 | 0 | 0 | 0 | 0 | 0 | 0 | 0 | 0 | 0 | 0 | 0 | 0 | 0 | 0 | 0 | 0 | 0 | 0 | 0 | 0 | 0 | 0 | 0 | 0 | 0 | 0 | 0 | 0 | 1 | 1 | 1 | 1 | 1 | 1 | 1 | 1 | 1 | 1 | 1 | 1 | 1 | 1 | 1
2066 | 0 | 0 | 0 | 0 | 0 | 0 | 0 | 0 | 0 | 0 | 0 | 0 | 0 | 0 | 0 | 0 | 0 | 0 | 0 | 0 | 0 | 0 | 0 | 0 | 0 | 0 | 0 | 0 | 0 | 0 | 0 | 0 | 0 | 0 | 0 | 0 | 0 | 0 | 0 | 0 | 0 | 0 | 0 | 1 | 1 | 1 | 1 | 1 | 1 | 1 | 1 | 1 | 1 | 1 | 1 | 1 | 1
2067 | 0 | 0 | 0 | 0 | 0 | 0 | 0 | 0 | 0 | 0 | 0 | 0 | 0 | 0 | 0 | 0 | 0 | 0 | 0 | 0 | 0 | 0 | 0 | 0 | 0 | 0 | 0 | 0 | 0 | 0 | 0 | 0 | 0 | 0 | 0 | 0 | 0 | 0 | 0 | 0 | 0 | 0 | 0 | 0 | 1 | 1 | 1 | 1 | 1 | 1 | 1 | 1 | 1 | 1 | 1 | 1 | 1
2068 | 0 | 0 | 0 | 0 | 0 | 0 | 0 | 0 | 0 | 0 | 0 | 0 | 0 | 0 | 0 | 0 | 0 | 0 | 0 | 0 | 0 | 0 | 0 | 0 | 0 | 0 | 0 | 0 | 0 | 0 | 0 | 0 | 0 | 0 | 0 | 0 | 0 | 0 | 0 | 0 | 0 | 0 | 0 | 0 | 0 | 1 | 1 | 1 | 1 | 1 | 1 | 1 | 1 | 1 | 1 | 1 | 1
2069 | 0 | 0 | 0 | 0 | 0 | 0 | 0 | 0 | 0 | 0 | 0 | 0 | 0 | 0 | 0 | 0 | 0 | 0 | 0 | 0 | 0 | 0 | 0 | 0 | 0 | 0 | 0 | 0 | 0 | 0 | 0 | 0 | 0 | 0 | 0 | 0 | 0 | 0 | 0 | 0 | 0 | 0 | 0 | 0 | 0 | 0 | 1 | 1 | 1 | 1 | 1 | 1 | 1 | 1 | 1 | 1 | 1
2070 | 0 | 0 | 0 | 0 | 0 | 0 | 0 | 0 | 0 | 0 | 0 | 0 | 0 | 0 | 0 | 0 | 0 | 0 | 0 | 0 | 0 | 0 | 0 | 0 | 0 | 0 | 0 | 0 | 0 | 0 | 0 | 0 | 0 | 0 | 0 | 0 | 0 | 0 | 0 | 0 | 0 | 0 | 0 | 0 | 0 | 0 | 0 | 1 | 1 | 1 | 1 | 1 | 1 | 1 | 1 | 1 | 1
2071 | 0 | 0 | 0 | 0 | 0 | 0 | 0 | 0 | 0 | 0 | 0 | 0 | 0 | 0 | 0 | 0 | 0 | 0 | 0 | 0 | 0 | 0 | 0 | 0 | 0 | 0 | 0 | 0 | 0 | 0 | 0 | 0 | 0 | 0 | 0 | 0 | 0 | 0 | 0 | 0 | 0 | 0 | 0 | 0 | 0 | 0 | 0 | 0 | 1 | 1 | 1 | 1 | 1 | 1 | 1 | 1 | 1
2072 | 0 | 0 | 0 | 0 | 0 | 0 | 0 | 0 | 0 | 0 | 0 | 0 | 0 | 0 | 0 | 0 | 0 | 0 | 0 | 0 | 0 | 0 | 0 | 0 | 0 | 0 | 0 | 0 | 0 | 0 | 0 | 0 | 0 | 0 | 0 | 0 | 0 | 0 | 0 | 0 | 0 | 0 | 0 | 0 | 0 | 0 | 0 | 0 | 0 | 1 | 1 | 1 | 1 | 1 | 1 | 1 | 1
2073 | 0 | 0 | 0 | 0 | 0 | 0 | 0 | 0 | 0 | 0 | 0 | 0 | 0 | 0 | 0 | 0 | 0 | 0 | 0 | 0 | 0 | 0 | 0 | 0 | 0 | 0 | 0 | 0 | 0 | 0 | 0 | 0 | 0 | 0 | 0 | 0 | 0 | 0 | 0 | 0 | 0 | 0 | 0 | 0 | 0 | 0 | 0 | 0 | 0 | 0 | 1 | 1 | 1 | 1 | 1 | 1 | 1
2074 | 0 | 0 | 0 | 0 | 0 | 0 | 0 | 0 | 0 | 0 | 0 | 0 | 0 | 0 | 0 | 0 | 0 | 0 | 0 | 0 | 0 | 0 | 0 | 0 | 0 | 0 | 0 | 0 | 0 | 0 | 0 | 0 | 0 | 0 | 0 | 0 | 0 | 0 | 0 | 0 | 0 | 0 | 0 | 0 | 0 | 0 | 0 | 0 | 0 | 0 | 0 | 1 | 1 | 1 | 1 | 1 | 1
2075 | 0 | 0 | 0 | 0 | 0 | 0 | 0 | 0 | 0 | 0 | 0 | 0 | 0 | 0 | 0 | 0 | 0 | 0 | 0 | 0 | 0 | 0 | 0 | 0 | 0 | 0 | 0 | 0 | 0 | 0 | 0 | 0 | 0 | 0 | 0 | 0 | 0 | 0 | 0 | 0 | 0 | 0 | 0 | 0 | 0 | 0 | 0 | 0 | 0 | 0 | 0 | 0 | 1 | 1 | 1 | 1 | 1
Note on A11: These parameters are named and can be referenced throughout the workbook by name.
Note on A20: For LV and HV, network performance is measured in customer interruptions and customer minutes lost. The number of interruptions or minutes lost should be multiplied by these factors.
Note on A22: This VoLL cost factor should be applied for and disruptions are at EHV level. CNAIM (linked in cell E22) provides further guidance on how this factor is to be used.
Note on A33: These values can be referenced via the name manager using "CPIH_conversion_factor_from_FY_to_2023_2024"

## CBA Options summary
Option Summary
RIIO-2 Cost Benefit Analysis SIF template
Network Operator | Please specify
Pre-tax WACC | 4%
Safety Disproportion Factor | 6.25
Purpose of CBA: describe the primary driver/ stated aim of the investment decision | [11 empty] | Adopted
This CBA presents an initial evaluation of the use of an OBELISC box to facilitate 3-phase upgrades for domestic properties. Two installation options are considered, and results presented for a break-even threshold price for the OBELISC unit. Results may be generated that reflect differing expected requirements for 3-ph upgrades, based on the 2024 DFES scenarios. The cost of a 3-ph upgrade is highly variable and dependent on the situation at the property. To reflect this, we have considered P5, P50 and P95 costings, reflecting the impact of OBELISC on the cheapest 5% of installations, the median installation cost and the most costly 5% of upgrades respectively. | [11 empty] | Rejected
If investment is to replace an existing asset / investment expenditure type, please state the condition of the asset / investment expenditure type (HI / CI, PoF / CoF etc.)
If more options are costed, please copy the Option and workings worksheets and add detail to the short list table below.
List below all options considered to meet the stated aim
[7 empty] | 10 | 20 | 30 | 45 | 57
Option no. | Option name | Description of option | Scope | Decision | Comment | Total forecast expenditure (£) | Net Present Values (NPVs) based on payback periods/ relative to baseline (£m)
[7 empty] | 10 years | 20 years | 30 years | 45 years | Whole Life NPV
1 | #VALUE! | OBELISC: scenario where OBELISC is installed and the cable remains
2 |  | OBELISC & earthing house: scenario where OBELISC is installed and the CNE cable is removed and replaced
3 |  | Break even cost: based off the CBA Option 2, it is the OBELISC price point at where the benefits over time summate to £0
4
5
6
7
8
9
10
Note on A7: Default value of 4% provided. Please update with a company-specific WACC (from business plan) where available.
Note on A9: Please specify safety consequence factor. A default factor of 6.25 has been applied aligned with Common Network Asset Indices Methodology (CNAIM) v2.1 (and aligned with the RIIO-ED2 CBA guidance/template).This disproportion factor is applied to recognise the high risk nature of the energy distribution and transmission industry. As specified in CNAIM , such disproportion factors are described by the HSE guidance when identifying reasonably practicable costs of mitigation. This value is not mandated by the HSE, but they state that they believe that “the greater the risk, the more should be spent in reducing it, and the greater the bias should be on the side of safety”. A factor between 1 and 10 is recommended. This factor is used to represent the risk in the industry, increasing the cost per fatality or serious injury in the fixed data tab. This increases the monetised value of any safety improvements.
Note on A14: Sample expenditure types; health index (HI), customer interruptions (CI), probability of failure (PoF), consequence of failure (CoF) etc.

## gCO2 per kWh (hidden)
Based on historical and exponential decay |  |  | Based on DESNZ values assuming a more s-curve decay
Source: | 2023 Government greenhouse gas conversion factors for company reporting: Methodology paper (publishing.service.gov.uk) |  | Source: | Green Book supplementary guidance: valuation of energy use and greenhouse gas emissions for appraisal - GOV.UK (www.gov.uk)
Reference: | Table 9, column Total, under "For electricity CONSUMED (including grid losses)", from 2010 to 2021 |  | Reference: | Data tables 1-19: supporting the toolkit and guidance; Table 1, Generation-based long-run marginal
Year | kgCO2e / kWh | g CO2e per kWh | Year | kgCO2e / kWh | g CO2e per kWh
2010 | 0.49933 | 499.33 | 2010 | 0.357 | 357
2011 | 0.49056 | 490.56 | 2011 | 0.351 | 351
2012 | 0.55389 | 553.89 | 2012 | 0.344 | 344
2013 | 0.51871 | 518.71 | 2013 | 0.337 | 337
2014 | 0.46534 | 465.34 | 2014 | 0.329 | 329
2015 | 0.39412 | 394.12 | 2015 | 0.32 | 320
2016 | 0.30913 | 309.13 | 2016 | 0.311 | 311
2017 | 0.2766 | 276.6 | 2017 | 0.302 | 302
2018 | 0.25792 | 257.92 | 2018 | 0.291 | 291
2019 | 0.23571 | 235.71 | 2019 | 0.28 | 280
2020 | 0.21555 | 215.55 | 2020 | 0.268 | 268
2021 | 0.23583 | 235.83 | 2021 | 0.255 | 255
2022 | 0.18993 | 189.9286 | 2022 | 0.241 | 241
2023 | 0.17286 | 172.8607 | 2023 | 0.226 | 226
2024 | 0.15733 | 157.3266 | 2024 | 0.21 | 210
2025 | 0.14319 | 143.1884 | 2025 | 0.193 | 193
2026 | 0.13032 | 130.3208 | 2026 | 0.174 | 174
2027 | 0.11861 | 118.6095 | 2027 | 0.154 | 154
2028 | 0.10795 | 107.9507 | 2028 | 0.133 | 133
2029 | 0.09825 | 98.2497 | 2029 | 0.11 | 110
2030 | 0.089421 | 89.4205 | 2030 | 0.085 | 85
2031 | 0.081385 | 81.3847 | 2031 | 0.065 | 65
2032 | 0.074071 | 74.0711 | 2032 | 0.05 | 50
2033 | 0.067415 | 67.4147 | 2033 | 0.038 | 38
2034 | 0.061356 | 61.3565 | 2034 | 0.029 | 29
2035 | 0.055843 | 55.8427 | 2035 | 0.023 | 23
2036 | 0.050824 | 50.8244 | 2036 | 0.017 | 17
2037 | 0.046257 | 46.2571 | 2037 | 0.013 | 13
2038 | 0.0421 | 42.1002 | 2038 | 0.01 | 10
2039 | 0.038317 | 38.3168 | 2039 | 0.008 | 8
2040 | 0.034873 | 34.8735 | 2040 | 0.006 | 6
2041 | 0.03174 | 31.7396 | 2041 | 0.006 | 6
2042 | 0.028887 | 28.8873 | 2042 | 0.004 | 4
2043 | 0.026291 | 26.2914 | 2043 | 0.003 | 3
2044 | 0.023929 | 23.9287 | 2044 | 0.002 | 2
2045 | 0.021778 | 21.7783 | 2045 | 0.001 | 1
2046 | 0.019821 | 19.8212 | 2046 | 0.001 | 1
2047 | 0.01804 | 18.04 | 2047 | 0.001 | 1
2048 | 0.016419 | 16.4188 | 2048 | 0.001 | 1
2049 | 0.014943 | 14.9434 | 2049 | 0.001 | 1
2050 | 0.0136 | 13.6005 | 2050 | 0.001 | 1
2051 | 0.012378 | 12.3783 | 2051 | 0.002 | 2
2052 | 0.011266 | 11.2659 | 2052 | 0.002 | 2
2053 | 0.010253 | 10.2535 | 2053 | 0.002 | 2
2054 | 0.0093321 | 9.3321 | 2054 | 0.002 | 2
2055 | 0.0084934 | 8.4934 | 2055 | 0.002 | 2
2056 | 0.0077302 | 7.7302 | 2056 | 0.002 | 2
2057 | 0.0070355 | 7.0355 | 2057 | 0.002 | 2
2058 | 0.0064033 | 6.4033 | 2058 | 0.002 | 2
2059 | 0.0058278 | 5.8278 | 2059 | 0.002 | 2
2060 | 0.0053041 | 5.3041 | 2060 | 0.002 | 2
2061 | 0.0048275 | 4.8275 | 2061 | 0.002 | 2
2062 | 0.0043936 | 4.3936 | 2062 | 0.002 | 2
2063 | 0.0039988 | 3.9988 | 2063 | 0.002 | 2
2064 | 0.0036394 | 3.6394 | 2064 | 0.002 | 2
2065 | 0.0033124 | 3.3124 | 2065 | 0.002 | 2
2066 | 0.0030147 | 3.0147 | 2066 | 0.002 | 2
2067 | 0.0027438 | 2.7438 | 2067 | 0.002 | 2
2068 | 0.0024972 | 2.4972 | 2068 | 0.002 | 2
2069 | 0.0022728 | 2.2728 | 2069 | 0.002 | 2
2070 | 0.0020686 | 2.0686 | 2070 | 0.002 | 2
2071 | 0.0018827 | 1.8827 | 2071 | 0.002 | 2
2072 | 0.0017135 | 1.7135 | 2072 | 0.002 | 2
2073 | 0.0015595 | 1.5595 | 2073 | 0.002 | 2
2074 | 0.0014194 | 1.4194 | 2074 | 0.002 | 2
2075 | 0.0012918 | 1.2918 | 2075 | 0.002 | 2
2076 | 0.0011757 | 1.1757 | 2076 | 0.002 | 2
2077 | 0.0010701 | 1.0701 | 2077 | 0.002 | 2
2078 | 0.00097391 | 0.97391 | 2078 | 0.002 | 2
2079 | 0.00088639 | 0.88639 | 2079 | 0.002 | 2
2080 | 0.00080673 | 0.80673 | 2080 | 0.002 | 2
2081 | 0.00073423 | 0.73423 | 2081 | 0.002 | 2
2082 | 0.00066825 | 0.66825 | 2082 | 0.002 | 2
2083 | 0.0006082 | 0.6082 | 2083 | 0.002 | 2
2084 | 0.00055354 | 0.55354 | 2084 | 0.002 | 2
2085 | 0.0005038 | 0.5038 | 2085 | 0.002 | 2
2086 | 0.00045853 | 0.45853 | 2086 | 0.002 | 2
2087 | 0.00041732 | 0.41732 | 2087 | 0.002 | 2
2088 | 0.00037982 | 0.37982 | 2088 | 0.002 | 2
2089 | 0.00034569 | 0.34569 | 2089 | 0.002 | 2
2090 | 0.00031462 | 0.31462 | 2090 | 0.002 | 2
2091 | 0.00028635 | 0.28635 | 2091 | 0.002 | 2
2092 | 0.00026061 | 0.26061 | 2092 | 0.002 | 2
2093 | 0.00023719 | 0.23719 | 2093 | 0.002 | 2
2094 | 0.00021588 | 0.21588 | 2094 | 0.002 | 2
2095 | 0.00019648 | 0.19648 | 2095 | 0.002 | 2
2096 | 0.00017882 | 0.17882 | 2096 | 0.002 | 2
2097 | 0.00016275 | 0.16275 | 2097 | 0.002 | 2
2098 | 0.00014813 | 0.14813 | 2098 | 0.002 | 2
2099 | 0.00013482 | 0.13482 | 2099 | 0.002 | 2
2100 | 0.0001227 | 0.1227 | 2100 | 0.002 | 2

## Assumptions List
Assumptions List
RIIO-2 Cost Benefit Analysis template
Assumptions used for costing
THE USER MAY ADJUST THE VALUES IN HIGHLIGHTED CELLS IN THIS SHEET TO FEED THROUGH INTO THE RESULTS
| ID | Description | Unit | Value |  |  | Justification | Assumption owner | User input/Fixed input
|  |  |  | Low | Medium | High
| Assumption - 1 | Coincidence | Number | 0.75 | 0.75 | 0.75 | NGED's Oblix spreadsheet | NGED | User input
| Assumption - 2 | Large house likelihood | Number | 0.45 | 0.45 | 0.45 | NGED's Oblix spreadsheet | NGED | User input
| Assumption - 3 | Change EV/HP combined | Number | 0.1 | 0.1 | 0.1 | NGED's Oblix spreadsheet | NGED | User input
| Assumption - 4 | Requirement for earthing | % | 50% | 60% | 95% | Judgement | FNC | User input
| Assumption - 5 | Reinstating décor (Hr) | Hr | 0 | 3 | 5 | Judgement | FNC | User input
| Assumption - 6 | Internal installation (Hr) | Hr | 1 | 2 | 3 | Judgement | FNC | User input
| Assumption - 7 | Reinstating garden (Hr) | Hr | 1 | 5 | 8 | Judgement | FNC | User input
| Assumption - 8 | Civil works (Hr) | Hr | 0 | 4 | 8 | Judgement | FNC | User input
| Assumption - 9 | 3PH cable length - internal routing BAU | m | 0 | 5 | 10 | Judgement | FNC | User input
| Assumption - 10 | Year OBELISC becomes available | Year |  | 2028 |  | Expected year of entry | FNC | Fixed input
| Assumption - 11 | Customers pay for all upgrades in all three scenarios | N/A | N/A | N/A | N/A | Current state | NGED | Fixed input
| Assumption - 12 | 3PH incomer cable length - OBELISC | m | 2 | 3 | 5 | 1m high + 1/2/4m to reach existing 3PH | FNC | User input
| Assumption - 13 | OBELISC install time (Hr) | Hr | 4 | 6 | 8 | Judgement | FNC | User input
| Assumption - 14 | 3PH Cable length to EV charger | m | 10 | 20 | 40 | Judgement | FNC | User input
| Assumption - 15 | 3PH Cable length to HP | m | 10 | 20 | 40 | Same as EV charger | FNC | User input
| Assumption - 16 | 1PH Cable length to house | m | 20 | 30 | 50 | 10m+ then EV and HP for access inside the house | FNC | User input
| Assumption - 17 | Customer installation time - OBELISC (Hr) | Hr | 4 | 6 | 8 | Judgement | FNC | User input
| Assumption - 18 | Network savings passed on to households | % | 100% | 100% | 100% | Regulated body all savings are passed on | FNC | User input
| Assumption - 19 | Length of disruption BAU (days) | Days | 1 | 2 | 3 | Judgement | FNC | User input
| Assumption - 20 | Length of disruption OBELISC (days) | Days | 0.5 | 0.75 | 1 | Judgement | FNC | User input
| Assumption - 21 | Number of households effected | Number | 1 | 6 | 8 | Judgement | FNC | User input
| Assumption - 22 | Number of enquires grow at the same rate as installs | N/A | N/A | N/A | N/A | Judgement | FNC | Fixed input
| Assumption - 23 | Quotes rejected - retrofit | % | 75% | 80% | 90% | Judgement | FNC | User input
| Assumption - 24 | Quotes rejected - OBELISC | % | 50% | 60% | 70% | Judgement | FNC | User input
| Assumption - 25 | Proportion of digging costs - OBELISC | % | 33.33% | 33.33% | 33.33% | Judgement | FNC | User input
| Assumption - 26 | Quotes rejected - OBELISC & earthing | % | 60% | 70% | 90% | Judgement | FNC | User input
| Assumption - 27 | Proportion of digging costs - OBELISC & earthing | % | 100% | 100% | 100% | Judgement | FNC | User input
| Assumption - 28 | OBELISC install time OBELISC & earthing (Hr) | Hr | 15 | 20 | 40 | Judgement | FNC | User input
| Assumption - 29 | Length of disruption OBELISC & earthing (days) | Days | 1 | 2 | 3 | Judgement | FNC | User input
| Assumption - 30 | Planning time | Hr | 2.25 | 2.25 | 2.25 | Fixed time from NGED planning team | NGED | User input
| Assumption - 31 | Spread of installs | % | 5% | 90% | 5% | Allocation of installs where option 1 and 2 would be financially realistic | FNC | User input

## Inputs
Inputs
RIIO-2 Cost Benefit Analysis template
Inputs used for costing
|  | Scenario Input | User Input | FS - falling short |  | P5 - the lowest 5% of installation costs
|  | DFES Volume Approach | FS | ST - System Transformation |  | P50 the median value for installation cost
|  | Estimate | P50 | CT - Consumer Transformation |  | P95 the costliest 5% of installation costs
LW - Leading the way
THE USER MAY ADJUST THE VALUES IN HIGHLIGHTED CELLS IN THIS SHEET TO FEED THROUGH INTO THE RESULTS
| ID | Description | Unit | Value |  |  | Source
|  |  |  | P5 | P50 | P95
| Input - 1 | Labour cost | £/Hr | 49.6979 | 61.9969 | 85.836 | OBELISC_CBA_SOURCE_DATA_DanC_12_05_25 - FNC version -> Calcs - Sample 20 -> G24:G26
| Input - 2 | Number of enquiries | Number | 16012 | 16012 | 16012 | OBELISC_CBA_SOURCE_DATA_DanC_12_05_25 - FNC version -> Calcs - Sample 20 -> P2
| Input - 3 | Duration of dataset | Years | 2.3315 | 2.3315 | 2.3315 | OBELISC_CBA_SOURCE_DATA_DanC_12_05_25 - FNC version -> Calcs - Sample 20 -> S5
| Input - 4 | 3PH upgrade cost | £ | 1606 | 5261 | 12860 | OBELISC_CBA_SOURCE_DATA_DanC_12_05_25 - FNC version -> Calcs - Sample 20 -> H24:H26
| Input - 5 | Feasibility assessment | £ | 171 | 179 | 186 | Connections Chargin Statements and Methodology - East Midlands
| Input - 6 | 3PH cable | £/m | 9.1 | 9.1 | 9.1 | 10mm² 4 Core LSOH SWA XLPE Armoured Cable (Cut Length Sold By The Mtr) ( H6944XL10LSF ) ¦ CEF
| Input - 7 | Neutral/Earth link | £ | 108 | 108 | 108 | Series 7 - Three Phase House Service Cut Out - 100 A¦ S P Wales Ltd
| Input - 8 | Cost of free standing box | £ | 504 | 504 | 504 | GRP Electric Meter Box ¦ GRP Cabinet ¦ GRP Meter Cabinets
| Input - 9 | 3PH fuses/MCB (3 or 4 pole) - EV | £ | 120.02 | 128.04 | 201.2 | Various sources, L/ML/H, 3/3/4 pole
| Input - 10 | 3PH fuses/MCB (3 or 4 pole) - HP | £ | 120.02 | 128.04 | 201.2 | Various sources, L/ML/H, 3/3/4 pole
| Input - 11 | HRC/3PH fuses/MCB (3 pole) - House | £ | 64.02 | 120.02 | 128.04 | Various sources, L/ML/H, HRC /3/4 pole
| Input - 12 | Earth bar | £ | 100.2 | 114.6 | 154.74 | Various sources, L/ML/H, 6/10/12 way
| Input - 13 | 3PH DB | £ | 212.14 | 212.14 | 212.14 | Proteus 4 Way TP+N Type A Distribution Board 100A Incomer (ABX4S1) ¦ CEF
| Input - 14 | Three phase meter | £ | 99.54 | 155.94 | 155.94 | Various sources, L/ML/H, 100A/120A/120A
| Input - 15 | Cable & Trenching Svc trench UMG/turf - Mean cost per enquiry | £ | 146.9545 | 146.9545 | 146.9545 | OBELISC_CBA_SOURCE_DATA_DanC_12_05_25 - FNC version -> Calcs - Sample 20 -> M29
| Input - 16 | Cable & Trenching Svc trench carriageway - Mean cost per enquiry | £ | 559.458 | 559.458 | 559.458 | OBELISC_CBA_SOURCE_DATA_DanC_12_05_25 - FNC version -> Calcs - Sample 20 -> M30
| Input - 17 | Cable & Trenching Lay service no exc - Mean cost per enquiry | £ | 388.13 | 388.13 | 388.13 | OBELISC_CBA_SOURCE_DATA_DanC_12_05_25 - FNC version -> Calcs - Sample 20 -> M32
| Input - 18 | Cable & Trenching Svc trench f/path - Mean cost per enquiry | £ | 666.6435 | 666.6435 | 666.6435 | OBELISC_CBA_SOURCE_DATA_DanC_12_05_25 - FNC version -> Calcs - Sample 20 -> M34
| Input - 19 | Cost of road closures | £ | 614 | 614 | 614 | OBELISC_CBA_SOURCE_DATA_DanC_12_05_25 - FNC version -> Calcs - Road closure -> G3
| Input - 20 | Chance of road closures | % | 3.835% | 3.835% | 3.835% | OBELISC_CBA_SOURCE_DATA_DanC_12_05_25 - FNC version -> Calcs - Road closure -> G4
| Input - 21 | Cost of traffic management | £ | 429 | 429 | 429 | OBELISC_CBA_SOURCE_DATA_DanC_12_05_25 - FNC version -> Calcs - Road closure -> G10
| Input - 22 | Chance of traffic management | % | 2.679% | 2.679% | 2.679% | OBELISC_CBA_SOURCE_DATA_DanC_12_05_25 - FNC version -> Calcs - Road closure -> G11
| Input - 23 | 1PH cable | £/m | 6.12 | 6.12 | 6.12 | 6mm² 3 Core HO7RNF Rubber Flexible Cable (Cut Length Sold By The Mtr) ( HO7RNF3C6.0 ) ¦ CEF
| Input - 24 | NG annual CAPEX | £ | 8235000000 | 9041000000 | 9847000000 | National Grid - financial statement 24/25
| Input - 25 | NG annual OPEX | £ | 6500000000 | 8035000000 | 9570000000 | NG - Operating Expenses
| Input - 26 | Electricity bill - network costs | % | 24% | 24% | 24% | Nesta - what's in my energy bill?
| Input - 27 | UK fuel poor households (2024) | % | 11% | 11% | 11% | Annual Fuel Poverty Statistics report 2025
| Input - 28 | Social return on investment | Number | 1.9 | 1.9 | 1.9 | The economic and social impact of British Gas Energy Trust
| Input - 29 | Social cost of disruption | £/day/household | 0.13 | 0.335 | 0.54 | Assessing the social cost of housing projects
| Input - 30 | Gross margin (TTM) | % | 45.16% | 47.25% | 49.26% | Electric & Wiring Equipment Industry Profitability Ratios

## Time Bound Inputs
Time Bound Inputs
RIIO-2 Cost Benefit Analysis template
Inputs used for costing
THE USER MAY ADJUST THE VALUES IN HIGHLIGHTED CELLS IN THIS SHEET TO FEED THROUGH INTO THE RESULTS
Value
| Assumption | P5 | P50 | P95 | Source
| Coincidence | 0.75 | 0.75 | 0.75 | Assumption - 1
| Large house likelihood | 0.45 | 0.45 | 0.45 | Assumption - 2
| Chance EV/HP combo is excessive | 0.1 | 0.1 | 0.1 | Assumption - 3
| Requirement for earthing | 50% | 60% | 95% | Assumption - 4
| Spread of installs | 5% | 90% | 5% | Assumption - 31
| Product | 0.00084375 | 0.018225 | 0.0016031
|  | 2025 | 2030 | 2035 | 2040 | 2045 | 2050
HPs
| FS | 53000 | 242000 | 354000 | 558000 | 598000 | 712000
| ST | 88000 | 212000 | 184000 | 213000 | 288000 | 596000
| CT | 153000 | 766000 | 1336000 | 1263000 | 720000 | 204000
| LW | 410000 | 909000 | 970000 | 567000 | 129000 | 150000
EVs
| FS | 133000 | 462000 | 1225000 | 2001000 | 1724000 | 324000
| ST | 171000 | 747000 | 2022000 | 2320000 | 365000 | 76000
| CT | 425000 | 1403000 | 2532000 | 1411000 | 178000 | 35000
| LW | 331000 | 1693000 | 3083000 | 837000 | 106000 | 33000
Number of installs
| FS | 965.925 | 4410.45 | 6451.65 | 10169.55 | 10898.55 | 5904.9
| ST | 1603.8 | 3863.7 | 3353.4 | 3881.925 | 5248.8 | 1385.1
| CT | 2788.425 | 13960.35 | 24348.6 | 23018.175 | 3244.05 | 637.875
| LW | 6032.475 | 16566.525 | 17678.25 | 10333.575 | 1931.85 | 601.425
2024 included as it is included in the SIF template
|  | 1 | 1 | 3 | 4 | 5 | 6 | 7 | 8 | 9 | 10 | 11 | 12 | 13 | 14 | 15 | 16 | 17 | 18 | 19 | 20 | 21 | 22 | 23 | 24 | 25 | 26 | 27
| Number of installs | 2024 | 2025 | 2026 | 2027 | 2028 | 2029 | 2030 | 2031 | 2032 | 2033 | 2034 | 2035 | 2036 | 2037 | 2038 | 2039 | 2040 | 2041 | 2042 | 2043 | 2044 | 2045 | 2046 | 2047 | 2048 | 2049 | 2050
| FS | 0 | 965.925 | 1654.83 | 2343.735 | 3032.64 | 3721.545 | 4410.45 | 4818.69 | 5226.93 | 5635.17 | 6043.41 | 6451.65 | 7195.23 | 7938.81 | 8682.39 | 9425.97 | 10169.55 | 10913.13 | 11656.71 | 12400.29 | 13143.87 | 10898.55 | 11642.13 | 12385.71 | 13129.29 | 13872.87 | 5904.9
| ST | 0 | 1603.8 | 2055.78 | 2507.76 | 2959.74 | 3411.72 | 3863.7 | 3761.64 | 3659.58 | 3557.52 | 3455.46 | 3353.4 | 3459.105 | 3564.81 | 3670.515 | 3776.22 | 3881.925 | 3987.63 | 4093.335 | 4199.04 | 4304.745 | 5248.8 | 5354.505 | 5460.21 | 5565.915 | 5671.62 | 1385.1
| CT | 0 | 2788.425 | 5022.81 | 7257.195 | 9491.58 | 11725.965 | 13960.35 | 16038 | 18115.65 | 20193.3 | 22270.95 | 24348.6 | 24082.515 | 23816.43 | 23550.345 | 23284.26 | 23018.175 | 22752.09 | 22486.005 | 22219.92 | 21953.835 | 3244.05 | 2977.965 | 2711.88 | 2445.795 | 2179.71 | 637.875
| LW | 0 | 6032.475 | 8139.285 | 10246.095 | 12352.905 | 14459.715 | 16566.525 | 16788.87 | 17011.215 | 17233.56 | 17455.905 | 17678.25 | 16209.315 | 14740.38 | 13271.445 | 11802.51 | 10333.575 | 8864.64 | 7395.705 | 5926.77 | 4457.835 | 1931.85 | 1665.765 | 1399.68 | 1133.595 | 867.51 | 601.425
| In year growth rate | 2024 | 2025 | 2026 | 2027 | 2028 | 2029 | 2030 | 2031 | 2032 | 2033 | 2034 | 2035 | 2036 | 2037 | 2038 | 2039 | 2040 | 2041 | 2042 | 2043 | 2044 | 2045 | 2046 | 2047 | 2048 | 2049 | 2050
| FS | 0 | 0 | 71.32% | 41.63% | 29.39% | 22.72% | 18.51% | 9.256% | 8.472% | 7.81% | 7.245% | 6.755% | 11.53% | 10.33% | 9.366% | 8.564% | 7.889% | 7.312% | 6.814% | 6.379% | 5.996% | -17.08% | 6.823% | 6.387% | 6.004% | 5.664% | -57.44%
| ST | 0 | 0 | 28.18% | 21.99% | 18.02% | 15.27% | 13.25% | -2.642% | -2.713% | -2.789% | -2.869% | -2.954% | 3.152% | 3.056% | 2.965% | 2.88% | 2.799% | 2.723% | 2.651% | 2.582% | 2.517% | 21.93% | 2.014% | 1.974% | 1.936% | 1.899% | -75.58%
| CT | 0 | 0 | 80.13% | 44.48% | 30.79% | 23.54% | 19.06% | 14.88% | 12.95% | 11.47% | 10.29% | 9.329% | -1.093% | -1.105% | -1.117% | -1.13% | -1.143% | -1.156% | -1.169% | -1.183% | -1.198% | -85.22% | -8.202% | -8.935% | -9.812% | -10.88% | -70.74%
| LW | 0 | 0 | 34.92% | 25.88% | 20.56% | 17.06% | 14.57% | 1.342% | 1.324% | 1.307% | 1.29% | 1.274% | -8.309% | -9.062% | -9.965% | -11.07% | -12.45% | -14.22% | -16.57% | -19.86% | -24.78% | -56.66% | -13.77% | -15.97% | -19.01% | -23.47% | -30.67%
Input - 2 and Input - 3
| Number of enquiries per year | 2024 | 2025 | 2026 | 2027 | 2028 | 2029 | 2030 | 2031 | 2032 | 2033 | 2034 | 2035 | 2036 | 2037 | 2038 | 2039 | 2040 | 2041 | 2042 | 2043 | 2044 | 2045 | 2046 | 2047 | 2048 | 2049 | 2050
| FS | 0 | 6867.6616 | 11765.7296 | 16663.7977 | 21561.8658 | 26459.9338 | 31358.0019 | 34260.5608 | 37163.1196 | 40065.6785 | 42968.2373 | 45870.7962 | 51157.5998 | 56444.4034 | 61731.2071 | 67018.0107 | 72304.8143 | 77591.6179 | 82878.4216 | 88165.2252 | 93452.0288 | 77487.9551 | 82774.7588 | 88061.5624 | 93348.366 | 98635.1696 | 41983.4406
| ST | 0 | 6867.6616 | 8803.0935 | 10738.5254 | 12673.9573 | 14609.3892 | 16544.8211 | 16107.7881 | 15670.755 | 15233.722 | 14796.689 | 14359.656 | 14812.2974 | 15264.9387 | 15717.58 | 16170.2213 | 16622.8627 | 17075.504 | 17528.1453 | 17980.7867 | 18433.428 | 22475.9833 | 22928.6247 | 23381.266 | 23833.9073 | 24286.5487 | 5931.1623
| CT | 0 | 6867.6616 | 12370.7682 | 17873.8748 | 23376.9814 | 28880.088 | 34383.1946 | 39500.2757 | 44617.3569 | 49734.4381 | 54851.5192 | 59968.6004 | 59313.2549 | 58657.9094 | 58002.564 | 57347.2185 | 56691.873 | 56036.5275 | 55381.182 | 54725.8365 | 54070.4911 | 7989.8285 | 7334.483 | 6679.1375 | 6023.792 | 5368.4466 | 1571.0337
| LW | 0 | 6867.6616 | 9266.1561 | 11664.6506 | 14063.1451 | 16461.6396 | 18860.1341 | 19113.2624 | 19366.3907 | 19619.519 | 19872.6473 | 20125.7756 | 18453.4689 | 16781.1622 | 15108.8555 | 13436.5487 | 11764.242 | 10091.9353 | 8419.6286 | 6747.3219 | 5075.0152 | 2199.3116 | 1896.3875 | 1593.4635 | 1290.5394 | 987.6154 | 684.6913
Lines 32:44
Linear interpolation of the DFES volume approach.
Lines 6:13
DFES volume approach pulled from NGED's Oblix spreadsheet
Lines 15:30
Final part of the DFES Volumes approach. The product of the assumptions in lines 6:12 and the min amount of HPs or EVs for the specifc scenario generates the amount of installs per year.
HPs = heat pumps EVs = electric vehicle charging point
FS = falling short DFES scenario
ST = system transformation DFES scenario
CT = consumer transformation DFES scenario
LW = leading the way DFES scenario
Lines 47:52
In NGED's database there are 16,012 unique enquiry numbers, spanning from 2023 until April 2025. It is assumed the number of enquiries will grow inline with the number of forecasted installs.

## CBA Baseline Scenario (hidden)
Baseline Scenario
RIIO-2 Cost Benefit Analysis SIF template
The baseline scenario is used to provide an estimate of the relative scale of the project costs compared to BAU/baseline. As such, this information does not feed into the dashboard/calculations and the parameters need not exactly match those used in the options tabs. | [5 empty] | These forecast inputs should be entered to the end of RIIO-3 at a minimum. User inputs are highlighted in blue. Enter all costs/benefits in 2023/24 prices (£m).
1. Enter financial baseline information The below financial investments and avoided costs should represent a scenario that is technically feasible and consistent with current regulatory requirements. Any monetary investment should be input as a negative value and any anticipated avoided costs should be entered as positive values. If avoided costs are shown in the baseline, the baseline working sheet should explain why they are included and what is driving them. | [5 empty] | RIIO-ED2 |  |  |  |  | RIIO-ED3 |  |  |  |  | RIIO-ED4 |  |  |  |  | RIIO-ED5 |  |  |  |  | RIIO-ED6 |  |  |  |  | RIIO-ED7 |  |  |  |  | RIIO-ED8 |  |  |  |  | RIIO-ED9 |  |  |  |  | RIIO-ED10 |  |  |  |  | RIIO-ED11 |  |  |  |  | RIIO-ED12 |  |  |  |  | RIIO-ED13
[6 empty] | RIIO-GD/GT/ET2 |  | RIIO-GD/GT/ET3 |  |  |  |  | RIIO-GD/GT/ET4 |  |  |  |  | RIIO-GD/GT/ET5 |  |  |  |  | RIIO-GD/GT/ET6 |  |  |  |  | RIIO-GD/GT/ET7 |  |  |  |  | RIIO-GD/GT/ET8 |  |  |  |  | RIIO-GD/GT/ET9 |  |  |  |  | RIIO-GD/GT/ET10 |  |  |  |  | RIIO-GD/GT/ET11 |  |  |  |  | RIIO-GD/GT/ET12 |  |  |  |  | RIIO-GD/GT/ET13
[6 empty] | 1 | 2 | 3 | 4 | 5 | 6 | 7 | 8 | 9 | 10 | 11 | 12 | 13 | 14 | 15 | 16 | 17 | 18 | 19 | 20 | 21 | 22 | 23 | 24 | 25 | 26 | 27 | 28 | 29 | 30 | 31 | 32 | 33 | 34 | 35 | 36 | 37 | 38 | 39 | 40 | 41 | 42 | 43 | 44 | 45 | 46 | 47 | 48 | 49 | 50 | 51 | 52 | 53 | 54 | 55 | 56 | 57
Category | Parameter | Description | Confidence rating | Data confidence comments | Units | 2024 | 2025 | 2026 | 2027 | 2028 | 2029 | 2030 | 2031 | 2032 | 2033 | 2034 | 2035 | 2036 | 2037 | 2038 | 2039 | 2040 | 2041 | 2042 | 2043 | 2044 | 2045 | 2046 | 2047 | 2048 | 2049 | 2050 | 2051 | 2052 | 2053 | 2054 | 2055 | 2056 | 2057 | 2058 | 2059 | 2060 | 2061 | 2062 | 2063 | 2064 | 2065 | 2066 | 2067 | 2068 | 2069 | 2070 | 2071 | 2072 | 2073 | 2074 | 2075 | 2076 | 2077 | 2078 | 2079 | 2080 |  | Forecast end date | Forecast start date
Investment or avoided cost | NGED costs | -ve value | Medium | [Add notes here] | £m | RIIO-GD/GT/ET2 1 2024: 0; RIIO-GD/GT/ET2 2 2025: -0.98345; RIIO-GD/GT/ET3 3 2026: -1.6849; RIIO-GD/GT/ET3 4 2027: -2.3863; RIIO-GD/GT/ET3 5 2028: -3.0877; RIIO-GD/GT/ET3 6 2029: -3.7891; RIIO-GD/GT/ET3 7 2030: -4.4905; RIIO-GD/GT/ET4 8 2031: -4.9061; RIIO-GD/GT/ET4 9 2032: -5.3218; RIIO-GD/GT/ET4 10 2033: -5.7374; RIIO-GD/GT/ET4 11 2034: -6.1531; RIIO-GD/GT/ET4 12 2035: -6.5687; RIIO-GD/GT/ET5 13 2036: -7.3258; RIIO-GD/GT/ET5 14 2037: -8.0828; RIIO-GD/GT/ET5 15 2038: -8.8399; RIIO-GD/GT/ET5 16 2039: -9.597; RIIO-GD/GT/ET5 17 2040: -10.354; RIIO-GD/GT/ET6 18 2041: -11.1111; RIIO-GD/GT/ET6 19 2042: -11.8682; RIIO-GD/GT/ET6 20 2043: -12.6253; RIIO-GD/GT/ET6 21 2044: -13.3823; RIIO-GD/GT/ET6 22 2045: -11.0963; RIIO-GD/GT/ET7 23 2046: -11.8533; RIIO-GD/GT/ET7 24 2047: -12.6104; RIIO-GD/GT/ET7 25 2048: -13.3675; RIIO-GD/GT/ET7 26 2049: -14.1246; RIIO-GD/GT/ET7 27 2050: -6.012 |  | 2050 | 2025
| Customer costs | -ve value | Medium | [Add notes here] | £m | RIIO-GD/GT/ET2 1 2024: 0; RIIO-GD/GT/ET2 2 2025: -6.3924; RIIO-GD/GT/ET3 3 2026: -10.9516; RIIO-GD/GT/ET3 4 2027: -15.5107; RIIO-GD/GT/ET3 5 2028: -20.0698; RIIO-GD/GT/ET3 6 2029: -24.629; RIIO-GD/GT/ET3 7 2030: -29.1881; RIIO-GD/GT/ET4 8 2031: -31.8898; RIIO-GD/GT/ET4 9 2032: -34.5915; RIIO-GD/GT/ET4 10 2033: -37.2932; RIIO-GD/GT/ET4 11 2034: -39.9949; RIIO-GD/GT/ET4 12 2035: -42.6966; RIIO-GD/GT/ET5 13 2036: -47.6176; RIIO-GD/GT/ET5 14 2037: -52.5386; RIIO-GD/GT/ET5 15 2038: -57.4595; RIIO-GD/GT/ET5 16 2039: -62.3805; RIIO-GD/GT/ET5 17 2040: -67.3015; RIIO-GD/GT/ET6 18 2041: -72.2224; RIIO-GD/GT/ET6 19 2042: -77.1434; RIIO-GD/GT/ET6 20 2043: -82.0644; RIIO-GD/GT/ET6 21 2044: -86.9853; RIIO-GD/GT/ET6 22 2045: -72.126; RIIO-GD/GT/ET7 23 2046: -77.0469; RIIO-GD/GT/ET7 24 2047: -81.9679; RIIO-GD/GT/ET7 25 2048: -86.8889; RIIO-GD/GT/ET7 26 2049: -91.8098; RIIO-GD/GT/ET7 27 2050: -39.0783 |  | 2050 | 2025
| Please specify | [Add notes here] | Please select confidence rating | [Add notes here] | £m
| Please specify | [Add notes here] | Please select confidence rating | [Add notes here] | £m
| Please specify | [Add notes here] | Please select confidence rating | [Add notes here] | £m
| Please specify | [Add notes here] | Please select confidence rating | [Add notes here] | £m
| Please specify | [Add notes here] | Please select confidence rating | [Add notes here] | £m
| Please specify | [Add notes here] | Please select confidence rating | [Add notes here] | £m
| Please specify | [Add notes here] | Please select confidence rating | [Add notes here] | £m
| Please specify | [Add notes here] | Please select confidence rating | [Add notes here] | £m
| Please specify | [Add notes here] | Please select confidence rating | [Add notes here] | £m
| Please specify | [Add notes here] | Please select confidence rating | [Add notes here] | £m
| Please specify | [Add notes here] | Please select confidence rating | [Add notes here] | £m
| Please specify | [Add notes here] | Please select confidence rating | [Add notes here] | £m
| Please specify | [Add notes here] | Please select confidence rating | [Add notes here] | £m
| Please specify | [Add notes here] | Please select confidence rating | [Add notes here] | £m
| Please specify | [Add notes here] | Please select confidence rating | [Add notes here] | £m
| Please specify | [Add notes here] | Please select confidence rating | [Add notes here] | £m
| Please specify | [Add notes here] | Please select confidence rating | [Add notes here] | £m
| Please specify | [Add notes here] | Please select confidence rating | [Add notes here] | £m
| Total Constraint Costs (NGET) | [Add notes here] | Please select confidence rating | [Add notes here] | £m
| Total Pass Through Costs (NGT) | [Add notes here] | Please select confidence rating | [Add notes here] | £m
| Total expenditure |  |  |  | £m | 0 | -7.3759 | -12.6364 | -17.897 | -23.1575 | -28.418 | -33.6786 | -36.7959 | -39.9133 | -43.0306 | -46.148 | -49.2653 | -54.9434 | -60.6214 | -66.2994 | -71.9775 | -77.6555 | -83.3336 | -89.0116 | -94.6896 | -100.3677 | -83.2222 | -88.9003 | -94.5783 | -100.2563 | -105.9344 | -45.0903 | 0 | 0 | 0 | 0 | 0 | 0 | 0 | 0 | 0 | 0 | 0 | 0 | 0 | 0 | 0 | 0 | 0 | 0 | 0 | 0 | 0 | 0 | 0 | 0 | 0 | 0 | 0 | 0 | 0 | 0 |  | Calculation Row | Calculation Row
[64 empty] | Calculation Row | Calculation Row
2. Enter environmental and societal net benefits As above, these values should represent a reasonable scenario consistently with current regulatory requirements. Favourable outcomes (emissions reductions, reduction in customer minutes lost or decreased customer interruptions) should be entered as positive numbers and unfavourable outcomes (emissions increases, additional customer minutes lost or increased customer interruptions) should be entered as negative numbers. | [5 empty] | RIIO-GD/GT/ET2 1 2024: RIIO-ED2; RIIO-GD/GT/ET3 6 2029: RIIO-ED3; RIIO-GD/GT/ET4 11 2034: RIIO-ED4; RIIO-GD/GT/ET5 16 2039: RIIO-ED5; RIIO-GD/GT/ET6 21 2044: RIIO-ED6; RIIO-GD/GT/ET7 26 2049: RIIO-ED7; RIIO-GD/GT/ET8 31 2054: RIIO-ED8; RIIO-GD/GT/ET9 36 2059: RIIO-ED9; RIIO-GD/GT/ET10 41 2064: RIIO-ED10; RIIO-GD/GT/ET11 46 2069: RIIO-ED11; RIIO-GD/GT/ET12 51 2074: RIIO-ED12; RIIO-GD/GT/ET13 56 2079: RIIO-ED13 |  | Calculation Row | Calculation Row
[6 empty] | RIIO-GD/GT/ET2 1 2024: RIIO-GD/GT/ET2; RIIO-GD/GT/ET3 3 2026: RIIO-GD/GT/ET3; RIIO-GD/GT/ET4 8 2031: RIIO-GD/GT/ET4; RIIO-GD/GT/ET5 13 2036: RIIO-GD/GT/ET5; RIIO-GD/GT/ET6 18 2041: RIIO-GD/GT/ET6; RIIO-GD/GT/ET7 23 2046: RIIO-GD/GT/ET7; RIIO-GD/GT/ET8 28 2051: RIIO-GD/GT/ET8; RIIO-GD/GT/ET9 33 2056: RIIO-GD/GT/ET9; RIIO-GD/GT/ET10 38 2061: RIIO-GD/GT/ET10; RIIO-GD/GT/ET11 43 2066: RIIO-GD/GT/ET11; RIIO-GD/GT/ET12 48 2071: RIIO-GD/GT/ET12; RIIO-GD/GT/ET13 53 2076: RIIO-GD/GT/ET13 |  | Calculation Row | Calculation Row
[6 empty] | 1 | 2 | 3 | 4 | 5 | 6 | 7 | 8 | 9 | 10 | 11 | 12 | 13 | 14 | 15 | 16 | 17 | 18 | 19 | 20 | 21 | 22 | 23 | 24 | 25 | 26 | 27 | 28 | 29 | 30 | 31 | 32 | 33 | 34 | 35 | 36 | 37 | 38 | 39 | 40 | 41 | 42 | 43 | 44 | 45 | 46 | 47 | 48 | 49 | 50 | 51 | 52 | 53 | 54 | 55 | 56 | 57
Category | Parameter | Description | Confidence rating | Data confidence comments | Units | 2024 | 2025 | 2026 | 2027 | 2028 | 2029 | 2030 | 2031 | 2032 | 2033 | 2034 | 2035 | 2036 | 2037 | 2038 | 2039 | 2040 | 2041 | 2042 | 2043 | 2044 | 2045 | 2046 | 2047 | 2048 | 2049 | 2050 | 2051 | 2052 | 2053 | 2054 | 2055 | 2056 | 2057 | 2058 | 2059 | 2060 | 2061 | 2062 | 2063 | 2064 | 2065 | 2066 | 2067 | 2068 | 2069 | 2070 | 2071 | 2072 | 2073 | 2074 | 2075 | 2076 | 2077 | 2078 | 2079 | 2080
Environmental net benefits | Reduced/Increased electrical losses | [Add notes here] | Please select confidence rating | [Add notes here] | MWh
| Reduced/Increased emissions associated with losses |  |  |  | tCO2e | 0 | 0 | 0 | 0 | 0 | 0 | 0 | 0 | 0 | 0 | 0 | 0 | 0 | 0 | 0 | 0 | 0 | 0 | 0 | 0 | 0 | 0 | 0 | 0 | 0 | 0 | 0 | 0 | 0 | 0 | 0 | 0 | 0 | 0 | 0 | 0 | 0 | 0 | 0 | 0 | 0 | 0 | 0 | 0 | 0 | 0 | 0 | 0 | 0 | 0 | 0 | 0 | 0 | 0 | 0 | 0 | 0 |  | Fixed Input | Fixed Input
| Reduced/Increased direct emissions (not associated with losses) | [Add notes here] | Please select confidence rating | [Add notes here] | tCO2e
| Reduced/Increased indirect emissions (not associated with losses) | [Add notes here] | Please select confidence rating | [Add notes here] | tCO2e
| Shrinkage - theft of gas & own use gas | [Add notes here] | Please select confidence rating | [Add notes here] | tCO2e
| Other gas leakage 1 (specify) (e.g. SF6, H2, CH4, N2O, etc.) | [Add notes here] | Please select confidence rating | [Add notes here] | tCO2e
| Other gas leakage 2 (specify) (e.g. SF6, H2, CH4, N2O, etc.) | [Add notes here] | Please select confidence rating | [Add notes here] | tCO2e
| Other gas leakage 3 (specify) (e.g. SF6, H2, CH4, N2O, etc.) | [Add notes here] | Please select confidence rating | [Add notes here] | tCO2e
| Reduced/Increased oil leakage | [Add notes here] | Please select confidence rating | [Add notes here] | Litres
| Other 1 (specify) | [Add notes here] | Please select confidence rating | [Add notes here] | £m
| Other 2 (specify) | [Add notes here] | Please select confidence rating | [Add notes here] | £m
| Other 3 (specify) | [Add notes here] | Please select confidence rating | [Add notes here] | £m
| Other 4 (specify) | [Add notes here] | Please select confidence rating | [Add notes here] | £m
| Other 5 (specify) | [Add notes here] | Please select confidence rating | [Add notes here] | £m
| Other 6 (specify) | [Add notes here] | Please select confidence rating | [Add notes here] | £m
| Other 7 (specify) | [Add notes here] | Please select confidence rating | [Add notes here] | £m
| Other 8 (specify) | [Add notes here] | Please select confidence rating | [Add notes here] | £m
| Other 9 (specify) | [Add notes here] | Please select confidence rating | [Add notes here] | £m
| Other 10 (specify) | [Add notes here] | Please select confidence rating | [Add notes here] | £m
Societal net benefits | Reduced/Increased number of customers interrupted | [Add notes here] | Please select confidence rating | [Add notes here] | no.
| Reduced/Increased customer minutes lost | [Add notes here] | Please select confidence rating | [Add notes here] | Mins
| Reduced/Increased number of fatalities | [Add notes here] | Please select confidence rating | [Add notes here] | no.
| Reduced/Increased number of instances of major injury | [Add notes here] | Please select confidence rating | [Add notes here] | no.
| Other 1 (specify) | [Add notes here] | Please select confidence rating | [Add notes here] | £m
| Other 2 (specify) | [Add notes here] | Please select confidence rating | [Add notes here] | £m
| Other 3 (specify) | [Add notes here] | Please select confidence rating | [Add notes here] | £m
| Other 4 (specify) | [Add notes here] | Please select confidence rating | [Add notes here] | £m
| Other 5 (specify) | [Add notes here] | Please select confidence rating | [Add notes here] | £m
| Other 6 (specify) | [Add notes here] | Please select confidence rating | [Add notes here] | £m
| Other 7 (specify) | [Add notes here] | Please select confidence rating | [Add notes here] | £m
| Other 8 (specify) | [Add notes here] | Please select confidence rating | [Add notes here] | £m
| Other 9 (specify) | [Add notes here] | Please select confidence rating | [Add notes here] | £m
| Other 10 (specify) | [Add notes here] | Please select confidence rating | [Add notes here] | £m
Baseline Cashflow Outputs The below shows baseline investment/avoided costs for the baseline alongside the monetized value of environmental and social net benefits. | [5 empty] | RIIO-GD/GT/ET2 1 2024: RIIO-ED2; RIIO-GD/GT/ET3 6 2029: RIIO-ED3; RIIO-GD/GT/ET4 11 2034: RIIO-ED4; RIIO-GD/GT/ET5 16 2039: RIIO-ED5; RIIO-GD/GT/ET6 21 2044: RIIO-ED6; RIIO-GD/GT/ET7 26 2049: RIIO-ED7; RIIO-GD/GT/ET8 31 2054: RIIO-ED8; RIIO-GD/GT/ET9 36 2059: RIIO-ED9; RIIO-GD/GT/ET10 41 2064: RIIO-ED10; RIIO-GD/GT/ET11 46 2069: RIIO-ED11; RIIO-GD/GT/ET12 51 2074: RIIO-ED12; RIIO-GD/GT/ET13 56 2079: RIIO-ED13
[6 empty] | RIIO-GD/GT/ET2 |  | RIIO-GD/GT/ET3 |  |  |  |  | RIIO-GD/GT/ET4 |  |  |  |  | RIIO-GD/GT/ET5 |  |  |  |  | RIIO-GD/GT/ET6 |  |  |  |  | RIIO-GD/GT/ET7 |  |  |  |  | RIIO-GD/GT/ET8 |  |  |  |  | RIIO-GD/GT/ET9 |  |  |  |  | RIIO-GD/GT/ET10 |  |  |  |  | RIIO-GD/GT/ET11 |  |  |  |  | RIIO-GD/GT/ET12 |  |  |  |  | RIIO-GD/GT/ET13
[6 empty] | 1 | 2 | 3 | 4 | 5 | 6 | 7 | 8 | 9 | 10 | 11 | 12 | 13 | 14 | 15 | 16 | 17 | 18 | 19 | 20 | 21 | 22 | 23 | 24 | 25 | 26 | 27 | 28 | 29 | 30 | 31 | 32 | 33 | 34 | 35 | 36 | 37 | 38 | 39 | 40 | 41 | 42 | 43 | 44 | 45 | 46 | 47 | 48 | 49 | 50 | 51 | 52 | 53 | 54 | 55 | 56 | 57
Category | Parameter | Description | Confidence rating | Data confidence comments | Units | 2024 | 2025 | 2026 | 2027 | 2028 | 2029 | 2030 | 2031 | 2032 | 2033 | 2034 | 2035 | 2036 | 2037 | 2038 | 2039 | 2040 | 2041 | 2042 | 2043 | 2044 | 2045 | 2046 | 2047 | 2048 | 2049 | 2050 | 2051 | 2052 | 2053 | 2054 | 2055 | 2056 | 2057 | 2058 | 2059 | 2060 | 2061 | 2062 | 2063 | 2064 | 2065 | 2066 | 2067 | 2068 | 2069 | 2070 | 2071 | 2072 | 2073 | 2074 | 2075 | 2076 | 2077 | 2078 | 2079 | 2080
Investment or avoided cost | NGED costs | -ve value | Medium | [Add notes here] | £m | 0 | -0.98345 | -1.6849 | -2.3863 | -3.0877 | -3.7891 | -4.4905 | -4.9061 | -5.3218 | -5.7374 | -6.1531 | -6.5687 | -7.3258 | -8.0828 | -8.8399 | -9.597 | -10.354 | -11.1111 | -11.8682 | -12.6253 | -13.3823 | -11.0963 | -11.8533 | -12.6104 | -13.3675 | -14.1246 | -6.012 | 0 | 0 | 0 | 0 | 0 | 0 | 0 | 0 | 0 | 0 | 0 | 0 | 0 | 0 | 0 | 0 | 0 | 0 | 0 | 0 | 0 | 0 | 0 | 0 | 0 | 0 | 0 | 0 | 0 | 0 | 1
| Customer costs | -ve value | Medium | [Add notes here] | £m | 0 | -6.3924 | -10.9516 | -15.5107 | -20.0698 | -24.629 | -29.1881 | -31.8898 | -34.5915 | -37.2932 | -39.9949 | -42.6966 | -47.6176 | -52.5386 | -57.4595 | -62.3805 | -67.3015 | -72.2224 | -77.1434 | -82.0644 | -86.9853 | -72.126 | -77.0469 | -81.9679 | -86.8889 | -91.8098 | -39.0783 | 0 | 0 | 0 | 0 | 0 | 0 | 0 | 0 | 0 | 0 | 0 | 0 | 0 | 0 | 0 | 0 | 0 | 0 | 0 | 0 | 0 | 0 | 0 | 0 | 0 | 0 | 0 | 0 | 0 | 0 | 2
| Please specify | [Add notes here] | Please select confidence rating | [Add notes here] | £m | 0 | 0 | 0 | 0 | 0 | 0 | 0 | 0 | 0 | 0 | 0 | 0 | 0 | 0 | 0 | 0 | 0 | 0 | 0 | 0 | 0 | 0 | 0 | 0 | 0 | 0 | 0 | 0 | 0 | 0 | 0 | 0 | 0 | 0 | 0 | 0 | 0 | 0 | 0 | 0 | 0 | 0 | 0 | 0 | 0 | 0 | 0 | 0 | 0 | 0 | 0 | 0 | 0 | 0 | 0 | 0 | 0 | 3
| Please specify | [Add notes here] | Please select confidence rating | [Add notes here] | £m | 0 | 0 | 0 | 0 | 0 | 0 | 0 | 0 | 0 | 0 | 0 | 0 | 0 | 0 | 0 | 0 | 0 | 0 | 0 | 0 | 0 | 0 | 0 | 0 | 0 | 0 | 0 | 0 | 0 | 0 | 0 | 0 | 0 | 0 | 0 | 0 | 0 | 0 | 0 | 0 | 0 | 0 | 0 | 0 | 0 | 0 | 0 | 0 | 0 | 0 | 0 | 0 | 0 | 0 | 0 | 0 | 0 | 4
| Please specify | [Add notes here] | Please select confidence rating | [Add notes here] | £m | 0 | 0 | 0 | 0 | 0 | 0 | 0 | 0 | 0 | 0 | 0 | 0 | 0 | 0 | 0 | 0 | 0 | 0 | 0 | 0 | 0 | 0 | 0 | 0 | 0 | 0 | 0 | 0 | 0 | 0 | 0 | 0 | 0 | 0 | 0 | 0 | 0 | 0 | 0 | 0 | 0 | 0 | 0 | 0 | 0 | 0 | 0 | 0 | 0 | 0 | 0 | 0 | 0 | 0 | 0 | 0 | 0 | 5
| Please specify | [Add notes here] | Please select confidence rating | [Add notes here] | £m | 0 | 0 | 0 | 0 | 0 | 0 | 0 | 0 | 0 | 0 | 0 | 0 | 0 | 0 | 0 | 0 | 0 | 0 | 0 | 0 | 0 | 0 | 0 | 0 | 0 | 0 | 0 | 0 | 0 | 0 | 0 | 0 | 0 | 0 | 0 | 0 | 0 | 0 | 0 | 0 | 0 | 0 | 0 | 0 | 0 | 0 | 0 | 0 | 0 | 0 | 0 | 0 | 0 | 0 | 0 | 0 | 0 | 6
| Please specify | [Add notes here] | Please select confidence rating | [Add notes here] | £m | 0 | 0 | 0 | 0 | 0 | 0 | 0 | 0 | 0 | 0 | 0 | 0 | 0 | 0 | 0 | 0 | 0 | 0 | 0 | 0 | 0 | 0 | 0 | 0 | 0 | 0 | 0 | 0 | 0 | 0 | 0 | 0 | 0 | 0 | 0 | 0 | 0 | 0 | 0 | 0 | 0 | 0 | 0 | 0 | 0 | 0 | 0 | 0 | 0 | 0 | 0 | 0 | 0 | 0 | 0 | 0 | 0 | 7
| Please specify | [Add notes here] | Please select confidence rating | [Add notes here] | £m | 0 | 0 | 0 | 0 | 0 | 0 | 0 | 0 | 0 | 0 | 0 | 0 | 0 | 0 | 0 | 0 | 0 | 0 | 0 | 0 | 0 | 0 | 0 | 0 | 0 | 0 | 0 | 0 | 0 | 0 | 0 | 0 | 0 | 0 | 0 | 0 | 0 | 0 | 0 | 0 | 0 | 0 | 0 | 0 | 0 | 0 | 0 | 0 | 0 | 0 | 0 | 0 | 0 | 0 | 0 | 0 | 0 | 8
| Please specify | [Add notes here] | Please select confidence rating | [Add notes here] | £m | 0 | 0 | 0 | 0 | 0 | 0 | 0 | 0 | 0 | 0 | 0 | 0 | 0 | 0 | 0 | 0 | 0 | 0 | 0 | 0 | 0 | 0 | 0 | 0 | 0 | 0 | 0 | 0 | 0 | 0 | 0 | 0 | 0 | 0 | 0 | 0 | 0 | 0 | 0 | 0 | 0 | 0 | 0 | 0 | 0 | 0 | 0 | 0 | 0 | 0 | 0 | 0 | 0 | 0 | 0 | 0 | 0 | 9
| Please specify | [Add notes here] | Please select confidence rating | [Add notes here] | £m | 0 | 0 | 0 | 0 | 0 | 0 | 0 | 0 | 0 | 0 | 0 | 0 | 0 | 0 | 0 | 0 | 0 | 0 | 0 | 0 | 0 | 0 | 0 | 0 | 0 | 0 | 0 | 0 | 0 | 0 | 0 | 0 | 0 | 0 | 0 | 0 | 0 | 0 | 0 | 0 | 0 | 0 | 0 | 0 | 0 | 0 | 0 | 0 | 0 | 0 | 0 | 0 | 0 | 0 | 0 | 0 | 0 | 10
| Please specify | [Add notes here] | Please select confidence rating | [Add notes here] | £m | 0 | 0 | 0 | 0 | 0 | 0 | 0 | 0 | 0 | 0 | 0 | 0 | 0 | 0 | 0 | 0 | 0 | 0 | 0 | 0 | 0 | 0 | 0 | 0 | 0 | 0 | 0 | 0 | 0 | 0 | 0 | 0 | 0 | 0 | 0 | 0 | 0 | 0 | 0 | 0 | 0 | 0 | 0 | 0 | 0 | 0 | 0 | 0 | 0 | 0 | 0 | 0 | 0 | 0 | 0 | 0 | 0 | 11
| Please specify | [Add notes here] | Please select confidence rating | [Add notes here] | £m | 0 | 0 | 0 | 0 | 0 | 0 | 0 | 0 | 0 | 0 | 0 | 0 | 0 | 0 | 0 | 0 | 0 | 0 | 0 | 0 | 0 | 0 | 0 | 0 | 0 | 0 | 0 | 0 | 0 | 0 | 0 | 0 | 0 | 0 | 0 | 0 | 0 | 0 | 0 | 0 | 0 | 0 | 0 | 0 | 0 | 0 | 0 | 0 | 0 | 0 | 0 | 0 | 0 | 0 | 0 | 0 | 0 | 12
| Please specify | [Add notes here] | Please select confidence rating | [Add notes here] | £m | 0 | 0 | 0 | 0 | 0 | 0 | 0 | 0 | 0 | 0 | 0 | 0 | 0 | 0 | 0 | 0 | 0 | 0 | 0 | 0 | 0 | 0 | 0 | 0 | 0 | 0 | 0 | 0 | 0 | 0 | 0 | 0 | 0 | 0 | 0 | 0 | 0 | 0 | 0 | 0 | 0 | 0 | 0 | 0 | 0 | 0 | 0 | 0 | 0 | 0 | 0 | 0 | 0 | 0 | 0 | 0 | 0 | 13
| Please specify | [Add notes here] | Please select confidence rating | [Add notes here] | £m | 0 | 0 | 0 | 0 | 0 | 0 | 0 | 0 | 0 | 0 | 0 | 0 | 0 | 0 | 0 | 0 | 0 | 0 | 0 | 0 | 0 | 0 | 0 | 0 | 0 | 0 | 0 | 0 | 0 | 0 | 0 | 0 | 0 | 0 | 0 | 0 | 0 | 0 | 0 | 0 | 0 | 0 | 0 | 0 | 0 | 0 | 0 | 0 | 0 | 0 | 0 | 0 | 0 | 0 | 0 | 0 | 0 | 14
| Please specify | [Add notes here] | Please select confidence rating | [Add notes here] | £m | 0 | 0 | 0 | 0 | 0 | 0 | 0 | 0 | 0 | 0 | 0 | 0 | 0 | 0 | 0 | 0 | 0 | 0 | 0 | 0 | 0 | 0 | 0 | 0 | 0 | 0 | 0 | 0 | 0 | 0 | 0 | 0 | 0 | 0 | 0 | 0 | 0 | 0 | 0 | 0 | 0 | 0 | 0 | 0 | 0 | 0 | 0 | 0 | 0 | 0 | 0 | 0 | 0 | 0 | 0 | 0 | 0 | 15
| Please specify | [Add notes here] | Please select confidence rating | [Add notes here] | £m | 0 | 0 | 0 | 0 | 0 | 0 | 0 | 0 | 0 | 0 | 0 | 0 | 0 | 0 | 0 | 0 | 0 | 0 | 0 | 0 | 0 | 0 | 0 | 0 | 0 | 0 | 0 | 0 | 0 | 0 | 0 | 0 | 0 | 0 | 0 | 0 | 0 | 0 | 0 | 0 | 0 | 0 | 0 | 0 | 0 | 0 | 0 | 0 | 0 | 0 | 0 | 0 | 0 | 0 | 0 | 0 | 0 | 16
| Please specify | [Add notes here] | Please select confidence rating | [Add notes here] | £m | 0 | 0 | 0 | 0 | 0 | 0 | 0 | 0 | 0 | 0 | 0 | 0 | 0 | 0 | 0 | 0 | 0 | 0 | 0 | 0 | 0 | 0 | 0 | 0 | 0 | 0 | 0 | 0 | 0 | 0 | 0 | 0 | 0 | 0 | 0 | 0 | 0 | 0 | 0 | 0 | 0 | 0 | 0 | 0 | 0 | 0 | 0 | 0 | 0 | 0 | 0 | 0 | 0 | 0 | 0 | 0 | 0 | 17
| Please specify | [Add notes here] | Please select confidence rating | [Add notes here] | £m | 0 | 0 | 0 | 0 | 0 | 0 | 0 | 0 | 0 | 0 | 0 | 0 | 0 | 0 | 0 | 0 | 0 | 0 | 0 | 0 | 0 | 0 | 0 | 0 | 0 | 0 | 0 | 0 | 0 | 0 | 0 | 0 | 0 | 0 | 0 | 0 | 0 | 0 | 0 | 0 | 0 | 0 | 0 | 0 | 0 | 0 | 0 | 0 | 0 | 0 | 0 | 0 | 0 | 0 | 0 | 0 | 0 | 18
| Please specify | [Add notes here] | Please select confidence rating | [Add notes here] | £m | 0 | 0 | 0 | 0 | 0 | 0 | 0 | 0 | 0 | 0 | 0 | 0 | 0 | 0 | 0 | 0 | 0 | 0 | 0 | 0 | 0 | 0 | 0 | 0 | 0 | 0 | 0 | 0 | 0 | 0 | 0 | 0 | 0 | 0 | 0 | 0 | 0 | 0 | 0 | 0 | 0 | 0 | 0 | 0 | 0 | 0 | 0 | 0 | 0 | 0 | 0 | 0 | 0 | 0 | 0 | 0 | 0 | 19
| Please specify | [Add notes here] | Please select confidence rating | [Add notes here] | £m | 0 | 0 | 0 | 0 | 0 | 0 | 0 | 0 | 0 | 0 | 0 | 0 | 0 | 0 | 0 | 0 | 0 | 0 | 0 | 0 | 0 | 0 | 0 | 0 | 0 | 0 | 0 | 0 | 0 | 0 | 0 | 0 | 0 | 0 | 0 | 0 | 0 | 0 | 0 | 0 | 0 | 0 | 0 | 0 | 0 | 0 | 0 | 0 | 0 | 0 | 0 | 0 | 0 | 0 | 0 | 0 | 0 | 20
| Total Constraint Costs (NGET) | [Add notes here] | Please select confidence rating | [Add notes here] | £m | 0 | 0 | 0 | 0 | 0 | 0 | 0 | 0 | 0 | 0 | 0 | 0 | 0 | 0 | 0 | 0 | 0 | 0 | 0 | 0 | 0 | 0 | 0 | 0 | 0 | 0 | 0 | 0 | 0 | 0 | 0 | 0 | 0 | 0 | 0 | 0 | 0 | 0 | 0 | 0 | 0 | 0 | 0 | 0 | 0 | 0 | 0 | 0 | 0 | 0 | 0 | 0 | 0 | 0 | 0 | 0 | 0 | 21
| Total Pass Through Costs (NGT) | [Add notes here] | Please select confidence rating | [Add notes here] | £m | 0 | 0 | 0 | 0 | 0 | 0 | 0 | 0 | 0 | 0 | 0 | 0 | 0 | 0 | 0 | 0 | 0 | 0 | 0 | 0 | 0 | 0 | 0 | 0 | 0 | 0 | 0 | 0 | 0 | 0 | 0 | 0 | 0 | 0 | 0 | 0 | 0 | 0 | 0 | 0 | 0 | 0 | 0 | 0 | 0 | 0 | 0 | 0 | 0 | 0 | 0 | 0 | 0 | 0 | 0 | 0 | 0 | 22
| Total expenditure |  |  |  | £m | 0 | -7.3759 | -12.6364 | -17.897 | -23.1575 | -28.418 | -33.6786 | -36.7959 | -39.9133 | -43.0306 | -46.148 | -49.2653 | -54.9434 | -60.6214 | -66.2994 | -71.9775 | -77.6555 | -83.3336 | -89.0116 | -94.6896 | -100.3677 | -83.2222 | -88.9003 | -94.5783 | -100.2563 | -105.9344 | -45.0903 | 0 | 0 | 0 | 0 | 0 | 0 | 0 | 0 | 0 | 0 | 0 | 0 | 0 | 0 | 0 | 0 | 0 | 0 | 0 | 0 | 0 | 0 | 0 | 0 | 0 | 0 | 0 | 0 | 0 | 0 | 23
Environmental net benefits (£m) | Reduced/Increased electrical losses | [Add notes here] | Please select confidence rating | [Add notes here] | £m | 0 | 0 | 0 | 0 | 0 | 0 | 0 | 0 | 0 | 0 | 0 | 0 | 0 | 0 | 0 | 0 | 0 | 0 | 0 | 0 | 0 | 0 | 0 | 0 | 0 | 0 | 0 | 0 | 0 | 0 | 0 | 0 | 0 | 0 | 0 | 0 | 0 | 0 | 0 | 0 | 0 | 0 | 0 | 0 | 0 | 0 | 0 | 0 | 0 | 0 | 0 | 0 | 0 | 0 | 0 | 0 | 0 | 1
| Reduced/Increased emissions associated with losses |  |  |  | £m | 0 | 0 | 0 | 0 | 0 | 0 | 0 | 0 | 0 | 0 | 0 | 0 | 0 | 0 | 0 | 0 | 0 | 0 | 0 | 0 | 0 | 0 | 0 | 0 | 0 | 0 | 0 | 0 | 0 | 0 | 0 | 0 | 0 | 0 | 0 | 0 | 0 | 0 | 0 | 0 | 0 | 0 | 0 | 0 | 0 | 0 | 0 | 0 | 0 | 0 | 0 | 0 | 0 | 0 | 0 | 0 | 0 | 2
| Reduced/Increased direct emissions (not associated with losses) | [Add notes here] | Please select confidence rating | [Add notes here] | £m | 0 | 0 | 0 | 0 | 0 | 0 | 0 | 0 | 0 | 0 | 0 | 0 | 0 | 0 | 0 | 0 | 0 | 0 | 0 | 0 | 0 | 0 | 0 | 0 | 0 | 0 | 0 | 0 | 0 | 0 | 0 | 0 | 0 | 0 | 0 | 0 | 0 | 0 | 0 | 0 | 0 | 0 | 0 | 0 | 0 | 0 | 0 | 0 | 0 | 0 | 0 | 0 | 0 | 0 | 0 | 0 | 0 | 3
| Reduced/Increased indirect emissions (not associated with losses) | [Add notes here] | Please select confidence rating | [Add notes here] | £m | 0 | 0 | 0 | 0 | 0 | 0 | 0 | 0 | 0 | 0 | 0 | 0 | 0 | 0 | 0 | 0 | 0 | 0 | 0 | 0 | 0 | 0 | 0 | 0 | 0 | 0 | 0 | 0 | 0 | 0 | 0 | 0 | 0 | 0 | 0 | 0 | 0 | 0 | 0 | 0 | 0 | 0 | 0 | 0 | 0 | 0 | 0 | 0 | 0 | 0 | 0 | 0 | 0 | 0 | 0 | 0 | 0 | 4
| Shrinkage - theft of gas & own use gas | [Add notes here] | Please select confidence rating | [Add notes here] | £m | 0 | 0 | 0 | 0 | 0 | 0 | 0 | 0 | 0 | 0 | 0 | 0 | 0 | 0 | 0 | 0 | 0 | 0 | 0 | 0 | 0 | 0 | 0 | 0 | 0 | 0 | 0 | 0 | 0 | 0 | 0 | 0 | 0 | 0 | 0 | 0 | 0 | 0 | 0 | 0 | 0 | 0 | 0 | 0 | 0 | 0 | 0 | 0 | 0 | 0 | 0 | 0 | 0 | 0 | 0 | 0 | 0 | 5
| Other gas leakage 1 (specify) (e.g. SF6, H2, CH4, N2O, etc.) | [Add notes here] | Please select confidence rating | [Add notes here] | £m | 0 | 0 | 0 | 0 | 0 | 0 | 0 | 0 | 0 | 0 | 0 | 0 | 0 | 0 | 0 | 0 | 0 | 0 | 0 | 0 | 0 | 0 | 0 | 0 | 0 | 0 | 0 | 0 | 0 | 0 | 0 | 0 | 0 | 0 | 0 | 0 | 0 | 0 | 0 | 0 | 0 | 0 | 0 | 0 | 0 | 0 | 0 | 0 | 0 | 0 | 0 | 0 | 0 | 0 | 0 | 0 | 0 | 6
| Other gas leakage 2 (specify) (e.g. SF6, H2, CH4, N2O, etc.) | [Add notes here] | Please select confidence rating | [Add notes here] | £m | 0 | 0 | 0 | 0 | 0 | 0 | 0 | 0 | 0 | 0 | 0 | 0 | 0 | 0 | 0 | 0 | 0 | 0 | 0 | 0 | 0 | 0 | 0 | 0 | 0 | 0 | 0 | 0 | 0 | 0 | 0 | 0 | 0 | 0 | 0 | 0 | 0 | 0 | 0 | 0 | 0 | 0 | 0 | 0 | 0 | 0 | 0 | 0 | 0 | 0 | 0 | 0 | 0 | 0 | 0 | 0 | 0 | 7
| Other gas leakage 3 (specify) (e.g. SF6, H2, CH4, N2O, etc.) | [Add notes here] | Please select confidence rating | [Add notes here] | £m | 0 | 0 | 0 | 0 | 0 | 0 | 0 | 0 | 0 | 0 | 0 | 0 | 0 | 0 | 0 | 0 | 0 | 0 | 0 | 0 | 0 | 0 | 0 | 0 | 0 | 0 | 0 | 0 | 0 | 0 | 0 | 0 | 0 | 0 | 0 | 0 | 0 | 0 | 0 | 0 | 0 | 0 | 0 | 0 | 0 | 0 | 0 | 0 | 0 | 0 | 0 | 0 | 0 | 0 | 0 | 0 | 0 | 8
| Reduced/Increased oil leakage | [Add notes here] | Please select confidence rating | [Add notes here] | £m | 0 | 0 | 0 | 0 | 0 | 0 | 0 | 0 | 0 | 0 | 0 | 0 | 0 | 0 | 0 | 0 | 0 | 0 | 0 | 0 | 0 | 0 | 0 | 0 | 0 | 0 | 0 | 0 | 0 | 0 | 0 | 0 | 0 | 0 | 0 | 0 | 0 | 0 | 0 | 0 | 0 | 0 | 0 | 0 | 0 | 0 | 0 | 0 | 0 | 0 | 0 | 0 | 0 | 0 | 0 | 0 | 0 | 9
| Other 1 (specify) | [Add notes here] | Please select confidence rating | [Add notes here] | £m | 0 | 0 | 0 | 0 | 0 | 0 | 0 | 0 | 0 | 0 | 0 | 0 | 0 | 0 | 0 | 0 | 0 | 0 | 0 | 0 | 0 | 0 | 0 | 0 | 0 | 0 | 0 | 0 | 0 | 0 | 0 | 0 | 0 | 0 | 0 | 0 | 0 | 0 | 0 | 0 | 0 | 0 | 0 | 0 | 0 | 0 | 0 | 0 | 0 | 0 | 0 | 0 | 0 | 0 | 0 | 0 | 0 | 10
| Other 2 (specify) | [Add notes here] | Please select confidence rating | [Add notes here] | £m | 0 | 0 | 0 | 0 | 0 | 0 | 0 | 0 | 0 | 0 | 0 | 0 | 0 | 0 | 0 | 0 | 0 | 0 | 0 | 0 | 0 | 0 | 0 | 0 | 0 | 0 | 0 | 0 | 0 | 0 | 0 | 0 | 0 | 0 | 0 | 0 | 0 | 0 | 0 | 0 | 0 | 0 | 0 | 0 | 0 | 0 | 0 | 0 | 0 | 0 | 0 | 0 | 0 | 0 | 0 | 0 | 0 | 11
| Other 3 (specify) | [Add notes here] | Please select confidence rating | [Add notes here] | £m | 0 | 0 | 0 | 0 | 0 | 0 | 0 | 0 | 0 | 0 | 0 | 0 | 0 | 0 | 0 | 0 | 0 | 0 | 0 | 0 | 0 | 0 | 0 | 0 | 0 | 0 | 0 | 0 | 0 | 0 | 0 | 0 | 0 | 0 | 0 | 0 | 0 | 0 | 0 | 0 | 0 | 0 | 0 | 0 | 0 | 0 | 0 | 0 | 0 | 0 | 0 | 0 | 0 | 0 | 0 | 0 | 0 | 12
| Other 4 (specify) | [Add notes here] | Please select confidence rating | [Add notes here] | £m | 0 | 0 | 0 | 0 | 0 | 0 | 0 | 0 | 0 | 0 | 0 | 0 | 0 | 0 | 0 | 0 | 0 | 0 | 0 | 0 | 0 | 0 | 0 | 0 | 0 | 0 | 0 | 0 | 0 | 0 | 0 | 0 | 0 | 0 | 0 | 0 | 0 | 0 | 0 | 0 | 0 | 0 | 0 | 0 | 0 | 0 | 0 | 0 | 0 | 0 | 0 | 0 | 0 | 0 | 0 | 0 | 0 | 13
| Other 5 (specify) | [Add notes here] | Please select confidence rating | [Add notes here] | £m | 0 | 0 | 0 | 0 | 0 | 0 | 0 | 0 | 0 | 0 | 0 | 0 | 0 | 0 | 0 | 0 | 0 | 0 | 0 | 0 | 0 | 0 | 0 | 0 | 0 | 0 | 0 | 0 | 0 | 0 | 0 | 0 | 0 | 0 | 0 | 0 | 0 | 0 | 0 | 0 | 0 | 0 | 0 | 0 | 0 | 0 | 0 | 0 | 0 | 0 | 0 | 0 | 0 | 0 | 0 | 0 | 0 | 14
| Other 6 (specify) | [Add notes here] | Please select confidence rating | [Add notes here] | £m | 0 | 0 | 0 | 0 | 0 | 0 | 0 | 0 | 0 | 0 | 0 | 0 | 0 | 0 | 0 | 0 | 0 | 0 | 0 | 0 | 0 | 0 | 0 | 0 | 0 | 0 | 0 | 0 | 0 | 0 | 0 | 0 | 0 | 0 | 0 | 0 | 0 | 0 | 0 | 0 | 0 | 0 | 0 | 0 | 0 | 0 | 0 | 0 | 0 | 0 | 0 | 0 | 0 | 0 | 0 | 0 | 0 | 15
| Other 7 (specify) | [Add notes here] | Please select confidence rating | [Add notes here] | £m | 0 | 0 | 0 | 0 | 0 | 0 | 0 | 0 | 0 | 0 | 0 | 0 | 0 | 0 | 0 | 0 | 0 | 0 | 0 | 0 | 0 | 0 | 0 | 0 | 0 | 0 | 0 | 0 | 0 | 0 | 0 | 0 | 0 | 0 | 0 | 0 | 0 | 0 | 0 | 0 | 0 | 0 | 0 | 0 | 0 | 0 | 0 | 0 | 0 | 0 | 0 | 0 | 0 | 0 | 0 | 0 | 0 | 16
| Other 8 (specify) | [Add notes here] | Please select confidence rating | [Add notes here] | £m | 0 | 0 | 0 | 0 | 0 | 0 | 0 | 0 | 0 | 0 | 0 | 0 | 0 | 0 | 0 | 0 | 0 | 0 | 0 | 0 | 0 | 0 | 0 | 0 | 0 | 0 | 0 | 0 | 0 | 0 | 0 | 0 | 0 | 0 | 0 | 0 | 0 | 0 | 0 | 0 | 0 | 0 | 0 | 0 | 0 | 0 | 0 | 0 | 0 | 0 | 0 | 0 | 0 | 0 | 0 | 0 | 0 | 17
| Other 9 (specify) | [Add notes here] | Please select confidence rating | [Add notes here] | £m | 0 | 0 | 0 | 0 | 0 | 0 | 0 | 0 | 0 | 0 | 0 | 0 | 0 | 0 | 0 | 0 | 0 | 0 | 0 | 0 | 0 | 0 | 0 | 0 | 0 | 0 | 0 | 0 | 0 | 0 | 0 | 0 | 0 | 0 | 0 | 0 | 0 | 0 | 0 | 0 | 0 | 0 | 0 | 0 | 0 | 0 | 0 | 0 | 0 | 0 | 0 | 0 | 0 | 0 | 0 | 0 | 0 | 18
| Other 10 (specify) | [Add notes here] | Please select confidence rating | [Add notes here] | £m | 0 | 0 | 0 | 0 | 0 | 0 | 0 | 0 | 0 | 0 | 0 | 0 | 0 | 0 | 0 | 0 | 0 | 0 | 0 | 0 | 0 | 0 | 0 | 0 | 0 | 0 | 0 | 0 | 0 | 0 | 0 | 0 | 0 | 0 | 0 | 0 | 0 | 0 | 0 | 0 | 0 | 0 | 0 | 0 | 0 | 0 | 0 | 0 | 0 | 0 | 0 | 0 | 0 | 0 | 0 | 0 | 0 | 19
| Total environmental benefits (costs) |  |  |  | £m | 0 | 0 | 0 | 0 | 0 | 0 | 0 | 0 | 0 | 0 | 0 | 0 | 0 | 0 | 0 | 0 | 0 | 0 | 0 | 0 | 0 | 0 | 0 | 0 | 0 | 0 | 0 | 0 | 0 | 0 | 0 | 0 | 0 | 0 | 0 | 0 | 0 | 0 | 0 | 0 | 0 | 0 | 0 | 0 | 0 | 0 | 0 | 0 | 0 | 0 | 0 | 0 | 0 | 0 | 0 | 0 | 0
Societal net benefits(£m) | Reduced/Increased number of customers interrupted | [Add notes here] | Please select confidence rating | [Add notes here] | £m | 0 | 0 | 0 | 0 | 0 | 0 | 0 | 0 | 0 | 0 | 0 | 0 | 0 | 0 | 0 | 0 | 0 | 0 | 0 | 0 | 0 | 0 | 0 | 0 | 0 | 0 | 0 | 0 | 0 | 0 | 0 | 0 | 0 | 0 | 0 | 0 | 0 | 0 | 0 | 0 | 0 | 0 | 0 | 0 | 0 | 0 | 0 | 0 | 0 | 0 | 0 | 0 | 0 | 0 | 0 | 0 | 0 | 20
| Reduced/Increased customer minutes lost | [Add notes here] | Please select confidence rating | [Add notes here] | £m | 0 | 0 | 0 | 0 | 0 | 0 | 0 | 0 | 0 | 0 | 0 | 0 | 0 | 0 | 0 | 0 | 0 | 0 | 0 | 0 | 0 | 0 | 0 | 0 | 0 | 0 | 0 | 0 | 0 | 0 | 0 | 0 | 0 | 0 | 0 | 0 | 0 | 0 | 0 | 0 | 0 | 0 | 0 | 0 | 0 | 0 | 0 | 0 | 0 | 0 | 0 | 0 | 0 | 0 | 0 | 0 | 0 | 21
| Reduced/Increased number of fatalities | [Add notes here] | Please select confidence rating | [Add notes here] | £m | 0 | 0 | 0 | 0 | 0 | 0 | 0 | 0 | 0 | 0 | 0 | 0 | 0 | 0 | 0 | 0 | 0 | 0 | 0 | 0 | 0 | 0 | 0 | 0 | 0 | 0 | 0 | 0 | 0 | 0 | 0 | 0 | 0 | 0 | 0 | 0 | 0 | 0 | 0 | 0 | 0 | 0 | 0 | 0 | 0 | 0 | 0 | 0 | 0 | 0 | 0 | 0 | 0 | 0 | 0 | 0 | 0 | 22
| Reduced/Increased number of instances of major injury | [Add notes here] | Please select confidence rating | [Add notes here] | £m | 0 | 0 | 0 | 0 | 0 | 0 | 0 | 0 | 0 | 0 | 0 | 0 | 0 | 0 | 0 | 0 | 0 | 0 | 0 | 0 | 0 | 0 | 0 | 0 | 0 | 0 | 0 | 0 | 0 | 0 | 0 | 0 | 0 | 0 | 0 | 0 | 0 | 0 | 0 | 0 | 0 | 0 | 0 | 0 | 0 | 0 | 0 | 0 | 0 | 0 | 0 | 0 | 0 | 0 | 0 | 0 | 0 | 23
| Other 1 (specify) | [Add notes here] | Please select confidence rating | [Add notes here] | £m | 0 | 0 | 0 | 0 | 0 | 0 | 0 | 0 | 0 | 0 | 0 | 0 | 0 | 0 | 0 | 0 | 0 | 0 | 0 | 0 | 0 | 0 | 0 | 0 | 0 | 0 | 0 | 0 | 0 | 0 | 0 | 0 | 0 | 0 | 0 | 0 | 0 | 0 | 0 | 0 | 0 | 0 | 0 | 0 | 0 | 0 | 0 | 0 | 0 | 0 | 0 | 0 | 0 | 0 | 0 | 0 | 0 | 24
| Other 2 (specify) | [Add notes here] | Please select confidence rating | [Add notes here] | £m | 0 | 0 | 0 | 0 | 0 | 0 | 0 | 0 | 0 | 0 | 0 | 0 | 0 | 0 | 0 | 0 | 0 | 0 | 0 | 0 | 0 | 0 | 0 | 0 | 0 | 0 | 0 | 0 | 0 | 0 | 0 | 0 | 0 | 0 | 0 | 0 | 0 | 0 | 0 | 0 | 0 | 0 | 0 | 0 | 0 | 0 | 0 | 0 | 0 | 0 | 0 | 0 | 0 | 0 | 0 | 0 | 0 | 25
| Other 3 (specify) | [Add notes here] | Please select confidence rating | [Add notes here] | £m | 0 | 0 | 0 | 0 | 0 | 0 | 0 | 0 | 0 | 0 | 0 | 0 | 0 | 0 | 0 | 0 | 0 | 0 | 0 | 0 | 0 | 0 | 0 | 0 | 0 | 0 | 0 | 0 | 0 | 0 | 0 | 0 | 0 | 0 | 0 | 0 | 0 | 0 | 0 | 0 | 0 | 0 | 0 | 0 | 0 | 0 | 0 | 0 | 0 | 0 | 0 | 0 | 0 | 0 | 0 | 0 | 0 | 26
| Other 4 (specify) | [Add notes here] | Please select confidence rating | [Add notes here] | £m | 0 | 0 | 0 | 0 | 0 | 0 | 0 | 0 | 0 | 0 | 0 | 0 | 0 | 0 | 0 | 0 | 0 | 0 | 0 | 0 | 0 | 0 | 0 | 0 | 0 | 0 | 0 | 0 | 0 | 0 | 0 | 0 | 0 | 0 | 0 | 0 | 0 | 0 | 0 | 0 | 0 | 0 | 0 | 0 | 0 | 0 | 0 | 0 | 0 | 0 | 0 | 0 | 0 | 0 | 0 | 0 | 0 | 27
| Other 5 (specify) | [Add notes here] | Please select confidence rating | [Add notes here] | £m | 0 | 0 | 0 | 0 | 0 | 0 | 0 | 0 | 0 | 0 | 0 | 0 | 0 | 0 | 0 | 0 | 0 | 0 | 0 | 0 | 0 | 0 | 0 | 0 | 0 | 0 | 0 | 0 | 0 | 0 | 0 | 0 | 0 | 0 | 0 | 0 | 0 | 0 | 0 | 0 | 0 | 0 | 0 | 0 | 0 | 0 | 0 | 0 | 0 | 0 | 0 | 0 | 0 | 0 | 0 | 0 | 0 | 28
| Other 6 (specify) | [Add notes here] | Please select confidence rating | [Add notes here] | £m | 0 | 0 | 0 | 0 | 0 | 0 | 0 | 0 | 0 | 0 | 0 | 0 | 0 | 0 | 0 | 0 | 0 | 0 | 0 | 0 | 0 | 0 | 0 | 0 | 0 | 0 | 0 | 0 | 0 | 0 | 0 | 0 | 0 | 0 | 0 | 0 | 0 | 0 | 0 | 0 | 0 | 0 | 0 | 0 | 0 | 0 | 0 | 0 | 0 | 0 | 0 | 0 | 0 | 0 | 0 | 0 | 0 | 29
| Other 7 (specify) | [Add notes here] | Please select confidence rating | [Add notes here] | £m | 0 | 0 | 0 | 0 | 0 | 0 | 0 | 0 | 0 | 0 | 0 | 0 | 0 | 0 | 0 | 0 | 0 | 0 | 0 | 0 | 0 | 0 | 0 | 0 | 0 | 0 | 0 | 0 | 0 | 0 | 0 | 0 | 0 | 0 | 0 | 0 | 0 | 0 | 0 | 0 | 0 | 0 | 0 | 0 | 0 | 0 | 0 | 0 | 0 | 0 | 0 | 0 | 0 | 0 | 0 | 0 | 0 | 30
| Other 8 (specify) | [Add notes here] | Please select confidence rating | [Add notes here] | £m | 0 | 0 | 0 | 0 | 0 | 0 | 0 | 0 | 0 | 0 | 0 | 0 | 0 | 0 | 0 | 0 | 0 | 0 | 0 | 0 | 0 | 0 | 0 | 0 | 0 | 0 | 0 | 0 | 0 | 0 | 0 | 0 | 0 | 0 | 0 | 0 | 0 | 0 | 0 | 0 | 0 | 0 | 0 | 0 | 0 | 0 | 0 | 0 | 0 | 0 | 0 | 0 | 0 | 0 | 0 | 0 | 0 | 31
| Other 9 (specify) | [Add notes here] | Please select confidence rating | [Add notes here] | £m | 0 | 0 | 0 | 0 | 0 | 0 | 0 | 0 | 0 | 0 | 0 | 0 | 0 | 0 | 0 | 0 | 0 | 0 | 0 | 0 | 0 | 0 | 0 | 0 | 0 | 0 | 0 | 0 | 0 | 0 | 0 | 0 | 0 | 0 | 0 | 0 | 0 | 0 | 0 | 0 | 0 | 0 | 0 | 0 | 0 | 0 | 0 | 0 | 0 | 0 | 0 | 0 | 0 | 0 | 0 | 0 | 0 | 32
| Other 10 (specify) | [Add notes here] | Please select confidence rating | [Add notes here] | £m | 0 | 0 | 0 | 0 | 0 | 0 | 0 | 0 | 0 | 0 | 0 | 0 | 0 | 0 | 0 | 0 | 0 | 0 | 0 | 0 | 0 | 0 | 0 | 0 | 0 | 0 | 0 | 0 | 0 | 0 | 0 | 0 | 0 | 0 | 0 | 0 | 0 | 0 | 0 | 0 | 0 | 0 | 0 | 0 | 0 | 0 | 0 | 0 | 0 | 0 | 0 | 0 | 0 | 0 | 0 | 0 | 0 | 33
| Total societal benefits (costs) |  |  |  | £m | 0 | 0 | 0 | 0 | 0 | 0 | 0 | 0 | 0 | 0 | 0 | 0 | 0 | 0 | 0 | 0 | 0 | 0 | 0 | 0 | 0 | 0 | 0 | 0 | 0 | 0 | 0 | 0 | 0 | 0 | 0 | 0 | 0 | 0 | 0 | 0 | 0 | 0 | 0 | 0 | 0 | 0 | 0 | 0 | 0 | 0 | 0 | 0 | 0 | 0 | 0 | 0 | 0 | 0 | 0 | 0 | 0
Note on C11: Use this column to describe any parameters further if needed (e.g. number of units considered).
Note on D11: For each input applicants should enter a data confidence level to describe their confidence in the benefits/costs forecast in that row. Where relevant this confidence level should consider factors such as availability and quality of data, dependency on assumptions, expert consensus and the predictability of external factors. Applicants should assign higher confidence to inputs backed by robust, consistent data, widespread expert agreement, and minimal reliance on uncertain assumptions.
Note on E11: Here, applicants can justify the confidence rating entered in column D.
Note on C39: Use this column to describe any parameters further if needed (e.g. number of units considered).
Note on D39: For each input applicants should enter a data confidence level to describe their confidence in the benefits/costs forecast in that row. Where relevant this confidence level should consider factors such as availability and quality of data, dependency on assumptions, expert consensus and the predictability of external factors. Applicants should assign higher confidence to inputs backed by robust, consistent data, widespread expert agreement, and minimal reliance on uncertain assumptions.
Note on E39: Here, applicants can justify the confidence rating entered in column D.
Note on B41: Emissions associated with losses are calculated from the above losses input in MWh.
Note on B45: Applicants to sum gas leakage types impacted by the project in terms of tCO2e and input into this row. Please specify types of gasses included in description column (D) and if desired provide more detail on the workings sheet.
Note on B46: Applicants to sum gas leakage types impacted by the project in terms of tCO2e and input into this row. Please specify types of gasses included in description column (D) and if desired provide more detail on the workings sheet.
Note on B47: Applicants to sum gas leakage types impacted by the project in terms of tCO2e and input into this row. Please specify types of gasses included in description column (D) and if desired provide more detail on the workings sheet.

## CBA Workings baseline
CBA Baseline Workings - Retrofit
RIIO-2 Cost Benefit Analysis template
Workings / assumptions used for costing the baseline scenario
Use this sheet to provide details of assumptions and calculation methodology used in CBA model. There is no set format for these workings. They can take the form of formulae or tables pasted directly into the sheet or these can be cut and pasted from a word document/ added as a pdf image.
Key:
User input
Assumption
Input
Calculation
Input to CBA
Costs multiplied by either the number of installs or the number of enquiries
|  | FS | Profile | 1 | 1 | 2 | 4 | 5 | 6 | 7 | 8 | 9 | 10 | 11 | 12 | 13 | 14 | 15 | 16 | 17 | 18 | 19 | 20 | 21 | 22 | 23 | 24 | 25 | 26 | 27
|  |  |  | 2024 | 2025 | 2026 | 2027 | 2028 | 2029 | 2030 | 2031 | 2032 | 2033 | 2034 | 2035 | 2036 | 2037 | 2038 | 2039 | 2040 | 2041 | 2042 | 2043 | 2044 | 2045 | 2046 | 2047 | 2048 | 2049 | 2050
|  | NGED costs | Enquiries | 0 | 983449.1375 | 1684852.4846 | 2386255.8317 | 3087659.1788 | 3789062.5259 | 4490465.873 | 4906112.301 | 5321758.7289 | 5737405.1568 | 6153051.5847 | 6568698.0126 | 7325768.2921 | 8082838.5715 | 8839908.8509 | 9596979.1303 | 10354049.4098 | 11111119.6892 | 11868189.9686 | 12625260.248 | 13382330.5274 | 11096275.1739 | 11853345.4533 | 12610415.7327 | 13367486.0122 | 14124556.2916 | 6012028.6895
| C | Customer costs | Installs | 0 | 6392434.0128 | 10951566.1955 | 15510698.3783 | 20069830.561 | 24628962.7437 | 29188094.9265 | 31889802.8866 | 34591510.8467 | 37293218.8069 | 39994926.767 | 42696634.7271 | 47617602.7974 | 52538570.8676 | 57459538.9379 | 62380507.0081 | 67301475.0784 | 72222443.1486 | 77143411.2189 | 82064379.2891 | 86985347.3594 | 72125953.5786 | 77046921.6489 | 81967889.7191 | 86888857.7893 | 91809825.8596 | 39078275.852
Not for input in CBA Option 1 tab
|  | P50 | Value | bar: 1 2024 to 1 2025
|  |  | P5 | 1 2024: P50; 1 2025: P95
|  | NGED costs | 128.25 | 1 2024: 143.2; 1 2025: 167.4
|  | Customer costs | 1876.3959 | 1 2024: 6617.9403; 1 2025: 15964.424
NGED Costs
| Costs of rejected enquiries |  |  | 1 2024: Value
| Parameter | Cost Type | Unit | 1 2024: P5; 1 2025: P50; 2 2026: P95; 4 2027: Source
| Planning time |  | Hr | 1 2024: 2.25; 1 2025: 2.25; 2 2026: 2.25; 4 2027: Assumption - 30
| NGED planner wage |  | £/Hr | 1 2024: 76; 1 2025: 79.5556; 2 2026: 82.6667
| Quotes rejected |  | % | 1 2024: 75%; 1 2025: 80%; 2 2026: 90%; 4 2027: Assumption - 23
| Cost per enquiry |  | £ | 1 2024: 128.25; 1 2025: 143.2; 2 2026: 167.4
Customer Costs
| Costs via NGED planners |  |  | 1 2024: Value
| Parameter | Cost Type | Unit | 1 2024: P5; 1 2025: P50; 2 2026: P95; 4 2027: Source
| 3PH upgrade cost |  | £ | 1 2024: 1606; 1 2025: 5261; 2 2026: 12860; 4 2027: Input - 4
| Feasibility assessment |  | £ | 1 2024: 171; 1 2025: 179; 2 2026: 186; 4 2027: Input - 5
| Post retrofit costs |  |  | 1 2024: Value
| Parameter | Cost Type | Unit | 1 2024: P5; 1 2025: P50; 2 2026: P95; 4 2027: Source
| Reinstating décor | Labour | Hr | 1 2024: 0; 1 2025: 3; 2 2026: 5; 4 2027: Assumption - 5
| Internal installation | Labour | Hr | 1 2024: 1; 1 2025: 2; 2 2026: 3; 4 2027: Assumption - 6
| Reinstating garden | Labour | Hr | 1 2024: 1; 1 2025: 5; 2 2026: 8; 4 2027: Assumption - 7
| Civil works | Labour | Hr | 1 2024: 0; 1 2025: 4; 2 2026: 8; 4 2027: Assumption - 8
| Labour rate | N/A | £/m | 1 2024: 49.6979; 1 2025: 61.9969; 2 2026: 85.836; 4 2027: Input - 1
| Post retrofit labour costs | Labour | £ | 1 2024: 99.3959; 1 2025: 867.956; 2 2026: 2060.064
| 3PH cable length - internal routing BAU | N/A | m | 1 2024: 0; 1 2025: 5; 2 2026: 10; 4 2027: Assumption - 9
| Internal cable routing | CAPEX | £ | 1 2024: 0; 1 2025: 309.9843; 2 2026: 858.36
| Customer costs per retrofit |  | £ | 1 2024: 1876.3959; 1 2025: 6617.9403; 2 2026: 15964.424
Lines 45:56
Customer costs are largely based off assumptions for the amount of labour required to complete various activities. Additional 3PH cable costs may be required to connect the house supply to a EV charger and/or heat pump.
Lines 40:43
3 point estimate taken from NGED database extract. Feasibility assessment is the cost NGED charge the customer developing an enquiry.
Lines 30:36
NGED bears all of the cost of the enquiry if they are rejected by the customer. Each enquiry takes 2.25hrs to complete (provided by the planning team). This would usually be passed onto the customer as part of the feasibility assessment (£171-£186). An assumption is placed on the % of enquires which are rejected by the customer.
Lines 17:26
These values are inputted into the 'CBA Baseline Scenario' tab. Multiplication of: per install values, no. installs. The no. installs can be toggled in the input tab.

## CBA Option 1 (hidden)
Option 1
RIIO-2 Cost Benefit Analysis SIF template
#VALUE!
Option Name | Option 1
Status | CBA Progress |  |  | Forecast inputs should be entered to the end of RIIO-3 at a minimum. User inputs are highlighted in blue. Enter all costs/benefits in 2023/24 prices (£m).
Ready | Investment and benefits forecast until | 2050
Not ready | First year of investment in project | Benefits entered in the first year of investment
Not ready | Has the data mitigation plan been filled in? | No
Not ready | Has the project specified any non-quantifiable benefits? | No
Ready | Have confidence levels been added for all input rows? | Yes
Ready | Have cost types been selected for all costs/avoided costs? | Yes
N/A | Have emissions types been selected for all emissions inputs? | N/A
1. Enter financial project information Enter values as changes (delta) relative to your baseline scenario. Any monetary investment should be input as a negative value and any anticipated avoided costs should be entered as positive values. This investment / avoided costs category is only related to regulated network costs. All other costs and benefits that are related to the project but outside the scope of regulated Network costs and should be captured under the environmental and societal net benefits categories. | [6 empty] | RIIO-ED2 |  |  |  |  | RIIO-ED3 |  |  |  |  | RIIO-ED4 |  |  |  |  | RIIO-ED5 |  |  |  |  | RIIO-ED6 |  |  |  |  | RIIO-ED7 |  |  |  |  | RIIO-ED8 |  |  |  |  | RIIO-ED9 |  |  |  |  | RIIO-ED10 |  |  |  |  | RIIO-ED11 |  |  |  |  | RIIO-ED12 |  |  |  |  | RIIO-ED13
[7 empty] | RIIO-GD/GT/ET2 |  | RIIO-GD/GT/ET3 |  |  |  |  | RIIO-GD/GT/ET4 |  |  |  |  | RIIO-GD/GT/ET5 |  |  |  |  | RIIO-GD/GT/ET6 |  |  |  |  | RIIO-GD/GT/ET7 |  |  |  |  | RIIO-GD/GT/ET8 |  |  |  |  | RIIO-GD/GT/ET9 |  |  |  |  | RIIO-GD/GT/ET10 |  |  |  |  | RIIO-GD/GT/ET11 |  |  |  |  | RIIO-GD/GT/ET12 |  |  |  |  | RIIO-GD/GT/ET13
[7 empty] | 1 | 2 | 3 | 4 | 5 | 6 | 7 | 8 | 9 | 10 | 11 | 12 | 13 | 14 | 15 | 16 | 17 | 18 | 19 | 20 | 21 | 22 | 23 | 24 | 25 | 26 | 27 | 28 | 29 | 30 | 31 | 32 | 33 | 34 | 35 | 36 | 37 | 38 | 39 | 40 | 41 | 42 | 43 | 44 | 45 | 46 | 47 | 48 | 49 | 50 | 51 | 52 | 53 | 54 | 55 | 56 | 57
Category | Parameter | Cost type | Description | Confidence rating | Data confidence comments | Units | 2024 | 2025 | 2026 | 2027 | 2028 | 2029 | 2030 | 2031 | 2032 | 2033 | 2034 | 2035 | 2036 | 2037 | 2038 | 2039 | 2040 | 2041 | 2042 | 2043 | 2044 | 2045 | 2046 | 2047 | 2048 | 2049 | 2050 | 2051 | 2052 | 2053 | 2054 | 2055 | 2056 | 2057 | 2058 | 2059 | 2060 | 2061 | 2062 | 2063 | 2064 | 2065 | 2066 | 2067 | 2068 | 2069 | 2070 | 2071 | 2072 | 2073 | 2074 | 2075 | 2076 | 2077 | 2078 | 2079 | 2080 |  | Forecast end date | Forecast start date | Have confidence ratings been entered? | Have cost/emissions types been entered?
Investment or avoided cost | NGED financial savings | Other non-capitalised costs | +ve value | Medium | [Add notes here] | £m | RIIO-GD/GT/ET2 1 2024: 0; RIIO-GD/GT/ET2 2 2025: 0; RIIO-GD/GT/ET3 3 2026: 0; RIIO-GD/GT/ET3 4 2027: 0; RIIO-GD/GT/ET3 5 2028: 0.8021; RIIO-GD/GT/ET3 6 2029: 0.98431; RIIO-GD/GT/ET3 7 2030: 1.1665; RIIO-GD/GT/ET4 8 2031: 1.2745; RIIO-GD/GT/ET4 9 2032: 1.3825; RIIO-GD/GT/ET4 10 2033: 1.4904; RIIO-GD/GT/ET4 11 2034: 1.5984; RIIO-GD/GT/ET4 12 2035: 1.7064; RIIO-GD/GT/ET5 13 2036: 1.9031; RIIO-GD/GT/ET5 14 2037: 2.0997; RIIO-GD/GT/ET5 15 2038: 2.2964; RIIO-GD/GT/ET5 16 2039: 2.4931; RIIO-GD/GT/ET5 17 2040: 2.6897; RIIO-GD/GT/ET6 18 2041: 2.8864; RIIO-GD/GT/ET6 19 2042: 3.0831; RIIO-GD/GT/ET6 20 2043: 3.2797; RIIO-GD/GT/ET6 21 2044: 3.4764; RIIO-GD/GT/ET6 22 2045: 2.8826; RIIO-GD/GT/ET7 23 2046: 3.0792; RIIO-GD/GT/ET7 24 2047: 3.2759; RIIO-GD/GT/ET7 25 2048: 3.4726; RIIO-GD/GT/ET7 26 2049: 3.6692; RIIO-GD/GT/ET7 27 2050: 1.5618 |  | 2050 | 2028 | TRUE | TRUE
| Customer financial savings | Other non-capitalised costs | +ve value | Medium | [Add notes here] | £m | RIIO-GD/GT/ET2 1 2024: 0; RIIO-GD/GT/ET2 2 2025: 0; RIIO-GD/GT/ET3 3 2026: 0; RIIO-GD/GT/ET3 4 2027: 0; RIIO-GD/GT/ET3 5 2028: 8.8411; RIIO-GD/GT/ET3 6 2029: 10.8495; RIIO-GD/GT/ET3 7 2030: 12.8579; RIIO-GD/GT/ET4 8 2031: 14.048; RIIO-GD/GT/ET4 9 2032: 15.2382; RIIO-GD/GT/ET4 10 2033: 16.4283; RIIO-GD/GT/ET4 11 2034: 17.6185; RIIO-GD/GT/ET4 12 2035: 18.8086; RIIO-GD/GT/ET5 13 2036: 20.9764; RIIO-GD/GT/ET5 14 2037: 23.1442; RIIO-GD/GT/ET5 15 2038: 25.312; RIIO-GD/GT/ET5 16 2039: 27.4797; RIIO-GD/GT/ET5 17 2040: 29.6475; RIIO-GD/GT/ET6 18 2041: 31.8153; RIIO-GD/GT/ET6 19 2042: 33.9831; RIIO-GD/GT/ET6 20 2043: 36.1508; RIIO-GD/GT/ET6 21 2044: 38.3186; RIIO-GD/GT/ET6 22 2045: 31.7728; RIIO-GD/GT/ET7 23 2046: 33.9405; RIIO-GD/GT/ET7 24 2047: 36.1083; RIIO-GD/GT/ET7 25 2048: 38.2761; RIIO-GD/GT/ET7 26 2049: 40.4439; RIIO-GD/GT/ET7 27 2050: 17.2147 |  | 2050 | 2028 | TRUE | TRUE
| Please specify | Please select cost type | [Add notes here] | Please select confidence rating | [Add notes here] | £m | [60 empty] | TRUE | TRUE
| Please specify | Please select cost type | [Add notes here] | Please select confidence rating | [Add notes here] | £m | [60 empty] | TRUE | TRUE
| Please specify | Please select cost type | [Add notes here] | Please select confidence rating | [Add notes here] | £m | [60 empty] | TRUE | TRUE
| Please specify | Please select cost type | [Add notes here] | Please select confidence rating | [Add notes here] | £m | [60 empty] | TRUE | TRUE
| Please specify | Please select cost type | [Add notes here] | Please select confidence rating | [Add notes here] | £m | [60 empty] | TRUE | TRUE
| Please specify | Please select cost type | [Add notes here] | Please select confidence rating | [Add notes here] | £m | [60 empty] | TRUE | TRUE
| Please specify | Please select cost type | [Add notes here] | Please select confidence rating | [Add notes here] | £m | [60 empty] | TRUE | TRUE
| Please specify | Please select cost type | [Add notes here] | Please select confidence rating | [Add notes here] | £m | [60 empty] | TRUE | TRUE
| Please specify | Please select cost type | [Add notes here] | Please select confidence rating | [Add notes here] | £m | [60 empty] | TRUE | TRUE
| Please specify | Please select cost type | [Add notes here] | Please select confidence rating | [Add notes here] | £m | [60 empty] | TRUE | TRUE
| Please specify | Please select cost type | [Add notes here] | Please select confidence rating | [Add notes here] | £m | [60 empty] | TRUE | TRUE
| Please specify | Please select cost type | [Add notes here] | Please select confidence rating | [Add notes here] | £m | [60 empty] | TRUE | TRUE
| Please specify | Please select cost type | [Add notes here] | Please select confidence rating | [Add notes here] | £m | [60 empty] | TRUE | TRUE
| Please specify | Please select cost type | [Add notes here] | Please select confidence rating | [Add notes here] | £m | [60 empty] | TRUE | TRUE
| Please specify | Please select cost type | [Add notes here] | Please select confidence rating | [Add notes here] | £m | [60 empty] | TRUE | TRUE
| Please specify | Please select cost type | [Add notes here] | Please select confidence rating | [Add notes here] | £m | [60 empty] | TRUE | TRUE
| Please specify | Please select cost type | [Add notes here] | Please select confidence rating | [Add notes here] | £m | [60 empty] | TRUE | TRUE
| Please specify | Please select cost type | [Add notes here] | Please select confidence rating | [Add notes here] | £m | [60 empty] | TRUE | TRUE
| Total Constraint Costs (NGET) | Other non-capitalised costs | [Add notes here] | Please select confidence rating | [Add notes here] | £m | [60 empty] | TRUE | TRUE
| Total Pass Through Costs (NGT) | Other non-capitalised costs | [Add notes here] | Please select confidence rating | [Add notes here] | £m | [60 empty] | TRUE | TRUE
| Total costs before capitalisation | - | (1) | - | - | £m | 0 | 0 | 0 | 0 | 9.6432 | 11.8338 | 14.0244 | 15.3225 | 16.6206 | 17.9188 | 19.2169 | 20.515 | 22.8795 | 25.2439 | 27.6084 | 29.9728 | 32.3372 | 34.7017 | 37.0661 | 39.4306 | 41.795 | 34.6553 | 37.0198 | 39.3842 | 41.7487 | 44.1131 | 18.7765 | 0 | 0 | 0 | 0 | 0 | 0 | 0 | 0 | 0 | 0 | 0 | 0 | 0 | 0 | 0 | 0 | 0 | 0 | 0 | 0 | 0 | 0 | 0 | 0 | 0 | 0 | 0 | 0 | 0 | 0 |  | Calculation Row | Calculation Row | Calculation Row | Calculation Row
| Capital/operational expenditure split | - | (2) | - | - | % | [58 empty] | Calculation Row | Calculation Row | Calculation Row | Calculation Row | bar: RIIO-GD/GT/ET2 1 2024 to RIIO-GD/GT/ET13 57 2080
| Capitalised investment | - | (3)=(1)x(2) | - | - | £m | 0 | 0 | 0 | 0 | 0 | 0 | 0 | 0 | 0 | 0 | 0 | 0 | 0 | 0 | 0 | 0 | 0 | 0 | 0 | 0 | 0 | 0 | 0 | 0 | 0 | 0 | 0 | 0 | 0 | 0 | 0 | 0 | 0 | 0 | 0 | 0 | 0 | 0 | 0 | 0 | 0 | 0 | 0 | 0 | 0 | 0 | 0 | 0 | 0 | 0 | 0 | 0 | 0 | 0 | 0 | 0 | 0 |  | Calculation Row | Calculation Row | Calculation Row | Calculation Row
| Investment to be expensed | - | (4)=(1)-(3) | - | - | £m | 0 | 0 | 0 | 0 | 9.6432 | 11.8338 | 14.0244 | 15.3225 | 16.6206 | 17.9188 | 19.2169 | 20.515 | 22.8795 | 25.2439 | 27.6084 | 29.9728 | 32.3372 | 34.7017 | 37.0661 | 39.4306 | 41.795 | 34.6553 | 37.0198 | 39.3842 | 41.7487 | 44.1131 | 18.7765 | 0 | 0 | 0 | 0 | 0 | 0 | 0 | 0 | 0 | 0 | 0 | 0 | 0 | 0 | 0 | 0 | 0 | 0 | 0 | 0 | 0 | 0 | 0 | 0 | 0 | 0 | 0 | 0 | 0 | 0 |  | Calculation Row | Calculation Row | Calculation Row | Calculation Row
2. Enter environmental and societal net benefits Enter values as changes (delta) relative to your baseline scenario. Favourable outcomes (emissions reductions, reduction in customer minutes lost or decreased customer interruptions) should be entered as positive numbers and unfavourable outcomes (emissions increases, additional customer minutes lost or increased customer interruptions) should be entered as negative numbers. | [6 empty] | RIIO-GD/GT/ET2 1 2024: RIIO-ED2; RIIO-GD/GT/ET3 6 2029: RIIO-ED3; RIIO-GD/GT/ET4 11 2034: RIIO-ED4; RIIO-GD/GT/ET5 16 2039: RIIO-ED5; RIIO-GD/GT/ET6 21 2044: RIIO-ED6; RIIO-GD/GT/ET7 26 2049: RIIO-ED7; RIIO-GD/GT/ET8 31 2054: RIIO-ED8; RIIO-GD/GT/ET9 36 2059: RIIO-ED9; RIIO-GD/GT/ET10 41 2064: RIIO-ED10; RIIO-GD/GT/ET11 46 2069: RIIO-ED11; RIIO-GD/GT/ET12 51 2074: RIIO-ED12; RIIO-GD/GT/ET13 56 2079: RIIO-ED13
[7 empty] | RIIO-GD/GT/ET2 |  | RIIO-GD/GT/ET3 |  |  |  |  | RIIO-GD/GT/ET4 |  |  |  |  | RIIO-GD/GT/ET5 |  |  |  |  | RIIO-GD/GT/ET6 |  |  |  |  | RIIO-GD/GT/ET7 |  |  |  |  | RIIO-GD/GT/ET8 |  |  |  |  | RIIO-GD/GT/ET9 |  |  |  |  | RIIO-GD/GT/ET10 |  |  |  |  | RIIO-GD/GT/ET11 |  |  |  |  | RIIO-GD/GT/ET12 |  |  |  |  | RIIO-GD/GT/ET13
[7 empty] | 1 | 2 | 3 | 4 | 5 | 6 | 7 | 8 | 9 | 10 | 11 | 12 | 13 | 14 | 15 | 16 | 17 | 18 | 19 | 20 | 21 | 22 | 23 | 24 | 25 | 26 | 27 | 28 | 29 | 30 | 31 | 32 | 33 | 34 | 35 | 36 | 37 | 38 | 39 | 40 | 41 | 42 | 43 | 44 | 45 | 46 | 47 | 48 | 49 | 50 | 51 | 52 | 53 | 54 | 55 | 56 | 57
Category | Parameter | Emissions scope | Description | Confidence rating | Data confidence comments | Units | 2024 | 2025 | 2026 | 2027 | 2028 | 2029 | 2030 | 2031 | 2032 | 2033 | 2034 | 2035 | 2036 | 2037 | 2038 | 2039 | 2040 | 2041 | 2042 | 2043 | 2044 | 2045 | 2046 | 2047 | 2048 | 2049 | 2050 | 2051 | 2052 | 2053 | 2054 | 2055 | 2056 | 2057 | 2058 | 2059 | 2060 | 2061 | 2062 | 2063 | 2064 | 2065 | 2066 | 2067 | 2068 | 2069 | 2070 | 2071 | 2072 | 2073 | 2074 | 2075 | 2076 | 2077 | 2078 | 2079 | 2080
Environmental net benefits | Reduced/Increased electrical losses | Please select scope | [Add notes here] | Please select confidence rating | [Add notes here] | MWh | [60 empty] | TRUE | TRUE
| Reduced/Increased emissions associated with losses |  |  |  |  | tCO2e | 0 | 0 | 0 | 0 | 0 | 0 | 0 | 0 | 0 | 0 | 0 | 0 | 0 | 0 | 0 | 0 | 0 | 0 | 0 | 0 | 0 | 0 | 0 | 0 | 0 | 0 | 0 | 0 | 0 | 0 | 0 | 0 | 0 | 0 | 0 | 0 | 0 | 0 | 0 | 0 | 0 | 0 | 0 | 0 | 0 | 0 | 0 | 0 | 0 | 0 | 0 | 0 | 0 | 0 | 0 | 0 | 0 |  | Calculation Row | Calculation Row | Calculation Row | Calculation Row
| Reduced/Increased direct emissions (not associated with losses) | Direct | [Add notes here] | Please select confidence rating | [Add notes here] | tCO2e | [60 empty] | TRUE | TRUE
| Reduced/Increased indirect emissions (not associated with losses) | Indirect | [Add notes here] | Please select confidence rating | [Add notes here] | tCO2e | [60 empty] | TRUE | TRUE
| Shrinkage - theft of gas & own use gas | Please select scope | [Add notes here] | Please select confidence rating | [Add notes here] | tCO2e | [60 empty] | TRUE | TRUE
| Other gas leakage 1 (specify) (e.g. SF6, H2, CH4, N2O, etc.) | Please select scope | [Add notes here] | Please select confidence rating | [Add notes here] | tCO2e | [60 empty] | TRUE | TRUE
| Other gas leakage 2 (specify) (e.g. SF6, H2, CH4, N2O, etc.) | Please select scope | [Add notes here] | Please select confidence rating | [Add notes here] | tCO2e | [60 empty] | TRUE | TRUE
| Other gas leakage 3 (specify) (e.g. SF6, H2, CH4, N2O, etc.) | Please select scope | [Add notes here] | Please select confidence rating | [Add notes here] | tCO2e | [60 empty] | TRUE | TRUE
| Reduced/Increased oil leakage | N/A | [Add notes here] | Please select confidence rating | [Add notes here] | Litres | [60 empty] | TRUE
| Other 1 (specify) | N/A | [Add notes here] | Please select confidence rating | [Add notes here] | £m | [60 empty] | TRUE
| Other 2 (specify) | N/A | [Add notes here] | Please select confidence rating | [Add notes here] | £m | [60 empty] | TRUE
| Other 3 (specify) | N/A | [Add notes here] | Please select confidence rating | [Add notes here] | £m | [60 empty] | TRUE
| Other 4 (specify) | N/A | [Add notes here] | Please select confidence rating | [Add notes here] | £m | [60 empty] | TRUE
| Other 5 (specify) | N/A | [Add notes here] | Please select confidence rating | [Add notes here] | £m | [60 empty] | TRUE
| Other 6 (specify) | N/A | [Add notes here] | Please select confidence rating | [Add notes here] | £m | [60 empty] | TRUE
| Other 7 (specify) | N/A | [Add notes here] | Please select confidence rating | [Add notes here] | £m | [60 empty] | TRUE
| Other 8 (specify) | N/A | [Add notes here] | Please select confidence rating | [Add notes here] | £m | [60 empty] | TRUE
| Other 9 (specify) | N/A | [Add notes here] | Please select confidence rating | [Add notes here] | £m | [60 empty] | TRUE
| Other 10 (specify) | N/A | [Add notes here] | Please select confidence rating | [Add notes here] | £m | [60 empty] | TRUE
Societal net benefits | Reduced/Increased number of customers interrupted | N/A | [Add notes here] | Please select confidence rating | [Add notes here] | no. | [60 empty] | TRUE
| Reduced/Increased customer minutes lost | N/A | [Add notes here] | Please select confidence rating | [Add notes here] | Mins | [60 empty] | TRUE
| Reduced/Increased number of fatalities | N/A | [Add notes here] | Please select confidence rating | [Add notes here] | no. | [60 empty] | TRUE
| Reduced/Increased number of instances of major injury | N/A | [Add notes here] | Please select confidence rating | [Add notes here] | no. | [60 empty] | TRUE
| Customer social benefits | N/A | Reduced distruption and social benefit from network savings | Low | [Add notes here] | £m | RIIO-GD/GT/ET2 1 2024: 0; RIIO-GD/GT/ET2 2 2025: 0; RIIO-GD/GT/ET3 3 2026: 0; RIIO-GD/GT/ET3 4 2027: 0; RIIO-GD/GT/ET3 5 2028: 0.010616; RIIO-GD/GT/ET3 6 2029: 0.013027; RIIO-GD/GT/ET3 7 2030: 0.015439; RIIO-GD/GT/ET4 8 2031: 0.016868; RIIO-GD/GT/ET4 9 2032: 0.018297; RIIO-GD/GT/ET4 10 2033: 0.019726; RIIO-GD/GT/ET4 11 2034: 0.021155; RIIO-GD/GT/ET4 12 2035: 0.022584; RIIO-GD/GT/ET5 13 2036: 0.025186; RIIO-GD/GT/ET5 14 2037: 0.027789; RIIO-GD/GT/ET5 15 2038: 0.030392; RIIO-GD/GT/ET5 16 2039: 0.032995; RIIO-GD/GT/ET5 17 2040: 0.035598; RIIO-GD/GT/ET6 18 2041: 0.038201; RIIO-GD/GT/ET6 19 2042: 0.040804; RIIO-GD/GT/ET6 20 2043: 0.043406; RIIO-GD/GT/ET6 21 2044: 0.046009; RIIO-GD/GT/ET6 22 2045: 0.03815; RIIO-GD/GT/ET7 23 2046: 0.040753; RIIO-GD/GT/ET7 24 2047: 0.043355; RIIO-GD/GT/ET7 25 2048: 0.045958; RIIO-GD/GT/ET7 26 2049: 0.048561; RIIO-GD/GT/ET7 27 2050: 0.02067 |  | 2050 | 2028 | TRUE
| Other 2 (specify) | N/A | [Add notes here] | Please select confidence rating | [Add notes here] | £m | [60 empty] | TRUE
| Other 3 (specify) | N/A | [Add notes here] | Please select confidence rating | [Add notes here] | £m | [60 empty] | TRUE
| Other 4 (specify) | N/A | [Add notes here] | Please select confidence rating | [Add notes here] | £m | [60 empty] | TRUE
| Other 5 (specify) | N/A | [Add notes here] | Please select confidence rating | [Add notes here] | £m | [60 empty] | TRUE
| Other 6 (specify) | N/A | [Add notes here] | Please select confidence rating | [Add notes here] | £m | [60 empty] | TRUE
| Other 7 (specify) | N/A | [Add notes here] | Please select confidence rating | [Add notes here] | £m | [60 empty] | TRUE
| Other 8 (specify) | N/A | [Add notes here] | Please select confidence rating | [Add notes here] | £m | [60 empty] | TRUE
| Other 9 (specify) | N/A | [Add notes here] | Please select confidence rating | [Add notes here] | £m | [60 empty] | TRUE
| Other 10 (specify) | N/A | [Add notes here] | Please select confidence rating | [Add notes here] | £m | [60 empty] | TRUE
3. Provide details on low confidence/high risk forecasts Comment on how you plan to improve data confidence throughout the project.
Risk mitigation plan
Applicants should use this space to detail plans to address any uncertain/high risk data items.
4. Describe any non-quantifiable benefits you expect this project to deliver These benefits should not be accounted for above. Please comment on who these non quantifiable benefits will be targeted at.
Non-quantifiable benefits
Applicants should use this space to detail any non-quantifiable societal benefits.
[7 empty] | RIIO-ED2 |  |  |  |  | RIIO-ED3 |  |  |  |  | RIIO-ED4 |  |  |  |  | RIIO-ED5 |  |  |  |  | RIIO-ED6 |  |  |  |  | RIIO-ED7 |  |  |  |  | RIIO-ED8 |  |  |  |  | RIIO-ED9 |  |  |  |  | RIIO-ED10 |  |  |  |  | RIIO-ED11 |  |  |  |  | RIIO-ED12 |  |  |  |  | RIIO-ED13
[7 empty] | RIIO-GD/GT/ET2 |  | RIIO-GD/GT/ET3 |  |  |  |  | RIIO-GD/GT/ET4 |  |  |  |  | RIIO-GD/GT/ET5 |  |  |  |  | RIIO-GD/GT/ET6 |  |  |  |  | RIIO-GD/GT/ET7 |  |  |  |  | RIIO-GD/GT/ET8 |  |  |  |  | RIIO-GD/GT/ET9 |  |  |  |  | RIIO-GD/GT/ET10 |  |  |  |  | RIIO-GD/GT/ET11 |  |  |  |  | RIIO-GD/GT/ET12 |  |  |  |  | RIIO-GD/GT/ET13
[7 empty] | 1 | 2 | 3 | 4 | 5 | 6 | 7 | 8 | 9 | 10 | 11 | 12 | 13 | 14 | 15 | 16 | 17 | 18 | 19 | 20 | 21 | 22 | 23 | 24 | 25 | 26 | 27 | 28 | 29 | 30 | 31 | 32 | 33 | 34 | 35 | 36 | 37 | 38 | 39 | 40 | 41 | 42 | 43 | 44 | 45 | 46 | 47 | 48 | 49 | 50 | 51 | 52 | 53 | 54 | 55 | 56 | 57
Category | Parameter | Cost type or Emissions Scope | Calculation | Confidence rating | Data confidence comments | Units | 2024 | 2025 | 2026 | 2027 | 2028 | 2029 | 2030 | 2031 | 2032 | 2033 | 2034 | 2035 | 2036 | 2037 | 2038 | 2039 | 2040 | 2041 | 2042 | 2043 | 2044 | 2045 | 2046 | 2047 | 2048 | 2049 | 2050 | 2051 | 2052 | 2053 | 2054 | 2055 | 2056 | 2057 | 2058 | 2059 | 2060 | 2061 | 2062 | 2063 | 2064 | 2065 | 2066 | 2067 | 2068 | 2069 | 2070 | 2071 | 2072 | 2073 | 2074 | 2075 | 2076 | 2077 | 2078 | 2079 | 2080
Investment or avoided cost | NGED financial savings | Other non-capitalised costs | +ve value | Medium | [Add notes here] | £m | 0 | 0 | 0 | 0 | 0.8021 | 0.98431 | 1.1665 | 1.2745 | 1.3825 | 1.4904 | 1.5984 | 1.7064 | 1.9031 | 2.0997 | 2.2964 | 2.4931 | 2.6897 | 2.8864 | 3.0831 | 3.2797 | 3.4764 | 2.8826 | 3.0792 | 3.2759 | 3.4726 | 3.6692 | 1.5618 | 0 | 0 | 0 | 0 | 0 | 0 | 0 | 0 | 0 | 0 | 0 | 0 | 0 | 0 | 0 | 0 | 0 | 0 | 0 | 0 | 0 | 0 | 0 | 0 | 0 | 0 | 0 | 0 | 0 | 0 | 1
| Customer financial savings | Other non-capitalised costs | +ve value | Medium | [Add notes here] | £m | 0 | 0 | 0 | 0 | 8.8411 | 10.8495 | 12.8579 | 14.048 | 15.2382 | 16.4283 | 17.6185 | 18.8086 | 20.9764 | 23.1442 | 25.312 | 27.4797 | 29.6475 | 31.8153 | 33.9831 | 36.1508 | 38.3186 | 31.7728 | 33.9405 | 36.1083 | 38.2761 | 40.4439 | 17.2147 | 0 | 0 | 0 | 0 | 0 | 0 | 0 | 0 | 0 | 0 | 0 | 0 | 0 | 0 | 0 | 0 | 0 | 0 | 0 | 0 | 0 | 0 | 0 | 0 | 0 | 0 | 0 | 0 | 0 | 0 | 2
| Please specify | Please select cost type | [Add notes here] | Please select confidence rating | [Add notes here] | £m | 0 | 0 | 0 | 0 | 0 | 0 | 0 | 0 | 0 | 0 | 0 | 0 | 0 | 0 | 0 | 0 | 0 | 0 | 0 | 0 | 0 | 0 | 0 | 0 | 0 | 0 | 0 | 0 | 0 | 0 | 0 | 0 | 0 | 0 | 0 | 0 | 0 | 0 | 0 | 0 | 0 | 0 | 0 | 0 | 0 | 0 | 0 | 0 | 0 | 0 | 0 | 0 | 0 | 0 | 0 | 0 | 0 | 3
| Please specify | Please select cost type | [Add notes here] | Please select confidence rating | [Add notes here] | £m | 0 | 0 | 0 | 0 | 0 | 0 | 0 | 0 | 0 | 0 | 0 | 0 | 0 | 0 | 0 | 0 | 0 | 0 | 0 | 0 | 0 | 0 | 0 | 0 | 0 | 0 | 0 | 0 | 0 | 0 | 0 | 0 | 0 | 0 | 0 | 0 | 0 | 0 | 0 | 0 | 0 | 0 | 0 | 0 | 0 | 0 | 0 | 0 | 0 | 0 | 0 | 0 | 0 | 0 | 0 | 0 | 0 | 4
| Please specify | Please select cost type | [Add notes here] | Please select confidence rating | [Add notes here] | £m | 0 | 0 | 0 | 0 | 0 | 0 | 0 | 0 | 0 | 0 | 0 | 0 | 0 | 0 | 0 | 0 | 0 | 0 | 0 | 0 | 0 | 0 | 0 | 0 | 0 | 0 | 0 | 0 | 0 | 0 | 0 | 0 | 0 | 0 | 0 | 0 | 0 | 0 | 0 | 0 | 0 | 0 | 0 | 0 | 0 | 0 | 0 | 0 | 0 | 0 | 0 | 0 | 0 | 0 | 0 | 0 | 0 | 5
| Please specify | Please select cost type | [Add notes here] | Please select confidence rating | [Add notes here] | £m | 0 | 0 | 0 | 0 | 0 | 0 | 0 | 0 | 0 | 0 | 0 | 0 | 0 | 0 | 0 | 0 | 0 | 0 | 0 | 0 | 0 | 0 | 0 | 0 | 0 | 0 | 0 | 0 | 0 | 0 | 0 | 0 | 0 | 0 | 0 | 0 | 0 | 0 | 0 | 0 | 0 | 0 | 0 | 0 | 0 | 0 | 0 | 0 | 0 | 0 | 0 | 0 | 0 | 0 | 0 | 0 | 0 | 6
| Please specify | Please select cost type | [Add notes here] | Please select confidence rating | [Add notes here] | £m | 0 | 0 | 0 | 0 | 0 | 0 | 0 | 0 | 0 | 0 | 0 | 0 | 0 | 0 | 0 | 0 | 0 | 0 | 0 | 0 | 0 | 0 | 0 | 0 | 0 | 0 | 0 | 0 | 0 | 0 | 0 | 0 | 0 | 0 | 0 | 0 | 0 | 0 | 0 | 0 | 0 | 0 | 0 | 0 | 0 | 0 | 0 | 0 | 0 | 0 | 0 | 0 | 0 | 0 | 0 | 0 | 0 | 7
| Please specify | Please select cost type | [Add notes here] | Please select confidence rating | [Add notes here] | £m | 0 | 0 | 0 | 0 | 0 | 0 | 0 | 0 | 0 | 0 | 0 | 0 | 0 | 0 | 0 | 0 | 0 | 0 | 0 | 0 | 0 | 0 | 0 | 0 | 0 | 0 | 0 | 0 | 0 | 0 | 0 | 0 | 0 | 0 | 0 | 0 | 0 | 0 | 0 | 0 | 0 | 0 | 0 | 0 | 0 | 0 | 0 | 0 | 0 | 0 | 0 | 0 | 0 | 0 | 0 | 0 | 0 | 8
| Please specify | Please select cost type | [Add notes here] | Please select confidence rating | [Add notes here] | £m | 0 | 0 | 0 | 0 | 0 | 0 | 0 | 0 | 0 | 0 | 0 | 0 | 0 | 0 | 0 | 0 | 0 | 0 | 0 | 0 | 0 | 0 | 0 | 0 | 0 | 0 | 0 | 0 | 0 | 0 | 0 | 0 | 0 | 0 | 0 | 0 | 0 | 0 | 0 | 0 | 0 | 0 | 0 | 0 | 0 | 0 | 0 | 0 | 0 | 0 | 0 | 0 | 0 | 0 | 0 | 0 | 0 | 9
| Please specify | Please select cost type | [Add notes here] | Please select confidence rating | [Add notes here] | £m | 0 | 0 | 0 | 0 | 0 | 0 | 0 | 0 | 0 | 0 | 0 | 0 | 0 | 0 | 0 | 0 | 0 | 0 | 0 | 0 | 0 | 0 | 0 | 0 | 0 | 0 | 0 | 0 | 0 | 0 | 0 | 0 | 0 | 0 | 0 | 0 | 0 | 0 | 0 | 0 | 0 | 0 | 0 | 0 | 0 | 0 | 0 | 0 | 0 | 0 | 0 | 0 | 0 | 0 | 0 | 0 | 0 | 10
| Please specify | Please select cost type | [Add notes here] | Please select confidence rating | [Add notes here] | £m | 0 | 0 | 0 | 0 | 0 | 0 | 0 | 0 | 0 | 0 | 0 | 0 | 0 | 0 | 0 | 0 | 0 | 0 | 0 | 0 | 0 | 0 | 0 | 0 | 0 | 0 | 0 | 0 | 0 | 0 | 0 | 0 | 0 | 0 | 0 | 0 | 0 | 0 | 0 | 0 | 0 | 0 | 0 | 0 | 0 | 0 | 0 | 0 | 0 | 0 | 0 | 0 | 0 | 0 | 0 | 0 | 0 | 11
| Please specify | Please select cost type | [Add notes here] | Please select confidence rating | [Add notes here] | £m | 0 | 0 | 0 | 0 | 0 | 0 | 0 | 0 | 0 | 0 | 0 | 0 | 0 | 0 | 0 | 0 | 0 | 0 | 0 | 0 | 0 | 0 | 0 | 0 | 0 | 0 | 0 | 0 | 0 | 0 | 0 | 0 | 0 | 0 | 0 | 0 | 0 | 0 | 0 | 0 | 0 | 0 | 0 | 0 | 0 | 0 | 0 | 0 | 0 | 0 | 0 | 0 | 0 | 0 | 0 | 0 | 0 | 12
| Please specify | Please select cost type | [Add notes here] | Please select confidence rating | [Add notes here] | £m | 0 | 0 | 0 | 0 | 0 | 0 | 0 | 0 | 0 | 0 | 0 | 0 | 0 | 0 | 0 | 0 | 0 | 0 | 0 | 0 | 0 | 0 | 0 | 0 | 0 | 0 | 0 | 0 | 0 | 0 | 0 | 0 | 0 | 0 | 0 | 0 | 0 | 0 | 0 | 0 | 0 | 0 | 0 | 0 | 0 | 0 | 0 | 0 | 0 | 0 | 0 | 0 | 0 | 0 | 0 | 0 | 0 | 13
| Please specify | Please select cost type | [Add notes here] | Please select confidence rating | [Add notes here] | £m | 0 | 0 | 0 | 0 | 0 | 0 | 0 | 0 | 0 | 0 | 0 | 0 | 0 | 0 | 0 | 0 | 0 | 0 | 0 | 0 | 0 | 0 | 0 | 0 | 0 | 0 | 0 | 0 | 0 | 0 | 0 | 0 | 0 | 0 | 0 | 0 | 0 | 0 | 0 | 0 | 0 | 0 | 0 | 0 | 0 | 0 | 0 | 0 | 0 | 0 | 0 | 0 | 0 | 0 | 0 | 0 | 0 | 14
| Please specify | Please select cost type | [Add notes here] | Please select confidence rating | [Add notes here] | £m | 0 | 0 | 0 | 0 | 0 | 0 | 0 | 0 | 0 | 0 | 0 | 0 | 0 | 0 | 0 | 0 | 0 | 0 | 0 | 0 | 0 | 0 | 0 | 0 | 0 | 0 | 0 | 0 | 0 | 0 | 0 | 0 | 0 | 0 | 0 | 0 | 0 | 0 | 0 | 0 | 0 | 0 | 0 | 0 | 0 | 0 | 0 | 0 | 0 | 0 | 0 | 0 | 0 | 0 | 0 | 0 | 0 | 15
| Please specify | Please select cost type | [Add notes here] | Please select confidence rating | [Add notes here] | £m | 0 | 0 | 0 | 0 | 0 | 0 | 0 | 0 | 0 | 0 | 0 | 0 | 0 | 0 | 0 | 0 | 0 | 0 | 0 | 0 | 0 | 0 | 0 | 0 | 0 | 0 | 0 | 0 | 0 | 0 | 0 | 0 | 0 | 0 | 0 | 0 | 0 | 0 | 0 | 0 | 0 | 0 | 0 | 0 | 0 | 0 | 0 | 0 | 0 | 0 | 0 | 0 | 0 | 0 | 0 | 0 | 0 | 16
| Please specify | Please select cost type | [Add notes here] | Please select confidence rating | [Add notes here] | £m | 0 | 0 | 0 | 0 | 0 | 0 | 0 | 0 | 0 | 0 | 0 | 0 | 0 | 0 | 0 | 0 | 0 | 0 | 0 | 0 | 0 | 0 | 0 | 0 | 0 | 0 | 0 | 0 | 0 | 0 | 0 | 0 | 0 | 0 | 0 | 0 | 0 | 0 | 0 | 0 | 0 | 0 | 0 | 0 | 0 | 0 | 0 | 0 | 0 | 0 | 0 | 0 | 0 | 0 | 0 | 0 | 0 | 17
| Please specify | Please select cost type | [Add notes here] | Please select confidence rating | [Add notes here] | £m | 0 | 0 | 0 | 0 | 0 | 0 | 0 | 0 | 0 | 0 | 0 | 0 | 0 | 0 | 0 | 0 | 0 | 0 | 0 | 0 | 0 | 0 | 0 | 0 | 0 | 0 | 0 | 0 | 0 | 0 | 0 | 0 | 0 | 0 | 0 | 0 | 0 | 0 | 0 | 0 | 0 | 0 | 0 | 0 | 0 | 0 | 0 | 0 | 0 | 0 | 0 | 0 | 0 | 0 | 0 | 0 | 0 | 18
| Please specify | Please select cost type | [Add notes here] | Please select confidence rating | [Add notes here] | £m | 0 | 0 | 0 | 0 | 0 | 0 | 0 | 0 | 0 | 0 | 0 | 0 | 0 | 0 | 0 | 0 | 0 | 0 | 0 | 0 | 0 | 0 | 0 | 0 | 0 | 0 | 0 | 0 | 0 | 0 | 0 | 0 | 0 | 0 | 0 | 0 | 0 | 0 | 0 | 0 | 0 | 0 | 0 | 0 | 0 | 0 | 0 | 0 | 0 | 0 | 0 | 0 | 0 | 0 | 0 | 0 | 0 | 19
| Please specify | Please select cost type | [Add notes here] | Please select confidence rating | [Add notes here] | £m | 0 | 0 | 0 | 0 | 0 | 0 | 0 | 0 | 0 | 0 | 0 | 0 | 0 | 0 | 0 | 0 | 0 | 0 | 0 | 0 | 0 | 0 | 0 | 0 | 0 | 0 | 0 | 0 | 0 | 0 | 0 | 0 | 0 | 0 | 0 | 0 | 0 | 0 | 0 | 0 | 0 | 0 | 0 | 0 | 0 | 0 | 0 | 0 | 0 | 0 | 0 | 0 | 0 | 0 | 0 | 0 | 0 | 20
| Total Constraint Costs (NGET) | Other non-capitalised costs | [Add notes here] | Please select confidence rating | [Add notes here] | £m | 0 | 0 | 0 | 0 | 0 | 0 | 0 | 0 | 0 | 0 | 0 | 0 | 0 | 0 | 0 | 0 | 0 | 0 | 0 | 0 | 0 | 0 | 0 | 0 | 0 | 0 | 0 | 0 | 0 | 0 | 0 | 0 | 0 | 0 | 0 | 0 | 0 | 0 | 0 | 0 | 0 | 0 | 0 | 0 | 0 | 0 | 0 | 0 | 0 | 0 | 0 | 0 | 0 | 0 | 0 | 0 | 0 | 21
| Total Pass Through Costs (NGT) | Other non-capitalised costs | [Add notes here] | Please select confidence rating | [Add notes here] | £m | 0 | 0 | 0 | 0 | 0 | 0 | 0 | 0 | 0 | 0 | 0 | 0 | 0 | 0 | 0 | 0 | 0 | 0 | 0 | 0 | 0 | 0 | 0 | 0 | 0 | 0 | 0 | 0 | 0 | 0 | 0 | 0 | 0 | 0 | 0 | 0 | 0 | 0 | 0 | 0 | 0 | 0 | 0 | 0 | 0 | 0 | 0 | 0 | 0 | 0 | 0 | 0 | 0 | 0 | 0 | 0 | 0 | 22
| Total costs before capitalisation | - | (1) | - | - | £m | 0 | 0 | 0 | 0 | 9.6432 | 11.8338 | 14.0244 | 15.3225 | 16.6206 | 17.9188 | 19.2169 | 20.515 | 22.8795 | 25.2439 | 27.6084 | 29.9728 | 32.3372 | 34.7017 | 37.0661 | 39.4306 | 41.795 | 34.6553 | 37.0198 | 39.3842 | 41.7487 | 44.1131 | 18.7765 | 0 | 0 | 0 | 0 | 0 | 0 | 0 | 0 | 0 | 0 | 0 | 0 | 0 | 0 | 0 | 0 | 0 | 0 | 0 | 0 | 0 | 0 | 0 | 0 | 0 | 0 | 0 | 0 | 0 | 0 | 23
| Capital/operational expenditure split | - | (2) | - | - | £m | 0 | 0 | 0 | 0 | 0 | 0 | 0 | 0 | 0 | 0 | 0 | 0 | 0 | 0 | 0 | 0 | 0 | 0 | 0 | 0 | 0 | 0 | 0 | 0 | 0 | 0 | 0 | 0 | 0 | 0 | 0 | 0 | 0 | 0 | 0 | 0 | 0 | 0 | 0 | 0 | 0 | 0 | 0 | 0 | 0 | 0 | 0 | 0 | 0 | 0 | 0 | 0 | 0 | 0 | 0 | 0 | 0 | 24
| Capitalised investment | - | (3)=(1)x(2) | - | - | £m | 0 | 0 | 0 | 0 | 0 | 0 | 0 | 0 | 0 | 0 | 0 | 0 | 0 | 0 | 0 | 0 | 0 | 0 | 0 | 0 | 0 | 0 | 0 | 0 | 0 | 0 | 0 | 0 | 0 | 0 | 0 | 0 | 0 | 0 | 0 | 0 | 0 | 0 | 0 | 0 | 0 | 0 | 0 | 0 | 0 | 0 | 0 | 0 | 0 | 0 | 0 | 0 | 0 | 0 | 0 | 0 | 0 | 25
| Investment to be expensed | - | (4)=(1)-(3) | - | - | £m | 0 | 0 | 0 | 0 | 9.6432 | 11.8338 | 14.0244 | 15.3225 | 16.6206 | 17.9188 | 19.2169 | 20.515 | 22.8795 | 25.2439 | 27.6084 | 29.9728 | 32.3372 | 34.7017 | 37.0661 | 39.4306 | 41.795 | 34.6553 | 37.0198 | 39.3842 | 41.7487 | 44.1131 | 18.7765 | 0 | 0 | 0 | 0 | 0 | 0 | 0 | 0 | 0 | 0 | 0 | 0 | 0 | 0 | 0 | 0 | 0 | 0 | 0 | 0 | 0 | 0 | 0 | 0 | 0 | 0 | 0 | 0 | 0 | 0 | 26
Depreciation | 2024 Depreciation |  | (5)2024=(3)2024*Dep_ratet | 2024 | <- Year used in depreciation calculation | £m | 0 | 0 | 0 | 0 | 0 | 0 | 0 | 0 | 0 | 0 | 0 | 0 | 0 | 0 | 0 | 0 | 0 | 0 | 0 | 0 | 0 | 0 | 0 | 0 | 0 | 0 | 0 | 0 | 0 | 0 | 0 | 0 | 0 | 0 | 0 | 0 | 0 | 0 | 0 | 0 | 0 | 0 | 0 | 0 | 0 | 0 | 0 | 0 | 0 | 0 | 0 | 0 | 0 | 0 | 0 | 0 | 0
| 2025 Depreciation |  | (5)2025=(3)2025*Dep_ratet | 2025 |  | £m | 0 | 0 | 0 | 0 | 0 | 0 | 0 | 0 | 0 | 0 | 0 | 0 | 0 | 0 | 0 | 0 | 0 | 0 | 0 | 0 | 0 | 0 | 0 | 0 | 0 | 0 | 0 | 0 | 0 | 0 | 0 | 0 | 0 | 0 | 0 | 0 | 0 | 0 | 0 | 0 | 0 | 0 | 0 | 0 | 0 | 0 | 0 | 0 | 0 | 0 | 0 | 0 | 0 | 0 | 0 | 0 | 0
| 2026 Depreciation |  | (5)2026=(3)2026*Dep_ratet | 2026 |  | £m | 0 | 0 | 0 | 0 | 0 | 0 | 0 | 0 | 0 | 0 | 0 | 0 | 0 | 0 | 0 | 0 | 0 | 0 | 0 | 0 | 0 | 0 | 0 | 0 | 0 | 0 | 0 | 0 | 0 | 0 | 0 | 0 | 0 | 0 | 0 | 0 | 0 | 0 | 0 | 0 | 0 | 0 | 0 | 0 | 0 | 0 | 0 | 0 | 0 | 0 | 0 | 0 | 0 | 0 | 0 | 0 | 0
| 2027 Depreciation |  | (5)2027=(3)2027*Dep_ratet | 2027 |  | £m | 0 | 0 | 0 | 0 | 0 | 0 | 0 | 0 | 0 | 0 | 0 | 0 | 0 | 0 | 0 | 0 | 0 | 0 | 0 | 0 | 0 | 0 | 0 | 0 | 0 | 0 | 0 | 0 | 0 | 0 | 0 | 0 | 0 | 0 | 0 | 0 | 0 | 0 | 0 | 0 | 0 | 0 | 0 | 0 | 0 | 0 | 0 | 0 | 0 | 0 | 0 | 0 | 0 | 0 | 0 | 0 | 0
| 2028 Depreciation |  | (5)2028=(3)2028*Dep_ratet | 2028 |  | £m | 0 | 0 | 0 | 0 | 0 | 0 | 0 | 0 | 0 | 0 | 0 | 0 | 0 | 0 | 0 | 0 | 0 | 0 | 0 | 0 | 0 | 0 | 0 | 0 | 0 | 0 | 0 | 0 | 0 | 0 | 0 | 0 | 0 | 0 | 0 | 0 | 0 | 0 | 0 | 0 | 0 | 0 | 0 | 0 | 0 | 0 | 0 | 0 | 0 | 0 | 0 | 0 | 0 | 0 | 0 | 0 | 0
| 2029 Depreciation |  | (5)2029=(3)2029*Dep_ratet | 2029 |  | £m | 0 | 0 | 0 | 0 | 0 | 0 | 0 | 0 | 0 | 0 | 0 | 0 | 0 | 0 | 0 | 0 | 0 | 0 | 0 | 0 | 0 | 0 | 0 | 0 | 0 | 0 | 0 | 0 | 0 | 0 | 0 | 0 | 0 | 0 | 0 | 0 | 0 | 0 | 0 | 0 | 0 | 0 | 0 | 0 | 0 | 0 | 0 | 0 | 0 | 0 | 0 | 0 | 0 | 0 | 0 | 0 | 0
| 2030 Depreciation |  | (5)2030=(3)2030*Dep_ratet | 2030 |  | £m | 0 | 0 | 0 | 0 | 0 | 0 | 0 | 0 | 0 | 0 | 0 | 0 | 0 | 0 | 0 | 0 | 0 | 0 | 0 | 0 | 0 | 0 | 0 | 0 | 0 | 0 | 0 | 0 | 0 | 0 | 0 | 0 | 0 | 0 | 0 | 0 | 0 | 0 | 0 | 0 | 0 | 0 | 0 | 0 | 0 | 0 | 0 | 0 | 0 | 0 | 0 | 0 | 0 | 0 | 0 | 0 | 0
| 2031 Depreciation |  | (5)2031=(3)2031*Dep_ratet | 2031 |  | £m | 0 | 0 | 0 | 0 | 0 | 0 | 0 | 0 | 0 | 0 | 0 | 0 | 0 | 0 | 0 | 0 | 0 | 0 | 0 | 0 | 0 | 0 | 0 | 0 | 0 | 0 | 0 | 0 | 0 | 0 | 0 | 0 | 0 | 0 | 0 | 0 | 0 | 0 | 0 | 0 | 0 | 0 | 0 | 0 | 0 | 0 | 0 | 0 | 0 | 0 | 0 | 0 | 0 | 0 | 0 | 0 | 0
| 2032 Depreciation |  | (5)2032=(3)2032*Dep_ratet | 2032 |  | £m | 0 | 0 | 0 | 0 | 0 | 0 | 0 | 0 | 0 | 0 | 0 | 0 | 0 | 0 | 0 | 0 | 0 | 0 | 0 | 0 | 0 | 0 | 0 | 0 | 0 | 0 | 0 | 0 | 0 | 0 | 0 | 0 | 0 | 0 | 0 | 0 | 0 | 0 | 0 | 0 | 0 | 0 | 0 | 0 | 0 | 0 | 0 | 0 | 0 | 0 | 0 | 0 | 0 | 0 | 0 | 0 | 0
| 2033 Depreciation |  | (5)2033=(3)2033*Dep_ratet | 2033 |  | £m | 0 | 0 | 0 | 0 | 0 | 0 | 0 | 0 | 0 | 0 | 0 | 0 | 0 | 0 | 0 | 0 | 0 | 0 | 0 | 0 | 0 | 0 | 0 | 0 | 0 | 0 | 0 | 0 | 0 | 0 | 0 | 0 | 0 | 0 | 0 | 0 | 0 | 0 | 0 | 0 | 0 | 0 | 0 | 0 | 0 | 0 | 0 | 0 | 0 | 0 | 0 | 0 | 0 | 0 | 0 | 0 | 0
| 2034 Depreciation |  | (5)2034=(3)2034*Dep_ratet | 2034 |  | £m | 0 | 0 | 0 | 0 | 0 | 0 | 0 | 0 | 0 | 0 | 0 | 0 | 0 | 0 | 0 | 0 | 0 | 0 | 0 | 0 | 0 | 0 | 0 | 0 | 0 | 0 | 0 | 0 | 0 | 0 | 0 | 0 | 0 | 0 | 0 | 0 | 0 | 0 | 0 | 0 | 0 | 0 | 0 | 0 | 0 | 0 | 0 | 0 | 0 | 0 | 0 | 0 | 0 | 0 | 0 | 0 | 0
| 2035 Depreciation |  | (5)2035=(3)2035*Dep_ratet | 2035 |  | £m | 0 | 0 | 0 | 0 | 0 | 0 | 0 | 0 | 0 | 0 | 0 | 0 | 0 | 0 | 0 | 0 | 0 | 0 | 0 | 0 | 0 | 0 | 0 | 0 | 0 | 0 | 0 | 0 | 0 | 0 | 0 | 0 | 0 | 0 | 0 | 0 | 0 | 0 | 0 | 0 | 0 | 0 | 0 | 0 | 0 | 0 | 0 | 0 | 0 | 0 | 0 | 0 | 0 | 0 | 0 | 0 | 0
| 2036 Depreciation |  | (5)2036=(3)2036*Dep_ratet | 2036 |  | £m | 0 | 0 | 0 | 0 | 0 | 0 | 0 | 0 | 0 | 0 | 0 | 0 | 0 | 0 | 0 | 0 | 0 | 0 | 0 | 0 | 0 | 0 | 0 | 0 | 0 | 0 | 0 | 0 | 0 | 0 | 0 | 0 | 0 | 0 | 0 | 0 | 0 | 0 | 0 | 0 | 0 | 0 | 0 | 0 | 0 | 0 | 0 | 0 | 0 | 0 | 0 | 0 | 0 | 0 | 0 | 0 | 0
| 2037 Depreciation |  | (5)2037=(3)2037*Dep_ratet | 2037 |  | £m | 0 | 0 | 0 | 0 | 0 | 0 | 0 | 0 | 0 | 0 | 0 | 0 | 0 | 0 | 0 | 0 | 0 | 0 | 0 | 0 | 0 | 0 | 0 | 0 | 0 | 0 | 0 | 0 | 0 | 0 | 0 | 0 | 0 | 0 | 0 | 0 | 0 | 0 | 0 | 0 | 0 | 0 | 0 | 0 | 0 | 0 | 0 | 0 | 0 | 0 | 0 | 0 | 0 | 0 | 0 | 0 | 0
| 2038 Depreciation |  | (5)2038=(3)2038*Dep_ratet | 2038 |  | £m | 0 | 0 | 0 | 0 | 0 | 0 | 0 | 0 | 0 | 0 | 0 | 0 | 0 | 0 | 0 | 0 | 0 | 0 | 0 | 0 | 0 | 0 | 0 | 0 | 0 | 0 | 0 | 0 | 0 | 0 | 0 | 0 | 0 | 0 | 0 | 0 | 0 | 0 | 0 | 0 | 0 | 0 | 0 | 0 | 0 | 0 | 0 | 0 | 0 | 0 | 0 | 0 | 0 | 0 | 0 | 0 | 0
| 2039 Depreciation |  | (5)2039=(3)2039*Dep_ratet | 2039 |  | £m | 0 | 0 | 0 | 0 | 0 | 0 | 0 | 0 | 0 | 0 | 0 | 0 | 0 | 0 | 0 | 0 | 0 | 0 | 0 | 0 | 0 | 0 | 0 | 0 | 0 | 0 | 0 | 0 | 0 | 0 | 0 | 0 | 0 | 0 | 0 | 0 | 0 | 0 | 0 | 0 | 0 | 0 | 0 | 0 | 0 | 0 | 0 | 0 | 0 | 0 | 0 | 0 | 0 | 0 | 0 | 0 | 0
| 2040 Depreciation |  | (5)2040=(3)2040*Dep_ratet | 2040 |  | £m | 0 | 0 | 0 | 0 | 0 | 0 | 0 | 0 | 0 | 0 | 0 | 0 | 0 | 0 | 0 | 0 | 0 | 0 | 0 | 0 | 0 | 0 | 0 | 0 | 0 | 0 | 0 | 0 | 0 | 0 | 0 | 0 | 0 | 0 | 0 | 0 | 0 | 0 | 0 | 0 | 0 | 0 | 0 | 0 | 0 | 0 | 0 | 0 | 0 | 0 | 0 | 0 | 0 | 0 | 0 | 0 | 0
| 2041 Depreciation |  | (5)2041=(3)2041*Dep_ratet | 2041 |  | £m | 0 | 0 | 0 | 0 | 0 | 0 | 0 | 0 | 0 | 0 | 0 | 0 | 0 | 0 | 0 | 0 | 0 | 0 | 0 | 0 | 0 | 0 | 0 | 0 | 0 | 0 | 0 | 0 | 0 | 0 | 0 | 0 | 0 | 0 | 0 | 0 | 0 | 0 | 0 | 0 | 0 | 0 | 0 | 0 | 0 | 0 | 0 | 0 | 0 | 0 | 0 | 0 | 0 | 0 | 0 | 0 | 0
| 2042 Depreciation |  | (5)2042=(3)2042*Dep_ratet | 2042 |  | £m | 0 | 0 | 0 | 0 | 0 | 0 | 0 | 0 | 0 | 0 | 0 | 0 | 0 | 0 | 0 | 0 | 0 | 0 | 0 | 0 | 0 | 0 | 0 | 0 | 0 | 0 | 0 | 0 | 0 | 0 | 0 | 0 | 0 | 0 | 0 | 0 | 0 | 0 | 0 | 0 | 0 | 0 | 0 | 0 | 0 | 0 | 0 | 0 | 0 | 0 | 0 | 0 | 0 | 0 | 0 | 0 | 0
| 2043 Depreciation |  | (5)2043=(3)2043*Dep_ratet | 2043 |  | £m | 0 | 0 | 0 | 0 | 0 | 0 | 0 | 0 | 0 | 0 | 0 | 0 | 0 | 0 | 0 | 0 | 0 | 0 | 0 | 0 | 0 | 0 | 0 | 0 | 0 | 0 | 0 | 0 | 0 | 0 | 0 | 0 | 0 | 0 | 0 | 0 | 0 | 0 | 0 | 0 | 0 | 0 | 0 | 0 | 0 | 0 | 0 | 0 | 0 | 0 | 0 | 0 | 0 | 0 | 0 | 0 | 0
| 2044 Depreciation |  | (5)2044=(3)2044*Dep_ratet | 2044 |  | £m | 0 | 0 | 0 | 0 | 0 | 0 | 0 | 0 | 0 | 0 | 0 | 0 | 0 | 0 | 0 | 0 | 0 | 0 | 0 | 0 | 0 | 0 | 0 | 0 | 0 | 0 | 0 | 0 | 0 | 0 | 0 | 0 | 0 | 0 | 0 | 0 | 0 | 0 | 0 | 0 | 0 | 0 | 0 | 0 | 0 | 0 | 0 | 0 | 0 | 0 | 0 | 0 | 0 | 0 | 0 | 0 | 0
| 2045 Depreciation |  | (5)2045=(3)2045*Dep_ratet | 2045 |  | £m | 0 | 0 | 0 | 0 | 0 | 0 | 0 | 0 | 0 | 0 | 0 | 0 | 0 | 0 | 0 | 0 | 0 | 0 | 0 | 0 | 0 | 0 | 0 | 0 | 0 | 0 | 0 | 0 | 0 | 0 | 0 | 0 | 0 | 0 | 0 | 0 | 0 | 0 | 0 | 0 | 0 | 0 | 0 | 0 | 0 | 0 | 0 | 0 | 0 | 0 | 0 | 0 | 0 | 0 | 0 | 0 | 0
| 2046 Depreciation |  | (5)2046=(3)2046*Dep_ratet | 2046 |  | £m | 0 | 0 | 0 | 0 | 0 | 0 | 0 | 0 | 0 | 0 | 0 | 0 | 0 | 0 | 0 | 0 | 0 | 0 | 0 | 0 | 0 | 0 | 0 | 0 | 0 | 0 | 0 | 0 | 0 | 0 | 0 | 0 | 0 | 0 | 0 | 0 | 0 | 0 | 0 | 0 | 0 | 0 | 0 | 0 | 0 | 0 | 0 | 0 | 0 | 0 | 0 | 0 | 0 | 0 | 0 | 0 | 0
| 2047 Depreciation |  | (5)2047=(3)2047*Dep_ratet | 2047 |  | £m | 0 | 0 | 0 | 0 | 0 | 0 | 0 | 0 | 0 | 0 | 0 | 0 | 0 | 0 | 0 | 0 | 0 | 0 | 0 | 0 | 0 | 0 | 0 | 0 | 0 | 0 | 0 | 0 | 0 | 0 | 0 | 0 | 0 | 0 | 0 | 0 | 0 | 0 | 0 | 0 | 0 | 0 | 0 | 0 | 0 | 0 | 0 | 0 | 0 | 0 | 0 | 0 | 0 | 0 | 0 | 0 | 0
| 2048 Depreciation |  | (5)2048=(3)2048*Dep_ratet | 2048 |  | £m | 0 | 0 | 0 | 0 | 0 | 0 | 0 | 0 | 0 | 0 | 0 | 0 | 0 | 0 | 0 | 0 | 0 | 0 | 0 | 0 | 0 | 0 | 0 | 0 | 0 | 0 | 0 | 0 | 0 | 0 | 0 | 0 | 0 | 0 | 0 | 0 | 0 | 0 | 0 | 0 | 0 | 0 | 0 | 0 | 0 | 0 | 0 | 0 | 0 | 0 | 0 | 0 | 0 | 0 | 0 | 0 | 0
| 2049 Depreciation |  | (5)2049=(3)2049*Dep_ratet | 2049 |  | £m | 0 | 0 | 0 | 0 | 0 | 0 | 0 | 0 | 0 | 0 | 0 | 0 | 0 | 0 | 0 | 0 | 0 | 0 | 0 | 0 | 0 | 0 | 0 | 0 | 0 | 0 | 0 | 0 | 0 | 0 | 0 | 0 | 0 | 0 | 0 | 0 | 0 | 0 | 0 | 0 | 0 | 0 | 0 | 0 | 0 | 0 | 0 | 0 | 0 | 0 | 0 | 0 | 0 | 0 | 0 | 0 | 0
| 2050 Depreciation |  | (5)2050=(3)2050*Dep_ratet | 2050 |  | £m | 0 | 0 | 0 | 0 | 0 | 0 | 0 | 0 | 0 | 0 | 0 | 0 | 0 | 0 | 0 | 0 | 0 | 0 | 0 | 0 | 0 | 0 | 0 | 0 | 0 | 0 | 0 | 0 | 0 | 0 | 0 | 0 | 0 | 0 | 0 | 0 | 0 | 0 | 0 | 0 | 0 | 0 | 0 | 0 | 0 | 0 | 0 | 0 | 0 | 0 | 0 | 0 | 0 | 0 | 0 | 0 | 0
| 2051 Depreciation |  | (5)2051=(3)2051*Dep_ratet | 2051 |  | £m | 0 | 0 | 0 | 0 | 0 | 0 | 0 | 0 | 0 | 0 | 0 | 0 | 0 | 0 | 0 | 0 | 0 | 0 | 0 | 0 | 0 | 0 | 0 | 0 | 0 | 0 | 0 | 0 | 0 | 0 | 0 | 0 | 0 | 0 | 0 | 0 | 0 | 0 | 0 | 0 | 0 | 0 | 0 | 0 | 0 | 0 | 0 | 0 | 0 | 0 | 0 | 0 | 0 | 0 | 0 | 0 | 0
| 2052 Depreciation |  | (5)2052=(3)2052*Dep_ratet | 2052 |  | £m | 0 | 0 | 0 | 0 | 0 | 0 | 0 | 0 | 0 | 0 | 0 | 0 | 0 | 0 | 0 | 0 | 0 | 0 | 0 | 0 | 0 | 0 | 0 | 0 | 0 | 0 | 0 | 0 | 0 | 0 | 0 | 0 | 0 | 0 | 0 | 0 | 0 | 0 | 0 | 0 | 0 | 0 | 0 | 0 | 0 | 0 | 0 | 0 | 0 | 0 | 0 | 0 | 0 | 0 | 0 | 0 | 0
| 2053 Depreciation |  | (5)2053=(3)2053*Dep_ratet | 2053 |  | £m | 0 | 0 | 0 | 0 | 0 | 0 | 0 | 0 | 0 | 0 | 0 | 0 | 0 | 0 | 0 | 0 | 0 | 0 | 0 | 0 | 0 | 0 | 0 | 0 | 0 | 0 | 0 | 0 | 0 | 0 | 0 | 0 | 0 | 0 | 0 | 0 | 0 | 0 | 0 | 0 | 0 | 0 | 0 | 0 | 0 | 0 | 0 | 0 | 0 | 0 | 0 | 0 | 0 | 0 | 0 | 0 | 0
| 2054 Depreciation |  | (5)2054=(3)2054*Dep_ratet | 2054 |  | £m | 0 | 0 | 0 | 0 | 0 | 0 | 0 | 0 | 0 | 0 | 0 | 0 | 0 | 0 | 0 | 0 | 0 | 0 | 0 | 0 | 0 | 0 | 0 | 0 | 0 | 0 | 0 | 0 | 0 | 0 | 0 | 0 | 0 | 0 | 0 | 0 | 0 | 0 | 0 | 0 | 0 | 0 | 0 | 0 | 0 | 0 | 0 | 0 | 0 | 0 | 0 | 0 | 0 | 0 | 0 | 0 | 0
| 2055 Depreciation |  | (5)2055=(3)2055*Dep_ratet | 2055 |  | £m | 0 | 0 | 0 | 0 | 0 | 0 | 0 | 0 | 0 | 0 | 0 | 0 | 0 | 0 | 0 | 0 | 0 | 0 | 0 | 0 | 0 | 0 | 0 | 0 | 0 | 0 | 0 | 0 | 0 | 0 | 0 | 0 | 0 | 0 | 0 | 0 | 0 | 0 | 0 | 0 | 0 | 0 | 0 | 0 | 0 | 0 | 0 | 0 | 0 | 0 | 0 | 0 | 0 | 0 | 0 | 0 | 0
| 2056 Depreciation |  | (5)2056=(3)2056*Dep_ratet | 2056 |  | £m | 0 | 0 | 0 | 0 | 0 | 0 | 0 | 0 | 0 | 0 | 0 | 0 | 0 | 0 | 0 | 0 | 0 | 0 | 0 | 0 | 0 | 0 | 0 | 0 | 0 | 0 | 0 | 0 | 0 | 0 | 0 | 0 | 0 | 0 | 0 | 0 | 0 | 0 | 0 | 0 | 0 | 0 | 0 | 0 | 0 | 0 | 0 | 0 | 0 | 0 | 0 | 0 | 0 | 0 | 0 | 0 | 0
| 2057 Depreciation |  | (5)2057=(3)2057*Dep_ratet | 2057 |  | £m | 0 | 0 | 0 | 0 | 0 | 0 | 0 | 0 | 0 | 0 | 0 | 0 | 0 | 0 | 0 | 0 | 0 | 0 | 0 | 0 | 0 | 0 | 0 | 0 | 0 | 0 | 0 | 0 | 0 | 0 | 0 | 0 | 0 | 0 | 0 | 0 | 0 | 0 | 0 | 0 | 0 | 0 | 0 | 0 | 0 | 0 | 0 | 0 | 0 | 0 | 0 | 0 | 0 | 0 | 0 | 0 | 0
| 2058 Depreciation |  | (5)2058=(3)2058*Dep_ratet | 2058 |  | £m | 0 | 0 | 0 | 0 | 0 | 0 | 0 | 0 | 0 | 0 | 0 | 0 | 0 | 0 | 0 | 0 | 0 | 0 | 0 | 0 | 0 | 0 | 0 | 0 | 0 | 0 | 0 | 0 | 0 | 0 | 0 | 0 | 0 | 0 | 0 | 0 | 0 | 0 | 0 | 0 | 0 | 0 | 0 | 0 | 0 | 0 | 0 | 0 | 0 | 0 | 0 | 0 | 0 | 0 | 0 | 0 | 0
| 2059 Depreciation |  | (5)2059=(3)2059*Dep_ratet | 2059 |  | £m | 0 | 0 | 0 | 0 | 0 | 0 | 0 | 0 | 0 | 0 | 0 | 0 | 0 | 0 | 0 | 0 | 0 | 0 | 0 | 0 | 0 | 0 | 0 | 0 | 0 | 0 | 0 | 0 | 0 | 0 | 0 | 0 | 0 | 0 | 0 | 0 | 0 | 0 | 0 | 0 | 0 | 0 | 0 | 0 | 0 | 0 | 0 | 0 | 0 | 0 | 0 | 0 | 0 | 0 | 0 | 0 | 0
| 2060 Depreciation |  | (5)2060=(3)2060*Dep_ratet | 2060 |  | £m | 0 | 0 | 0 | 0 | 0 | 0 | 0 | 0 | 0 | 0 | 0 | 0 | 0 | 0 | 0 | 0 | 0 | 0 | 0 | 0 | 0 | 0 | 0 | 0 | 0 | 0 | 0 | 0 | 0 | 0 | 0 | 0 | 0 | 0 | 0 | 0 | 0 | 0 | 0 | 0 | 0 | 0 | 0 | 0 | 0 | 0 | 0 | 0 | 0 | 0 | 0 | 0 | 0 | 0 | 0 | 0 | 0
| 2061 Depreciation |  | (5)2061=(3)2061*Dep_ratet | 2061 |  | £m | 0 | 0 | 0 | 0 | 0 | 0 | 0 | 0 | 0 | 0 | 0 | 0 | 0 | 0 | 0 | 0 | 0 | 0 | 0 | 0 | 0 | 0 | 0 | 0 | 0 | 0 | 0 | 0 | 0 | 0 | 0 | 0 | 0 | 0 | 0 | 0 | 0 | 0 | 0 | 0 | 0 | 0 | 0 | 0 | 0 | 0 | 0 | 0 | 0 | 0 | 0 | 0 | 0 | 0 | 0 | 0 | 0
| 2062 Depreciation |  | (5)2062=(3)2062*Dep_ratet | 2062 |  | £m | 0 | 0 | 0 | 0 | 0 | 0 | 0 | 0 | 0 | 0 | 0 | 0 | 0 | 0 | 0 | 0 | 0 | 0 | 0 | 0 | 0 | 0 | 0 | 0 | 0 | 0 | 0 | 0 | 0 | 0 | 0 | 0 | 0 | 0 | 0 | 0 | 0 | 0 | 0 | 0 | 0 | 0 | 0 | 0 | 0 | 0 | 0 | 0 | 0 | 0 | 0 | 0 | 0 | 0 | 0 | 0 | 0
| 2063 Depreciation |  | (5)2063=(3)2063*Dep_ratet | 2063 |  | £m | 0 | 0 | 0 | 0 | 0 | 0 | 0 | 0 | 0 | 0 | 0 | 0 | 0 | 0 | 0 | 0 | 0 | 0 | 0 | 0 | 0 | 0 | 0 | 0 | 0 | 0 | 0 | 0 | 0 | 0 | 0 | 0 | 0 | 0 | 0 | 0 | 0 | 0 | 0 | 0 | 0 | 0 | 0 | 0 | 0 | 0 | 0 | 0 | 0 | 0 | 0 | 0 | 0 | 0 | 0 | 0 | 0
| 2064 Depreciation |  | (5)2064=(3)2064*Dep_ratet | 2064 |  | £m | 0 | 0 | 0 | 0 | 0 | 0 | 0 | 0 | 0 | 0 | 0 | 0 | 0 | 0 | 0 | 0 | 0 | 0 | 0 | 0 | 0 | 0 | 0 | 0 | 0 | 0 | 0 | 0 | 0 | 0 | 0 | 0 | 0 | 0 | 0 | 0 | 0 | 0 | 0 | 0 | 0 | 0 | 0 | 0 | 0 | 0 | 0 | 0 | 0 | 0 | 0 | 0 | 0 | 0 | 0 | 0 | 0
| 2065 Depreciation |  | (5)2065=(3)2065*Dep_ratet | 2065 |  | £m | 0 | 0 | 0 | 0 | 0 | 0 | 0 | 0 | 0 | 0 | 0 | 0 | 0 | 0 | 0 | 0 | 0 | 0 | 0 | 0 | 0 | 0 | 0 | 0 | 0 | 0 | 0 | 0 | 0 | 0 | 0 | 0 | 0 | 0 | 0 | 0 | 0 | 0 | 0 | 0 | 0 | 0 | 0 | 0 | 0 | 0 | 0 | 0 | 0 | 0 | 0 | 0 | 0 | 0 | 0 | 0 | 0
| 2066 Depreciation |  | (5)2066=(3)2066*Dep_ratet | 2066 |  | £m | 0 | 0 | 0 | 0 | 0 | 0 | 0 | 0 | 0 | 0 | 0 | 0 | 0 | 0 | 0 | 0 | 0 | 0 | 0 | 0 | 0 | 0 | 0 | 0 | 0 | 0 | 0 | 0 | 0 | 0 | 0 | 0 | 0 | 0 | 0 | 0 | 0 | 0 | 0 | 0 | 0 | 0 | 0 | 0 | 0 | 0 | 0 | 0 | 0 | 0 | 0 | 0 | 0 | 0 | 0 | 0 | 0
| 2067 Depreciation |  | (5)2067=(3)2067*Dep_ratet | 2067 |  | £m | 0 | 0 | 0 | 0 | 0 | 0 | 0 | 0 | 0 | 0 | 0 | 0 | 0 | 0 | 0 | 0 | 0 | 0 | 0 | 0 | 0 | 0 | 0 | 0 | 0 | 0 | 0 | 0 | 0 | 0 | 0 | 0 | 0 | 0 | 0 | 0 | 0 | 0 | 0 | 0 | 0 | 0 | 0 | 0 | 0 | 0 | 0 | 0 | 0 | 0 | 0 | 0 | 0 | 0 | 0 | 0 | 0
| 2068 Depreciation |  | (5)2068=(3)2068*Dep_ratet | 2068 |  | £m | 0 | 0 | 0 | 0 | 0 | 0 | 0 | 0 | 0 | 0 | 0 | 0 | 0 | 0 | 0 | 0 | 0 | 0 | 0 | 0 | 0 | 0 | 0 | 0 | 0 | 0 | 0 | 0 | 0 | 0 | 0 | 0 | 0 | 0 | 0 | 0 | 0 | 0 | 0 | 0 | 0 | 0 | 0 | 0 | 0 | 0 | 0 | 0 | 0 | 0 | 0 | 0 | 0 | 0 | 0 | 0 | 0
| 2069 Depreciation |  | (5)2069=(3)2069*Dep_ratet | 2069 |  | £m | 0 | 0 | 0 | 0 | 0 | 0 | 0 | 0 | 0 | 0 | 0 | 0 | 0 | 0 | 0 | 0 | 0 | 0 | 0 | 0 | 0 | 0 | 0 | 0 | 0 | 0 | 0 | 0 | 0 | 0 | 0 | 0 | 0 | 0 | 0 | 0 | 0 | 0 | 0 | 0 | 0 | 0 | 0 | 0 | 0 | 0 | 0 | 0 | 0 | 0 | 0 | 0 | 0 | 0 | 0 | 0 | 0
| 2070 Depreciation |  | (5)2070=(3)2070*Dep_ratet | 2070 |  | £m | 0 | 0 | 0 | 0 | 0 | 0 | 0 | 0 | 0 | 0 | 0 | 0 | 0 | 0 | 0 | 0 | 0 | 0 | 0 | 0 | 0 | 0 | 0 | 0 | 0 | 0 | 0 | 0 | 0 | 0 | 0 | 0 | 0 | 0 | 0 | 0 | 0 | 0 | 0 | 0 | 0 | 0 | 0 | 0 | 0 | 0 | 0 | 0 | 0 | 0 | 0 | 0 | 0 | 0 | 0 | 0 | 0
| 2071 Depreciation |  | (5)2071=(3)2071*Dep_ratet | 2071 |  | £m | 0 | 0 | 0 | 0 | 0 | 0 | 0 | 0 | 0 | 0 | 0 | 0 | 0 | 0 | 0 | 0 | 0 | 0 | 0 | 0 | 0 | 0 | 0 | 0 | 0 | 0 | 0 | 0 | 0 | 0 | 0 | 0 | 0 | 0 | 0 | 0 | 0 | 0 | 0 | 0 | 0 | 0 | 0 | 0 | 0 | 0 | 0 | 0 | 0 | 0 | 0 | 0 | 0 | 0 | 0 | 0 | 0
| 2072 Depreciation |  | (5)2072=(3)2072*Dep_ratet | 2072 |  | £m | 0 | 0 | 0 | 0 | 0 | 0 | 0 | 0 | 0 | 0 | 0 | 0 | 0 | 0 | 0 | 0 | 0 | 0 | 0 | 0 | 0 | 0 | 0 | 0 | 0 | 0 | 0 | 0 | 0 | 0 | 0 | 0 | 0 | 0 | 0 | 0 | 0 | 0 | 0 | 0 | 0 | 0 | 0 | 0 | 0 | 0 | 0 | 0 | 0 | 0 | 0 | 0 | 0 | 0 | 0 | 0 | 0
| 2073 Depreciation |  | (5)2073=(3)2073*Dep_ratet | 2073 |  | £m | 0 | 0 | 0 | 0 | 0 | 0 | 0 | 0 | 0 | 0 | 0 | 0 | 0 | 0 | 0 | 0 | 0 | 0 | 0 | 0 | 0 | 0 | 0 | 0 | 0 | 0 | 0 | 0 | 0 | 0 | 0 | 0 | 0 | 0 | 0 | 0 | 0 | 0 | 0 | 0 | 0 | 0 | 0 | 0 | 0 | 0 | 0 | 0 | 0 | 0 | 0 | 0 | 0 | 0 | 0 | 0 | 0
| 2074 Depreciation |  | (5)2074=(3)2074*Dep_ratet | 2074 |  | £m | 0 | 0 | 0 | 0 | 0 | 0 | 0 | 0 | 0 | 0 | 0 | 0 | 0 | 0 | 0 | 0 | 0 | 0 | 0 | 0 | 0 | 0 | 0 | 0 | 0 | 0 | 0 | 0 | 0 | 0 | 0 | 0 | 0 | 0 | 0 | 0 | 0 | 0 | 0 | 0 | 0 | 0 | 0 | 0 | 0 | 0 | 0 | 0 | 0 | 0 | 0 | 0 | 0 | 0 | 0 | 0 | 0
| 2075 Depreciation |  | (5)2075=(3)2075*Dep_ratet | 2075 |  | £m | 0 | 0 | 0 | 0 | 0 | 0 | 0 | 0 | 0 | 0 | 0 | 0 | 0 | 0 | 0 | 0 | 0 | 0 | 0 | 0 | 0 | 0 | 0 | 0 | 0 | 0 | 0 | 0 | 0 | 0 | 0 | 0 | 0 | 0 | 0 | 0 | 0 | 0 | 0 | 0 | 0 | 0 | 0 | 0 | 0 | 0 | 0 | 0 | 0 | 0 | 0 | 0 | 0 | 0 | 0 | 0 | 0
| 2076 Depreciation |  | (5)2076=(3)2076*Dep_ratet | 2076 |  | £m | 0 | 0 | 0 | 0 | 0 | 0 | 0 | 0 | 0 | 0 | 0 | 0 | 0 | 0 | 0 | 0 | 0 | 0 | 0 | 0 | 0 | 0 | 0 | 0 | 0 | 0 | 0 | 0 | 0 | 0 | 0 | 0 | 0 | 0 | 0 | 0 | 0 | 0 | 0 | 0 | 0 | 0 | 0 | 0 | 0 | 0 | 0 | 0 | 0 | 0 | 0 | 0 | 0 | 0 | 0 | 0 | 0
| 2077 Depreciation |  | (5)2077=(3)2077*Dep_ratet | 2077 |  | £m | 0 | 0 | 0 | 0 | 0 | 0 | 0 | 0 | 0 | 0 | 0 | 0 | 0 | 0 | 0 | 0 | 0 | 0 | 0 | 0 | 0 | 0 | 0 | 0 | 0 | 0 | 0 | 0 | 0 | 0 | 0 | 0 | 0 | 0 | 0 | 0 | 0 | 0 | 0 | 0 | 0 | 0 | 0 | 0 | 0 | 0 | 0 | 0 | 0 | 0 | 0 | 0 | 0 | 0 | 0 | 0 | 0
| 2078 Depreciation |  | (5)2078=(3)2078*Dep_ratet | 2078 |  | £m | 0 | 0 | 0 | 0 | 0 | 0 | 0 | 0 | 0 | 0 | 0 | 0 | 0 | 0 | 0 | 0 | 0 | 0 | 0 | 0 | 0 | 0 | 0 | 0 | 0 | 0 | 0 | 0 | 0 | 0 | 0 | 0 | 0 | 0 | 0 | 0 | 0 | 0 | 0 | 0 | 0 | 0 | 0 | 0 | 0 | 0 | 0 | 0 | 0 | 0 | 0 | 0 | 0 | 0 | 0 | 0 | 0
| 2079 Depreciation |  | (5)2079=(3)2079*Dep_ratet | 2079 |  | £m | 0 | 0 | 0 | 0 | 0 | 0 | 0 | 0 | 0 | 0 | 0 | 0 | 0 | 0 | 0 | 0 | 0 | 0 | 0 | 0 | 0 | 0 | 0 | 0 | 0 | 0 | 0 | 0 | 0 | 0 | 0 | 0 | 0 | 0 | 0 | 0 | 0 | 0 | 0 | 0 | 0 | 0 | 0 | 0 | 0 | 0 | 0 | 0 | 0 | 0 | 0 | 0 | 0 | 0 | 0 | 0 | 0
| Depreciation |  | (5)=∑(5)t |  |  | £m | 0 | 0 | 0 | 0 | 0 | 0 | 0 | 0 | 0 | 0 | 0 | 0 | 0 | 0 | 0 | 0 | 0 | 0 | 0 | 0 | 0 | 0 | 0 | 0 | 0 | 0 | 0 | 0 | 0 | 0 | 0 | 0 | 0 | 0 | 0 | 0 | 0 | 0 | 0 | 0 | 0 | 0 | 0 | 0 | 0 | 0 | 0 | 0 | 0 | 0 | 0 | 0 | 0 | 0 | 0 | 0 | 0
| Opening RAV balance |  | (6op)t=(6cl)t-1 |  |  | £m | 0 | 0 | 0 | 0 | 0 | 0 | 0 | 0 | 0 | 0 | 0 | 0 | 0 | 0 | 0 | 0 | 0 | 0 | 0 | 0 | 0 | 0 | 0 | 0 | 0 | 0 | 0 | 0 | 0 | 0 | 0 | 0 | 0 | 0 | 0 | 0 | 0 | 0 | 0 | 0 | 0 | 0 | 0 | 0 | 0 | 0 | 0 | 0 | 0 | 0 | 0 | 0 | 0 | 0 | 0 | 0 | 0
| Discounted RAV balance |  | (6D)=(6cl)*(1/1+WACC)) |  |  | £m | 0 | 0 | 0 | 0 | 0 | 0 | 0 | 0 | 0 | 0 | 0 | 0 | 0 | 0 | 0 | 0 | 0 | 0 | 0 | 0 | 0 | 0 | 0 | 0 | 0 | 0 | 0 | 0 | 0 | 0 | 0 | 0 | 0 | 0 | 0 | 0 | 0 | 0 | 0 | 0 | 0 | 0 | 0 | 0 | 0 | 0 | 0 | 0 | 0 | 0 | 0 | 0 | 0 | 0 | 0 | 0 | 0
| Closing RAV balance |  | (6cl)=(3)-(5)+(6op) |  |  | £m | 0 | 0 | 0 | 0 | 0 | 0 | 0 | 0 | 0 | 0 | 0 | 0 | 0 | 0 | 0 | 0 | 0 | 0 | 0 | 0 | 0 | 0 | 0 | 0 | 0 | 0 | 0 | 0 | 0 | 0 | 0 | 0 | 0 | 0 | 0 | 0 | 0 | 0 | 0 | 0 | 0 | 0 | 0 | 0 | 0 | 0 | 0 | 0 | 0 | 0 | 0 | 0 | 0 | 0 | 0 | 0 | 0
| Cost of Capital |  | (6)=avg[(6D),(6op)]xWACC |  |  | £m | 0 | 0 | 0 | 0 | 0 | 0 | 0 | 0 | 0 | 0 | 0 | 0 | 0 | 0 | 0 | 0 | 0 | 0 | 0 | 0 | 0 | 0 | 0 | 0 | 0 | 0 | 0 | 0 | 0 | 0 | 0 | 0 | 0 | 0 | 0 | 0 | 0 | 0 | 0 | 0 | 0 | 0 | 0 | 0 | 0 | 0 | 0 | 0 | 0 | 0 | 0 | 0 | 0 | 0 | 0 | 0 | 0
| Total net financial benefits |  | (7)=(4)+(5)+(6) |  |  | £m | 0 | 0 | 0 | 0 | 9.6432 | 11.8338 | 14.0244 | 15.3225 | 16.6206 | 17.9188 | 19.2169 | 20.515 | 22.8795 | 25.2439 | 27.6084 | 29.9728 | 32.3372 | 34.7017 | 37.0661 | 39.4306 | 41.795 | 34.6553 | 37.0198 | 39.3842 | 41.7487 | 44.1131 | 18.7765 | 0 | 0 | 0 | 0 | 0 | 0 | 0 | 0 | 0 | 0 | 0 | 0 | 0 | 0 | 0 | 0 | 0 | 0 | 0 | 0 | 0 | 0 | 0 | 0 | 0 | 0 | 0 | 0 | 0 | 0
Environmental net benefits (£m) | Reduced/Increased electrical losses | Please select scope | [Add notes here] | Please select confidence rating | [Add notes here] | £m | 0 | 0 | 0 | 0 | 0 | 0 | 0 | 0 | 0 | 0 | 0 | 0 | 0 | 0 | 0 | 0 | 0 | 0 | 0 | 0 | 0 | 0 | 0 | 0 | 0 | 0 | 0 | 0 | 0 | 0 | 0 | 0 | 0 | 0 | 0 | 0 | 0 | 0 | 0 | 0 | 0 | 0 | 0 | 0 | 0 | 0 | 0 | 0 | 0 | 0 | 0 | 0 | 0 | 0 | 0 | 0 | 0 | 1
| Reduced/Increased emissions associated with losses |  |  |  |  | £m | 0 | 0 | 0 | 0 | 0 | 0 | 0 | 0 | 0 | 0 | 0 | 0 | 0 | 0 | 0 | 0 | 0 | 0 | 0 | 0 | 0 | 0 | 0 | 0 | 0 | 0 | 0 | 0 | 0 | 0 | 0 | 0 | 0 | 0 | 0 | 0 | 0 | 0 | 0 | 0 | 0 | 0 | 0 | 0 | 0 | 0 | 0 | 0 | 0 | 0 | 0 | 0 | 0 | 0 | 0 | 0 | 0 | 2
| Reduced/Increased direct emissions (not associated with losses) | Direct | [Add notes here] | Please select confidence rating | [Add notes here] | £m | 0 | 0 | 0 | 0 | 0 | 0 | 0 | 0 | 0 | 0 | 0 | 0 | 0 | 0 | 0 | 0 | 0 | 0 | 0 | 0 | 0 | 0 | 0 | 0 | 0 | 0 | 0 | 0 | 0 | 0 | 0 | 0 | 0 | 0 | 0 | 0 | 0 | 0 | 0 | 0 | 0 | 0 | 0 | 0 | 0 | 0 | 0 | 0 | 0 | 0 | 0 | 0 | 0 | 0 | 0 | 0 | 0 | 3
| Reduced/Increased indirect emissions (not associated with losses) | Indirect | [Add notes here] | Please select confidence rating | [Add notes here] | £m | 0 | 0 | 0 | 0 | 0 | 0 | 0 | 0 | 0 | 0 | 0 | 0 | 0 | 0 | 0 | 0 | 0 | 0 | 0 | 0 | 0 | 0 | 0 | 0 | 0 | 0 | 0 | 0 | 0 | 0 | 0 | 0 | 0 | 0 | 0 | 0 | 0 | 0 | 0 | 0 | 0 | 0 | 0 | 0 | 0 | 0 | 0 | 0 | 0 | 0 | 0 | 0 | 0 | 0 | 0 | 0 | 0 | 4
| Shrinkage - theft of gas & own use gas | Please select scope | [Add notes here] | Please select confidence rating | [Add notes here] | £m | 0 | 0 | 0 | 0 | 0 | 0 | 0 | 0 | 0 | 0 | 0 | 0 | 0 | 0 | 0 | 0 | 0 | 0 | 0 | 0 | 0 | 0 | 0 | 0 | 0 | 0 | 0 | 0 | 0 | 0 | 0 | 0 | 0 | 0 | 0 | 0 | 0 | 0 | 0 | 0 | 0 | 0 | 0 | 0 | 0 | 0 | 0 | 0 | 0 | 0 | 0 | 0 | 0 | 0 | 0 | 0 | 0 | 5
| Other gas leakage 1 (specify) (e.g. SF6, H2, CH4, N2O, etc.) | Please select scope | [Add notes here] | Please select confidence rating | [Add notes here] | £m | 0 | 0 | 0 | 0 | 0 | 0 | 0 | 0 | 0 | 0 | 0 | 0 | 0 | 0 | 0 | 0 | 0 | 0 | 0 | 0 | 0 | 0 | 0 | 0 | 0 | 0 | 0 | 0 | 0 | 0 | 0 | 0 | 0 | 0 | 0 | 0 | 0 | 0 | 0 | 0 | 0 | 0 | 0 | 0 | 0 | 0 | 0 | 0 | 0 | 0 | 0 | 0 | 0 | 0 | 0 | 0 | 0 | 6
| Other gas leakage 2 (specify) (e.g. SF6, H2, CH4, N2O, etc.) | Please select scope | [Add notes here] | Please select confidence rating | [Add notes here] | £m | 0 | 0 | 0 | 0 | 0 | 0 | 0 | 0 | 0 | 0 | 0 | 0 | 0 | 0 | 0 | 0 | 0 | 0 | 0 | 0 | 0 | 0 | 0 | 0 | 0 | 0 | 0 | 0 | 0 | 0 | 0 | 0 | 0 | 0 | 0 | 0 | 0 | 0 | 0 | 0 | 0 | 0 | 0 | 0 | 0 | 0 | 0 | 0 | 0 | 0 | 0 | 0 | 0 | 0 | 0 | 0 | 0 | 7
| Other gas leakage 3 (specify) (e.g. SF6, H2, CH4, N2O, etc.) | Please select scope | [Add notes here] | Please select confidence rating | [Add notes here] | £m | 0 | 0 | 0 | 0 | 0 | 0 | 0 | 0 | 0 | 0 | 0 | 0 | 0 | 0 | 0 | 0 | 0 | 0 | 0 | 0 | 0 | 0 | 0 | 0 | 0 | 0 | 0 | 0 | 0 | 0 | 0 | 0 | 0 | 0 | 0 | 0 | 0 | 0 | 0 | 0 | 0 | 0 | 0 | 0 | 0 | 0 | 0 | 0 | 0 | 0 | 0 | 0 | 0 | 0 | 0 | 0 | 0 | 8
| Reduced/Increased oil leakage | N/A | [Add notes here] | Please select confidence rating | [Add notes here] | £m | 0 | 0 | 0 | 0 | 0 | 0 | 0 | 0 | 0 | 0 | 0 | 0 | 0 | 0 | 0 | 0 | 0 | 0 | 0 | 0 | 0 | 0 | 0 | 0 | 0 | 0 | 0 | 0 | 0 | 0 | 0 | 0 | 0 | 0 | 0 | 0 | 0 | 0 | 0 | 0 | 0 | 0 | 0 | 0 | 0 | 0 | 0 | 0 | 0 | 0 | 0 | 0 | 0 | 0 | 0 | 0 | 0 | 9
| Other 1 (specify) | N/A | [Add notes here] | Please select confidence rating | [Add notes here] | £m | 0 | 0 | 0 | 0 | 0 | 0 | 0 | 0 | 0 | 0 | 0 | 0 | 0 | 0 | 0 | 0 | 0 | 0 | 0 | 0 | 0 | 0 | 0 | 0 | 0 | 0 | 0 | 0 | 0 | 0 | 0 | 0 | 0 | 0 | 0 | 0 | 0 | 0 | 0 | 0 | 0 | 0 | 0 | 0 | 0 | 0 | 0 | 0 | 0 | 0 | 0 | 0 | 0 | 0 | 0 | 0 | 0 | 10
| Other 2 (specify) | N/A | [Add notes here] | Please select confidence rating | [Add notes here] | £m | 0 | 0 | 0 | 0 | 0 | 0 | 0 | 0 | 0 | 0 | 0 | 0 | 0 | 0 | 0 | 0 | 0 | 0 | 0 | 0 | 0 | 0 | 0 | 0 | 0 | 0 | 0 | 0 | 0 | 0 | 0 | 0 | 0 | 0 | 0 | 0 | 0 | 0 | 0 | 0 | 0 | 0 | 0 | 0 | 0 | 0 | 0 | 0 | 0 | 0 | 0 | 0 | 0 | 0 | 0 | 0 | 0 | 11
| Other 3 (specify) | N/A | [Add notes here] | Please select confidence rating | [Add notes here] | £m | 0 | 0 | 0 | 0 | 0 | 0 | 0 | 0 | 0 | 0 | 0 | 0 | 0 | 0 | 0 | 0 | 0 | 0 | 0 | 0 | 0 | 0 | 0 | 0 | 0 | 0 | 0 | 0 | 0 | 0 | 0 | 0 | 0 | 0 | 0 | 0 | 0 | 0 | 0 | 0 | 0 | 0 | 0 | 0 | 0 | 0 | 0 | 0 | 0 | 0 | 0 | 0 | 0 | 0 | 0 | 0 | 0 | 12
| Other 4 (specify) | N/A | [Add notes here] | Please select confidence rating | [Add notes here] | £m | 0 | 0 | 0 | 0 | 0 | 0 | 0 | 0 | 0 | 0 | 0 | 0 | 0 | 0 | 0 | 0 | 0 | 0 | 0 | 0 | 0 | 0 | 0 | 0 | 0 | 0 | 0 | 0 | 0 | 0 | 0 | 0 | 0 | 0 | 0 | 0 | 0 | 0 | 0 | 0 | 0 | 0 | 0 | 0 | 0 | 0 | 0 | 0 | 0 | 0 | 0 | 0 | 0 | 0 | 0 | 0 | 0 | 13
| Other 5 (specify) | N/A | [Add notes here] | Please select confidence rating | [Add notes here] | £m | 0 | 0 | 0 | 0 | 0 | 0 | 0 | 0 | 0 | 0 | 0 | 0 | 0 | 0 | 0 | 0 | 0 | 0 | 0 | 0 | 0 | 0 | 0 | 0 | 0 | 0 | 0 | 0 | 0 | 0 | 0 | 0 | 0 | 0 | 0 | 0 | 0 | 0 | 0 | 0 | 0 | 0 | 0 | 0 | 0 | 0 | 0 | 0 | 0 | 0 | 0 | 0 | 0 | 0 | 0 | 0 | 0 | 14
| Other 6 (specify) | N/A | [Add notes here] | Please select confidence rating | [Add notes here] | £m | 0 | 0 | 0 | 0 | 0 | 0 | 0 | 0 | 0 | 0 | 0 | 0 | 0 | 0 | 0 | 0 | 0 | 0 | 0 | 0 | 0 | 0 | 0 | 0 | 0 | 0 | 0 | 0 | 0 | 0 | 0 | 0 | 0 | 0 | 0 | 0 | 0 | 0 | 0 | 0 | 0 | 0 | 0 | 0 | 0 | 0 | 0 | 0 | 0 | 0 | 0 | 0 | 0 | 0 | 0 | 0 | 0 | 15
| Other 7 (specify) | N/A | [Add notes here] | Please select confidence rating | [Add notes here] | £m | 0 | 0 | 0 | 0 | 0 | 0 | 0 | 0 | 0 | 0 | 0 | 0 | 0 | 0 | 0 | 0 | 0 | 0 | 0 | 0 | 0 | 0 | 0 | 0 | 0 | 0 | 0 | 0 | 0 | 0 | 0 | 0 | 0 | 0 | 0 | 0 | 0 | 0 | 0 | 0 | 0 | 0 | 0 | 0 | 0 | 0 | 0 | 0 | 0 | 0 | 0 | 0 | 0 | 0 | 0 | 0 | 0 | 16
| Other 8 (specify) | N/A | [Add notes here] | Please select confidence rating | [Add notes here] | £m | 0 | 0 | 0 | 0 | 0 | 0 | 0 | 0 | 0 | 0 | 0 | 0 | 0 | 0 | 0 | 0 | 0 | 0 | 0 | 0 | 0 | 0 | 0 | 0 | 0 | 0 | 0 | 0 | 0 | 0 | 0 | 0 | 0 | 0 | 0 | 0 | 0 | 0 | 0 | 0 | 0 | 0 | 0 | 0 | 0 | 0 | 0 | 0 | 0 | 0 | 0 | 0 | 0 | 0 | 0 | 0 | 0 | 17
| Other 9 (specify) | N/A | [Add notes here] | Please select confidence rating | [Add notes here] | £m | 0 | 0 | 0 | 0 | 0 | 0 | 0 | 0 | 0 | 0 | 0 | 0 | 0 | 0 | 0 | 0 | 0 | 0 | 0 | 0 | 0 | 0 | 0 | 0 | 0 | 0 | 0 | 0 | 0 | 0 | 0 | 0 | 0 | 0 | 0 | 0 | 0 | 0 | 0 | 0 | 0 | 0 | 0 | 0 | 0 | 0 | 0 | 0 | 0 | 0 | 0 | 0 | 0 | 0 | 0 | 0 | 0 | 18
| Other 10 (specify) | N/A | [Add notes here] | Please select confidence rating | [Add notes here] | £m | 0 | 0 | 0 | 0 | 0 | 0 | 0 | 0 | 0 | 0 | 0 | 0 | 0 | 0 | 0 | 0 | 0 | 0 | 0 | 0 | 0 | 0 | 0 | 0 | 0 | 0 | 0 | 0 | 0 | 0 | 0 | 0 | 0 | 0 | 0 | 0 | 0 | 0 | 0 | 0 | 0 | 0 | 0 | 0 | 0 | 0 | 0 | 0 | 0 | 0 | 0 | 0 | 0 | 0 | 0 | 0 | 0 | 19
| Total environmental benefits (costs) |  | (8) |  |  | £m | 0 | 0 | 0 | 0 | 0 | 0 | 0 | 0 | 0 | 0 | 0 | 0 | 0 | 0 | 0 | 0 | 0 | 0 | 0 | 0 | 0 | 0 | 0 | 0 | 0 | 0 | 0 | 0 | 0 | 0 | 0 | 0 | 0 | 0 | 0 | 0 | 0 | 0 | 0 | 0 | 0 | 0 | 0 | 0 | 0 | 0 | 0 | 0 | 0 | 0 | 0 | 0 | 0 | 0 | 0 | 0 | 0
Societal net benefits(£m) | Reduced/Increased number of customers interrupted | N/A | [Add notes here] | Please select confidence rating | [Add notes here] | £m | 0 | 0 | 0 | 0 | 0 | 0 | 0 | 0 | 0 | 0 | 0 | 0 | 0 | 0 | 0 | 0 | 0 | 0 | 0 | 0 | 0 | 0 | 0 | 0 | 0 | 0 | 0 | 0 | 0 | 0 | 0 | 0 | 0 | 0 | 0 | 0 | 0 | 0 | 0 | 0 | 0 | 0 | 0 | 0 | 0 | 0 | 0 | 0 | 0 | 0 | 0 | 0 | 0 | 0 | 0 | 0 | 0 | 20
| Reduced/Increased customer minutes lost | N/A | [Add notes here] | Please select confidence rating | [Add notes here] | £m | 0 | 0 | 0 | 0 | 0 | 0 | 0 | 0 | 0 | 0 | 0 | 0 | 0 | 0 | 0 | 0 | 0 | 0 | 0 | 0 | 0 | 0 | 0 | 0 | 0 | 0 | 0 | 0 | 0 | 0 | 0 | 0 | 0 | 0 | 0 | 0 | 0 | 0 | 0 | 0 | 0 | 0 | 0 | 0 | 0 | 0 | 0 | 0 | 0 | 0 | 0 | 0 | 0 | 0 | 0 | 0 | 0 | 21
| Reduced/Increased number of fatalities | N/A | [Add notes here] | Please select confidence rating | [Add notes here] | £m | 0 | 0 | 0 | 0 | 0 | 0 | 0 | 0 | 0 | 0 | 0 | 0 | 0 | 0 | 0 | 0 | 0 | 0 | 0 | 0 | 0 | 0 | 0 | 0 | 0 | 0 | 0 | 0 | 0 | 0 | 0 | 0 | 0 | 0 | 0 | 0 | 0 | 0 | 0 | 0 | 0 | 0 | 0 | 0 | 0 | 0 | 0 | 0 | 0 | 0 | 0 | 0 | 0 | 0 | 0 | 0 | 0 | 22
| Reduced/Increased number of instances of major injury | N/A | [Add notes here] | Please select confidence rating | [Add notes here] | £m | 0 | 0 | 0 | 0 | 0 | 0 | 0 | 0 | 0 | 0 | 0 | 0 | 0 | 0 | 0 | 0 | 0 | 0 | 0 | 0 | 0 | 0 | 0 | 0 | 0 | 0 | 0 | 0 | 0 | 0 | 0 | 0 | 0 | 0 | 0 | 0 | 0 | 0 | 0 | 0 | 0 | 0 | 0 | 0 | 0 | 0 | 0 | 0 | 0 | 0 | 0 | 0 | 0 | 0 | 0 | 0 | 0 | 23
| Customer social benefits | N/A | Reduced distruption and social benefit from network savings | Low | [Add notes here] | £m | 0 | 0 | 0 | 0 | 0.010616 | 0.013027 | 0.015439 | 0.016868 | 0.018297 | 0.019726 | 0.021155 | 0.022584 | 0.025186 | 0.027789 | 0.030392 | 0.032995 | 0.035598 | 0.038201 | 0.040804 | 0.043406 | 0.046009 | 0.03815 | 0.040753 | 0.043355 | 0.045958 | 0.048561 | 0.02067 | 0 | 0 | 0 | 0 | 0 | 0 | 0 | 0 | 0 | 0 | 0 | 0 | 0 | 0 | 0 | 0 | 0 | 0 | 0 | 0 | 0 | 0 | 0 | 0 | 0 | 0 | 0 | 0 | 0 | 0 | 24
| Other 2 (specify) | N/A | [Add notes here] | Please select confidence rating | [Add notes here] | £m | 0 | 0 | 0 | 0 | 0 | 0 | 0 | 0 | 0 | 0 | 0 | 0 | 0 | 0 | 0 | 0 | 0 | 0 | 0 | 0 | 0 | 0 | 0 | 0 | 0 | 0 | 0 | 0 | 0 | 0 | 0 | 0 | 0 | 0 | 0 | 0 | 0 | 0 | 0 | 0 | 0 | 0 | 0 | 0 | 0 | 0 | 0 | 0 | 0 | 0 | 0 | 0 | 0 | 0 | 0 | 0 | 0 | 25
| Other 3 (specify) | N/A | [Add notes here] | Please select confidence rating | [Add notes here] | £m | 0 | 0 | 0 | 0 | 0 | 0 | 0 | 0 | 0 | 0 | 0 | 0 | 0 | 0 | 0 | 0 | 0 | 0 | 0 | 0 | 0 | 0 | 0 | 0 | 0 | 0 | 0 | 0 | 0 | 0 | 0 | 0 | 0 | 0 | 0 | 0 | 0 | 0 | 0 | 0 | 0 | 0 | 0 | 0 | 0 | 0 | 0 | 0 | 0 | 0 | 0 | 0 | 0 | 0 | 0 | 0 | 0 | 26
| Other 4 (specify) | N/A | [Add notes here] | Please select confidence rating | [Add notes here] | £m | 0 | 0 | 0 | 0 | 0 | 0 | 0 | 0 | 0 | 0 | 0 | 0 | 0 | 0 | 0 | 0 | 0 | 0 | 0 | 0 | 0 | 0 | 0 | 0 | 0 | 0 | 0 | 0 | 0 | 0 | 0 | 0 | 0 | 0 | 0 | 0 | 0 | 0 | 0 | 0 | 0 | 0 | 0 | 0 | 0 | 0 | 0 | 0 | 0 | 0 | 0 | 0 | 0 | 0 | 0 | 0 | 0 | 27
| Other 5 (specify) | N/A | [Add notes here] | Please select confidence rating | [Add notes here] | £m | 0 | 0 | 0 | 0 | 0 | 0 | 0 | 0 | 0 | 0 | 0 | 0 | 0 | 0 | 0 | 0 | 0 | 0 | 0 | 0 | 0 | 0 | 0 | 0 | 0 | 0 | 0 | 0 | 0 | 0 | 0 | 0 | 0 | 0 | 0 | 0 | 0 | 0 | 0 | 0 | 0 | 0 | 0 | 0 | 0 | 0 | 0 | 0 | 0 | 0 | 0 | 0 | 0 | 0 | 0 | 0 | 0 | 28
| Other 6 (specify) | N/A | [Add notes here] | Please select confidence rating | [Add notes here] | £m | 0 | 0 | 0 | 0 | 0 | 0 | 0 | 0 | 0 | 0 | 0 | 0 | 0 | 0 | 0 | 0 | 0 | 0 | 0 | 0 | 0 | 0 | 0 | 0 | 0 | 0 | 0 | 0 | 0 | 0 | 0 | 0 | 0 | 0 | 0 | 0 | 0 | 0 | 0 | 0 | 0 | 0 | 0 | 0 | 0 | 0 | 0 | 0 | 0 | 0 | 0 | 0 | 0 | 0 | 0 | 0 | 0 | 29
| Other 7 (specify) | N/A | [Add notes here] | Please select confidence rating | [Add notes here] | £m | 0 | 0 | 0 | 0 | 0 | 0 | 0 | 0 | 0 | 0 | 0 | 0 | 0 | 0 | 0 | 0 | 0 | 0 | 0 | 0 | 0 | 0 | 0 | 0 | 0 | 0 | 0 | 0 | 0 | 0 | 0 | 0 | 0 | 0 | 0 | 0 | 0 | 0 | 0 | 0 | 0 | 0 | 0 | 0 | 0 | 0 | 0 | 0 | 0 | 0 | 0 | 0 | 0 | 0 | 0 | 0 | 0 | 30
| Other 8 (specify) | N/A | [Add notes here] | Please select confidence rating | [Add notes here] | £m | 0 | 0 | 0 | 0 | 0 | 0 | 0 | 0 | 0 | 0 | 0 | 0 | 0 | 0 | 0 | 0 | 0 | 0 | 0 | 0 | 0 | 0 | 0 | 0 | 0 | 0 | 0 | 0 | 0 | 0 | 0 | 0 | 0 | 0 | 0 | 0 | 0 | 0 | 0 | 0 | 0 | 0 | 0 | 0 | 0 | 0 | 0 | 0 | 0 | 0 | 0 | 0 | 0 | 0 | 0 | 0 | 0 | 31
| Other 9 (specify) | N/A | [Add notes here] | Please select confidence rating | [Add notes here] | £m | 0 | 0 | 0 | 0 | 0 | 0 | 0 | 0 | 0 | 0 | 0 | 0 | 0 | 0 | 0 | 0 | 0 | 0 | 0 | 0 | 0 | 0 | 0 | 0 | 0 | 0 | 0 | 0 | 0 | 0 | 0 | 0 | 0 | 0 | 0 | 0 | 0 | 0 | 0 | 0 | 0 | 0 | 0 | 0 | 0 | 0 | 0 | 0 | 0 | 0 | 0 | 0 | 0 | 0 | 0 | 0 | 0 | 32
| Other 10 (specify) | N/A | [Add notes here] | Please select confidence rating | [Add notes here] | £m | 0 | 0 | 0 | 0 | 0 | 0 | 0 | 0 | 0 | 0 | 0 | 0 | 0 | 0 | 0 | 0 | 0 | 0 | 0 | 0 | 0 | 0 | 0 | 0 | 0 | 0 | 0 | 0 | 0 | 0 | 0 | 0 | 0 | 0 | 0 | 0 | 0 | 0 | 0 | 0 | 0 | 0 | 0 | 0 | 0 | 0 | 0 | 0 | 0 | 0 | 0 | 0 | 0 | 0 | 0 | 0 | 0 | 33
| Total societal benefits (costs) |  | (9) |  |  | £m | 0 | 0 | 0 | 0 | 0.010616 | 0.013027 | 0.015439 | 0.016868 | 0.018297 | 0.019726 | 0.021155 | 0.022584 | 0.025186 | 0.027789 | 0.030392 | 0.032995 | 0.035598 | 0.038201 | 0.040804 | 0.043406 | 0.046009 | 0.03815 | 0.040753 | 0.043355 | 0.045958 | 0.048561 | 0.02067 | 0 | 0 | 0 | 0 | 0 | 0 | 0 | 0 | 0 | 0 | 0 | 0 | 0 | 0 | 0 | 0 | 0 | 0 | 0 | 0 | 0 | 0 | 0 | 0 | 0 | 0 | 0 | 0 | 0 | 0
| Net benefits |  | (10)=(7)+(8)+(9) |  |  | £m | 0 | 0 | 0 | 0 | 9.6538 | 11.8468 | 14.0398 | 15.3394 | 16.6389 | 17.9385 | 19.2381 | 20.5376 | 22.9047 | 25.2717 | 27.6387 | 30.0058 | 32.3728 | 34.7399 | 37.1069 | 39.474 | 41.841 | 34.6935 | 37.0605 | 39.4276 | 41.7946 | 44.1617 | 18.7971 | 0 | 0 | 0 | 0 | 0 | 0 | 0 | 0 | 0 | 0 | 0 | 0 | 0 | 0 | 0 | 0 | 0 | 0 | 0 | 0 | 0 | 0 | 0 | 0 | 0 | 0 | 0 | 0 | 0 | 0
| Discount factor |  | =1/[(1+SRTP)^n] |  |  | % | 100% | 100% | 100% | 100% | 87.14% | 84.2% | 81.35% | 78.6% | 75.94% | 73.37% | 70.89% | 68.49% | 66.18% | 63.94% | 61.78% | 59.69% | 57.67% | 55.72% | 53.84% | 52.02% | 50.26% | 48.56% | 46.92% | 45.33% | 43.8% | 42.31% | 40.88% | 39.5% | 38.17% | 36.87% | 35.63% | 34.59% | 33.58% | 32.6% | 31.65% | 30.73% | 29.84% | 28.97% | 28.12% | 27.31% | 26.51% | 25.74% | 24.99% | 24.26% | 23.55% | 22.87% | 22.2% | 21.56% | 20.93% | 20.32% | 19.73% | 19.15% | 18.59% | 18.05% | 17.53% | 17.02% | 16.52%
| Discount factor (safety) |  | =1/[(1+PTPR)^n] |  |  | % | 100% | 100% | 100% | 100% | 94.22% | 92.83% | 91.45% | 90.1% | 88.77% | 87.46% | 86.17% | 84.89% | 83.64% | 82.4% | 81.18% | 79.99% | 78.8% | 77.64% | 76.49% | 75.36% | 74.25% | 73.15% | 72.07% | 71% | 69.95% | 68.92% | 67.9% | 66.9% | 65.91% | 64.94% | 63.98% | 63.16% | 62.36% | 61.57% | 60.79% | 60.02% | 59.25% | 58.5% | 57.76% | 57.03% | 56.3% | 55.59% | 54.88% | 54.18% | 53.5% | 52.82% | 52.15% | 51.48% | 50.83% | 50.19% | 49.55% | 48.92% | 48.3% | 47.69% | 47.08% | 46.48% | 45.89%
| Discounted net benefits |  |  |  |  | £m | 0 | 0 | 0 | 0 | 8.4128 | 9.9747 | 11.4214 | 12.0566 | 12.6358 | 13.162 | 13.6382 | 14.0671 | 15.1579 | 16.1588 | 17.0747 | 17.9102 | 18.6696 | 19.3572 | 19.9769 | 20.5326 | 21.0279 | 16.8461 | 17.387 | 17.8719 | 18.3042 | 18.6869 | 7.685 | 0 | 0 | 0 | 0 | 0 | 0 | 0 | 0 | 0 | 0 | 0 | 0 | 0 | 0 | 0 | 0 | 0 | 0 | 0 | 0 | 0 | 0 | 0 | 0 | 0 | 0 | 0 | 0 | 0 | 0
| Cumulative discounted net benefits |  |  |  |  | £m | 0 | 0 | 0 | 0 | 8.4128 | 18.3875 | 29.8089 | 41.8655 | 54.5013 | 67.6633 | 81.3016 | 95.3687 | 110.5266 | 126.6855 | 143.7602 | 161.6703 | 180.34 | 199.6972 | 219.6741 | 240.2067 | 261.2346 | 278.0807 | 295.4677 | 313.3396 | 331.6439 | 350.3307 | 358.0157 | 358.0157 | 358.0157 | 358.0157 | 358.0157 | 358.0157 | 358.0157 | 358.0157 | 358.0157 | 358.0157 | 358.0157 | 358.0157 | 358.0157 | 358.0157 | 358.0157 | 358.0157 | 358.0157 | 358.0157 | 358.0157 | 358.0157 | 358.0157 | 358.0157 | 358.0157 | 358.0157 | 358.0157 | 358.0157 | 358.0157 | 358.0157 | 358.0157 | 358.0157 | 358.0157
[7 empty] | 1 | 2 | 3 | 4 | 5 | 6 | 7 | 8 | 9 | 10 | 11 | 12 | 13 | 14 | 15 | 16 | 17 | 18 | 19 | 20 | 21 | 22 | 23 | 24 | 25 | 26 | 27 | 28 | 29 | 30 | 31 | 32 | 33 | 34 | 35 | 36 | 37 | 38 | 39 | 40 | 41 | 42 | 43 | 44 | 45 | 46 | 47 | 48 | 49 | 50 | 51 | 52 | 53 | 54 | 55 | 56 | 57
Note on B8: Options should be forecast until 2030 at a minimum.
Note on C19: Applicants should use this column to indicate which cost category best describes the values entered into a row. "Costs to be capitalised" (CAPEX) are longer term expenses (such as assets) which are capitalised and depreciated over a 45 year asset lifetime (as set out in the fixed data sheet). Operating expenditures, development costs, and any other non-capital costs should be input as "other non-capitalised costs".
Note on D19: Use this column to describe any parameters further if needed (e.g. number of units considered).
Note on E19: For each input applicants should enter a data confidence level to describe their confidence in the benefits/costs forecast in that row. Where relevant this confidence level should consider factors such as availability and quality of data, dependency on assumptions, expert consensus and the predictability of external factors. Applicants should assign higher confidence to inputs backed by robust, consistent data, widespread expert agreement, and minimal reliance on uncertain assumptions.
Note on F19: Here, applicants can justify the confidence rating entered in column E.
Note on C50: Applicants should specify if any emissions are direct (Scope 1) or indirect (Scopes 2 and 3). Scope 1 covers direct emissions from owned or controlled sources. Scope 2 covers indirect emissions from the generation of purchased electricity, steam, heating and cooling consumed by the reporting company. Scope 3 includes all other indirect emissions that occur in a company’s value chain. Additional guidance can be found in Ofgem's environmental reporting guidance.
Note on D50: Use this column to describe any parameters further if needed (e.g. number of units considered).
Note on E50: For each input applicants should enter a data confidence level to describe their confidence in the benefits/costs forecast in that row. Where relevant this confidence level should consider factors such as availability and quality of data, dependency on assumptions, expert consensus and the predictability of external factors. Applicants should assign higher confidence to inputs backed by robust, consistent data, widespread expert agreement, and minimal reliance on uncertain assumptions.
Note on F50: Here, applicants can justify the confidence rating entered in column E.
Note on B52: Emissions associated with losses are calculated from the above losses input in MWh. The tCO2e are then monetised using 23/24 the carbon prices on the fixed data sheet.
Note on B56: Applicants to sum gas leakage types impacted by the project in terms of tCO2e and input into this row. Please specify types of gasses included in description column (D) and if desired provide more detail on the workings sheet.
Note on B57: Applicants to sum gas leakage types impacted by the project in terms of tCO2e and input into this row. Please specify types of gasses included in description column (D) and if desired provide more detail on the workings sheet.
Note on B58: Applicants to sum gas leakage types impacted by the project in terms of tCO2e and input into this row. Please specify types of gasses included in description column (D) and if desired provide more detail on the workings sheet.
Note on H227: RAV opening balance in year 1 should b 0.

## Calculations (hidden)
CBA Calculations Sheet |  |  | Parameter | Cost type or emissions scope | Calculation | Confidence rating | Data confidence comments | Units | 2024 | 2025 | 2026 | 2027 | 2028 | 2029 | 2030 | 2031 | 2032 | 2033 | 2034 | 2035 | 2036 | 2037 | 2038 | 2039 | 2040 | 2041 | 2042 | 2043 | 2044 | 2045 | 2046 | 2047 | 2048 | 2049 | 2050 | 2051 | 2052 | 2053 | 2054 | 2055 | 2056 | 2057 | 2058 | 2059 | 2060 | 2061 | 2062 | 2063 | 2064 | 2065 | 2066 | 2067 | 2068 | 2069 | 2070 | 2071 | 2072 | 2073 | 2074 | 2075 | 2076 | 2077 | 2078 | 2079 | 2080
Sheet navigation
|  | CBA Option | CBA Option 2 |  |  |  | CBA Option Inputs | Go
|  |  | Draws from selected CBA on dashboard sheet |  |  |  | Outputs for CBA dashboard | Go
[7 empty] | Benefits by category | Go
|  | Inputs for CBA - Pulled from Option sheet |  |  |  |  | Environmental benefits breakdown | Go
[7 empty] | Societal benefits breakdown | Go
Pulling inputs from selected CBA option sheet |  | Forecasted to | 2050 |  | Millions to thousands conversion |  | Benefits by confidence level | Go
|  | First year of outflow | 2028 |  | 1000 |  | Emissions by scope | Go
|  | Base Year | 2024
|  | Template end year | 2080
|  | Final year of inputs incl. depreciation | 2050
Data risk mitigation plan
Applicants should use this space to detail plans to address any uncertain/high risk data items.
|  | Non-Quantifiable Societal Benefits (e.g. impact on vulnerability) | [6 empty] | 2024: RIIO-ED2; 2029: RIIO-ED3; 2034: RIIO-ED4; 2039: RIIO-ED5; 2044: RIIO-ED6; 2049: RIIO-ED7; 2054: RIIO-ED8; 2059: RIIO-ED9; 2064: RIIO-ED10; 2069: RIIO-ED11; 2074: RIIO-ED12; 2079: RIIO-ED13
|  | Applicants should use this space to detail any non-quantifiable societal benefits. | [6 empty] | 2024: RIIO-GD/GT/ET2; 2026: RIIO-GD/GT/ET3; 2031: RIIO-GD/GT/ET4; 2036: RIIO-GD/GT/ET5; 2041: RIIO-GD/GT/ET6; 2046: RIIO-GD/GT/ET7; 2051: RIIO-GD/GT/ET8; 2056: RIIO-GD/GT/ET9; 2061: RIIO-GD/GT/ET10; 2066: RIIO-GD/GT/ET11; 2071: RIIO-GD/GT/ET12; 2076: RIIO-GD/GT/ET13
[9 empty] | 1 | 2 | 3 | 4 | 5 | 6 | 7 | 8 | 9 | 10 | 11 | 12 | 13 | 14 | 15 | 16 | 17 | 18 | 19 | 20 | 21 | 22 | 23 | 24 | 25 | 26 | 27 | 28 | 29 | 30 | 31 | 32 | 33 | 34 | 35 | 36 | 37 | 38 | 39 | 40 | 41 | 42 | 43 | 44 | 45 | 46 | 47 | 48 | 49 | 50 | 51 | 52 | 53 | 54 | 55 | 56 | 57
| Cols | A | B | C | D | E | F | G | H | I | J | K | L | M | N | O | P | Q | R | S | T | U | V | W | X | Y | Z | AA | AB | AC | AD | AE | AF | AG | AH | AI | AJ | AK | AL | AM | AN | AO | AP | AQ | AR | AS | AT | AU | AV | AW | AX | AY | AZ | BA | BB | BC | BD | BE | BF | BG | BH | BI | BJ | BK | BL
| Rows | Category | Parameter | Cost type or Emissions Scope | Calculation | Confidence rating | Data confidence comments | Units | 2024 | 2025 | 2026 | 2027 | 2028 | 2029 | 2030 | 2031 | 2032 | 2033 | 2034 | 2035 | 2036 | 2037 | 2038 | 2039 | 2040 | 2041 | 2042 | 2043 | 2044 | 2045 | 2046 | 2047 | 2048 | 2049 | 2050 | 2051 | 2052 | 2053 | 2054 | 2055 | 2056 | 2057 | 2058 | 2059 | 2060 | 2061 | 2062 | 2063 | 2064 | 2065 | 2066 | 2067 | 2068 | 2069 | 2070 | 2071 | 2072 | 2073 | 2074 | 2075 | 2076 | 2077 | 2078 | 2079 | 2080
| 144 | Investment or avoided cost | NGED financial savings | Other non-capitalised costs | +ve value | Medium | [Add notes here] | £m | 0 | 0 | 0 | 0 | 0.38596 | 0.47363 | 0.56131 | 0.61326 | 0.66522 | 0.71718 | 0.76913 | 0.82109 | 0.91572 | 1.0104 | 1.105 | 1.1996 | 1.2943 | 1.3889 | 1.4835 | 1.5782 | 1.6728 | 1.387 | 1.4817 | 1.5763 | 1.6709 | 1.7656 | 0.7515 | 0 | 0 | 0 | 0 | 0 | 0 | 0 | 0 | 0 | 0 | 0 | 0 | 0 | 0 | 0 | 0 | 0 | 0 | 0 | 0 | 0 | 0 | 0 | 0 | 0 | 0 | 0 | 0 | 0 | 0
| 145 |  | Customer financial savings | Other non-capitalised costs | +ve value | Medium | [Add notes here] | £m | 0 | 0 | 0 | 0 | 2.6408 | 3.2407 | 3.8406 | 4.1961 | 4.5516 | 4.907 | 5.2625 | 5.618 | 6.2655 | 6.913 | 7.5605 | 8.208 | 8.8555 | 9.503 | 10.1505 | 10.798 | 11.4455 | 9.4903 | 10.1378 | 10.7853 | 11.4328 | 12.0803 | 5.1419 | 0 | 0 | 0 | 0 | 0 | 0 | 0 | 0 | 0 | 0 | 0 | 0 | 0 | 0 | 0 | 0 | 0 | 0 | 0 | 0 | 0 | 0 | 0 | 0 | 0 | 0 | 0 | 0 | 0 | 0
| 146 |  | Please specify | Please select cost type | [Add notes here] | Please select confidence rating | [Add notes here] | £m | 0 | 0 | 0 | 0 | 0 | 0 | 0 | 0 | 0 | 0 | 0 | 0 | 0 | 0 | 0 | 0 | 0 | 0 | 0 | 0 | 0 | 0 | 0 | 0 | 0 | 0 | 0 | 0 | 0 | 0 | 0 | 0 | 0 | 0 | 0 | 0 | 0 | 0 | 0 | 0 | 0 | 0 | 0 | 0 | 0 | 0 | 0 | 0 | 0 | 0 | 0 | 0 | 0 | 0 | 0 | 0 | 0
| 147 |  | Please specify | Please select cost type | [Add notes here] | Please select confidence rating | [Add notes here] | £m | 0 | 0 | 0 | 0 | 0 | 0 | 0 | 0 | 0 | 0 | 0 | 0 | 0 | 0 | 0 | 0 | 0 | 0 | 0 | 0 | 0 | 0 | 0 | 0 | 0 | 0 | 0 | 0 | 0 | 0 | 0 | 0 | 0 | 0 | 0 | 0 | 0 | 0 | 0 | 0 | 0 | 0 | 0 | 0 | 0 | 0 | 0 | 0 | 0 | 0 | 0 | 0 | 0 | 0 | 0 | 0 | 0
| 148 |  | Please specify | Please select cost type | [Add notes here] | Please select confidence rating | [Add notes here] | £m | 0 | 0 | 0 | 0 | 0 | 0 | 0 | 0 | 0 | 0 | 0 | 0 | 0 | 0 | 0 | 0 | 0 | 0 | 0 | 0 | 0 | 0 | 0 | 0 | 0 | 0 | 0 | 0 | 0 | 0 | 0 | 0 | 0 | 0 | 0 | 0 | 0 | 0 | 0 | 0 | 0 | 0 | 0 | 0 | 0 | 0 | 0 | 0 | 0 | 0 | 0 | 0 | 0 | 0 | 0 | 0 | 0
| 149 |  | Please specify | Please select cost type | [Add notes here] | Please select confidence rating | [Add notes here] | £m | 0 | 0 | 0 | 0 | 0 | 0 | 0 | 0 | 0 | 0 | 0 | 0 | 0 | 0 | 0 | 0 | 0 | 0 | 0 | 0 | 0 | 0 | 0 | 0 | 0 | 0 | 0 | 0 | 0 | 0 | 0 | 0 | 0 | 0 | 0 | 0 | 0 | 0 | 0 | 0 | 0 | 0 | 0 | 0 | 0 | 0 | 0 | 0 | 0 | 0 | 0 | 0 | 0 | 0 | 0 | 0 | 0
| 150 |  | Please specify | Please select cost type | [Add notes here] | Please select confidence rating | [Add notes here] | £m | 0 | 0 | 0 | 0 | 0 | 0 | 0 | 0 | 0 | 0 | 0 | 0 | 0 | 0 | 0 | 0 | 0 | 0 | 0 | 0 | 0 | 0 | 0 | 0 | 0 | 0 | 0 | 0 | 0 | 0 | 0 | 0 | 0 | 0 | 0 | 0 | 0 | 0 | 0 | 0 | 0 | 0 | 0 | 0 | 0 | 0 | 0 | 0 | 0 | 0 | 0 | 0 | 0 | 0 | 0 | 0 | 0
| 151 |  | Please specify | Please select cost type | [Add notes here] | Please select confidence rating | [Add notes here] | £m | 0 | 0 | 0 | 0 | 0 | 0 | 0 | 0 | 0 | 0 | 0 | 0 | 0 | 0 | 0 | 0 | 0 | 0 | 0 | 0 | 0 | 0 | 0 | 0 | 0 | 0 | 0 | 0 | 0 | 0 | 0 | 0 | 0 | 0 | 0 | 0 | 0 | 0 | 0 | 0 | 0 | 0 | 0 | 0 | 0 | 0 | 0 | 0 | 0 | 0 | 0 | 0 | 0 | 0 | 0 | 0 | 0
| 152 |  | Please specify | Please select cost type | [Add notes here] | Please select confidence rating | [Add notes here] | £m | 0 | 0 | 0 | 0 | 0 | 0 | 0 | 0 | 0 | 0 | 0 | 0 | 0 | 0 | 0 | 0 | 0 | 0 | 0 | 0 | 0 | 0 | 0 | 0 | 0 | 0 | 0 | 0 | 0 | 0 | 0 | 0 | 0 | 0 | 0 | 0 | 0 | 0 | 0 | 0 | 0 | 0 | 0 | 0 | 0 | 0 | 0 | 0 | 0 | 0 | 0 | 0 | 0 | 0 | 0 | 0 | 0
| 153 |  | Please specify | Please select cost type | [Add notes here] | Please select confidence rating | [Add notes here] | £m | 0 | 0 | 0 | 0 | 0 | 0 | 0 | 0 | 0 | 0 | 0 | 0 | 0 | 0 | 0 | 0 | 0 | 0 | 0 | 0 | 0 | 0 | 0 | 0 | 0 | 0 | 0 | 0 | 0 | 0 | 0 | 0 | 0 | 0 | 0 | 0 | 0 | 0 | 0 | 0 | 0 | 0 | 0 | 0 | 0 | 0 | 0 | 0 | 0 | 0 | 0 | 0 | 0 | 0 | 0 | 0 | 0
| 154 |  | Please specify | Please select cost type | [Add notes here] | Please select confidence rating | [Add notes here] | £m | 0 | 0 | 0 | 0 | 0 | 0 | 0 | 0 | 0 | 0 | 0 | 0 | 0 | 0 | 0 | 0 | 0 | 0 | 0 | 0 | 0 | 0 | 0 | 0 | 0 | 0 | 0 | 0 | 0 | 0 | 0 | 0 | 0 | 0 | 0 | 0 | 0 | 0 | 0 | 0 | 0 | 0 | 0 | 0 | 0 | 0 | 0 | 0 | 0 | 0 | 0 | 0 | 0 | 0 | 0 | 0 | 0
| 155 |  | Please specify | Please select cost type | [Add notes here] | Please select confidence rating | [Add notes here] | £m | 0 | 0 | 0 | 0 | 0 | 0 | 0 | 0 | 0 | 0 | 0 | 0 | 0 | 0 | 0 | 0 | 0 | 0 | 0 | 0 | 0 | 0 | 0 | 0 | 0 | 0 | 0 | 0 | 0 | 0 | 0 | 0 | 0 | 0 | 0 | 0 | 0 | 0 | 0 | 0 | 0 | 0 | 0 | 0 | 0 | 0 | 0 | 0 | 0 | 0 | 0 | 0 | 0 | 0 | 0 | 0 | 0
| 156 |  | Please specify | Please select cost type | [Add notes here] | Please select confidence rating | [Add notes here] | £m | 0 | 0 | 0 | 0 | 0 | 0 | 0 | 0 | 0 | 0 | 0 | 0 | 0 | 0 | 0 | 0 | 0 | 0 | 0 | 0 | 0 | 0 | 0 | 0 | 0 | 0 | 0 | 0 | 0 | 0 | 0 | 0 | 0 | 0 | 0 | 0 | 0 | 0 | 0 | 0 | 0 | 0 | 0 | 0 | 0 | 0 | 0 | 0 | 0 | 0 | 0 | 0 | 0 | 0 | 0 | 0 | 0
| 157 |  | Please specify | Please select cost type | [Add notes here] | Please select confidence rating | [Add notes here] | £m | 0 | 0 | 0 | 0 | 0 | 0 | 0 | 0 | 0 | 0 | 0 | 0 | 0 | 0 | 0 | 0 | 0 | 0 | 0 | 0 | 0 | 0 | 0 | 0 | 0 | 0 | 0 | 0 | 0 | 0 | 0 | 0 | 0 | 0 | 0 | 0 | 0 | 0 | 0 | 0 | 0 | 0 | 0 | 0 | 0 | 0 | 0 | 0 | 0 | 0 | 0 | 0 | 0 | 0 | 0 | 0 | 0
| 158 |  | Please specify | Please select cost type | [Add notes here] | Please select confidence rating | [Add notes here] | £m | 0 | 0 | 0 | 0 | 0 | 0 | 0 | 0 | 0 | 0 | 0 | 0 | 0 | 0 | 0 | 0 | 0 | 0 | 0 | 0 | 0 | 0 | 0 | 0 | 0 | 0 | 0 | 0 | 0 | 0 | 0 | 0 | 0 | 0 | 0 | 0 | 0 | 0 | 0 | 0 | 0 | 0 | 0 | 0 | 0 | 0 | 0 | 0 | 0 | 0 | 0 | 0 | 0 | 0 | 0 | 0 | 0
| 159 |  | Please specify | Please select cost type | [Add notes here] | Please select confidence rating | [Add notes here] | £m | 0 | 0 | 0 | 0 | 0 | 0 | 0 | 0 | 0 | 0 | 0 | 0 | 0 | 0 | 0 | 0 | 0 | 0 | 0 | 0 | 0 | 0 | 0 | 0 | 0 | 0 | 0 | 0 | 0 | 0 | 0 | 0 | 0 | 0 | 0 | 0 | 0 | 0 | 0 | 0 | 0 | 0 | 0 | 0 | 0 | 0 | 0 | 0 | 0 | 0 | 0 | 0 | 0 | 0 | 0 | 0 | 0
| 160 |  | Please specify | Please select cost type | [Add notes here] | Please select confidence rating | [Add notes here] | £m | 0 | 0 | 0 | 0 | 0 | 0 | 0 | 0 | 0 | 0 | 0 | 0 | 0 | 0 | 0 | 0 | 0 | 0 | 0 | 0 | 0 | 0 | 0 | 0 | 0 | 0 | 0 | 0 | 0 | 0 | 0 | 0 | 0 | 0 | 0 | 0 | 0 | 0 | 0 | 0 | 0 | 0 | 0 | 0 | 0 | 0 | 0 | 0 | 0 | 0 | 0 | 0 | 0 | 0 | 0 | 0 | 0
| 161 |  | Please specify | Please select cost type | [Add notes here] | Please select confidence rating | [Add notes here] | £m | 0 | 0 | 0 | 0 | 0 | 0 | 0 | 0 | 0 | 0 | 0 | 0 | 0 | 0 | 0 | 0 | 0 | 0 | 0 | 0 | 0 | 0 | 0 | 0 | 0 | 0 | 0 | 0 | 0 | 0 | 0 | 0 | 0 | 0 | 0 | 0 | 0 | 0 | 0 | 0 | 0 | 0 | 0 | 0 | 0 | 0 | 0 | 0 | 0 | 0 | 0 | 0 | 0 | 0 | 0 | 0 | 0
| 162 |  | Please specify | Please select cost type | [Add notes here] | Please select confidence rating | [Add notes here] | £m | 0 | 0 | 0 | 0 | 0 | 0 | 0 | 0 | 0 | 0 | 0 | 0 | 0 | 0 | 0 | 0 | 0 | 0 | 0 | 0 | 0 | 0 | 0 | 0 | 0 | 0 | 0 | 0 | 0 | 0 | 0 | 0 | 0 | 0 | 0 | 0 | 0 | 0 | 0 | 0 | 0 | 0 | 0 | 0 | 0 | 0 | 0 | 0 | 0 | 0 | 0 | 0 | 0 | 0 | 0 | 0 | 0
| 163 |  | Please specify | Please select cost type | [Add notes here] | Please select confidence rating | [Add notes here] | £m | 0 | 0 | 0 | 0 | 0 | 0 | 0 | 0 | 0 | 0 | 0 | 0 | 0 | 0 | 0 | 0 | 0 | 0 | 0 | 0 | 0 | 0 | 0 | 0 | 0 | 0 | 0 | 0 | 0 | 0 | 0 | 0 | 0 | 0 | 0 | 0 | 0 | 0 | 0 | 0 | 0 | 0 | 0 | 0 | 0 | 0 | 0 | 0 | 0 | 0 | 0 | 0 | 0 | 0 | 0 | 0 | 0
| 164 |  | Total Constraint Costs (NGET) | Other non-capitalised costs | [Add notes here] | Please select confidence rating | [Add notes here] | £m | 0 | 0 | 0 | 0 | 0 | 0 | 0 | 0 | 0 | 0 | 0 | 0 | 0 | 0 | 0 | 0 | 0 | 0 | 0 | 0 | 0 | 0 | 0 | 0 | 0 | 0 | 0 | 0 | 0 | 0 | 0 | 0 | 0 | 0 | 0 | 0 | 0 | 0 | 0 | 0 | 0 | 0 | 0 | 0 | 0 | 0 | 0 | 0 | 0 | 0 | 0 | 0 | 0 | 0 | 0 | 0 | 0
| 165 |  | Total Pass Through Costs (NGT) | Other non-capitalised costs | [Add notes here] | Please select confidence rating | [Add notes here] | £m | 0 | 0 | 0 | 0 | 0 | 0 | 0 | 0 | 0 | 0 | 0 | 0 | 0 | 0 | 0 | 0 | 0 | 0 | 0 | 0 | 0 | 0 | 0 | 0 | 0 | 0 | 0 | 0 | 0 | 0 | 0 | 0 | 0 | 0 | 0 | 0 | 0 | 0 | 0 | 0 | 0 | 0 | 0 | 0 | 0 | 0 | 0 | 0 | 0 | 0 | 0 | 0 | 0 | 0 | 0 | 0 | 0
| 166 |  | Total costs before capitalisation | - | (1) | - | - | £m | 0 | 0 | 0 | 0 | 3.0267 | 3.7143 | 4.4019 | 4.8093 | 5.2168 | 5.6242 | 6.0317 | 6.4391 | 7.1812 | 7.9234 | 8.6655 | 9.4076 | 10.1498 | 10.8919 | 11.6341 | 12.3762 | 13.1183 | 10.8774 | 11.6195 | 12.3616 | 13.1038 | 13.8459 | 5.8934 | 0 | 0 | 0 | 0 | 0 | 0 | 0 | 0 | 0 | 0 | 0 | 0 | 0 | 0 | 0 | 0 | 0 | 0 | 0 | 0 | 0 | 0 | 0 | 0 | 0 | 0 | 0 | 0 | 0 | 0
| 167 |  | Capital/operational expenditure split | - | (2) | - | - | £m | [59 empty] | Costs to be capitalised |  |  |  | Costs to be capitalised - Depreciated Costs |  |  |  |  | Costs to be capitalised - Cost of Capital | bar: RIIO-GD/GT/ET2 1 H 2024 to RIIO-GD/GT/ET13 57 BL 2080
| 168 |  | Capitalised investment | - | (3)=(1)x(2) | - | - | £m | 0 | 0 | 0 | 0 | 0 | 0 | 0 | 0 | 0 | 0 | 0 | 0 | 0 | 0 | 0 | 0 | 0 | 0 | 0 | 0 | 0 | 0 | 0 | 0 | 0 | 0 | 0 | 0 | 0 | 0 | 0 | 0 | 0 | 0 | 0 | 0 | 0 | 0 | 0 | 0 | 0 | 0 | 0 | 0 | 0 | 0 | 0 | 0 | 0 | 0 | 0 | 0 | 0 | 0 | 0 | 0 | 0 |  |  | Split from input rows |  |  |  | New Split |  |  |  |  | New Split
| 169 |  | Investment to be expensed | - | (4)=(1)-(3) | - | - | £m | 0 | 0 | 0 | 0 | 3.0267 | 3.7143 | 4.4019 | 4.8093 | 5.2168 | 5.6242 | 6.0317 | 6.4391 | 7.1812 | 7.9234 | 8.6655 | 9.4076 | 10.1498 | 10.8919 | 11.6341 | 12.3762 | 13.1183 | 10.8774 | 11.6195 | 12.3616 | 13.1038 | 13.8459 | 5.8934 | 0 | 0 | 0 | 0 | 0 | 0 | 0 | 0 | 0 | 0 | 0 | 0 | 0 | 0 | 0 | 0 | 0 | 0 | 0 | 0 | 0 | 0 | 0 | 0 | 0 | 0 | 0 | 0 | 0 | 0 |  |  | High | Medium | Low |  | High | Medium | Low |  |  | High | Medium | Low |  | End of depreciation forecast
| 170 | Depreciation | 2024 Depreciation |  | (5)2024=(3)2024*Dep_ratet | 2024 | <- Year used in depreciation calculation | £m | 0 | 0 | 0 | 0 | 0 | 0 | 0 | 0 | 0 | 0 | 0 | 0 | 0 | 0 | 0 | 0 | 0 | 0 | 0 | 0 | 0 | 0 | 0 | 0 | 0 | 0 | 0 | 0 | 0 | 0 | 0 | 0 | 0 | 0 | 0 | 0 | 0 | 0 | 0 | 0 | 0 | 0 | 0 | 0 | 0 | 0 | 0 | 0 | 0 | 0 | 0 | 0 | 0 | 0 | 0 | 0 | 0 |  | 2024 | 0% | 0% | 0% | 2024 | 0% | 0% | 0% | 0% | 2024 | 0% | 0% | 0% | 0% | 0
| 171 |  | 2025 Depreciation |  | (5)2025=(3)2025*Dep_ratet | 2025 |  | £m | 0 | 0 | 0 | 0 | 0 | 0 | 0 | 0 | 0 | 0 | 0 | 0 | 0 | 0 | 0 | 0 | 0 | 0 | 0 | 0 | 0 | 0 | 0 | 0 | 0 | 0 | 0 | 0 | 0 | 0 | 0 | 0 | 0 | 0 | 0 | 0 | 0 | 0 | 0 | 0 | 0 | 0 | 0 | 0 | 0 | 0 | 0 | 0 | 0 | 0 | 0 | 0 | 0 | 0 | 0 | 0 | 0 |  | 2025 | 0% | 0% | 0% | 2025 | 0% | 0% | 0% | 0% | 2025 | 0% | 0% | 0% | 0% | 0
| 172 |  | 2026 Depreciation |  | (5)2026=(3)2026*Dep_ratet | 2026 |  | £m | 0 | 0 | 0 | 0 | 0 | 0 | 0 | 0 | 0 | 0 | 0 | 0 | 0 | 0 | 0 | 0 | 0 | 0 | 0 | 0 | 0 | 0 | 0 | 0 | 0 | 0 | 0 | 0 | 0 | 0 | 0 | 0 | 0 | 0 | 0 | 0 | 0 | 0 | 0 | 0 | 0 | 0 | 0 | 0 | 0 | 0 | 0 | 0 | 0 | 0 | 0 | 0 | 0 | 0 | 0 | 0 | 0 |  | 2026 | 0% | 0% | 0% | 2026 | 0% | 0% | 0% | 0% | 2026 | 0% | 0% | 0% | 0% | 0
| 173 |  | 2027 Depreciation |  | (5)2027=(3)2027*Dep_ratet | 2027 |  | £m | 0 | 0 | 0 | 0 | 0 | 0 | 0 | 0 | 0 | 0 | 0 | 0 | 0 | 0 | 0 | 0 | 0 | 0 | 0 | 0 | 0 | 0 | 0 | 0 | 0 | 0 | 0 | 0 | 0 | 0 | 0 | 0 | 0 | 0 | 0 | 0 | 0 | 0 | 0 | 0 | 0 | 0 | 0 | 0 | 0 | 0 | 0 | 0 | 0 | 0 | 0 | 0 | 0 | 0 | 0 | 0 | 0 |  | 2027 | 0% | 0% | 0% | 2027 | 0% | 0% | 0% | 0% | 2027 | 0% | 0% | 0% | 0% | 0
| 174 |  | 2028 Depreciation |  | (5)2028=(3)2028*Dep_ratet | 2028 |  | £m | 0 | 0 | 0 | 0 | 0 | 0 | 0 | 0 | 0 | 0 | 0 | 0 | 0 | 0 | 0 | 0 | 0 | 0 | 0 | 0 | 0 | 0 | 0 | 0 | 0 | 0 | 0 | 0 | 0 | 0 | 0 | 0 | 0 | 0 | 0 | 0 | 0 | 0 | 0 | 0 | 0 | 0 | 0 | 0 | 0 | 0 | 0 | 0 | 0 | 0 | 0 | 0 | 0 | 0 | 0 | 0 | 0 |  | 2028 | 0% | 0% | 0% | 2028 | 0% | 0% | 0% | 0% | 2028 | 0% | 0% | 0% | 0% | 0
| 175 |  | 2029 Depreciation |  | (5)2029=(3)2029*Dep_ratet | 2029 |  | £m | 0 | 0 | 0 | 0 | 0 | 0 | 0 | 0 | 0 | 0 | 0 | 0 | 0 | 0 | 0 | 0 | 0 | 0 | 0 | 0 | 0 | 0 | 0 | 0 | 0 | 0 | 0 | 0 | 0 | 0 | 0 | 0 | 0 | 0 | 0 | 0 | 0 | 0 | 0 | 0 | 0 | 0 | 0 | 0 | 0 | 0 | 0 | 0 | 0 | 0 | 0 | 0 | 0 | 0 | 0 | 0 | 0 |  | 2029 | 0% | 0% | 0% | 2029 | 0% | 0% | 0% | 0% | 2029 | 0% | 0% | 0% | 0% | 0
| 176 |  | 2030 Depreciation |  | (5)2030=(3)2030*Dep_ratet | 2030 |  | £m | 0 | 0 | 0 | 0 | 0 | 0 | 0 | 0 | 0 | 0 | 0 | 0 | 0 | 0 | 0 | 0 | 0 | 0 | 0 | 0 | 0 | 0 | 0 | 0 | 0 | 0 | 0 | 0 | 0 | 0 | 0 | 0 | 0 | 0 | 0 | 0 | 0 | 0 | 0 | 0 | 0 | 0 | 0 | 0 | 0 | 0 | 0 | 0 | 0 | 0 | 0 | 0 | 0 | 0 | 0 | 0 | 0 |  | 2030 | 0% | 0% | 0% | 2030 | 0% | 0% | 0% | 0% | 2030 | 0% | 0% | 0% | 0% | 0
| 177 |  | 2031 Depreciation |  | (5)2031=(3)2031*Dep_ratet | 2031 |  | £m | 0 | 0 | 0 | 0 | 0 | 0 | 0 | 0 | 0 | 0 | 0 | 0 | 0 | 0 | 0 | 0 | 0 | 0 | 0 | 0 | 0 | 0 | 0 | 0 | 0 | 0 | 0 | 0 | 0 | 0 | 0 | 0 | 0 | 0 | 0 | 0 | 0 | 0 | 0 | 0 | 0 | 0 | 0 | 0 | 0 | 0 | 0 | 0 | 0 | 0 | 0 | 0 | 0 | 0 | 0 | 0 | 0 |  | 2031 | 0% | 0% | 0% | 2031 | 0% | 0% | 0% | 0% | 2031 | 0% | 0% | 0% | 0% | 0
| 178 |  | 2032 Depreciation |  | (5)2032=(3)2032*Dep_ratet | 2032 |  | £m | 0 | 0 | 0 | 0 | 0 | 0 | 0 | 0 | 0 | 0 | 0 | 0 | 0 | 0 | 0 | 0 | 0 | 0 | 0 | 0 | 0 | 0 | 0 | 0 | 0 | 0 | 0 | 0 | 0 | 0 | 0 | 0 | 0 | 0 | 0 | 0 | 0 | 0 | 0 | 0 | 0 | 0 | 0 | 0 | 0 | 0 | 0 | 0 | 0 | 0 | 0 | 0 | 0 | 0 | 0 | 0 | 0 |  | 2032 | 0% | 0% | 0% | 2032 | 0% | 0% | 0% | 0% | 2032 | 0% | 0% | 0% | 0% | 0
| 179 |  | 2033 Depreciation |  | (5)2033=(3)2033*Dep_ratet | 2033 |  | £m | 0 | 0 | 0 | 0 | 0 | 0 | 0 | 0 | 0 | 0 | 0 | 0 | 0 | 0 | 0 | 0 | 0 | 0 | 0 | 0 | 0 | 0 | 0 | 0 | 0 | 0 | 0 | 0 | 0 | 0 | 0 | 0 | 0 | 0 | 0 | 0 | 0 | 0 | 0 | 0 | 0 | 0 | 0 | 0 | 0 | 0 | 0 | 0 | 0 | 0 | 0 | 0 | 0 | 0 | 0 | 0 | 0 |  | 2033 | 0% | 0% | 0% | 2033 | 0% | 0% | 0% | 0% | 2033 | 0% | 0% | 0% | 0% | 0
| 180 |  | 2034 Depreciation |  | (5)2034=(3)2034*Dep_ratet | 2034 |  | £m | 0 | 0 | 0 | 0 | 0 | 0 | 0 | 0 | 0 | 0 | 0 | 0 | 0 | 0 | 0 | 0 | 0 | 0 | 0 | 0 | 0 | 0 | 0 | 0 | 0 | 0 | 0 | 0 | 0 | 0 | 0 | 0 | 0 | 0 | 0 | 0 | 0 | 0 | 0 | 0 | 0 | 0 | 0 | 0 | 0 | 0 | 0 | 0 | 0 | 0 | 0 | 0 | 0 | 0 | 0 | 0 | 0 |  | 2034 | 0% | 0% | 0% | 2034 | 0% | 0% | 0% | 0% | 2034 | 0% | 0% | 0% | 0% | 0
| 181 |  | 2035 Depreciation |  | (5)2035=(3)2035*Dep_ratet | 2035 |  | £m | 0 | 0 | 0 | 0 | 0 | 0 | 0 | 0 | 0 | 0 | 0 | 0 | 0 | 0 | 0 | 0 | 0 | 0 | 0 | 0 | 0 | 0 | 0 | 0 | 0 | 0 | 0 | 0 | 0 | 0 | 0 | 0 | 0 | 0 | 0 | 0 | 0 | 0 | 0 | 0 | 0 | 0 | 0 | 0 | 0 | 0 | 0 | 0 | 0 | 0 | 0 | 0 | 0 | 0 | 0 | 0 | 0 |  | 2035 | 0% | 0% | 0% | 2035 | 0% | 0% | 0% | 0% | 2035 | 0% | 0% | 0% | 0% | 0
| 182 |  | 2036 Depreciation |  | (5)2036=(3)2036*Dep_ratet | 2036 |  | £m | 0 | 0 | 0 | 0 | 0 | 0 | 0 | 0 | 0 | 0 | 0 | 0 | 0 | 0 | 0 | 0 | 0 | 0 | 0 | 0 | 0 | 0 | 0 | 0 | 0 | 0 | 0 | 0 | 0 | 0 | 0 | 0 | 0 | 0 | 0 | 0 | 0 | 0 | 0 | 0 | 0 | 0 | 0 | 0 | 0 | 0 | 0 | 0 | 0 | 0 | 0 | 0 | 0 | 0 | 0 | 0 | 0 |  | 2036 | 0% | 0% | 0% | 2036 | 0% | 0% | 0% | 0% | 2036 | 0% | 0% | 0% | 0% | 0
| 183 |  | 2037 Depreciation |  | (5)2037=(3)2037*Dep_ratet | 2037 |  | £m | 0 | 0 | 0 | 0 | 0 | 0 | 0 | 0 | 0 | 0 | 0 | 0 | 0 | 0 | 0 | 0 | 0 | 0 | 0 | 0 | 0 | 0 | 0 | 0 | 0 | 0 | 0 | 0 | 0 | 0 | 0 | 0 | 0 | 0 | 0 | 0 | 0 | 0 | 0 | 0 | 0 | 0 | 0 | 0 | 0 | 0 | 0 | 0 | 0 | 0 | 0 | 0 | 0 | 0 | 0 | 0 | 0 |  | 2037 | 0% | 0% | 0% | 2037 | 0% | 0% | 0% | 0% | 2037 | 0% | 0% | 0% | 0% | 0
| 184 |  | 2038 Depreciation |  | (5)2038=(3)2038*Dep_ratet | 2038 |  | £m | 0 | 0 | 0 | 0 | 0 | 0 | 0 | 0 | 0 | 0 | 0 | 0 | 0 | 0 | 0 | 0 | 0 | 0 | 0 | 0 | 0 | 0 | 0 | 0 | 0 | 0 | 0 | 0 | 0 | 0 | 0 | 0 | 0 | 0 | 0 | 0 | 0 | 0 | 0 | 0 | 0 | 0 | 0 | 0 | 0 | 0 | 0 | 0 | 0 | 0 | 0 | 0 | 0 | 0 | 0 | 0 | 0 |  | 2038 | 0% | 0% | 0% | 2038 | 0% | 0% | 0% | 0% | 2038 | 0% | 0% | 0% | 0% | 0
| 185 |  | 2039 Depreciation |  | (5)2039=(3)2039*Dep_ratet | 2039 |  | £m | 0 | 0 | 0 | 0 | 0 | 0 | 0 | 0 | 0 | 0 | 0 | 0 | 0 | 0 | 0 | 0 | 0 | 0 | 0 | 0 | 0 | 0 | 0 | 0 | 0 | 0 | 0 | 0 | 0 | 0 | 0 | 0 | 0 | 0 | 0 | 0 | 0 | 0 | 0 | 0 | 0 | 0 | 0 | 0 | 0 | 0 | 0 | 0 | 0 | 0 | 0 | 0 | 0 | 0 | 0 | 0 | 0 |  | 2039 | 0% | 0% | 0% | 2039 | 0% | 0% | 0% | 0% | 2039 | 0% | 0% | 0% | 0% | 0
| 186 |  | 2040 Depreciation |  | (5)2040=(3)2040*Dep_ratet | 2040 |  | £m | 0 | 0 | 0 | 0 | 0 | 0 | 0 | 0 | 0 | 0 | 0 | 0 | 0 | 0 | 0 | 0 | 0 | 0 | 0 | 0 | 0 | 0 | 0 | 0 | 0 | 0 | 0 | 0 | 0 | 0 | 0 | 0 | 0 | 0 | 0 | 0 | 0 | 0 | 0 | 0 | 0 | 0 | 0 | 0 | 0 | 0 | 0 | 0 | 0 | 0 | 0 | 0 | 0 | 0 | 0 | 0 | 0 |  | 2040 | 0% | 0% | 0% | 2040 | 0% | 0% | 0% | 0% | 2040 | 0% | 0% | 0% | 0% | 0
| 187 |  | 2041 Depreciation |  | (5)2041=(3)2041*Dep_ratet | 2041 |  | £m | 0 | 0 | 0 | 0 | 0 | 0 | 0 | 0 | 0 | 0 | 0 | 0 | 0 | 0 | 0 | 0 | 0 | 0 | 0 | 0 | 0 | 0 | 0 | 0 | 0 | 0 | 0 | 0 | 0 | 0 | 0 | 0 | 0 | 0 | 0 | 0 | 0 | 0 | 0 | 0 | 0 | 0 | 0 | 0 | 0 | 0 | 0 | 0 | 0 | 0 | 0 | 0 | 0 | 0 | 0 | 0 | 0 |  | 2041 | 0% | 0% | 0% | 2041 | 0% | 0% | 0% | 0% | 2041 | 0% | 0% | 0% | 0% | 0
| 188 |  | 2042 Depreciation |  | (5)2042=(3)2042*Dep_ratet | 2042 |  | £m | 0 | 0 | 0 | 0 | 0 | 0 | 0 | 0 | 0 | 0 | 0 | 0 | 0 | 0 | 0 | 0 | 0 | 0 | 0 | 0 | 0 | 0 | 0 | 0 | 0 | 0 | 0 | 0 | 0 | 0 | 0 | 0 | 0 | 0 | 0 | 0 | 0 | 0 | 0 | 0 | 0 | 0 | 0 | 0 | 0 | 0 | 0 | 0 | 0 | 0 | 0 | 0 | 0 | 0 | 0 | 0 | 0 |  | 2042 | 0% | 0% | 0% | 2042 | 0% | 0% | 0% | 0% | 2042 | 0% | 0% | 0% | 0% | 0
| 189 |  | 2043 Depreciation |  | (5)2043=(3)2043*Dep_ratet | 2043 |  | £m | 0 | 0 | 0 | 0 | 0 | 0 | 0 | 0 | 0 | 0 | 0 | 0 | 0 | 0 | 0 | 0 | 0 | 0 | 0 | 0 | 0 | 0 | 0 | 0 | 0 | 0 | 0 | 0 | 0 | 0 | 0 | 0 | 0 | 0 | 0 | 0 | 0 | 0 | 0 | 0 | 0 | 0 | 0 | 0 | 0 | 0 | 0 | 0 | 0 | 0 | 0 | 0 | 0 | 0 | 0 | 0 | 0 |  | 2043 | 0% | 0% | 0% | 2043 | 0% | 0% | 0% | 0% | 2043 | 0% | 0% | 0% | 0% | 0
| 190 |  | 2044 Depreciation |  | (5)2044=(3)2044*Dep_ratet | 2044 |  | £m | 0 | 0 | 0 | 0 | 0 | 0 | 0 | 0 | 0 | 0 | 0 | 0 | 0 | 0 | 0 | 0 | 0 | 0 | 0 | 0 | 0 | 0 | 0 | 0 | 0 | 0 | 0 | 0 | 0 | 0 | 0 | 0 | 0 | 0 | 0 | 0 | 0 | 0 | 0 | 0 | 0 | 0 | 0 | 0 | 0 | 0 | 0 | 0 | 0 | 0 | 0 | 0 | 0 | 0 | 0 | 0 | 0 |  | 2044 | 0% | 0% | 0% | 2044 | 0% | 0% | 0% | 0% | 2044 | 0% | 0% | 0% | 0% | 0
| 191 |  | 2045 Depreciation |  | (5)2045=(3)2045*Dep_ratet | 2045 |  | £m | 0 | 0 | 0 | 0 | 0 | 0 | 0 | 0 | 0 | 0 | 0 | 0 | 0 | 0 | 0 | 0 | 0 | 0 | 0 | 0 | 0 | 0 | 0 | 0 | 0 | 0 | 0 | 0 | 0 | 0 | 0 | 0 | 0 | 0 | 0 | 0 | 0 | 0 | 0 | 0 | 0 | 0 | 0 | 0 | 0 | 0 | 0 | 0 | 0 | 0 | 0 | 0 | 0 | 0 | 0 | 0 | 0 |  | 2045 | 0% | 0% | 0% | 2045 | 0% | 0% | 0% | 0% | 2045 | 0% | 0% | 0% | 0% | 0
| 192 |  | 2046 Depreciation |  | (5)2046=(3)2046*Dep_ratet | 2046 |  | £m | 0 | 0 | 0 | 0 | 0 | 0 | 0 | 0 | 0 | 0 | 0 | 0 | 0 | 0 | 0 | 0 | 0 | 0 | 0 | 0 | 0 | 0 | 0 | 0 | 0 | 0 | 0 | 0 | 0 | 0 | 0 | 0 | 0 | 0 | 0 | 0 | 0 | 0 | 0 | 0 | 0 | 0 | 0 | 0 | 0 | 0 | 0 | 0 | 0 | 0 | 0 | 0 | 0 | 0 | 0 | 0 | 0 |  | 2046 | 0% | 0% | 0% | 2046 | 0% | 0% | 0% | 0% | 2046 | 0% | 0% | 0% | 0% | 0
| 193 |  | 2047 Depreciation |  | (5)2047=(3)2047*Dep_ratet | 2047 |  | £m | 0 | 0 | 0 | 0 | 0 | 0 | 0 | 0 | 0 | 0 | 0 | 0 | 0 | 0 | 0 | 0 | 0 | 0 | 0 | 0 | 0 | 0 | 0 | 0 | 0 | 0 | 0 | 0 | 0 | 0 | 0 | 0 | 0 | 0 | 0 | 0 | 0 | 0 | 0 | 0 | 0 | 0 | 0 | 0 | 0 | 0 | 0 | 0 | 0 | 0 | 0 | 0 | 0 | 0 | 0 | 0 | 0 |  | 2047 | 0% | 0% | 0% | 2047 | 0% | 0% | 0% | 0% | 2047 | 0% | 0% | 0% | 0% | 0
| 194 |  | 2048 Depreciation |  | (5)2048=(3)2048*Dep_ratet | 2048 |  | £m | 0 | 0 | 0 | 0 | 0 | 0 | 0 | 0 | 0 | 0 | 0 | 0 | 0 | 0 | 0 | 0 | 0 | 0 | 0 | 0 | 0 | 0 | 0 | 0 | 0 | 0 | 0 | 0 | 0 | 0 | 0 | 0 | 0 | 0 | 0 | 0 | 0 | 0 | 0 | 0 | 0 | 0 | 0 | 0 | 0 | 0 | 0 | 0 | 0 | 0 | 0 | 0 | 0 | 0 | 0 | 0 | 0 |  | 2048 | 0% | 0% | 0% | 2048 | 0% | 0% | 0% | 0% | 2048 | 0% | 0% | 0% | 0% | 0
| 195 |  | 2049 Depreciation |  | (5)2049=(3)2049*Dep_ratet | 2049 |  | £m | 0 | 0 | 0 | 0 | 0 | 0 | 0 | 0 | 0 | 0 | 0 | 0 | 0 | 0 | 0 | 0 | 0 | 0 | 0 | 0 | 0 | 0 | 0 | 0 | 0 | 0 | 0 | 0 | 0 | 0 | 0 | 0 | 0 | 0 | 0 | 0 | 0 | 0 | 0 | 0 | 0 | 0 | 0 | 0 | 0 | 0 | 0 | 0 | 0 | 0 | 0 | 0 | 0 | 0 | 0 | 0 | 0 |  | 2049 | 0% | 0% | 0% | 2049 | 0% | 0% | 0% | 0% | 2049 | 0% | 0% | 0% | 0% | 0
| 196 |  | 2050 Depreciation |  | (5)2050=(3)2050*Dep_ratet | 2050 |  | £m | 0 | 0 | 0 | 0 | 0 | 0 | 0 | 0 | 0 | 0 | 0 | 0 | 0 | 0 | 0 | 0 | 0 | 0 | 0 | 0 | 0 | 0 | 0 | 0 | 0 | 0 | 0 | 0 | 0 | 0 | 0 | 0 | 0 | 0 | 0 | 0 | 0 | 0 | 0 | 0 | 0 | 0 | 0 | 0 | 0 | 0 | 0 | 0 | 0 | 0 | 0 | 0 | 0 | 0 | 0 | 0 | 0 |  | 2050 | 0% | 0% | 0% | 2050 | 0% | 0% | 0% | 0% | 2050 | 0% | 0% | 0% | 0% | 0
| 197 |  | 2051 Depreciation |  | (5)2051=(3)2051*Dep_ratet | 2051 |  | £m | 0 | 0 | 0 | 0 | 0 | 0 | 0 | 0 | 0 | 0 | 0 | 0 | 0 | 0 | 0 | 0 | 0 | 0 | 0 | 0 | 0 | 0 | 0 | 0 | 0 | 0 | 0 | 0 | 0 | 0 | 0 | 0 | 0 | 0 | 0 | 0 | 0 | 0 | 0 | 0 | 0 | 0 | 0 | 0 | 0 | 0 | 0 | 0 | 0 | 0 | 0 | 0 | 0 | 0 | 0 | 0 | 0 |  | 2051 | 0% | 0% | 0% | 2051 | 0% | 0% | 0% | 0% | 2051 | 0% | 0% | 0% | 0% | 0
| 198 |  | 2052 Depreciation |  | (5)2052=(3)2052*Dep_ratet | 2052 |  | £m | 0 | 0 | 0 | 0 | 0 | 0 | 0 | 0 | 0 | 0 | 0 | 0 | 0 | 0 | 0 | 0 | 0 | 0 | 0 | 0 | 0 | 0 | 0 | 0 | 0 | 0 | 0 | 0 | 0 | 0 | 0 | 0 | 0 | 0 | 0 | 0 | 0 | 0 | 0 | 0 | 0 | 0 | 0 | 0 | 0 | 0 | 0 | 0 | 0 | 0 | 0 | 0 | 0 | 0 | 0 | 0 | 0 |  | 2052 | 0% | 0% | 0% | 2052 | 0% | 0% | 0% | 0% | 2052 | 0% | 0% | 0% | 0% | 0
| 199 |  | 2053 Depreciation |  | (5)2053=(3)2053*Dep_ratet | 2053 |  | £m | 0 | 0 | 0 | 0 | 0 | 0 | 0 | 0 | 0 | 0 | 0 | 0 | 0 | 0 | 0 | 0 | 0 | 0 | 0 | 0 | 0 | 0 | 0 | 0 | 0 | 0 | 0 | 0 | 0 | 0 | 0 | 0 | 0 | 0 | 0 | 0 | 0 | 0 | 0 | 0 | 0 | 0 | 0 | 0 | 0 | 0 | 0 | 0 | 0 | 0 | 0 | 0 | 0 | 0 | 0 | 0 | 0 |  | 2053 | 0% | 0% | 0% | 2053 | 0% | 0% | 0% | 0% | 2053 | 0% | 0% | 0% | 0% | 0
| 200 |  | 2054 Depreciation |  | (5)2054=(3)2054*Dep_ratet | 2054 |  | £m | 0 | 0 | 0 | 0 | 0 | 0 | 0 | 0 | 0 | 0 | 0 | 0 | 0 | 0 | 0 | 0 | 0 | 0 | 0 | 0 | 0 | 0 | 0 | 0 | 0 | 0 | 0 | 0 | 0 | 0 | 0 | 0 | 0 | 0 | 0 | 0 | 0 | 0 | 0 | 0 | 0 | 0 | 0 | 0 | 0 | 0 | 0 | 0 | 0 | 0 | 0 | 0 | 0 | 0 | 0 | 0 | 0 |  | 2054 | 0% | 0% | 0% | 2054 | 0% | 0% | 0% | 0% | 2054 | 0% | 0% | 0% | 0% | 0
| 201 |  | 2055 Depreciation |  | (5)2055=(3)2055*Dep_ratet | 2055 |  | £m | 0 | 0 | 0 | 0 | 0 | 0 | 0 | 0 | 0 | 0 | 0 | 0 | 0 | 0 | 0 | 0 | 0 | 0 | 0 | 0 | 0 | 0 | 0 | 0 | 0 | 0 | 0 | 0 | 0 | 0 | 0 | 0 | 0 | 0 | 0 | 0 | 0 | 0 | 0 | 0 | 0 | 0 | 0 | 0 | 0 | 0 | 0 | 0 | 0 | 0 | 0 | 0 | 0 | 0 | 0 | 0 | 0 |  | 2055 | 0% | 0% | 0% | 2055 | 0% | 0% | 0% | 0% | 2055 | 0% | 0% | 0% | 0% | 0
| 202 |  | 2056 Depreciation |  | (5)2056=(3)2056*Dep_ratet | 2056 |  | £m | 0 | 0 | 0 | 0 | 0 | 0 | 0 | 0 | 0 | 0 | 0 | 0 | 0 | 0 | 0 | 0 | 0 | 0 | 0 | 0 | 0 | 0 | 0 | 0 | 0 | 0 | 0 | 0 | 0 | 0 | 0 | 0 | 0 | 0 | 0 | 0 | 0 | 0 | 0 | 0 | 0 | 0 | 0 | 0 | 0 | 0 | 0 | 0 | 0 | 0 | 0 | 0 | 0 | 0 | 0 | 0 | 0 |  | 2056 | 0% | 0% | 0% | 2056 | 0% | 0% | 0% | 0% | 2056 | 0% | 0% | 0% | 0% | 0
| 203 |  | 2057 Depreciation |  | (5)2057=(3)2057*Dep_ratet | 2057 |  | £m | 0 | 0 | 0 | 0 | 0 | 0 | 0 | 0 | 0 | 0 | 0 | 0 | 0 | 0 | 0 | 0 | 0 | 0 | 0 | 0 | 0 | 0 | 0 | 0 | 0 | 0 | 0 | 0 | 0 | 0 | 0 | 0 | 0 | 0 | 0 | 0 | 0 | 0 | 0 | 0 | 0 | 0 | 0 | 0 | 0 | 0 | 0 | 0 | 0 | 0 | 0 | 0 | 0 | 0 | 0 | 0 | 0 |  | 2057 | 0% | 0% | 0% | 2057 | 0% | 0% | 0% | 0% | 2057 | 0% | 0% | 0% | 0% | 0
| 204 |  | 2058 Depreciation |  | (5)2058=(3)2058*Dep_ratet | 2058 |  | £m | 0 | 0 | 0 | 0 | 0 | 0 | 0 | 0 | 0 | 0 | 0 | 0 | 0 | 0 | 0 | 0 | 0 | 0 | 0 | 0 | 0 | 0 | 0 | 0 | 0 | 0 | 0 | 0 | 0 | 0 | 0 | 0 | 0 | 0 | 0 | 0 | 0 | 0 | 0 | 0 | 0 | 0 | 0 | 0 | 0 | 0 | 0 | 0 | 0 | 0 | 0 | 0 | 0 | 0 | 0 | 0 | 0 |  | 2058 | 0% | 0% | 0% | 2058 | 0% | 0% | 0% | 0% | 2058 | 0% | 0% | 0% | 0% | 0
| 205 |  | 2059 Depreciation |  | (5)2059=(3)2059*Dep_ratet | 2059 |  | £m | 0 | 0 | 0 | 0 | 0 | 0 | 0 | 0 | 0 | 0 | 0 | 0 | 0 | 0 | 0 | 0 | 0 | 0 | 0 | 0 | 0 | 0 | 0 | 0 | 0 | 0 | 0 | 0 | 0 | 0 | 0 | 0 | 0 | 0 | 0 | 0 | 0 | 0 | 0 | 0 | 0 | 0 | 0 | 0 | 0 | 0 | 0 | 0 | 0 | 0 | 0 | 0 | 0 | 0 | 0 | 0 | 0 |  | 2059 | 0% | 0% | 0% | 2059 | 0% | 0% | 0% | 0% | 2059 | 0% | 0% | 0% | 0% | 0
| 206 |  | 2060 Depreciation |  | (5)2060=(3)2060*Dep_ratet | 2060 |  | £m | 0 | 0 | 0 | 0 | 0 | 0 | 0 | 0 | 0 | 0 | 0 | 0 | 0 | 0 | 0 | 0 | 0 | 0 | 0 | 0 | 0 | 0 | 0 | 0 | 0 | 0 | 0 | 0 | 0 | 0 | 0 | 0 | 0 | 0 | 0 | 0 | 0 | 0 | 0 | 0 | 0 | 0 | 0 | 0 | 0 | 0 | 0 | 0 | 0 | 0 | 0 | 0 | 0 | 0 | 0 | 0 | 0 |  | 2060 | 0% | 0% | 0% | 2060 | 0% | 0% | 0% | 0% | 2060 | 0% | 0% | 0% | 0% | 0
| 207 |  | 2061 Depreciation |  | (5)2061=(3)2061*Dep_ratet | 2061 |  | £m | 0 | 0 | 0 | 0 | 0 | 0 | 0 | 0 | 0 | 0 | 0 | 0 | 0 | 0 | 0 | 0 | 0 | 0 | 0 | 0 | 0 | 0 | 0 | 0 | 0 | 0 | 0 | 0 | 0 | 0 | 0 | 0 | 0 | 0 | 0 | 0 | 0 | 0 | 0 | 0 | 0 | 0 | 0 | 0 | 0 | 0 | 0 | 0 | 0 | 0 | 0 | 0 | 0 | 0 | 0 | 0 | 0 |  | 2061 | 0% | 0% | 0% | 2061 | 0% | 0% | 0% | 0% | 2061 | 0% | 0% | 0% | 0% | 0
| 208 |  | 2062 Depreciation |  | (5)2062=(3)2062*Dep_ratet | 2062 |  | £m | 0 | 0 | 0 | 0 | 0 | 0 | 0 | 0 | 0 | 0 | 0 | 0 | 0 | 0 | 0 | 0 | 0 | 0 | 0 | 0 | 0 | 0 | 0 | 0 | 0 | 0 | 0 | 0 | 0 | 0 | 0 | 0 | 0 | 0 | 0 | 0 | 0 | 0 | 0 | 0 | 0 | 0 | 0 | 0 | 0 | 0 | 0 | 0 | 0 | 0 | 0 | 0 | 0 | 0 | 0 | 0 | 0 |  | 2062 | 0% | 0% | 0% | 2062 | 0% | 0% | 0% | 0% | 2062 | 0% | 0% | 0% | 0% | 0
| 209 |  | 2063 Depreciation |  | (5)2063=(3)2063*Dep_ratet | 2063 |  | £m | 0 | 0 | 0 | 0 | 0 | 0 | 0 | 0 | 0 | 0 | 0 | 0 | 0 | 0 | 0 | 0 | 0 | 0 | 0 | 0 | 0 | 0 | 0 | 0 | 0 | 0 | 0 | 0 | 0 | 0 | 0 | 0 | 0 | 0 | 0 | 0 | 0 | 0 | 0 | 0 | 0 | 0 | 0 | 0 | 0 | 0 | 0 | 0 | 0 | 0 | 0 | 0 | 0 | 0 | 0 | 0 | 0 |  | 2063 | 0% | 0% | 0% | 2063 | 0% | 0% | 0% | 0% | 2063 | 0% | 0% | 0% | 0% | 0
| 210 |  | 2064 Depreciation |  | (5)2064=(3)2064*Dep_ratet | 2064 |  | £m | 0 | 0 | 0 | 0 | 0 | 0 | 0 | 0 | 0 | 0 | 0 | 0 | 0 | 0 | 0 | 0 | 0 | 0 | 0 | 0 | 0 | 0 | 0 | 0 | 0 | 0 | 0 | 0 | 0 | 0 | 0 | 0 | 0 | 0 | 0 | 0 | 0 | 0 | 0 | 0 | 0 | 0 | 0 | 0 | 0 | 0 | 0 | 0 | 0 | 0 | 0 | 0 | 0 | 0 | 0 | 0 | 0 |  | 2064 | 0% | 0% | 0% | 2064 | 0% | 0% | 0% | 0% | 2064 | 0% | 0% | 0% | 0% | 0
| 211 |  | 2065 Depreciation |  | (5)2065=(3)2065*Dep_ratet | 2065 |  | £m | 0 | 0 | 0 | 0 | 0 | 0 | 0 | 0 | 0 | 0 | 0 | 0 | 0 | 0 | 0 | 0 | 0 | 0 | 0 | 0 | 0 | 0 | 0 | 0 | 0 | 0 | 0 | 0 | 0 | 0 | 0 | 0 | 0 | 0 | 0 | 0 | 0 | 0 | 0 | 0 | 0 | 0 | 0 | 0 | 0 | 0 | 0 | 0 | 0 | 0 | 0 | 0 | 0 | 0 | 0 | 0 | 0 |  | 2065 | 0% | 0% | 0% | 2065 | 0% | 0% | 0% | 0% | 2065 | 0% | 0% | 0% | 0% | 0
| 212 |  | 2066 Depreciation |  | (5)2066=(3)2066*Dep_ratet | 2066 |  | £m | 0 | 0 | 0 | 0 | 0 | 0 | 0 | 0 | 0 | 0 | 0 | 0 | 0 | 0 | 0 | 0 | 0 | 0 | 0 | 0 | 0 | 0 | 0 | 0 | 0 | 0 | 0 | 0 | 0 | 0 | 0 | 0 | 0 | 0 | 0 | 0 | 0 | 0 | 0 | 0 | 0 | 0 | 0 | 0 | 0 | 0 | 0 | 0 | 0 | 0 | 0 | 0 | 0 | 0 | 0 | 0 | 0 |  | 2066 | 0% | 0% | 0% | 2066 | 0% | 0% | 0% | 0% | 2066 | 0% | 0% | 0% | 0% | 0
| 213 |  | 2067 Depreciation |  | (5)2067=(3)2067*Dep_ratet | 2067 |  | £m | 0 | 0 | 0 | 0 | 0 | 0 | 0 | 0 | 0 | 0 | 0 | 0 | 0 | 0 | 0 | 0 | 0 | 0 | 0 | 0 | 0 | 0 | 0 | 0 | 0 | 0 | 0 | 0 | 0 | 0 | 0 | 0 | 0 | 0 | 0 | 0 | 0 | 0 | 0 | 0 | 0 | 0 | 0 | 0 | 0 | 0 | 0 | 0 | 0 | 0 | 0 | 0 | 0 | 0 | 0 | 0 | 0 |  | 2067 | 0% | 0% | 0% | 2067 | 0% | 0% | 0% | 0% | 2067 | 0% | 0% | 0% | 0% | 0
| 214 |  | 2068 Depreciation |  | (5)2068=(3)2068*Dep_ratet | 2068 |  | £m | 0 | 0 | 0 | 0 | 0 | 0 | 0 | 0 | 0 | 0 | 0 | 0 | 0 | 0 | 0 | 0 | 0 | 0 | 0 | 0 | 0 | 0 | 0 | 0 | 0 | 0 | 0 | 0 | 0 | 0 | 0 | 0 | 0 | 0 | 0 | 0 | 0 | 0 | 0 | 0 | 0 | 0 | 0 | 0 | 0 | 0 | 0 | 0 | 0 | 0 | 0 | 0 | 0 | 0 | 0 | 0 | 0 |  | 2068 | 0% | 0% | 0% | 2068 | 0% | 0% | 0% | 0% | 2068 | 0% | 0% | 0% | 0% | 0
| 215 |  | 2069 Depreciation |  | (5)2069=(3)2069*Dep_ratet | 2069 |  | £m | 0 | 0 | 0 | 0 | 0 | 0 | 0 | 0 | 0 | 0 | 0 | 0 | 0 | 0 | 0 | 0 | 0 | 0 | 0 | 0 | 0 | 0 | 0 | 0 | 0 | 0 | 0 | 0 | 0 | 0 | 0 | 0 | 0 | 0 | 0 | 0 | 0 | 0 | 0 | 0 | 0 | 0 | 0 | 0 | 0 | 0 | 0 | 0 | 0 | 0 | 0 | 0 | 0 | 0 | 0 | 0 | 0 |  | 2069 | 0% | 0% | 0% | 2069 | 0% | 0% | 0% | 0% | 2069 | 0% | 0% | 0% | 0% | 0
| 216 |  | 2070 Depreciation |  | (5)2070=(3)2070*Dep_ratet | 2070 |  | £m | 0 | 0 | 0 | 0 | 0 | 0 | 0 | 0 | 0 | 0 | 0 | 0 | 0 | 0 | 0 | 0 | 0 | 0 | 0 | 0 | 0 | 0 | 0 | 0 | 0 | 0 | 0 | 0 | 0 | 0 | 0 | 0 | 0 | 0 | 0 | 0 | 0 | 0 | 0 | 0 | 0 | 0 | 0 | 0 | 0 | 0 | 0 | 0 | 0 | 0 | 0 | 0 | 0 | 0 | 0 | 0 | 0 |  | 2070 | 0% | 0% | 0% | 2070 | 0% | 0% | 0% | 0% | 2070 | 0% | 0% | 0% | 0% | 0
| 217 |  | 2071 Depreciation |  | (5)2071=(3)2071*Dep_ratet | 2071 |  | £m | 0 | 0 | 0 | 0 | 0 | 0 | 0 | 0 | 0 | 0 | 0 | 0 | 0 | 0 | 0 | 0 | 0 | 0 | 0 | 0 | 0 | 0 | 0 | 0 | 0 | 0 | 0 | 0 | 0 | 0 | 0 | 0 | 0 | 0 | 0 | 0 | 0 | 0 | 0 | 0 | 0 | 0 | 0 | 0 | 0 | 0 | 0 | 0 | 0 | 0 | 0 | 0 | 0 | 0 | 0 | 0 | 0 |  | 2071 | 0% | 0% | 0% | 2071 | 0% | 0% | 0% | 0% | 2071 | 0% | 0% | 0% | 0% | 0
| 218 |  | 2072 Depreciation |  | (5)2072=(3)2072*Dep_ratet | 2072 |  | £m | 0 | 0 | 0 | 0 | 0 | 0 | 0 | 0 | 0 | 0 | 0 | 0 | 0 | 0 | 0 | 0 | 0 | 0 | 0 | 0 | 0 | 0 | 0 | 0 | 0 | 0 | 0 | 0 | 0 | 0 | 0 | 0 | 0 | 0 | 0 | 0 | 0 | 0 | 0 | 0 | 0 | 0 | 0 | 0 | 0 | 0 | 0 | 0 | 0 | 0 | 0 | 0 | 0 | 0 | 0 | 0 | 0 |  | 2072 | 0% | 0% | 0% | 2072 | 0% | 0% | 0% | 0% | 2072 | 0% | 0% | 0% | 0% | 0
| 219 |  | 2073 Depreciation |  | (5)2073=(3)2073*Dep_ratet | 2073 |  | £m | 0 | 0 | 0 | 0 | 0 | 0 | 0 | 0 | 0 | 0 | 0 | 0 | 0 | 0 | 0 | 0 | 0 | 0 | 0 | 0 | 0 | 0 | 0 | 0 | 0 | 0 | 0 | 0 | 0 | 0 | 0 | 0 | 0 | 0 | 0 | 0 | 0 | 0 | 0 | 0 | 0 | 0 | 0 | 0 | 0 | 0 | 0 | 0 | 0 | 0 | 0 | 0 | 0 | 0 | 0 | 0 | 0 |  | 2073 | 0% | 0% | 0% | 2073 | 0% | 0% | 0% | 0% | 2073 | 0% | 0% | 0% | 0% | 0
| 220 |  | 2074 Depreciation |  | (5)2074=(3)2074*Dep_ratet | 2074 |  | £m | 0 | 0 | 0 | 0 | 0 | 0 | 0 | 0 | 0 | 0 | 0 | 0 | 0 | 0 | 0 | 0 | 0 | 0 | 0 | 0 | 0 | 0 | 0 | 0 | 0 | 0 | 0 | 0 | 0 | 0 | 0 | 0 | 0 | 0 | 0 | 0 | 0 | 0 | 0 | 0 | 0 | 0 | 0 | 0 | 0 | 0 | 0 | 0 | 0 | 0 | 0 | 0 | 0 | 0 | 0 | 0 | 0 |  | 2074 | 0% | 0% | 0% | 2074 | 0% | 0% | 0% | 0% | 2074 | 0% | 0% | 0% | 0% | 0
| 221 |  | 2075 Depreciation |  | (5)2075=(3)2075*Dep_ratet | 2075 |  | £m | 0 | 0 | 0 | 0 | 0 | 0 | 0 | 0 | 0 | 0 | 0 | 0 | 0 | 0 | 0 | 0 | 0 | 0 | 0 | 0 | 0 | 0 | 0 | 0 | 0 | 0 | 0 | 0 | 0 | 0 | 0 | 0 | 0 | 0 | 0 | 0 | 0 | 0 | 0 | 0 | 0 | 0 | 0 | 0 | 0 | 0 | 0 | 0 | 0 | 0 | 0 | 0 | 0 | 0 | 0 | 0 | 0 |  | 2075 | 0% | 0% | 0% | 2075 | 0% | 0% | 0% | 0% | 2075 | 0% | 0% | 0% | 0% | 0
| 222 |  | 2076 Depreciation |  | (5)2076=(3)2076*Dep_ratet | 2076 |  | £m | 0 | 0 | 0 | 0 | 0 | 0 | 0 | 0 | 0 | 0 | 0 | 0 | 0 | 0 | 0 | 0 | 0 | 0 | 0 | 0 | 0 | 0 | 0 | 0 | 0 | 0 | 0 | 0 | 0 | 0 | 0 | 0 | 0 | 0 | 0 | 0 | 0 | 0 | 0 | 0 | 0 | 0 | 0 | 0 | 0 | 0 | 0 | 0 | 0 | 0 | 0 | 0 | 0 | 0 | 0 | 0 | 0 |  | 2076 | 0% | 0% | 0% | 2076 | 0% | 0% | 0% | 0% | 2076 | 0% | 0% | 0% | 0% | 0
| 223 |  | 2077 Depreciation |  | (5)2077=(3)2077*Dep_ratet | 2077 |  | £m | 0 | 0 | 0 | 0 | 0 | 0 | 0 | 0 | 0 | 0 | 0 | 0 | 0 | 0 | 0 | 0 | 0 | 0 | 0 | 0 | 0 | 0 | 0 | 0 | 0 | 0 | 0 | 0 | 0 | 0 | 0 | 0 | 0 | 0 | 0 | 0 | 0 | 0 | 0 | 0 | 0 | 0 | 0 | 0 | 0 | 0 | 0 | 0 | 0 | 0 | 0 | 0 | 0 | 0 | 0 | 0 | 0 |  | 2077 | 0% | 0% | 0% | 2077 | 0% | 0% | 0% | 0% | 2077 | 0% | 0% | 0% | 0% | 0
| 224 |  | 2078 Depreciation |  | (5)2078=(3)2078*Dep_ratet | 2078 |  | £m | 0 | 0 | 0 | 0 | 0 | 0 | 0 | 0 | 0 | 0 | 0 | 0 | 0 | 0 | 0 | 0 | 0 | 0 | 0 | 0 | 0 | 0 | 0 | 0 | 0 | 0 | 0 | 0 | 0 | 0 | 0 | 0 | 0 | 0 | 0 | 0 | 0 | 0 | 0 | 0 | 0 | 0 | 0 | 0 | 0 | 0 | 0 | 0 | 0 | 0 | 0 | 0 | 0 | 0 | 0 | 0 | 0 |  | 2078 | 0% | 0% | 0% | 2078 | 0% | 0% | 0% | 0% | 2078 | 0% | 0% | 0% | 0% | 0
| 225 |  | 2079 Depreciation |  | (5)2079=(3)2079*Dep_ratet | 2079 |  | £m | 0 | 0 | 0 | 0 | 0 | 0 | 0 | 0 | 0 | 0 | 0 | 0 | 0 | 0 | 0 | 0 | 0 | 0 | 0 | 0 | 0 | 0 | 0 | 0 | 0 | 0 | 0 | 0 | 0 | 0 | 0 | 0 | 0 | 0 | 0 | 0 | 0 | 0 | 0 | 0 | 0 | 0 | 0 | 0 | 0 | 0 | 0 | 0 | 0 | 0 | 0 | 0 | 0 | 0 | 0 | 0 | 0 |  | 2079 | 0% | 0% | 0% | 2079 | 0% | 0% | 0% | 0% | 2079 | 0% | 0% | 0% | 0% | 0
| 226 |  | Depreciation |  | (5)=∑(5)t |  |  | £m | 0 | 0 | 0 | 0 | 0 | 0 | 0 | 0 | 0 | 0 | 0 | 0 | 0 | 0 | 0 | 0 | 0 | 0 | 0 | 0 | 0 | 0 | 0 | 0 | 0 | 0 | 0 | 0 | 0 | 0 | 0 | 0 | 0 | 0 | 0 | 0 | 0 | 0 | 0 | 0 | 0 | 0 | 0 | 0 | 0 | 0 | 0 | 0 | 0 | 0 | 0 | 0 | 0 | 0 | 0 | 0 | 0 |  | 2080 | 0% | 0% | 0% | 2080 | 0% | 0% | 0% | 0% | 2080 | 0% | 0% | 0% | 0%
| 227 |  | Opening RAV balance |  | (6op)t=(6cl)t-1 |  |  | £m | 0 | 0 | 0 | 0 | 0 | 0 | 0 | 0 | 0 | 0 | 0 | 0 | 0 | 0 | 0 | 0 | 0 | 0 | 0 | 0 | 0 | 0 | 0 | 0 | 0 | 0 | 0 | 0 | 0 | 0 | 0 | 0 | 0 | 0 | 0 | 0 | 0 | 0 | 0 | 0 | 0 | 0 | 0 | 0 | 0 | 0 | 0 | 0 | 0 | 0 | 0 | 0 | 0 | 0 | 0 | 0 | 0
| 228 |  | Discounted RAV balance |  | (6D)=(6cl)*(1/1+WACC)) |  |  | £m | 0 | 0 | 0 | 0 | 0 | 0 | 0 | 0 | 0 | 0 | 0 | 0 | 0 | 0 | 0 | 0 | 0 | 0 | 0 | 0 | 0 | 0 | 0 | 0 | 0 | 0 | 0 | 0 | 0 | 0 | 0 | 0 | 0 | 0 | 0 | 0 | 0 | 0 | 0 | 0 | 0 | 0 | 0 | 0 | 0 | 0 | 0 | 0 | 0 | 0 | 0 | 0 | 0 | 0 | 0 | 0 | 0
| 229 |  | Closing RAV balance |  | (6cl)=(3)-(5)+(6op) |  |  | £m | 0 | 0 | 0 | 0 | 0 | 0 | 0 | 0 | 0 | 0 | 0 | 0 | 0 | 0 | 0 | 0 | 0 | 0 | 0 | 0 | 0 | 0 | 0 | 0 | 0 | 0 | 0 | 0 | 0 | 0 | 0 | 0 | 0 | 0 | 0 | 0 | 0 | 0 | 0 | 0 | 0 | 0 | 0 | 0 | 0 | 0 | 0 | 0 | 0 | 0 | 0 | 0 | 0 | 0 | 0 | 0 | 0
| 230 |  | Cost of Capital |  | (6)=avg[(6D),(6op)]xWACC |  |  | £m | 0 | 0 | 0 | 0 | 0 | 0 | 0 | 0 | 0 | 0 | 0 | 0 | 0 | 0 | 0 | 0 | 0 | 0 | 0 | 0 | 0 | 0 | 0 | 0 | 0 | 0 | 0 | 0 | 0 | 0 | 0 | 0 | 0 | 0 | 0 | 0 | 0 | 0 | 0 | 0 | 0 | 0 | 0 | 0 | 0 | 0 | 0 | 0 | 0 | 0 | 0 | 0 | 0 | 0 | 0 | 0 | 0
| 231 |  | Total net financial benefits |  | (7)=(4)+(5)+(6) |  |  | £m | 0 | 0 | 0 | 0 | 3.0267 | 3.7143 | 4.4019 | 4.8093 | 5.2168 | 5.6242 | 6.0317 | 6.4391 | 7.1812 | 7.9234 | 8.6655 | 9.4076 | 10.1498 | 10.8919 | 11.6341 | 12.3762 | 13.1183 | 10.8774 | 11.6195 | 12.3616 | 13.1038 | 13.8459 | 5.8934 | 0 | 0 | 0 | 0 | 0 | 0 | 0 | 0 | 0 | 0 | 0 | 0 | 0 | 0 | 0 | 0 | 0 | 0 | 0 | 0 | 0 | 0 | 0 | 0 | 0 | 0 | 0 | 0 | 0 | 0
| 232 | Environmental | Reduced/Increased electrical losses | Please select scope | [Add notes here] | Please select confidence rating | [Add notes here] | £m | 0 | 0 | 0 | 0 | 0 | 0 | 0 | 0 | 0 | 0 | 0 | 0 | 0 | 0 | 0 | 0 | 0 | 0 | 0 | 0 | 0 | 0 | 0 | 0 | 0 | 0 | 0 | 0 | 0 | 0 | 0 | 0 | 0 | 0 | 0 | 0 | 0 | 0 | 0 | 0 | 0 | 0 | 0 | 0 | 0 | 0 | 0 | 0 | 0 | 0 | 0 | 0 | 0 | 0 | 0 | 0 | 0
| 233 | Environmental | Reduced/Increased emissions associated with losses |  |  |  |  | £m | 0 | 0 | 0 | 0 | 0 | 0 | 0 | 0 | 0 | 0 | 0 | 0 | 0 | 0 | 0 | 0 | 0 | 0 | 0 | 0 | 0 | 0 | 0 | 0 | 0 | 0 | 0 | 0 | 0 | 0 | 0 | 0 | 0 | 0 | 0 | 0 | 0 | 0 | 0 | 0 | 0 | 0 | 0 | 0 | 0 | 0 | 0 | 0 | 0 | 0 | 0 | 0 | 0 | 0 | 0 | 0 | 0
| 234 | Environmental | Reduced/Increased direct emissions (not associated with losses) | Direct | [Add notes here] | Please select confidence rating | [Add notes here] | £m | 0 | 0 | 0 | 0 | 0 | 0 | 0 | 0 | 0 | 0 | 0 | 0 | 0 | 0 | 0 | 0 | 0 | 0 | 0 | 0 | 0 | 0 | 0 | 0 | 0 | 0 | 0 | 0 | 0 | 0 | 0 | 0 | 0 | 0 | 0 | 0 | 0 | 0 | 0 | 0 | 0 | 0 | 0 | 0 | 0 | 0 | 0 | 0 | 0 | 0 | 0 | 0 | 0 | 0 | 0 | 0 | 0
| 235 | Environmental | Reduced/Increased indirect emissions (not associated with losses) | Indirect | [Add notes here] | Please select confidence rating | [Add notes here] | £m | 0 | 0 | 0 | 0 | 0 | 0 | 0 | 0 | 0 | 0 | 0 | 0 | 0 | 0 | 0 | 0 | 0 | 0 | 0 | 0 | 0 | 0 | 0 | 0 | 0 | 0 | 0 | 0 | 0 | 0 | 0 | 0 | 0 | 0 | 0 | 0 | 0 | 0 | 0 | 0 | 0 | 0 | 0 | 0 | 0 | 0 | 0 | 0 | 0 | 0 | 0 | 0 | 0 | 0 | 0 | 0 | 0
| 236 | Environmental | Shrinkage - theft of gas & own use gas | Please select scope | [Add notes here] | Please select confidence rating | [Add notes here] | £m | 0 | 0 | 0 | 0 | 0 | 0 | 0 | 0 | 0 | 0 | 0 | 0 | 0 | 0 | 0 | 0 | 0 | 0 | 0 | 0 | 0 | 0 | 0 | 0 | 0 | 0 | 0 | 0 | 0 | 0 | 0 | 0 | 0 | 0 | 0 | 0 | 0 | 0 | 0 | 0 | 0 | 0 | 0 | 0 | 0 | 0 | 0 | 0 | 0 | 0 | 0 | 0 | 0 | 0 | 0 | 0 | 0
| 237 | Environmental | Other gas leakage 1 (specify) (e.g. SF6, H2, CH4, N2O, etc.) | Please select scope | [Add notes here] | Please select confidence rating | [Add notes here] | £m | 0 | 0 | 0 | 0 | 0 | 0 | 0 | 0 | 0 | 0 | 0 | 0 | 0 | 0 | 0 | 0 | 0 | 0 | 0 | 0 | 0 | 0 | 0 | 0 | 0 | 0 | 0 | 0 | 0 | 0 | 0 | 0 | 0 | 0 | 0 | 0 | 0 | 0 | 0 | 0 | 0 | 0 | 0 | 0 | 0 | 0 | 0 | 0 | 0 | 0 | 0 | 0 | 0 | 0 | 0 | 0 | 0
| 238 | Environmental | Other gas leakage 2 (specify) (e.g. SF6, H2, CH4, N2O, etc.) | Please select scope | [Add notes here] | Please select confidence rating | [Add notes here] | £m | 0 | 0 | 0 | 0 | 0 | 0 | 0 | 0 | 0 | 0 | 0 | 0 | 0 | 0 | 0 | 0 | 0 | 0 | 0 | 0 | 0 | 0 | 0 | 0 | 0 | 0 | 0 | 0 | 0 | 0 | 0 | 0 | 0 | 0 | 0 | 0 | 0 | 0 | 0 | 0 | 0 | 0 | 0 | 0 | 0 | 0 | 0 | 0 | 0 | 0 | 0 | 0 | 0 | 0 | 0 | 0 | 0
| 239 | Environmental | Other gas leakage 3 (specify) (e.g. SF6, H2, CH4, N2O, etc.) | Please select scope | [Add notes here] | Please select confidence rating | [Add notes here] | £m | 0 | 0 | 0 | 0 | 0 | 0 | 0 | 0 | 0 | 0 | 0 | 0 | 0 | 0 | 0 | 0 | 0 | 0 | 0 | 0 | 0 | 0 | 0 | 0 | 0 | 0 | 0 | 0 | 0 | 0 | 0 | 0 | 0 | 0 | 0 | 0 | 0 | 0 | 0 | 0 | 0 | 0 | 0 | 0 | 0 | 0 | 0 | 0 | 0 | 0 | 0 | 0 | 0 | 0 | 0 | 0 | 0
| 240 | Environmental | Reduced/Increased oil leakage | N/A | [Add notes here] | Please select confidence rating | [Add notes here] | £m | 0 | 0 | 0 | 0 | 0 | 0 | 0 | 0 | 0 | 0 | 0 | 0 | 0 | 0 | 0 | 0 | 0 | 0 | 0 | 0 | 0 | 0 | 0 | 0 | 0 | 0 | 0 | 0 | 0 | 0 | 0 | 0 | 0 | 0 | 0 | 0 | 0 | 0 | 0 | 0 | 0 | 0 | 0 | 0 | 0 | 0 | 0 | 0 | 0 | 0 | 0 | 0 | 0 | 0 | 0 | 0 | 0
| 241 | Environmental | Other 1 (specify) | N/A | [Add notes here] | Please select confidence rating | [Add notes here] | £m | 0 | 0 | 0 | 0 | 0 | 0 | 0 | 0 | 0 | 0 | 0 | 0 | 0 | 0 | 0 | 0 | 0 | 0 | 0 | 0 | 0 | 0 | 0 | 0 | 0 | 0 | 0 | 0 | 0 | 0 | 0 | 0 | 0 | 0 | 0 | 0 | 0 | 0 | 0 | 0 | 0 | 0 | 0 | 0 | 0 | 0 | 0 | 0 | 0 | 0 | 0 | 0 | 0 | 0 | 0 | 0 | 0
| 242 | Environmental | Other 2 (specify) | N/A | [Add notes here] | Please select confidence rating | [Add notes here] | £m | 0 | 0 | 0 | 0 | 0 | 0 | 0 | 0 | 0 | 0 | 0 | 0 | 0 | 0 | 0 | 0 | 0 | 0 | 0 | 0 | 0 | 0 | 0 | 0 | 0 | 0 | 0 | 0 | 0 | 0 | 0 | 0 | 0 | 0 | 0 | 0 | 0 | 0 | 0 | 0 | 0 | 0 | 0 | 0 | 0 | 0 | 0 | 0 | 0 | 0 | 0 | 0 | 0 | 0 | 0 | 0 | 0
| 243 | Environmental | Other 3 (specify) | N/A | [Add notes here] | Please select confidence rating | [Add notes here] | £m | 0 | 0 | 0 | 0 | 0 | 0 | 0 | 0 | 0 | 0 | 0 | 0 | 0 | 0 | 0 | 0 | 0 | 0 | 0 | 0 | 0 | 0 | 0 | 0 | 0 | 0 | 0 | 0 | 0 | 0 | 0 | 0 | 0 | 0 | 0 | 0 | 0 | 0 | 0 | 0 | 0 | 0 | 0 | 0 | 0 | 0 | 0 | 0 | 0 | 0 | 0 | 0 | 0 | 0 | 0 | 0 | 0
| 244 | Environmental | Other 4 (specify) | N/A | [Add notes here] | Please select confidence rating | [Add notes here] | £m | 0 | 0 | 0 | 0 | 0 | 0 | 0 | 0 | 0 | 0 | 0 | 0 | 0 | 0 | 0 | 0 | 0 | 0 | 0 | 0 | 0 | 0 | 0 | 0 | 0 | 0 | 0 | 0 | 0 | 0 | 0 | 0 | 0 | 0 | 0 | 0 | 0 | 0 | 0 | 0 | 0 | 0 | 0 | 0 | 0 | 0 | 0 | 0 | 0 | 0 | 0 | 0 | 0 | 0 | 0 | 0 | 0
| 245 | Environmental | Other 5 (specify) | N/A | [Add notes here] | Please select confidence rating | [Add notes here] | £m | 0 | 0 | 0 | 0 | 0 | 0 | 0 | 0 | 0 | 0 | 0 | 0 | 0 | 0 | 0 | 0 | 0 | 0 | 0 | 0 | 0 | 0 | 0 | 0 | 0 | 0 | 0 | 0 | 0 | 0 | 0 | 0 | 0 | 0 | 0 | 0 | 0 | 0 | 0 | 0 | 0 | 0 | 0 | 0 | 0 | 0 | 0 | 0 | 0 | 0 | 0 | 0 | 0 | 0 | 0 | 0 | 0
| 246 | Environmental | Other 6 (specify) | N/A | [Add notes here] | Please select confidence rating | [Add notes here] | £m | 0 | 0 | 0 | 0 | 0 | 0 | 0 | 0 | 0 | 0 | 0 | 0 | 0 | 0 | 0 | 0 | 0 | 0 | 0 | 0 | 0 | 0 | 0 | 0 | 0 | 0 | 0 | 0 | 0 | 0 | 0 | 0 | 0 | 0 | 0 | 0 | 0 | 0 | 0 | 0 | 0 | 0 | 0 | 0 | 0 | 0 | 0 | 0 | 0 | 0 | 0 | 0 | 0 | 0 | 0 | 0 | 0
| 247 | Environmental | Other 7 (specify) | N/A | [Add notes here] | Please select confidence rating | [Add notes here] | £m | 0 | 0 | 0 | 0 | 0 | 0 | 0 | 0 | 0 | 0 | 0 | 0 | 0 | 0 | 0 | 0 | 0 | 0 | 0 | 0 | 0 | 0 | 0 | 0 | 0 | 0 | 0 | 0 | 0 | 0 | 0 | 0 | 0 | 0 | 0 | 0 | 0 | 0 | 0 | 0 | 0 | 0 | 0 | 0 | 0 | 0 | 0 | 0 | 0 | 0 | 0 | 0 | 0 | 0 | 0 | 0 | 0
| 248 | Environmental | Other 8 (specify) | N/A | [Add notes here] | Please select confidence rating | [Add notes here] | £m | 0 | 0 | 0 | 0 | 0 | 0 | 0 | 0 | 0 | 0 | 0 | 0 | 0 | 0 | 0 | 0 | 0 | 0 | 0 | 0 | 0 | 0 | 0 | 0 | 0 | 0 | 0 | 0 | 0 | 0 | 0 | 0 | 0 | 0 | 0 | 0 | 0 | 0 | 0 | 0 | 0 | 0 | 0 | 0 | 0 | 0 | 0 | 0 | 0 | 0 | 0 | 0 | 0 | 0 | 0 | 0 | 0
| 249 | Environmental | Other 9 (specify) | N/A | [Add notes here] | Please select confidence rating | [Add notes here] | £m | 0 | 0 | 0 | 0 | 0 | 0 | 0 | 0 | 0 | 0 | 0 | 0 | 0 | 0 | 0 | 0 | 0 | 0 | 0 | 0 | 0 | 0 | 0 | 0 | 0 | 0 | 0 | 0 | 0 | 0 | 0 | 0 | 0 | 0 | 0 | 0 | 0 | 0 | 0 | 0 | 0 | 0 | 0 | 0 | 0 | 0 | 0 | 0 | 0 | 0 | 0 | 0 | 0 | 0 | 0 | 0 | 0
| 250 | Environmental | Other 10 (specify) | N/A | [Add notes here] | Please select confidence rating | [Add notes here] | £m | 0 | 0 | 0 | 0 | 0 | 0 | 0 | 0 | 0 | 0 | 0 | 0 | 0 | 0 | 0 | 0 | 0 | 0 | 0 | 0 | 0 | 0 | 0 | 0 | 0 | 0 | 0 | 0 | 0 | 0 | 0 | 0 | 0 | 0 | 0 | 0 | 0 | 0 | 0 | 0 | 0 | 0 | 0 | 0 | 0 | 0 | 0 | 0 | 0 | 0 | 0 | 0 | 0 | 0 | 0 | 0 | 0
| 251 | Total Environmental | Total environmental benefits (costs) |  | (8) |  |  | £m | 0 | 0 | 0 | 0 | 0 | 0 | 0 | 0 | 0 | 0 | 0 | 0 | 0 | 0 | 0 | 0 | 0 | 0 | 0 | 0 | 0 | 0 | 0 | 0 | 0 | 0 | 0 | 0 | 0 | 0 | 0 | 0 | 0 | 0 | 0 | 0 | 0 | 0 | 0 | 0 | 0 | 0 | 0 | 0 | 0 | 0 | 0 | 0 | 0 | 0 | 0 | 0 | 0 | 0 | 0 | 0 | 0
| 252 | Societal - Non-Safety | Customer interruptions (CI) | N/A | [Add notes here] | Please select confidence rating | [Add notes here] | £m | 0 | 0 | 0 | 0 | 0 | 0 | 0 | 0 | 0 | 0 | 0 | 0 | 0 | 0 | 0 | 0 | 0 | 0 | 0 | 0 | 0 | 0 | 0 | 0 | 0 | 0 | 0 | 0 | 0 | 0 | 0 | 0 | 0 | 0 | 0 | 0 | 0 | 0 | 0 | 0 | 0 | 0 | 0 | 0 | 0 | 0 | 0 | 0 | 0 | 0 | 0 | 0 | 0 | 0 | 0 | 0 | 0
| 253 | Societal - Non-Safety | Customer minutes lost (CML) | N/A | [Add notes here] | Please select confidence rating | [Add notes here] | £m | 0 | 0 | 0 | 0 | 0 | 0 | 0 | 0 | 0 | 0 | 0 | 0 | 0 | 0 | 0 | 0 | 0 | 0 | 0 | 0 | 0 | 0 | 0 | 0 | 0 | 0 | 0 | 0 | 0 | 0 | 0 | 0 | 0 | 0 | 0 | 0 | 0 | 0 | 0 | 0 | 0 | 0 | 0 | 0 | 0 | 0 | 0 | 0 | 0 | 0 | 0 | 0 | 0 | 0 | 0 | 0 | 0
| 254 | Societal - Safety | Fatality | N/A | [Add notes here] | Please select confidence rating | [Add notes here] | £m | 0 | 0 | 0 | 0 | 0 | 0 | 0 | 0 | 0 | 0 | 0 | 0 | 0 | 0 | 0 | 0 | 0 | 0 | 0 | 0 | 0 | 0 | 0 | 0 | 0 | 0 | 0 | 0 | 0 | 0 | 0 | 0 | 0 | 0 | 0 | 0 | 0 | 0 | 0 | 0 | 0 | 0 | 0 | 0 | 0 | 0 | 0 | 0 | 0 | 0 | 0 | 0 | 0 | 0 | 0 | 0 | 0
| 255 | Societal - Safety | Non-Fatal/ Major injury | N/A | [Add notes here] | Please select confidence rating | [Add notes here] | £m | 0 | 0 | 0 | 0 | 0 | 0 | 0 | 0 | 0 | 0 | 0 | 0 | 0 | 0 | 0 | 0 | 0 | 0 | 0 | 0 | 0 | 0 | 0 | 0 | 0 | 0 | 0 | 0 | 0 | 0 | 0 | 0 | 0 | 0 | 0 | 0 | 0 | 0 | 0 | 0 | 0 | 0 | 0 | 0 | 0 | 0 | 0 | 0 | 0 | 0 | 0 | 0 | 0 | 0 | 0 | 0 | 0
| 256 | Societal - Non-Safety | Customer social benefits | N/A | Reduced distruption and social benefit from network savings | Low | [Add notes here] | £m | 0 | 0 | 0 | 0 | 0.0014417 | 0.0017691 | 0.0020966 | 0.0022907 | 0.0024848 | 0.0026788 | 0.0028729 | 0.003067 | 0.0034205 | 0.003774 | 0.0041274 | 0.0044809 | 0.0048344 | 0.0051879 | 0.0055414 | 0.0058948 | 0.0062483 | 0.005181 | 0.0055344 | 0.0058879 | 0.0062414 | 0.0065949 | 0.0028071 | 0 | 0 | 0 | 0 | 0 | 0 | 0 | 0 | 0 | 0 | 0 | 0 | 0 | 0 | 0 | 0 | 0 | 0 | 0 | 0 | 0 | 0 | 0 | 0 | 0 | 0 | 0 | 0 | 0 | 0
| 257 | Societal - Non-Safety | Other 2 (specify) | N/A | [Add notes here] | Please select confidence rating | [Add notes here] | £m | 0 | 0 | 0 | 0 | 0 | 0 | 0 | 0 | 0 | 0 | 0 | 0 | 0 | 0 | 0 | 0 | 0 | 0 | 0 | 0 | 0 | 0 | 0 | 0 | 0 | 0 | 0 | 0 | 0 | 0 | 0 | 0 | 0 | 0 | 0 | 0 | 0 | 0 | 0 | 0 | 0 | 0 | 0 | 0 | 0 | 0 | 0 | 0 | 0 | 0 | 0 | 0 | 0 | 0 | 0 | 0 | 0
| 258 | Societal - Non-Safety | Other 3 (specify) | N/A | [Add notes here] | Please select confidence rating | [Add notes here] | £m | 0 | 0 | 0 | 0 | 0 | 0 | 0 | 0 | 0 | 0 | 0 | 0 | 0 | 0 | 0 | 0 | 0 | 0 | 0 | 0 | 0 | 0 | 0 | 0 | 0 | 0 | 0 | 0 | 0 | 0 | 0 | 0 | 0 | 0 | 0 | 0 | 0 | 0 | 0 | 0 | 0 | 0 | 0 | 0 | 0 | 0 | 0 | 0 | 0 | 0 | 0 | 0 | 0 | 0 | 0 | 0 | 0
| 259 | Societal - Non-Safety | Other 4 (specify) | N/A | [Add notes here] | Please select confidence rating | [Add notes here] | £m | 0 | 0 | 0 | 0 | 0 | 0 | 0 | 0 | 0 | 0 | 0 | 0 | 0 | 0 | 0 | 0 | 0 | 0 | 0 | 0 | 0 | 0 | 0 | 0 | 0 | 0 | 0 | 0 | 0 | 0 | 0 | 0 | 0 | 0 | 0 | 0 | 0 | 0 | 0 | 0 | 0 | 0 | 0 | 0 | 0 | 0 | 0 | 0 | 0 | 0 | 0 | 0 | 0 | 0 | 0 | 0 | 0
| 260 | Societal - Non-Safety | Other 5 (specify) | N/A | [Add notes here] | Please select confidence rating | [Add notes here] | £m | 0 | 0 | 0 | 0 | 0 | 0 | 0 | 0 | 0 | 0 | 0 | 0 | 0 | 0 | 0 | 0 | 0 | 0 | 0 | 0 | 0 | 0 | 0 | 0 | 0 | 0 | 0 | 0 | 0 | 0 | 0 | 0 | 0 | 0 | 0 | 0 | 0 | 0 | 0 | 0 | 0 | 0 | 0 | 0 | 0 | 0 | 0 | 0 | 0 | 0 | 0 | 0 | 0 | 0 | 0 | 0 | 0
| 261 | Societal - Non-Safety | Other 6 (specify) | N/A | [Add notes here] | Please select confidence rating | [Add notes here] | £m | 0 | 0 | 0 | 0 | 0 | 0 | 0 | 0 | 0 | 0 | 0 | 0 | 0 | 0 | 0 | 0 | 0 | 0 | 0 | 0 | 0 | 0 | 0 | 0 | 0 | 0 | 0 | 0 | 0 | 0 | 0 | 0 | 0 | 0 | 0 | 0 | 0 | 0 | 0 | 0 | 0 | 0 | 0 | 0 | 0 | 0 | 0 | 0 | 0 | 0 | 0 | 0 | 0 | 0 | 0 | 0 | 0
| 262 | Societal - Non-Safety | Other 7 (specify) | N/A | [Add notes here] | Please select confidence rating | [Add notes here] | £m | 0 | 0 | 0 | 0 | 0 | 0 | 0 | 0 | 0 | 0 | 0 | 0 | 0 | 0 | 0 | 0 | 0 | 0 | 0 | 0 | 0 | 0 | 0 | 0 | 0 | 0 | 0 | 0 | 0 | 0 | 0 | 0 | 0 | 0 | 0 | 0 | 0 | 0 | 0 | 0 | 0 | 0 | 0 | 0 | 0 | 0 | 0 | 0 | 0 | 0 | 0 | 0 | 0 | 0 | 0 | 0 | 0
| 263 | Societal - Non-Safety | Other 8 (specify) | N/A | [Add notes here] | Please select confidence rating | [Add notes here] | £m | 0 | 0 | 0 | 0 | 0 | 0 | 0 | 0 | 0 | 0 | 0 | 0 | 0 | 0 | 0 | 0 | 0 | 0 | 0 | 0 | 0 | 0 | 0 | 0 | 0 | 0 | 0 | 0 | 0 | 0 | 0 | 0 | 0 | 0 | 0 | 0 | 0 | 0 | 0 | 0 | 0 | 0 | 0 | 0 | 0 | 0 | 0 | 0 | 0 | 0 | 0 | 0 | 0 | 0 | 0 | 0 | 0
| 264 | Societal - Non-Safety | Other 9 (specify) | N/A | [Add notes here] | Please select confidence rating | [Add notes here] | £m | 0 | 0 | 0 | 0 | 0 | 0 | 0 | 0 | 0 | 0 | 0 | 0 | 0 | 0 | 0 | 0 | 0 | 0 | 0 | 0 | 0 | 0 | 0 | 0 | 0 | 0 | 0 | 0 | 0 | 0 | 0 | 0 | 0 | 0 | 0 | 0 | 0 | 0 | 0 | 0 | 0 | 0 | 0 | 0 | 0 | 0 | 0 | 0 | 0 | 0 | 0 | 0 | 0 | 0 | 0 | 0 | 0
| 265 | Societal - Non-Safety | Other 10 (specify) | N/A | [Add notes here] | Please select confidence rating | [Add notes here] | £m | 0 | 0 | 0 | 0 | 0 | 0 | 0 | 0 | 0 | 0 | 0 | 0 | 0 | 0 | 0 | 0 | 0 | 0 | 0 | 0 | 0 | 0 | 0 | 0 | 0 | 0 | 0 | 0 | 0 | 0 | 0 | 0 | 0 | 0 | 0 | 0 | 0 | 0 | 0 | 0 | 0 | 0 | 0 | 0 | 0 | 0 | 0 | 0 | 0 | 0 | 0 | 0 | 0 | 0 | 0 | 0 | 0
| 266 | Total Societal | Total societal benefits (costs) |  | (9) |  |  | £m | 0 | 0 | 0 | 0 | 0.0014417 | 0.0017691 | 0.0020966 | 0.0022907 | 0.0024848 | 0.0026788 | 0.0028729 | 0.003067 | 0.0034205 | 0.003774 | 0.0041274 | 0.0044809 | 0.0048344 | 0.0051879 | 0.0055414 | 0.0058948 | 0.0062483 | 0.005181 | 0.0055344 | 0.0058879 | 0.0062414 | 0.0065949 | 0.0028071 | 0 | 0 | 0 | 0 | 0 | 0 | 0 | 0 | 0 | 0 | 0 | 0 | 0 | 0 | 0 | 0 | 0 | 0 | 0 | 0 | 0 | 0 | 0 | 0 | 0 | 0 | 0 | 0 | 0 | 0
| 267 |  | Net benefits |  | (10)=(7)+(8)+(9) |  |  | £m | 0 | 0 | 0 | 0 | 3.0282 | 3.7161 | 4.404 | 4.8116 | 5.2193 | 5.6269 | 6.0345 | 6.4422 | 7.1847 | 7.9272 | 8.6696 | 9.4121 | 10.1546 | 10.8971 | 11.6396 | 12.3821 | 13.1246 | 10.8825 | 11.625 | 12.3675 | 13.11 | 13.8525 | 5.8962 | 0 | 0 | 0 | 0 | 0 | 0 | 0 | 0 | 0 | 0 | 0 | 0 | 0 | 0 | 0 | 0 | 0 | 0 | 0 | 0 | 0 | 0 | 0 | 0 | 0 | 0 | 0 | 0 | 0 | 0
| 268 |  | Discount factor |  | =1/[(1+SRTP)^n] |  |  | % | 100% | 100% | 100% | 100% | 87.14% | 84.2% | 81.35% | 78.6% | 75.94% | 73.37% | 70.89% | 68.49% | 66.18% | 63.94% | 61.78% | 59.69% | 57.67% | 55.72% | 53.84% | 52.02% | 50.26% | 48.56% | 46.92% | 45.33% | 43.8% | 42.31% | 40.88% | 39.5% | 38.17% | 36.87% | 35.63% | 34.59% | 33.58% | 32.6% | 31.65% | 30.73% | 29.84% | 28.97% | 28.12% | 27.31% | 26.51% | 25.74% | 24.99% | 24.26% | 23.55% | 22.87% | 22.2% | 21.56% | 20.93% | 20.32% | 19.73% | 19.15% | 18.59% | 18.05% | 17.53% | 17.02% | 16.52%
| 269 |  | Discount factor (safety) |  | =1/[(1+PTPR)^n] |  |  | % | 100% | 100% | 100% | 100% | 94.22% | 92.83% | 91.45% | 90.1% | 88.77% | 87.46% | 86.17% | 84.89% | 83.64% | 82.4% | 81.18% | 79.99% | 78.8% | 77.64% | 76.49% | 75.36% | 74.25% | 73.15% | 72.07% | 71% | 69.95% | 68.92% | 67.9% | 66.9% | 65.91% | 64.94% | 63.98% | 63.16% | 62.36% | 61.57% | 60.79% | 60.02% | 59.25% | 58.5% | 57.76% | 57.03% | 56.3% | 55.59% | 54.88% | 54.18% | 53.5% | 52.82% | 52.15% | 51.48% | 50.83% | 50.19% | 49.55% | 48.92% | 48.3% | 47.69% | 47.08% | 46.48% | 45.89%
| 270 |  | Discounted net benefits |  |  |  |  | £m | 0 | 0 | 0 | 0 | 2.6389 | 3.1288 | 3.5826 | 3.7819 | 3.9636 | 4.1286 | 4.278 | 4.4125 | 4.7547 | 5.0687 | 5.3559 | 5.618 | 5.8562 | 6.0719 | 6.2663 | 6.4406 | 6.596 | 5.2842 | 5.4539 | 5.606 | 5.7416 | 5.8616 | 2.4106 | 0 | 0 | 0 | 0 | 0 | 0 | 0 | 0 | 0 | 0 | 0 | 0 | 0 | 0 | 0 | 0 | 0 | 0 | 0 | 0 | 0 | 0 | 0 | 0 | 0 | 0 | 0 | 0 | 0 | 0
|  |  | Net discounted financial benefits - Depreciated capitalised costs | [5 empty] | 0 | 0 | 0 | 0 | 0 | 0 | 0 | 0 | 0 | 0 | 0 | 0 | 0 | 0 | 0 | 0 | 0 | 0 | 0 | 0 | 0 | 0 | 0 | 0 | 0 | 0 | 0 | 0 | 0 | 0 | 0 | 0 | 0 | 0 | 0 | 0 | 0 | 0 | 0 | 0 | 0 | 0 | 0 | 0 | 0 | 0 | 0 | 0 | 0 | 0 | 0 | 0 | 0 | 0 | 0 | 0 | 0
|  |  | Net discounted financial benefits - Cost of capital | [5 empty] | 0 | 0 | 0 | 0 | 0 | 0 | 0 | 0 | 0 | 0 | 0 | 0 | 0 | 0 | 0 | 0 | 0 | 0 | 0 | 0 | 0 | 0 | 0 | 0 | 0 | 0 | 0 | 0 | 0 | 0 | 0 | 0 | 0 | 0 | 0 | 0 | 0 | 0 | 0 | 0 | 0 | 0 | 0 | 0 | 0 | 0 | 0 | 0 | 0 | 0 | 0 | 0 | 0 | 0 | 0 | 0 | 0
|  |  | Net discounted financial benefits - Non-capitalised costs | [5 empty] | 0 | 0 | 0 | 0 | 2.6376 | 3.1274 | 3.5809 | 3.7801 | 3.9617 | 4.1267 | 4.276 | 4.4104 | 4.7524 | 5.0662 | 5.3534 | 5.6153 | 5.8534 | 6.069 | 6.2633 | 6.4375 | 6.5928 | 5.2817 | 5.4513 | 5.6034 | 5.7389 | 5.8589 | 2.4095 | 0 | 0 | 0 | 0 | 0 | 0 | 0 | 0 | 0 | 0 | 0 | 0 | 0 | 0 | 0 | 0 | 0 | 0 | 0 | 0 | 0 | 0 | 0 | 0 | 0 | 0 | 0 | 0 | 0 | 0
|  |  | Net discounted societal benefits - Safety | [5 empty] | 0 | 0 | 0 | 0 | 0 | 0 | 0 | 0 | 0 | 0 | 0 | 0 | 0 | 0 | 0 | 0 | 0 | 0 | 0 | 0 | 0 | 0 | 0 | 0 | 0 | 0 | 0 | 0 | 0 | 0 | 0 | 0 | 0 | 0 | 0 | 0 | 0 | 0 | 0 | 0 | 0 | 0 | 0 | 0 | 0 | 0 | 0 | 0 | 0 | 0 | 0 | 0 | 0 | 0 | 0 | 0 | 0
|  |  | Net discounted societal benefits - Other non-safety related | [5 empty] | 0 | 0 | 0 | 0 | 0.0012563 | 0.0014896 | 0.0017056 | 0.0018005 | 0.001887 | 0.0019656 | 0.0020367 | 0.0021007 | 0.0022636 | 0.0024131 | 0.0025499 | 0.0026746 | 0.002788 | 0.0028907 | 0.0029833 | 0.0030662 | 0.0031402 | 0.0025157 | 0.0025965 | 0.0026689 | 0.0027335 | 0.0027906 | 0.0011476 | 0 | 0 | 0 | 0 | 0 | 0 | 0 | 0 | 0 | 0 | 0 | 0 | 0 | 0 | 0 | 0 | 0 | 0 | 0 | 0 | 0 | 0 | 0 | 0 | 0 | 0 | 0 | 0 | 0 | 0
|  |  | Net discounted financial benefits (All) | [5 empty] | 0 | 0 | 0 | 0 | 2.6376 | 3.1274 | 3.5809 | 3.7801 | 3.9617 | 4.1267 | 4.276 | 4.4104 | 4.7524 | 5.0662 | 5.3534 | 5.6153 | 5.8534 | 6.069 | 6.2633 | 6.4375 | 6.5928 | 5.2817 | 5.4513 | 5.6034 | 5.7389 | 5.8589 | 2.4095 | 0 | 0 | 0 | 0 | 0 | 0 | 0 | 0 | 0 | 0 | 0 | 0 | 0 | 0 | 0 | 0 | 0 | 0 | 0 | 0 | 0 | 0 | 0 | 0 | 0 | 0 | 0 | 0 | 0 | 0
|  |  | Net discounted environmental benefits (All) | [5 empty] | 0 | 0 | 0 | 0 | 0 | 0 | 0 | 0 | 0 | 0 | 0 | 0 | 0 | 0 | 0 | 0 | 0 | 0 | 0 | 0 | 0 | 0 | 0 | 0 | 0 | 0 | 0 | 0 | 0 | 0 | 0 | 0 | 0 | 0 | 0 | 0 | 0 | 0 | 0 | 0 | 0 | 0 | 0 | 0 | 0 | 0 | 0 | 0 | 0 | 0 | 0 | 0 | 0 | 0 | 0 | 0 | 0
|  |  | Net discounted societal benefits (All) | [5 empty] | 0 | 0 | 0 | 0 | 0.0012563 | 0.0014896 | 0.0017056 | 0.0018005 | 0.001887 | 0.0019656 | 0.0020367 | 0.0021007 | 0.0022636 | 0.0024131 | 0.0025499 | 0.0026746 | 0.002788 | 0.0028907 | 0.0029833 | 0.0030662 | 0.0031402 | 0.0025157 | 0.0025965 | 0.0026689 | 0.0027335 | 0.0027906 | 0.0011476 | 0 | 0 | 0 | 0 | 0 | 0 | 0 | 0 | 0 | 0 | 0 | 0 | 0 | 0 | 0 | 0 | 0 | 0 | 0 | 0 | 0 | 0 | 0 | 0 | 0 | 0 | 0 | 0 | 0 | 0
|  |  | Cumulative discounted net benefits |  |  |  |  | £m | 0 | 0 | 0 | 0 | 2.6389 | 5.7677 | 9.3504 | 13.1323 | 17.0958 | 21.2244 | 25.5024 | 29.915 | 34.6697 | 39.7383 | 45.0943 | 50.7123 | 56.5685 | 62.6404 | 68.9067 | 75.3473 | 81.9433 | 87.2275 | 92.6814 | 98.2875 | 104.0291 | 109.8907 | 112.3013 | 112.3013 | 112.3013 | 112.3013 | 112.3013 | 112.3013 | 112.3013 | 112.3013 | 112.3013 | 112.3013 | 112.3013 | 112.3013 | 112.3013 | 112.3013 | 112.3013 | 112.3013 | 112.3013 | 112.3013 | 112.3013 | 112.3013 | 112.3013 | 112.3013 | 112.3013 | 112.3013 | 112.3013 | 112.3013 | 112.3013 | 112.3013 | 112.3013 | 112.3013 | 112.3013
[9 empty] | 1 | 2 | 3 | 4 | 5 | 6 | 7 | 8 | 9 | 10 | 11 | 12 | 13 | 14 | 15 | 16 | 17 | 18 | 19 | 20 | 21 | 22 | 23 | 24 | 25 | 26 | 27 | 28 | 29 | 30 | 31 | 32 | 33 | 34 | 35 | 36 | 37 | 38 | 39 | 40 | 41 | 42 | 43 | 44 | 45 | 46 | 47 | 48 | 49 | 50 | 51 | 52 | 53 | 54 | 55 | 56 | 57
[9 empty] | 2024 | 2025 | 2026 | 2027 | 2028 | 2029 | 2030 | 2031 | 2032 | 2033 | 2034 | 2035 | 2036 | 2037 | 2038 | 2039 | 2040 | 2041 | 2042 | 2043 | 2044 | 2045 | 2046 | 2047 | 2048 | 2049 | 2050 | 2051 | 2052 | 2053 | 2054 | 2055 | 2056 | 2057 | 2058 | 2059 | 2060 | 2061 | 2062 | 2063 | 2064 | 2065 | 2066 | 2067 | 2068 | 2069 | 2070 | 2071 | 2072 | 2073 | 2074 | 2075 | 2076 | 2077 | 2078 | 2079 | 2080
Outputs processed and formatted for CBA Dashboard |  | Outputs for CBA Dashboard | [5 empty] | Non-depreciated outflow for payback | 0 | 0 | 0 | 0 | 2.6389 | 5.7677 | 9.3504 | 13.1323 | 17.0958 | 21.2244 | 25.5024 | 29.915 | 34.6697 | 39.7383 | 45.0943 | 50.7123 | 56.5685 | 62.6404 | 68.9067 | 75.3473 | 81.9433 | 87.2275 | 92.6814 | 98.2875 | 104.0291 | 109.8907 | 112.3013 | 112.3013 | 112.3013 | 112.3013 | 112.3013 | 112.3013 | 112.3013 | 112.3013 | 112.3013 | 112.3013 | 112.3013 | 112.3013 | 112.3013 | 112.3013 | 112.3013 | 112.3013 | 112.3013 | 112.3013 | 112.3013 | 112.3013 | 112.3013 | 112.3013 | 112.3013 | 112.3013 | 112.3013 | 112.3013 | 112.3013 | 112.3013 | 112.3013 | 112.3013 | 112.3013
|  |  | NPV |  |  | Payback Period
|  |  | Term | Value |  | <1 | Years
|  |  | 10 | 21.2244 |  | Project breaks even in | 2028
|  |  | 20 | 75.3473
|  |  | 30 | 112.3013
|  |  | 45 | 112.3013
|  |  | Whole Life | 112.3013
Split of costs/benefits by confidence level
|  | Category | Parameter | Cost type | Calculation | Confidence rating | Value Name | Units | 2024 | 2025 | 2026 | 2027 | 2028 | 2029 | 2030 | 2031 | 2032 | 2033 | 2034 | 2035 | 2036 | 2037 | 2038 | 2039 | 2040 | 2041 | 2042 | 2043 | 2044 | 2045 | 2046 | 2047 | 2048 | 2049 | 2050 | 2051 | 2052 | 2053 | 2054 | 2055 | 2056 | 2057 | 2058 | 2059 | 2060 | 2061 | 2062 | 2063 | 2064 | 2065 | 2066 | 2067 | 2068 | 2069 | 2070 | 2071 | 2072 | 2073 | 2074 | 2075 | 2076 | 2077 | 2078 | 2079 | 2080
|  | Financial | Depreciated costs % with high confidence | Depreciated costs | - | High | Depreciated costs - High Confidence | % | bar: 2024 to 2080
|  | Financial | Depreciated costs % with medium confidence | Depreciated costs | - | Medium | Depreciated costs - Medium Confidence | % | bar: 2024 to 2080
|  | Financial | Depreciated costs % with low confidence | Depreciated costs | - | Low | Depreciated costs - Low Confidence | % | bar: 2024 to 2080
|  | Financial | Cost of capital % with high confidence | Cost of capital | - | High | Cost of capital - High Confidence | % | bar: 2024 to 2080
|  | Financial | Cost of capital % with medium confidence | Cost of capital | - | Medium | Cost of capital - Medium Confidence | % | bar: 2024 to 2080
|  | Financial | Cost of capital % with low confidence | Cost of capital | - | Low | Cost of capital - Low Confidence | % | bar: 2024 to 2080
|  | Financial | Other non-capitalised costs % with high confidence | Other non-capitalised costs | - | High | Other non-capitalised costs - High Confidence | % | bar: 2024 to 2080
|  | Financial | Other non-capitalised costs % with medium confidence | Other non-capitalised costs | - | Medium | Other non-capitalised costs - Medium Confidence | % | 0% | 0% | 0% | 0% | 100% | 100% | 100% | 100% | 100% | 100% | 100% | 100% | 100% | 100% | 100% | 100% | 100% | 100% | 100% | 100% | 100% | 100% | 100% | 100% | 100% | 100% | 100% | 0% | 0% | 0% | 0% | 0% | 0% | 0% | 0% | 0% | 0% | 0% | 0% | 0% | 0% | 0% | 0% | 0% | 0% | 0% | 0% | 0% | 0% | 0% | 0% | 0% | 0% | 0% | 0% | 0% | 0%
|  | Financial | Other non-capitalised costs % with low confidence | Other non-capitalised costs | - | Low | Other non-capitalised costs - Low Confidence | % | bar: 2024 to 2080
|  | Category | Parameter | Cost type | Calculation | Confidence rating | Value Name | Units | 2024 | 2025 | 2026 | 2027 | 2028 | 2029 | 2030 | 2031 | 2032 | 2033 | 2034 | 2035 | 2036 | 2037 | 2038 | 2039 | 2040 | 2041 | 2042 | 2043 | 2044 | 2045 | 2046 | 2047 | 2048 | 2049 | 2050 | 2051 | 2052 | 2053 | 2054 | 2055 | 2056 | 2057 | 2058 | 2059 | 2060 | 2061 | 2062 | 2063 | 2064 | 2065 | 2066 | 2067 | 2068 | 2069 | 2070 | 2071 | 2072 | 2073 | 2074 | 2075 | 2076 | 2077 | 2078 | 2079 | 2080
|  | Environmental | All | N/A | - | High | Environmental - High Confidence | % | bar: 2024 to 2080
|  | Environmental | All | N/A | - | Medium | Environmental - Medium Confidence | % | bar: 2024 to 2080
|  | Environmental | All | N/A | - | Low | Environmental - Low Confidence | % | bar: 2024 to 2080
|  | Category | Parameter | Cost type | Calculation | Confidence rating | Value Name | Units | 2024 | 2025 | 2026 | 2027 | 2028 | 2029 | 2030 | 2031 | 2032 | 2033 | 2034 | 2035 | 2036 | 2037 | 2038 | 2039 | 2040 | 2041 | 2042 | 2043 | 2044 | 2045 | 2046 | 2047 | 2048 | 2049 | 2050 | 2051 | 2052 | 2053 | 2054 | 2055 | 2056 | 2057 | 2058 | 2059 | 2060 | 2061 | 2062 | 2063 | 2064 | 2065 | 2066 | 2067 | 2068 | 2069 | 2070 | 2071 | 2072 | 2073 | 2074 | 2075 | 2076 | 2077 | 2078 | 2079 | 2080
|  | Societal - Non-Safety | All | N/A | - | High | Societal - Non-Safety - High Confidence | % | bar: 2024 to 2080
|  | Societal - Non-Safety | All | N/A | - | Medium | Societal - Non-Safety - Medium Confidence | % | bar: 2024 to 2080
|  | Societal - Non-Safety | All | N/A | - | Low | Societal - Non-Safety - Low Confidence | % | 0% | 0% | 0% | 0% | 100% | 100% | 100% | 100% | 100% | 100% | 100% | 100% | 100% | 100% | 100% | 100% | 100% | 100% | 100% | 100% | 100% | 100% | 100% | 100% | 100% | 100% | 100% | 0% | 0% | 0% | 0% | 0% | 0% | 0% | 0% | 0% | 0% | 0% | 0% | 0% | 0% | 0% | 0% | 0% | 0% | 0% | 0% | 0% | 0% | 0% | 0% | 0% | 0% | 0% | 0% | 0% | 0%
|  | Societal - Safety | All | N/A | - | High | Societal - Safety - High Confidence | % | bar: 2024 to 2080
|  | Societal - Safety | All | N/A | - | Medium | Societal - Safety - Medium Confidence | % | bar: 2024 to 2080
|  | Societal - Safety | All | N/A | - | Low | Societal - Safety - Low Confidence | % | bar: 2024 to 2080
|  | Annual emissions by scope | [6 empty] | H | I | J | K | L | M | N | O | P | Q | R | S | T | U | V | W | X | Y | Z | AA | AB | AC | AD | AE | AF | AG | AH | AI | AJ | AK | AL | AM | AN | AO | AP | AQ | AR | AS | AT | AU | AV | AW | AX | AY | AZ | BA | BB | BC | BD | BE | BF | BG | BH | BI | BJ | BK | BL
|  | Category | Parameter | Cost type | Calculation | Confidence rating | Value Name | Units | 2024 | 2025 | 2026 | 2027 | 2028 | 2029 | 2030 | 2031 | 2032 | 2033 | 2034 | 2035 | 2036 | 2037 | 2038 | 2039 | 2040 | 2041 | 2042 | 2043 | 2044 | 2045 | 2046 | 2047 | 2048 | 2049 | 2050 | 2051 | 2052 | 2053 | 2054 | 2055 | 2056 | 2057 | 2058 | 2059 | 2060 | 2061 | 2062 | 2063 | 2064 | 2065 | 2066 | 2067 | 2068 | 2069 | 2070 | 2071 | 2072 | 2073 | 2074 | 2075 | 2076 | 2077 | 2078 | 2079 | 2080
|  | Environmental | Direct emissions delta | Direct | - | Any | Direct Emissions | tCO2e | 0 | 0 | 0 | 0 | 0 | 0 | 0 | 0 | 0 | 0 | 0 | 0 | 0 | 0 | 0 | 0 | 0 | 0 | 0 | 0 | 0 | 0 | 0 | 0 | 0 | 0 | 0 | 0 | 0 | 0 | 0 | 0 | 0 | 0 | 0 | 0 | 0 | 0 | 0 | 0 | 0 | 0 | 0 | 0 | 0 | 0 | 0 | 0 | 0 | 0 | 0 | 0 | 0 | 0 | 0 | 0 | 0
|  | Environmental | Indirect emissions delta | Indirect | - | Any | Indirect Emissions | tCO2e | 0 | 0 | 0 | 0 | 0 | 0 | 0 | 0 | 0 | 0 | 0 | 0 | 0 | 0 | 0 | 0 | 0 | 0 | 0 | 0 | 0 | 0 | 0 | 0 | 0 | 0 | 0 | 0 | 0 | 0 | 0 | 0 | 0 | 0 | 0 | 0 | 0 | 0 | 0 | 0 | 0 | 0 | 0 | 0 | 0 | 0 | 0 | 0 | 0 | 0 | 0 | 0 | 0 | 0 | 0 | 0 | 0
[7 empty] | Environmental benefits breakdown |  | AB 2044: Societal benefits breakdown; AT 2062: Benefits by confidence level
[7 empty] | Parameter | Units | H 2024: Value; I 2025: Row Number in Options sheet; AB 2044: Parameter; AC 2045: Units; AD 2046: Value; AE 2047: Row Number in Options sheet; AU 2063: Total - High : High; AV 2064: Total - Medium: Medium; AW 2065: Total - Low: Low; AZ 2068: High confidence net benefits; BA 2069: Medium confidence net benefits; BB 2070: Low confidence net benefits
[7 empty] | Reduced/Increased electrical losses | MWh | H 2024: 0; I 2025: 51; AB 2044: Customer interruptions (CI); AC 2045: no.; AD 2046: 0; AE 2047: 70; AT 2062: Whole Life; AU 2063: 0; AV 2064: 112247.8557; AW 2065: 53.4643; AY 2067: 10; AZ 2068: 0; BA 2069: 21214.3359; BB 2070: 10.1045
[7 empty] | Reduced/Increased emissions associated with losses | tCO2e | H 2024: 0; I 2025: 52; AB 2044: Customer minutes lost (CML); AC 2045: Mins; AD 2046: 0; AE 2047: 71; AY 2067: 20; AZ 2068: 0; BA 2069: 75311.4602; BB 2070: 35.8713
[7 empty] | Reduced/Increased direct emissions (not associated with losses) | tCO2e | H 2024: 0; I 2025: 53; AB 2044: Fatality; AC 2045: no.; AD 2046: 0; AE 2047: 72; AY 2067: 30; AZ 2068: 0; BA 2069: 112247.8557; BB 2070: 53.4643
[7 empty] | Reduced/Increased indirect emissions (not associated with losses) | tCO2e | H 2024: 0; I 2025: 54; AB 2044: Non-Fatal/ Major injury; AC 2045: no.; AD 2046: 0; AE 2047: 73; AY 2067: 45; AZ 2068: 0; BA 2069: 112247.8557; BB 2070: 53.4643
[7 empty] | Shrinkage - theft of gas & own use gas | tCO2e | H 2024: 0; I 2025: 55; AB 2044: Customer social benefits; AC 2045: £m; AD 2046: 0.094458; AE 2047: 74; AY 2067: Whole Life; AZ 2068: 0; BA 2069: 112247.8557; BB 2070: 53.4643
[7 empty] | Other gas leakage 1 (specify) (e.g. SF6, H2, CH4, N2O, etc.) | tCO2e | H 2024: 0; I 2025: 56; AB 2044: Other 2 (specify); AC 2045: £m; AD 2046: 0; AE 2047: 75
[7 empty] | Other gas leakage 2 (specify) (e.g. SF6, H2, CH4, N2O, etc.) | tCO2e | H 2024: 0; I 2025: 57; AB 2044: Other 3 (specify); AC 2045: £m; AD 2046: 0; AE 2047: 76
[7 empty] | Other gas leakage 3 (specify) (e.g. SF6, H2, CH4, N2O, etc.) | tCO2e | H 2024: 0; I 2025: 58; AB 2044: Other 4 (specify); AC 2045: £m; AD 2046: 0; AE 2047: 77
[7 empty] | Reduced/Increased oil leakage | Litres | H 2024: 0; I 2025: 59; AB 2044: Other 5 (specify); AC 2045: £m; AD 2046: 0; AE 2047: 78
[7 empty] | Other 1 (specify) | £m | H 2024: 0; I 2025: 60; AB 2044: Other 6 (specify); AC 2045: £m; AD 2046: 0; AE 2047: 79
[7 empty] | Other 2 (specify) | £m | H 2024: 0; I 2025: 61; AB 2044: Other 7 (specify); AC 2045: £m; AD 2046: 0; AE 2047: 80
[7 empty] | Other 3 (specify) | £m | H 2024: 0; I 2025: 62; AB 2044: Other 8 (specify); AC 2045: £m; AD 2046: 0; AE 2047: 81
[7 empty] | Other 4 (specify) | £m | H 2024: 0; I 2025: 63; AB 2044: Other 9 (specify); AC 2045: £m; AD 2046: 0; AE 2047: 82
[7 empty] | Other 5 (specify) | £m | H 2024: 0; I 2025: 64; AB 2044: Other 10 (specify); AC 2045: £m; AD 2046: 0; AE 2047: 83
[7 empty] | Other 6 (specify) | £m | H 2024: 0; I 2025: 65
[7 empty] | Other 7 (specify) | £m | H 2024: 0; I 2025: 66
[7 empty] | Other 8 (specify) | £m | H 2024: 0; I 2025: 67
[7 empty] | Other 9 (specify) | £m | H 2024: 0; I 2025: 68
[7 empty] | Other 10 (specify) | £m | H 2024: 0; I 2025: 69
Benefits by category
|  |  | Cumulative net discounted financial benefits | Cumulative net discounted environmental benefits | Cumulative net discounted societal benefits |  |  | Reduced/Increased electrical losses | H 2024: Reduced/Increased emissions associated with losses; I 2025: Reduced/Increased direct emissions (not associated with losses); J 2026: Reduced/Increased indirect emissions (not associated with losses); K 2027: Shrinkage - theft of gas & own use gas; L 2028: Other gas leakage 1 (specify) (e.g. SF6, H2, CH4, N2O, etc.); M 2029: Other gas leakage 2 (specify) (e.g. SF6, H2, CH4, N2O, etc.); N 2030: Other gas leakage 3 (specify) (e.g. SF6, H2, CH4, N2O, etc.); O 2031: Reduced/Increased oil leakage; P 2032: Other 1 (specify); Q 2033: Other 2 (specify); R 2034: Other 3 (specify); S 2035: Other 4 (specify); T 2036: Other 5 (specify); U 2037: Other 6 (specify); V 2038: Other 7 (specify); W 2039: Other 8 (specify); X 2040: Other 9 (specify); Y 2041: Other 10 (specify); AC 2045: Customer interruptions (CI); AD 2046: Customer minutes lost (CML); AE 2047: Fatality; AF 2048: Non-Fatal/ Major injury; AG 2049: Customer social benefits; AH 2050: Other 2 (specify); AI 2051: Other 3 (specify); AJ 2052: Other 4 (specify); AK 2053: Other 5 (specify); AL 2054: Other 6 (specify); AM 2055: Other 7 (specify); AN 2056: Other 8 (specify); AO 2057: Other 9 (specify); AP 2058: Other 10 (specify)
|  | Whole Life | 112247.8557 | 0 | 53.4643 |  | Whole Life | 0 | 0 | 0 | 0 | 0 | 0 | 0 | 0 | 0 | 0 | 0 | 0 | 0 | 0 | 0 | 0 | 0 | 0 | 0 |  |  | Whole Life | 0 | 0 | 0 | 0 | 53.4643 | 0 | 0 | 0 | 0 | 0 | 0 | 0 | 0 | 0 |  |  |  |  | Cumulative |  |  |  | Annual (NOT Cumulative)
[9 empty] | AT 2062: Title; AU 2063: Total - High; AV 2064: Total - Medium; AW 2065: Total - Low; AY 2067: Capex - High Confidence; AZ 2068: Capex - Medium Confidence; BA 2069: Capex - Low Confidence; BB 2070: Capex - High Confidence; BC 2071: Capex - Medium Confidence; BD 2072: Capex - Low Confidence; BE 2073: Other costs - High Confidence; BF 2074: Other costs - Medium Confidence; BG 2075: Other costs - Low Confidence; BH 2076: Environmental - High Confidence; BI 2077: Environmental - Medium Confidence; BJ 2078: Environmental - Low Confidence; BK 2079: Societal - High Confidence; BL 2080: Societal - Medium Confidence | Societal - Low Confidence | Societal - High Confidence | Societal - Medium Confidence | Societal - Low Confidence
[9 empty] | AT 2062: Confidence level split to use; AU 2063: High; AV 2064: Medium; AW 2065: Low; AY 2067: High; AZ 2068: Medium; BA 2069: Low; BB 2070: High; BC 2071: Medium; BD 2072: Low; BE 2073: High; BF 2074: Medium; BG 2075: Low; BH 2076: High; BI 2077: Medium; BJ 2078: Low; BK 2079: High; BL 2080: Medium | Low | High | Medium | Low |  | For error checking
|  |  | Table used to create dynamic graph below |  |  |  | Discount rate to use | Discount factor | Discount factor | Discount factor | Discount factor | Discount factor | Discount factor | Discount factor | Discount factor | Discount factor | Discount factor | Discount factor | Discount factor | Discount factor | Discount factor | Discount factor | Discount factor | Discount factor | Discount factor | Discount factor |  |  | Discount rate to use | Discount factor | Discount factor | Discount factor (safety) | Discount factor (safety) | Discount factor | Discount factor | Discount factor | Discount factor | Discount factor | Discount factor | Discount factor | Discount factor | Discount factor | Discount factor |  |  |  | Confidence level split to use | All | All | All |  | Depreciated costs - High Confidence | Depreciated costs - Medium Confidence | Depreciated costs - Low Confidence | Cost of capital - High Confidence | Cost of capital - Medium Confidence | Cost of capital - Low Confidence | Other non-capitalised costs - High Confidence | Other non-capitalised costs - Medium Confidence | Other non-capitalised costs - Low Confidence | Environmental - High Confidence | Environmental - Medium Confidence | Environmental - Low Confidence | Societal - Safety - High Confidence | Societal - Safety - Medium Confidence | Societal - Safety - Low Confidence | Societal - Non-Safety - High Confidence | Societal - Non-Safety - Medium Confidence | Societal - Non-Safety - Low Confidence |  | From benefits category table |  |  |  | From confidence level table |  |  |  | Delta
|  |  | Net discounted financial benefits (All) | Net discounted environmental benefits (All) | Net discounted societal benefits (All) | Total Benefits | Parameter Name | Reduced/Increased electrical losses | Reduced/Increased emissions associated with losses | Reduced/Increased direct emissions (not associated with losses) | Reduced/Increased indirect emissions (not associated with losses) | Shrinkage - theft of gas & own use gas | Other gas leakage 1 (specify) (e.g. SF6, H2, CH4, N2O, etc.) | Other gas leakage 2 (specify) (e.g. SF6, H2, CH4, N2O, etc.) | Other gas leakage 3 (specify) (e.g. SF6, H2, CH4, N2O, etc.) | Reduced/Increased oil leakage | Other 1 (specify) | Other 2 (specify) | Other 3 (specify) | Other 4 (specify) | Other 5 (specify) | Other 6 (specify) | Other 7 (specify) | Other 8 (specify) | Other 9 (specify) | Other 10 (specify) |  |  | Parameter Name | Customer interruptions (CI) | Customer minutes lost (CML) | Fatality | Non-Fatal/ Major injury | Customer social benefits | Other 2 (specify) | Other 3 (specify) | Other 4 (specify) | Other 5 (specify) | Other 6 (specify) | Other 7 (specify) | Other 8 (specify) | Other 9 (specify) | Other 10 (specify) |  |  |  | Parameter Name | All | All | All |  | Net discounted financial benefits - Depreciated capitalised costs | Net discounted financial benefits - Depreciated capitalised costs | Net discounted financial benefits - Depreciated capitalised costs | Net discounted financial benefits - Cost of capital | Net discounted financial benefits - Cost of capital | Net discounted financial benefits - Cost of capital | Net discounted financial benefits - Non-capitalised costs | Net discounted financial benefits - Non-capitalised costs | Net discounted financial benefits - Non-capitalised costs | Net discounted environmental benefits (All) | Net discounted environmental benefits (All) | Net discounted environmental benefits (All) | Net discounted societal benefits - Safety | Net discounted societal benefits - Safety | Net discounted societal benefits - Safety | Net discounted societal benefits - Other non-safety related | Net discounted societal benefits - Other non-safety related | Net discounted societal benefits - Other non-safety related |  | Financial | Environmental | Societal |  | Financial | Environmental | Societal |  | Financial | Environmental | Societal
|  | 2024 | 0 | 0 | 0 | 0 | 2024 | 0 | 0 | 0 | 0 | 0 | 0 | 0 | 0 | 0 | 0 | 0 | 0 | 0 | 0 | 0 | 0 | 0 | 0 | 0 |  |  | 2024 | 0 | 0 | 0 | 0 | 0 | 0 | 0 | 0 | 0 | 0 | 0 | 0 | 0 | 0 |  |  | 1 | 2024 | 0 | 0 | 0 | 2024 | 0 | 0 | 0 | 0 | 0 | 0 | 0 | 0 | 0 | 0 | 0 | 0 | 0 | 0 | 0 | 0 | 0 | 0 |  | 0 | 0 | 0 |  | 0 | 0 | 0 |  | 0 | 0 | 0
|  | 2025 | 0 | 0 | 0 | 0 | 2025 | 0 | 0 | 0 | 0 | 0 | 0 | 0 | 0 | 0 | 0 | 0 | 0 | 0 | 0 | 0 | 0 | 0 | 0 | 0 |  |  | 2025 | 0 | 0 | 0 | 0 | 0 | 0 | 0 | 0 | 0 | 0 | 0 | 0 | 0 | 0 |  |  | 2 | 2025 | 0 | 0 | 0 | 2025 | 0 | 0 | 0 | 0 | 0 | 0 | 0 | 0 | 0 | 0 | 0 | 0 | 0 | 0 | 0 | 0 | 0 | 0 |  | 0 | 0 | 0 |  | 0 | 0 | 0 |  | 0 | 0 | 0
|  | 2026 | 0 | 0 | 0 | 0 | 2026 | 0 | 0 | 0 | 0 | 0 | 0 | 0 | 0 | 0 | 0 | 0 | 0 | 0 | 0 | 0 | 0 | 0 | 0 | 0 |  |  | 2026 | 0 | 0 | 0 | 0 | 0 | 0 | 0 | 0 | 0 | 0 | 0 | 0 | 0 | 0 |  |  | 3 | 2026 | 0 | 0 | 0 | 2026 | 0 | 0 | 0 | 0 | 0 | 0 | 0 | 0 | 0 | 0 | 0 | 0 | 0 | 0 | 0 | 0 | 0 | 0 |  | 0 | 0 | 0 |  | 0 | 0 | 0 |  | 0 | 0 | 0
|  | 2027 | 0 | 0 | 0 | 0 | 2027 | 0 | 0 | 0 | 0 | 0 | 0 | 0 | 0 | 0 | 0 | 0 | 0 | 0 | 0 | 0 | 0 | 0 | 0 | 0 |  |  | 2027 | 0 | 0 | 0 | 0 | 0 | 0 | 0 | 0 | 0 | 0 | 0 | 0 | 0 | 0 |  |  | 4 | 2027 | 0 | 0 | 0 | 2027 | 0 | 0 | 0 | 0 | 0 | 0 | 0 | 0 | 0 | 0 | 0 | 0 | 0 | 0 | 0 | 0 | 0 | 0 |  | 0 | 0 | 0 |  | 0 | 0 | 0 |  | 0 | 0 | 0
|  | 2028 | 2637.6336 | 0 | 1.2563 | 2638.8899 | 2028 | 0 | 0 | 0 | 0 | 0 | 0 | 0 | 0 | 0 | 0 | 0 | 0 | 0 | 0 | 0 | 0 | 0 | 0 | 0 |  |  | 2028 | 0 | 0 | 0 | 0 | 1.2563 | 0 | 0 | 0 | 0 | 0 | 0 | 0 | 0 | 0 |  |  | 5 | 2028 | 0 | 2637.6336 | 1.2563 | 2028 | 0 | 0 | 0 | 0 | 0 | 0 | 0 | 2637.6336 | 0 | 0 | 0 | 0 | 0 | 0 | 0 | 0 | 0 | 1.2563 |  | 2637.6336 | 0 | 1.2563 |  | 2637.6336 | 0 | 1.2563 |  | 0 | 0 | 0
|  | 2029 | 5764.9839 | 0 | 2.7459 | 5767.7298 | 2029 | 0 | 0 | 0 | 0 | 0 | 0 | 0 | 0 | 0 | 0 | 0 | 0 | 0 | 0 | 0 | 0 | 0 | 0 | 0 |  |  | 2029 | 0 | 0 | 0 | 0 | 2.7459 | 0 | 0 | 0 | 0 | 0 | 0 | 0 | 0 | 0 |  |  | 6 | 2029 | 0 | 5764.9839 | 2.7459 | 2029 | 0 | 0 | 0 | 0 | 0 | 0 | 0 | 3127.3503 | 0 | 0 | 0 | 0 | 0 | 0 | 0 | 0 | 0 | 1.4896 |  | 5764.9839 | 0 | 2.7459 |  | 5764.9839 | 0 | 2.7459 |  | 0 | 0 | 0
|  | 2030 | 9345.9138 | 0 | 4.4515 | 9350.3653 | 2030 | 0 | 0 | 0 | 0 | 0 | 0 | 0 | 0 | 0 | 0 | 0 | 0 | 0 | 0 | 0 | 0 | 0 | 0 | 0 |  |  | 2030 | 0 | 0 | 0 | 0 | 4.4515 | 0 | 0 | 0 | 0 | 0 | 0 | 0 | 0 | 0 |  |  | 7 | 2030 | 0 | 9345.9138 | 4.4515 | 2030 | 0 | 0 | 0 | 0 | 0 | 0 | 0 | 3580.9298 | 0 | 0 | 0 | 0 | 0 | 0 | 0 | 0 | 0 | 1.7056 |  | 9345.9138 | 0 | 4.4515 |  | 9345.9138 | 0 | 4.4515 |  | 0 | 0 | 0
|  | 2031 | 13125.9986 | 0 | 6.252 | 13132.2506 | 2031 | 0 | 0 | 0 | 0 | 0 | 0 | 0 | 0 | 0 | 0 | 0 | 0 | 0 | 0 | 0 | 0 | 0 | 0 | 0 |  |  | 2031 | 0 | 0 | 0 | 0 | 6.252 | 0 | 0 | 0 | 0 | 0 | 0 | 0 | 0 | 0 |  |  | 8 | 2031 | 0 | 13125.9986 | 6.252 | 2031 | 0 | 0 | 0 | 0 | 0 | 0 | 0 | 3780.0848 | 0 | 0 | 0 | 0 | 0 | 0 | 0 | 0 | 0 | 1.8005 |  | 13125.9986 | 0 | 6.252 |  | 13125.9986 | 0 | 6.252 |  | 0 | 0 | 0
|  | 2032 | 17087.6741 | 0 | 8.139 | 17095.813 | 2032 | 0 | 0 | 0 | 0 | 0 | 0 | 0 | 0 | 0 | 0 | 0 | 0 | 0 | 0 | 0 | 0 | 0 | 0 | 0 |  |  | 2032 | 0 | 0 | 0 | 0 | 8.139 | 0 | 0 | 0 | 0 | 0 | 0 | 0 | 0 | 0 |  |  | 9 | 2032 | 0 | 17087.6741 | 8.139 | 2032 | 0 | 0 | 0 | 0 | 0 | 0 | 0 | 3961.6754 | 0 | 0 | 0 | 0 | 0 | 0 | 0 | 0 | 0 | 1.887 |  | 17087.6741 | 0 | 8.139 |  | 17087.6741 | 0 | 8.139 |  | 0 | 0 | 0
|  | 2033 | 21214.3359 | 0 | 10.1045 | 21224.4404 | 2033 | 0 | 0 | 0 | 0 | 0 | 0 | 0 | 0 | 0 | 0 | 0 | 0 | 0 | 0 | 0 | 0 | 0 | 0 | 0 |  |  | 2033 | 0 | 0 | 0 | 0 | 10.1045 | 0 | 0 | 0 | 0 | 0 | 0 | 0 | 0 | 0 |  |  | 10 | 2033 | 0 | 21214.3359 | 10.1045 | 2033 | 0 | 0 | 0 | 0 | 0 | 0 | 0 | 4126.6618 | 0 | 0 | 0 | 0 | 0 | 0 | 0 | 0 | 0 | 1.9656 |  | 21214.3359 | 0 | 10.1045 |  | 21214.3359 | 0 | 10.1045 |  | 0 | 0 | 0
|  | 2034 | 25490.2953 | 0 | 12.1412 | 25502.4364 | 2034 | 0 | 0 | 0 | 0 | 0 | 0 | 0 | 0 | 0 | 0 | 0 | 0 | 0 | 0 | 0 | 0 | 0 | 0 | 0 |  |  | 2034 | 0 | 0 | 0 | 0 | 12.1412 | 0 | 0 | 0 | 0 | 0 | 0 | 0 | 0 | 0 |  |  | 11 | 2034 | 0 | 25490.2953 | 12.1412 | 2034 | 0 | 0 | 0 | 0 | 0 | 0 | 0 | 4275.9594 | 0 | 0 | 0 | 0 | 0 | 0 | 0 | 0 | 0 | 2.0367 |  | 25490.2953 | 0 | 12.1412 |  | 25490.2953 | 0 | 12.1412 |  | 0 | 0 | 0
|  | 2035 | 29900.7357 | 0 | 14.2419 | 29914.9776 | 2035 | 0 | 0 | 0 | 0 | 0 | 0 | 0 | 0 | 0 | 0 | 0 | 0 | 0 | 0 | 0 | 0 | 0 | 0 | 0 |  |  | 2035 | 0 | 0 | 0 | 0 | 14.2419 | 0 | 0 | 0 | 0 | 0 | 0 | 0 | 0 | 0 |  |  | 12 | 2035 | 0 | 29900.7357 | 14.2419 | 2035 | 0 | 0 | 0 | 0 | 0 | 0 | 0 | 4410.4404 | 0 | 0 | 0 | 0 | 0 | 0 | 0 | 0 | 0 | 2.1007 |  | 29900.7357 | 0 | 14.2419 |  | 29900.7357 | 0 | 14.2419 |  | 0 | 0 | 0
|  | 2036 | 34653.1631 | 0 | 16.5055 | 34669.6686 | 2036 | 0 | 0 | 0 | 0 | 0 | 0 | 0 | 0 | 0 | 0 | 0 | 0 | 0 | 0 | 0 | 0 | 0 | 0 | 0 |  |  | 2036 | 0 | 0 | 0 | 0 | 16.5055 | 0 | 0 | 0 | 0 | 0 | 0 | 0 | 0 | 0 |  |  | 13 | 2036 | 0 | 34653.1631 | 16.5055 | 2036 | 0 | 0 | 0 | 0 | 0 | 0 | 0 | 4752.4274 | 0 | 0 | 0 | 0 | 0 | 0 | 0 | 0 | 0 | 2.2636 |  | 34653.1631 | 0 | 16.5055 |  | 34653.1631 | 0 | 16.5055 |  | 0 | 0 | 0
|  | 2037 | 39719.4044 | 0 | 18.9186 | 39738.3229 | 2037 | 0 | 0 | 0 | 0 | 0 | 0 | 0 | 0 | 0 | 0 | 0 | 0 | 0 | 0 | 0 | 0 | 0 | 0 | 0 |  |  | 2037 | 0 | 0 | 0 | 0 | 18.9186 | 0 | 0 | 0 | 0 | 0 | 0 | 0 | 0 | 0 |  |  | 14 | 2037 | 0 | 39719.4044 | 18.9186 | 2037 | 0 | 0 | 0 | 0 | 0 | 0 | 0 | 5066.2413 | 0 | 0 | 0 | 0 | 0 | 0 | 0 | 0 | 0 | 2.4131 |  | 39719.4044 | 0 | 18.9186 |  | 39719.4044 | 0 | 18.9186 |  | 0 | 0 | 0
|  | 2038 | 45072.8007 | 0 | 21.4684 | 45094.2692 | 2038 | 0 | 0 | 0 | 0 | 0 | 0 | 0 | 0 | 0 | 0 | 0 | 0 | 0 | 0 | 0 | 0 | 0 | 0 | 0 |  |  | 2038 | 0 | 0 | 0 | 0 | 21.4684 | 0 | 0 | 0 | 0 | 0 | 0 | 0 | 0 | 0 |  |  | 15 | 2038 | 0 | 45072.8007 | 21.4684 | 2038 | 0 | 0 | 0 | 0 | 0 | 0 | 0 | 5353.3964 | 0 | 0 | 0 | 0 | 0 | 0 | 0 | 0 | 0 | 2.5499 |  | 45072.8007 | 0 | 21.4684 |  | 45072.8007 | 0 | 21.4684 |  | 0 | 0 | 0
|  | 2039 | 50688.1376 | 0 | 24.1431 | 50712.2807 | 2039 | 0 | 0 | 0 | 0 | 0 | 0 | 0 | 0 | 0 | 0 | 0 | 0 | 0 | 0 | 0 | 0 | 0 | 0 | 0 |  |  | 2039 | 0 | 0 | 0 | 0 | 24.1431 | 0 | 0 | 0 | 0 | 0 | 0 | 0 | 0 | 0 |  |  | 16 | 2039 | 0 | 50688.1376 | 24.1431 | 2039 | 0 | 0 | 0 | 0 | 0 | 0 | 0 | 5615.3369 | 0 | 0 | 0 | 0 | 0 | 0 | 0 | 0 | 0 | 2.6746 |  | 50688.1376 | 0 | 24.1431 |  | 50688.1376 | 0 | 24.1431 |  | 0 | 0 | 0
|  | 2040 | 56541.5773 | 0 | 26.9311 | 56568.5084 | 2040 | 0 | 0 | 0 | 0 | 0 | 0 | 0 | 0 | 0 | 0 | 0 | 0 | 0 | 0 | 0 | 0 | 0 | 0 | 0 |  |  | 2040 | 0 | 0 | 0 | 0 | 26.9311 | 0 | 0 | 0 | 0 | 0 | 0 | 0 | 0 | 0 |  |  | 17 | 2040 | 0 | 56541.5773 | 26.9311 | 2040 | 0 | 0 | 0 | 0 | 0 | 0 | 0 | 5853.4397 | 0 | 0 | 0 | 0 | 0 | 0 | 0 | 0 | 0 | 2.788 |  | 56541.5773 | 0 | 26.9311 |  | 56541.5773 | 0 | 26.9311 |  | 0 | 0 | 0
|  | 2041 | 62610.5948 | 0 | 29.8218 | 62640.4166 | 2041 | 0 | 0 | 0 | 0 | 0 | 0 | 0 | 0 | 0 | 0 | 0 | 0 | 0 | 0 | 0 | 0 | 0 | 0 | 0 |  |  | 2041 | 0 | 0 | 0 | 0 | 29.8218 | 0 | 0 | 0 | 0 | 0 | 0 | 0 | 0 | 0 |  |  | 18 | 2041 | 0 | 62610.5948 | 29.8218 | 2041 | 0 | 0 | 0 | 0 | 0 | 0 | 0 | 6069.0175 | 0 | 0 | 0 | 0 | 0 | 0 | 0 | 0 | 0 | 2.8907 |  | 62610.5948 | 0 | 29.8218 |  | 62610.5948 | 0 | 29.8218 |  | 0 | 0 | 0
|  | 2042 | 68873.9163 | 0 | 32.805 | 68906.7213 | 2042 | 0 | 0 | 0 | 0 | 0 | 0 | 0 | 0 | 0 | 0 | 0 | 0 | 0 | 0 | 0 | 0 | 0 | 0 | 0 |  |  | 2042 | 0 | 0 | 0 | 0 | 32.805 | 0 | 0 | 0 | 0 | 0 | 0 | 0 | 0 | 0 |  |  | 19 | 2042 | 0 | 68873.9163 | 32.805 | 2042 | 0 | 0 | 0 | 0 | 0 | 0 | 0 | 6263.3215 | 0 | 0 | 0 | 0 | 0 | 0 | 0 | 0 | 0 | 2.9833 |  | 68873.9163 | 0 | 32.805 |  | 68873.9163 | 0 | 32.805 |  | 0 | 0 | 0
|  | 2043 | 75311.4602 | 0 | 35.8713 | 75347.3315 | 2043 | 0 | 0 | 0 | 0 | 0 | 0 | 0 | 0 | 0 | 0 | 0 | 0 | 0 | 0 | 0 | 0 | 0 | 0 | 0 |  |  | 2043 | 0 | 0 | 0 | 0 | 35.8713 | 0 | 0 | 0 | 0 | 0 | 0 | 0 | 0 | 0 |  |  | 20 | 2043 | 0 | 75311.4602 | 35.8713 | 2043 | 0 | 0 | 0 | 0 | 0 | 0 | 0 | 6437.5439 | 0 | 0 | 0 | 0 | 0 | 0 | 0 | 0 | 0 | 3.0662 |  | 75311.4602 | 0 | 35.8713 |  | 75311.4602 | 0 | 35.8713 |  | 0 | 0 | 0
|  | 2044 | 81904.2809 | 0 | 39.0115 | 81943.2924 | 2044 | 0 | 0 | 0 | 0 | 0 | 0 | 0 | 0 | 0 | 0 | 0 | 0 | 0 | 0 | 0 | 0 | 0 | 0 | 0 |  |  | 2044 | 0 | 0 | 0 | 0 | 39.0115 | 0 | 0 | 0 | 0 | 0 | 0 | 0 | 0 | 0 |  |  | 21 | 2044 | 0 | 81904.2809 | 39.0115 | 2044 | 0 | 0 | 0 | 0 | 0 | 0 | 0 | 6592.8207 | 0 | 0 | 0 | 0 | 0 | 0 | 0 | 0 | 0 | 3.1402 |  | 81904.2809 | 0 | 39.0115 |  | 81904.2809 | 0 | 39.0115 |  | 0 | 0 | 0
|  | 2045 | 87186.0132 | 0 | 41.5272 | 87227.5404 | 2045 | 0 | 0 | 0 | 0 | 0 | 0 | 0 | 0 | 0 | 0 | 0 | 0 | 0 | 0 | 0 | 0 | 0 | 0 | 0 |  |  | 2045 | 0 | 0 | 0 | 0 | 41.5272 | 0 | 0 | 0 | 0 | 0 | 0 | 0 | 0 | 0 |  |  | 22 | 2045 | 0 | 87186.0132 | 41.5272 | 2045 | 0 | 0 | 0 | 0 | 0 | 0 | 0 | 5281.7323 | 0 | 0 | 0 | 0 | 0 | 0 | 0 | 0 | 0 | 2.5157 |  | 87186.0132 | 0 | 41.5272 |  | 87186.0132 | 0 | 41.5272 |  | 0 | 0 | 0
|  | 2046 | 92637.3091 | 0 | 44.1237 | 92681.4328 | 2046 | 0 | 0 | 0 | 0 | 0 | 0 | 0 | 0 | 0 | 0 | 0 | 0 | 0 | 0 | 0 | 0 | 0 | 0 | 0 |  |  | 2046 | 0 | 0 | 0 | 0 | 44.1237 | 0 | 0 | 0 | 0 | 0 | 0 | 0 | 0 | 0 |  |  | 23 | 2046 | 0 | 92637.3091 | 44.1237 | 2046 | 0 | 0 | 0 | 0 | 0 | 0 | 0 | 5451.2959 | 0 | 0 | 0 | 0 | 0 | 0 | 0 | 0 | 0 | 2.5965 |  | 92637.3091 | 0 | 44.1237 |  | 92637.3091 | 0 | 44.1237 |  | 0 | 0 | 0
|  | 2047 | 98240.6606 | 0 | 46.7926 | 98287.4532 | 2047 | 0 | 0 | 0 | 0 | 0 | 0 | 0 | 0 | 0 | 0 | 0 | 0 | 0 | 0 | 0 | 0 | 0 | 0 | 0 |  |  | 2047 | 0 | 0 | 0 | 0 | 46.7926 | 0 | 0 | 0 | 0 | 0 | 0 | 0 | 0 | 0 |  |  | 24 | 2047 | 0 | 98240.6606 | 46.7926 | 2047 | 0 | 0 | 0 | 0 | 0 | 0 | 0 | 5603.3515 | 0 | 0 | 0 | 0 | 0 | 0 | 0 | 0 | 0 | 2.6689 |  | 98240.6606 | 0 | 46.7926 |  | 98240.6606 | 0 | 46.7926 |  | 0 | 0 | 0
|  | 2048 | 103979.55 | 0 | 49.5261 | 104029.0761 | 2048 | 0 | 0 | 0 | 0 | 0 | 0 | 0 | 0 | 0 | 0 | 0 | 0 | 0 | 0 | 0 | 0 | 0 | 0 | 0 |  |  | 2048 | 0 | 0 | 0 | 0 | 49.5261 | 0 | 0 | 0 | 0 | 0 | 0 | 0 | 0 | 0 |  |  | 25 | 2048 | 0 | 103979.55 | 49.5261 | 2048 | 0 | 0 | 0 | 0 | 0 | 0 | 0 | 5738.8894 | 0 | 0 | 0 | 0 | 0 | 0 | 0 | 0 | 0 | 2.7335 |  | 103979.55 | 0 | 49.5261 |  | 103979.55 | 0 | 49.5261 |  | 0 | 0 | 0
|  | 2049 | 109838.4027 | 0 | 52.3167 | 109890.7194 | 2049 | 0 | 0 | 0 | 0 | 0 | 0 | 0 | 0 | 0 | 0 | 0 | 0 | 0 | 0 | 0 | 0 | 0 | 0 | 0 |  |  | 2049 | 0 | 0 | 0 | 0 | 52.3167 | 0 | 0 | 0 | 0 | 0 | 0 | 0 | 0 | 0 |  |  | 26 | 2049 | 0 | 109838.4027 | 52.3167 | 2049 | 0 | 0 | 0 | 0 | 0 | 0 | 0 | 5858.8527 | 0 | 0 | 0 | 0 | 0 | 0 | 0 | 0 | 0 | 2.7906 |  | 109838.4027 | 0 | 52.3167 |  | 109838.4027 | 0 | 52.3167 |  | 0 | 0 | 0
|  | 2050 | 112247.8557 | 0 | 53.4643 | 112301.32 | 2050 | 0 | 0 | 0 | 0 | 0 | 0 | 0 | 0 | 0 | 0 | 0 | 0 | 0 | 0 | 0 | 0 | 0 | 0 | 0 |  |  | 2050 | 0 | 0 | 0 | 0 | 53.4643 | 0 | 0 | 0 | 0 | 0 | 0 | 0 | 0 | 0 |  |  | 27 | 2050 | 0 | 112247.8557 | 53.4643 | 2050 | 0 | 0 | 0 | 0 | 0 | 0 | 0 | 2409.453 | 0 | 0 | 0 | 0 | 0 | 0 | 0 | 0 | 0 | 1.1476 |  | 112247.8557 | 0 | 53.4643 |  | 112247.8557 | 0 | 53.4643 |  | 0 | 0 | 0
|  | 2051 | 112247.8557 | 0 | 53.4643 | 112301.32 | 2051 | 0 | 0 | 0 | 0 | 0 | 0 | 0 | 0 | 0 | 0 | 0 | 0 | 0 | 0 | 0 | 0 | 0 | 0 | 0 |  |  | 2051 | 0 | 0 | 0 | 0 | 53.4643 | 0 | 0 | 0 | 0 | 0 | 0 | 0 | 0 | 0 |  |  | 28 | 2051 | 0 | 112247.8557 | 53.4643 | 2051 | 0 | 0 | 0 | 0 | 0 | 0 | 0 | 0 | 0 | 0 | 0 | 0 | 0 | 0 | 0 | 0 | 0 | 0 |  | 112247.8557 | 0 | 53.4643 |  | 112247.8557 | 0 | 53.4643 |  | 0 | 0 | 0
|  | 2052 | 112247.8557 | 0 | 53.4643 | 112301.32 | 2052 | 0 | 0 | 0 | 0 | 0 | 0 | 0 | 0 | 0 | 0 | 0 | 0 | 0 | 0 | 0 | 0 | 0 | 0 | 0 |  |  | 2052 | 0 | 0 | 0 | 0 | 53.4643 | 0 | 0 | 0 | 0 | 0 | 0 | 0 | 0 | 0 |  |  | 29 | 2052 | 0 | 112247.8557 | 53.4643 | 2052 | 0 | 0 | 0 | 0 | 0 | 0 | 0 | 0 | 0 | 0 | 0 | 0 | 0 | 0 | 0 | 0 | 0 | 0 |  | 112247.8557 | 0 | 53.4643 |  | 112247.8557 | 0 | 53.4643 |  | 0 | 0 | 0
|  | 2053 | 112247.8557 | 0 | 53.4643 | 112301.32 | 2053 | 0 | 0 | 0 | 0 | 0 | 0 | 0 | 0 | 0 | 0 | 0 | 0 | 0 | 0 | 0 | 0 | 0 | 0 | 0 |  |  | 2053 | 0 | 0 | 0 | 0 | 53.4643 | 0 | 0 | 0 | 0 | 0 | 0 | 0 | 0 | 0 |  |  | 30 | 2053 | 0 | 112247.8557 | 53.4643 | 2053 | 0 | 0 | 0 | 0 | 0 | 0 | 0 | 0 | 0 | 0 | 0 | 0 | 0 | 0 | 0 | 0 | 0 | 0 |  | 112247.8557 | 0 | 53.4643 |  | 112247.8557 | 0 | 53.4643 |  | 0 | 0 | 0
|  | 2054 | 112247.8557 | 0 | 53.4643 | 112301.32 | 2054 | 0 | 0 | 0 | 0 | 0 | 0 | 0 | 0 | 0 | 0 | 0 | 0 | 0 | 0 | 0 | 0 | 0 | 0 | 0 |  |  | 2054 | 0 | 0 | 0 | 0 | 53.4643 | 0 | 0 | 0 | 0 | 0 | 0 | 0 | 0 | 0 |  |  | 31 | 2054 | 0 | 112247.8557 | 53.4643 | 2054 | 0 | 0 | 0 | 0 | 0 | 0 | 0 | 0 | 0 | 0 | 0 | 0 | 0 | 0 | 0 | 0 | 0 | 0 |  | 112247.8557 | 0 | 53.4643 |  | 112247.8557 | 0 | 53.4643 |  | 0 | 0 | 0
|  | 2055 | 112247.8557 | 0 | 53.4643 | 112301.32 | 2055 | 0 | 0 | 0 | 0 | 0 | 0 | 0 | 0 | 0 | 0 | 0 | 0 | 0 | 0 | 0 | 0 | 0 | 0 | 0 |  |  | 2055 | 0 | 0 | 0 | 0 | 53.4643 | 0 | 0 | 0 | 0 | 0 | 0 | 0 | 0 | 0 |  |  | 32 | 2055 | 0 | 112247.8557 | 53.4643 | 2055 | 0 | 0 | 0 | 0 | 0 | 0 | 0 | 0 | 0 | 0 | 0 | 0 | 0 | 0 | 0 | 0 | 0 | 0 |  | 112247.8557 | 0 | 53.4643 |  | 112247.8557 | 0 | 53.4643 |  | 0 | 0 | 0
|  | 2056 | 112247.8557 | 0 | 53.4643 | 112301.32 | 2056 | 0 | 0 | 0 | 0 | 0 | 0 | 0 | 0 | 0 | 0 | 0 | 0 | 0 | 0 | 0 | 0 | 0 | 0 | 0 |  |  | 2056 | 0 | 0 | 0 | 0 | 53.4643 | 0 | 0 | 0 | 0 | 0 | 0 | 0 | 0 | 0 |  |  | 33 | 2056 | 0 | 112247.8557 | 53.4643 | 2056 | 0 | 0 | 0 | 0 | 0 | 0 | 0 | 0 | 0 | 0 | 0 | 0 | 0 | 0 | 0 | 0 | 0 | 0 |  | 112247.8557 | 0 | 53.4643 |  | 112247.8557 | 0 | 53.4643 |  | 0 | 0 | 0
|  | 2057 | 112247.8557 | 0 | 53.4643 | 112301.32 | 2057 | 0 | 0 | 0 | 0 | 0 | 0 | 0 | 0 | 0 | 0 | 0 | 0 | 0 | 0 | 0 | 0 | 0 | 0 | 0 |  |  | 2057 | 0 | 0 | 0 | 0 | 53.4643 | 0 | 0 | 0 | 0 | 0 | 0 | 0 | 0 | 0 |  |  | 34 | 2057 | 0 | 112247.8557 | 53.4643 | 2057 | 0 | 0 | 0 | 0 | 0 | 0 | 0 | 0 | 0 | 0 | 0 | 0 | 0 | 0 | 0 | 0 | 0 | 0 |  | 112247.8557 | 0 | 53.4643 |  | 112247.8557 | 0 | 53.4643 |  | 0 | 0 | 0
|  | 2058 | 112247.8557 | 0 | 53.4643 | 112301.32 | 2058 | 0 | 0 | 0 | 0 | 0 | 0 | 0 | 0 | 0 | 0 | 0 | 0 | 0 | 0 | 0 | 0 | 0 | 0 | 0 |  |  | 2058 | 0 | 0 | 0 | 0 | 53.4643 | 0 | 0 | 0 | 0 | 0 | 0 | 0 | 0 | 0 |  |  | 35 | 2058 | 0 | 112247.8557 | 53.4643 | 2058 | 0 | 0 | 0 | 0 | 0 | 0 | 0 | 0 | 0 | 0 | 0 | 0 | 0 | 0 | 0 | 0 | 0 | 0 |  | 112247.8557 | 0 | 53.4643 |  | 112247.8557 | 0 | 53.4643 |  | 0 | 0 | 0
|  | 2059 | 112247.8557 | 0 | 53.4643 | 112301.32 | 2059 | 0 | 0 | 0 | 0 | 0 | 0 | 0 | 0 | 0 | 0 | 0 | 0 | 0 | 0 | 0 | 0 | 0 | 0 | 0 |  |  | 2059 | 0 | 0 | 0 | 0 | 53.4643 | 0 | 0 | 0 | 0 | 0 | 0 | 0 | 0 | 0 |  |  | 36 | 2059 | 0 | 112247.8557 | 53.4643 | 2059 | 0 | 0 | 0 | 0 | 0 | 0 | 0 | 0 | 0 | 0 | 0 | 0 | 0 | 0 | 0 | 0 | 0 | 0 |  | 112247.8557 | 0 | 53.4643 |  | 112247.8557 | 0 | 53.4643 |  | 0 | 0 | 0
|  | 2060 | 112247.8557 | 0 | 53.4643 | 112301.32 | 2060 | 0 | 0 | 0 | 0 | 0 | 0 | 0 | 0 | 0 | 0 | 0 | 0 | 0 | 0 | 0 | 0 | 0 | 0 | 0 |  |  | 2060 | 0 | 0 | 0 | 0 | 53.4643 | 0 | 0 | 0 | 0 | 0 | 0 | 0 | 0 | 0 |  |  | 37 | 2060 | 0 | 112247.8557 | 53.4643 | 2060 | 0 | 0 | 0 | 0 | 0 | 0 | 0 | 0 | 0 | 0 | 0 | 0 | 0 | 0 | 0 | 0 | 0 | 0 |  | 112247.8557 | 0 | 53.4643 |  | 112247.8557 | 0 | 53.4643 |  | 0 | 0 | 0
|  | 2061 | 112247.8557 | 0 | 53.4643 | 112301.32 | 2061 | 0 | 0 | 0 | 0 | 0 | 0 | 0 | 0 | 0 | 0 | 0 | 0 | 0 | 0 | 0 | 0 | 0 | 0 | 0 |  |  | 2061 | 0 | 0 | 0 | 0 | 53.4643 | 0 | 0 | 0 | 0 | 0 | 0 | 0 | 0 | 0 |  |  | 38 | 2061 | 0 | 112247.8557 | 53.4643 | 2061 | 0 | 0 | 0 | 0 | 0 | 0 | 0 | 0 | 0 | 0 | 0 | 0 | 0 | 0 | 0 | 0 | 0 | 0 |  | 112247.8557 | 0 | 53.4643 |  | 112247.8557 | 0 | 53.4643 |  | 0 | 0 | 0
|  | 2062 | 112247.8557 | 0 | 53.4643 | 112301.32 | 2062 | 0 | 0 | 0 | 0 | 0 | 0 | 0 | 0 | 0 | 0 | 0 | 0 | 0 | 0 | 0 | 0 | 0 | 0 | 0 |  |  | 2062 | 0 | 0 | 0 | 0 | 53.4643 | 0 | 0 | 0 | 0 | 0 | 0 | 0 | 0 | 0 |  |  | 39 | 2062 | 0 | 112247.8557 | 53.4643 | 2062 | 0 | 0 | 0 | 0 | 0 | 0 | 0 | 0 | 0 | 0 | 0 | 0 | 0 | 0 | 0 | 0 | 0 | 0 |  | 112247.8557 | 0 | 53.4643 |  | 112247.8557 | 0 | 53.4643 |  | 0 | 0 | 0
|  | 2063 | 112247.8557 | 0 | 53.4643 | 112301.32 | 2063 | 0 | 0 | 0 | 0 | 0 | 0 | 0 | 0 | 0 | 0 | 0 | 0 | 0 | 0 | 0 | 0 | 0 | 0 | 0 |  |  | 2063 | 0 | 0 | 0 | 0 | 53.4643 | 0 | 0 | 0 | 0 | 0 | 0 | 0 | 0 | 0 |  |  | 40 | 2063 | 0 | 112247.8557 | 53.4643 | 2063 | 0 | 0 | 0 | 0 | 0 | 0 | 0 | 0 | 0 | 0 | 0 | 0 | 0 | 0 | 0 | 0 | 0 | 0 |  | 112247.8557 | 0 | 53.4643 |  | 112247.8557 | 0 | 53.4643 |  | 0 | 0 | 0
|  | 2064 | 112247.8557 | 0 | 53.4643 | 112301.32 | 2064 | 0 | 0 | 0 | 0 | 0 | 0 | 0 | 0 | 0 | 0 | 0 | 0 | 0 | 0 | 0 | 0 | 0 | 0 | 0 |  |  | 2064 | 0 | 0 | 0 | 0 | 53.4643 | 0 | 0 | 0 | 0 | 0 | 0 | 0 | 0 | 0 |  |  | 41 | 2064 | 0 | 112247.8557 | 53.4643 | 2064 | 0 | 0 | 0 | 0 | 0 | 0 | 0 | 0 | 0 | 0 | 0 | 0 | 0 | 0 | 0 | 0 | 0 | 0 |  | 112247.8557 | 0 | 53.4643 |  | 112247.8557 | 0 | 53.4643 |  | 0 | 0 | 0
|  | 2065 | 112247.8557 | 0 | 53.4643 | 112301.32 | 2065 | 0 | 0 | 0 | 0 | 0 | 0 | 0 | 0 | 0 | 0 | 0 | 0 | 0 | 0 | 0 | 0 | 0 | 0 | 0 |  |  | 2065 | 0 | 0 | 0 | 0 | 53.4643 | 0 | 0 | 0 | 0 | 0 | 0 | 0 | 0 | 0 |  |  | 42 | 2065 | 0 | 112247.8557 | 53.4643 | 2065 | 0 | 0 | 0 | 0 | 0 | 0 | 0 | 0 | 0 | 0 | 0 | 0 | 0 | 0 | 0 | 0 | 0 | 0 |  | 112247.8557 | 0 | 53.4643 |  | 112247.8557 | 0 | 53.4643 |  | 0 | 0 | 0
|  | 2066 | 112247.8557 | 0 | 53.4643 | 112301.32 | 2066 | 0 | 0 | 0 | 0 | 0 | 0 | 0 | 0 | 0 | 0 | 0 | 0 | 0 | 0 | 0 | 0 | 0 | 0 | 0 |  |  | 2066 | 0 | 0 | 0 | 0 | 53.4643 | 0 | 0 | 0 | 0 | 0 | 0 | 0 | 0 | 0 |  |  | 43 | 2066 | 0 | 112247.8557 | 53.4643 | 2066 | 0 | 0 | 0 | 0 | 0 | 0 | 0 | 0 | 0 | 0 | 0 | 0 | 0 | 0 | 0 | 0 | 0 | 0 |  | 112247.8557 | 0 | 53.4643 |  | 112247.8557 | 0 | 53.4643 |  | 0 | 0 | 0
|  | 2067 | 112247.8557 | 0 | 53.4643 | 112301.32 | 2067 | 0 | 0 | 0 | 0 | 0 | 0 | 0 | 0 | 0 | 0 | 0 | 0 | 0 | 0 | 0 | 0 | 0 | 0 | 0 |  |  | 2067 | 0 | 0 | 0 | 0 | 53.4643 | 0 | 0 | 0 | 0 | 0 | 0 | 0 | 0 | 0 |  |  | 44 | 2067 | 0 | 112247.8557 | 53.4643 | 2067 | 0 | 0 | 0 | 0 | 0 | 0 | 0 | 0 | 0 | 0 | 0 | 0 | 0 | 0 | 0 | 0 | 0 | 0 |  | 112247.8557 | 0 | 53.4643 |  | 112247.8557 | 0 | 53.4643 |  | 0 | 0 | 0
|  | 2068 | 112247.8557 | 0 | 53.4643 | 112301.32 | 2068 | 0 | 0 | 0 | 0 | 0 | 0 | 0 | 0 | 0 | 0 | 0 | 0 | 0 | 0 | 0 | 0 | 0 | 0 | 0 |  |  | 2068 | 0 | 0 | 0 | 0 | 53.4643 | 0 | 0 | 0 | 0 | 0 | 0 | 0 | 0 | 0 |  |  | 45 | 2068 | 0 | 112247.8557 | 53.4643 | 2068 | 0 | 0 | 0 | 0 | 0 | 0 | 0 | 0 | 0 | 0 | 0 | 0 | 0 | 0 | 0 | 0 | 0 | 0 |  | 112247.8557 | 0 | 53.4643 |  | 112247.8557 | 0 | 53.4643 |  | 0 | 0 | 0
|  | 2069 | 112247.8557 | 0 | 53.4643 | 112301.32 | 2069 | 0 | 0 | 0 | 0 | 0 | 0 | 0 | 0 | 0 | 0 | 0 | 0 | 0 | 0 | 0 | 0 | 0 | 0 | 0 |  |  | 2069 | 0 | 0 | 0 | 0 | 53.4643 | 0 | 0 | 0 | 0 | 0 | 0 | 0 | 0 | 0 |  |  | 46 | 2069 | 0 | 112247.8557 | 53.4643 | 2069 | 0 | 0 | 0 | 0 | 0 | 0 | 0 | 0 | 0 | 0 | 0 | 0 | 0 | 0 | 0 | 0 | 0 | 0 |  | 112247.8557 | 0 | 53.4643 |  | 112247.8557 | 0 | 53.4643 |  | 0 | 0 | 0
|  | 2070 | 112247.8557 | 0 | 53.4643 | 112301.32 | 2070 | 0 | 0 | 0 | 0 | 0 | 0 | 0 | 0 | 0 | 0 | 0 | 0 | 0 | 0 | 0 | 0 | 0 | 0 | 0 |  |  | 2070 | 0 | 0 | 0 | 0 | 53.4643 | 0 | 0 | 0 | 0 | 0 | 0 | 0 | 0 | 0 |  |  | 47 | 2070 | 0 | 112247.8557 | 53.4643 | 2070 | 0 | 0 | 0 | 0 | 0 | 0 | 0 | 0 | 0 | 0 | 0 | 0 | 0 | 0 | 0 | 0 | 0 | 0 |  | 112247.8557 | 0 | 53.4643 |  | 112247.8557 | 0 | 53.4643 |  | 0 | 0 | 0
|  | 2071 | 112247.8557 | 0 | 53.4643 | 112301.32 | 2071 | 0 | 0 | 0 | 0 | 0 | 0 | 0 | 0 | 0 | 0 | 0 | 0 | 0 | 0 | 0 | 0 | 0 | 0 | 0 |  |  | 2071 | 0 | 0 | 0 | 0 | 53.4643 | 0 | 0 | 0 | 0 | 0 | 0 | 0 | 0 | 0 |  |  | 48 | 2071 | 0 | 112247.8557 | 53.4643 | 2071 | 0 | 0 | 0 | 0 | 0 | 0 | 0 | 0 | 0 | 0 | 0 | 0 | 0 | 0 | 0 | 0 | 0 | 0 |  | 112247.8557 | 0 | 53.4643 |  | 112247.8557 | 0 | 53.4643 |  | 0 | 0 | 0
|  | 2072 | 112247.8557 | 0 | 53.4643 | 112301.32 | 2072 | 0 | 0 | 0 | 0 | 0 | 0 | 0 | 0 | 0 | 0 | 0 | 0 | 0 | 0 | 0 | 0 | 0 | 0 | 0 |  |  | 2072 | 0 | 0 | 0 | 0 | 53.4643 | 0 | 0 | 0 | 0 | 0 | 0 | 0 | 0 | 0 |  |  | 49 | 2072 | 0 | 112247.8557 | 53.4643 | 2072 | 0 | 0 | 0 | 0 | 0 | 0 | 0 | 0 | 0 | 0 | 0 | 0 | 0 | 0 | 0 | 0 | 0 | 0 |  | 112247.8557 | 0 | 53.4643 |  | 112247.8557 | 0 | 53.4643 |  | 0 | 0 | 0
|  | 2073 | 112247.8557 | 0 | 53.4643 | 112301.32 | 2073 | 0 | 0 | 0 | 0 | 0 | 0 | 0 | 0 | 0 | 0 | 0 | 0 | 0 | 0 | 0 | 0 | 0 | 0 | 0 |  |  | 2073 | 0 | 0 | 0 | 0 | 53.4643 | 0 | 0 | 0 | 0 | 0 | 0 | 0 | 0 | 0 |  |  | 50 | 2073 | 0 | 112247.8557 | 53.4643 | 2073 | 0 | 0 | 0 | 0 | 0 | 0 | 0 | 0 | 0 | 0 | 0 | 0 | 0 | 0 | 0 | 0 | 0 | 0 |  | 112247.8557 | 0 | 53.4643 |  | 112247.8557 | 0 | 53.4643 |  | 0 | 0 | 0
|  | 2074 | 112247.8557 | 0 | 53.4643 | 112301.32 | 2074 | 0 | 0 | 0 | 0 | 0 | 0 | 0 | 0 | 0 | 0 | 0 | 0 | 0 | 0 | 0 | 0 | 0 | 0 | 0 |  |  | 2074 | 0 | 0 | 0 | 0 | 53.4643 | 0 | 0 | 0 | 0 | 0 | 0 | 0 | 0 | 0 |  |  | 51 | 2074 | 0 | 112247.8557 | 53.4643 | 2074 | 0 | 0 | 0 | 0 | 0 | 0 | 0 | 0 | 0 | 0 | 0 | 0 | 0 | 0 | 0 | 0 | 0 | 0 |  | 112247.8557 | 0 | 53.4643 |  | 112247.8557 | 0 | 53.4643 |  | 0 | 0 | 0
|  | 2075 | 112247.8557 | 0 | 53.4643 | 112301.32 | 2075 | 0 | 0 | 0 | 0 | 0 | 0 | 0 | 0 | 0 | 0 | 0 | 0 | 0 | 0 | 0 | 0 | 0 | 0 | 0 |  |  | 2075 | 0 | 0 | 0 | 0 | 53.4643 | 0 | 0 | 0 | 0 | 0 | 0 | 0 | 0 | 0 |  |  | 52 | 2075 | 0 | 112247.8557 | 53.4643 | 2075 | 0 | 0 | 0 | 0 | 0 | 0 | 0 | 0 | 0 | 0 | 0 | 0 | 0 | 0 | 0 | 0 | 0 | 0 |  | 112247.8557 | 0 | 53.4643 |  | 112247.8557 | 0 | 53.4643 |  | 0 | 0 | 0
|  | 2076 | 112247.8557 | 0 | 53.4643 | 112301.32 | 2076 | 0 | 0 | 0 | 0 | 0 | 0 | 0 | 0 | 0 | 0 | 0 | 0 | 0 | 0 | 0 | 0 | 0 | 0 | 0 |  |  | 2076 | 0 | 0 | 0 | 0 | 53.4643 | 0 | 0 | 0 | 0 | 0 | 0 | 0 | 0 | 0 |  |  | 53 | 2076 | 0 | 112247.8557 | 53.4643 | 2076 | 0 | 0 | 0 | 0 | 0 | 0 | 0 | 0 | 0 | 0 | 0 | 0 | 0 | 0 | 0 | 0 | 0 | 0 |  | 112247.8557 | 0 | 53.4643 |  | 112247.8557 | 0 | 53.4643 |  | 0 | 0 | 0
|  | 2077 | 112247.8557 | 0 | 53.4643 | 112301.32 | 2077 | 0 | 0 | 0 | 0 | 0 | 0 | 0 | 0 | 0 | 0 | 0 | 0 | 0 | 0 | 0 | 0 | 0 | 0 | 0 |  |  | 2077 | 0 | 0 | 0 | 0 | 53.4643 | 0 | 0 | 0 | 0 | 0 | 0 | 0 | 0 | 0 |  |  | 54 | 2077 | 0 | 112247.8557 | 53.4643 | 2077 | 0 | 0 | 0 | 0 | 0 | 0 | 0 | 0 | 0 | 0 | 0 | 0 | 0 | 0 | 0 | 0 | 0 | 0 |  | 112247.8557 | 0 | 53.4643 |  | 112247.8557 | 0 | 53.4643 |  | 0 | 0 | 0
|  | 2078 | 112247.8557 | 0 | 53.4643 | 112301.32 | 2078 | 0 | 0 | 0 | 0 | 0 | 0 | 0 | 0 | 0 | 0 | 0 | 0 | 0 | 0 | 0 | 0 | 0 | 0 | 0 |  |  | 2078 | 0 | 0 | 0 | 0 | 53.4643 | 0 | 0 | 0 | 0 | 0 | 0 | 0 | 0 | 0 |  |  | 55 | 2078 | 0 | 112247.8557 | 53.4643 | 2078 | 0 | 0 | 0 | 0 | 0 | 0 | 0 | 0 | 0 | 0 | 0 | 0 | 0 | 0 | 0 | 0 | 0 | 0 |  | 112247.8557 | 0 | 53.4643 |  | 112247.8557 | 0 | 53.4643 |  | 0 | 0 | 0
|  | 2079 | 112247.8557 | 0 | 53.4643 | 112301.32 | 2079 | 0 | 0 | 0 | 0 | 0 | 0 | 0 | 0 | 0 | 0 | 0 | 0 | 0 | 0 | 0 | 0 | 0 | 0 | 0 |  |  | 2079 | 0 | 0 | 0 | 0 | 53.4643 | 0 | 0 | 0 | 0 | 0 | 0 | 0 | 0 | 0 |  |  | 56 | 2079 | 0 | 112247.8557 | 53.4643 | 2079 | 0 | 0 | 0 | 0 | 0 | 0 | 0 | 0 | 0 | 0 | 0 | 0 | 0 | 0 | 0 | 0 | 0 | 0 |  | 112247.8557 | 0 | 53.4643 |  | 112247.8557 | 0 | 53.4643 |  | 0 | 0 | 0
|  | 2080 | 112247.8557 | 0 | 53.4643 | 112301.32 | 2080 | 0 | 0 | 0 | 0 | 0 | 0 | 0 | 0 | 0 | 0 | 0 | 0 | 0 | 0 | 0 | 0 | 0 | 0 | 0 |  |  | 2080 | 0 | 0 | 0 | 0 | 53.4643 | 0 | 0 | 0 | 0 | 0 | 0 | 0 | 0 | 0 |  |  | 57 | 2080 | 0 | 112247.8557 | 53.4643 | 2080 | 0 | 0 | 0 | 0 | 0 | 0 | 0 | 0 | 0 | 0 | 0 | 0 | 0 | 0 | 0 | 0 | 0 | 0 |  | 112247.8557 | 0 | 53.4643 |  | 112247.8557 | 0 | 53.4643 |  | 0 | 0 | 0
[7 empty] | Does the series contain data? | FALSE | H 2024: FALSE; I 2025: FALSE; J 2026: FALSE; K 2027: FALSE; L 2028: FALSE; M 2029: FALSE; N 2030: FALSE; O 2031: FALSE; P 2032: FALSE; Q 2033: FALSE; R 2034: FALSE; S 2035: FALSE; T 2036: FALSE; U 2037: FALSE; V 2038: FALSE; W 2039: FALSE; X 2040: FALSE; Y 2041: FALSE; AB 2044: Does the series contain data?; AC 2045: FALSE; AD 2046: FALSE; AE 2047: FALSE; AF 2048: FALSE; AG 2049: TRUE; AH 2050: FALSE; AI 2051: FALSE; AJ 2052: FALSE; AK 2053: FALSE; AL 2054: FALSE; AM 2055: FALSE; AN 2056: FALSE; AO 2057: FALSE; AP 2058: FALSE
[6 empty] | Named range | Enviro_chart_years | Enviro_chart_electrical_losses | H 2024: Enviro_chart_emissions_from_electrical_losses; I 2025: Enviro_chart_direct_emissions; J 2026: Enviro_chart_indirect_emissions; K 2027: Enviro_chart_shrinkage; L 2028: Enviro_chart_other_gas_leakage_01; M 2029: Enviro_chart_other_gas_leakage_02; N 2030: Enviro_chart_other_gas_leakage_03; O 2031: Enviro_chart_oil_leakage; P 2032: Enviro_chart_other_01; Q 2033: Enviro_chart_other_02; R 2034: Enviro_chart_other_03; S 2035: Enviro_chart_other_04; T 2036: Enviro_chart_other_05; U 2037: Enviro_chart_other_06; V 2038: Enviro_chart_other_07; W 2039: Enviro_chart_other_08; X 2040: Enviro_chart_other_09; Y 2041: Enviro_chart_other_10; AA 2043: Named range; AB 2044: Societal_chart_years; AC 2045: Societal_chart_customer_interruptions; AD 2046: Societal_chart_customer_minutes_lost; AE 2047: Societal_chart_fatality; AF 2048: Societal_chart_major_injury; AG 2049: Societal_chart_other_01; AH 2050: Societal_chart_other_02; AI 2051: Societal_chart_other_03; AJ 2052: Societal_chart_other_04; AK 2053: Societal_chart_other_05; AL 2054: Societal_chart_other_06; AM 2055: Societal_chart_other_07; AN 2056: Societal_chart_other_08; AO 2057: Societal_chart_other_09; AP 2058: Societal_chart_other_10
|  |  | Net discounted financial benefits | Net discounted environmental benefits | Net discounted societal benefits | Total Benefits |  | Reduced/Increased electrical losses | H 2024: Reduced/Increased emissions associated with losses; I 2025: Reduced/Increased direct emissions (not associated with losses); J 2026: Reduced/Increased indirect emissions (not associated with losses); K 2027: Shrinkage - theft of gas & own use gas; L 2028: Other gas leakage 1 (specify) (e.g. SF6, H2, CH4, N2O, etc.); M 2029: Other gas leakage 2 (specify) (e.g. SF6, H2, CH4, N2O, etc.); N 2030: Other gas leakage 3 (specify) (e.g. SF6, H2, CH4, N2O, etc.); O 2031: Reduced/Increased oil leakage; P 2032: Other 1 (specify); Q 2033: Other 2 (specify); R 2034: Other 3 (specify); S 2035: Other 4 (specify); T 2036: Other 5 (specify); U 2037: Other 6 (specify); V 2038: Other 7 (specify); W 2039: Other 8 (specify); X 2040: Other 9 (specify); Y 2041: Other 10 (specify); AC 2045: Customer interruptions (CI); AD 2046: Customer minutes lost (CML); AE 2047: Fatality; AF 2048: Non-Fatal/ Major injury; AG 2049: Customer social benefits; AH 2050: Other 2 (specify); AI 2051: Other 3 (specify); AJ 2052: Other 4 (specify); AK 2053: Other 5 (specify); AL 2054: Other 6 (specify); AM 2055: Other 7 (specify); AN 2056: Other 8 (specify); AO 2057: Other 9 (specify); AP 2058: Other 10 (specify)
|  | 2024 | 0 | 0 | 0 | 0 | 2024 | 0 | H 2024: 0; I 2025: 0; J 2026: 0; K 2027: 0; L 2028: 0; M 2029: 0; N 2030: 0; O 2031: 0; P 2032: 0; Q 2033: 0; R 2034: 0; S 2035: 0; T 2036: 0; U 2037: 0; V 2038: 0; W 2039: 0; X 2040: 0; Y 2041: 0; AB 2044: 2024; AC 2045: 0; AD 2046: 0; AE 2047: 0; AF 2048: 0; AG 2049: 0; AH 2050: 0; AI 2051: 0; AJ 2052: 0; AK 2053: 0; AL 2054: 0; AM 2055: 0; AN 2056: 0; AO 2057: 0; AP 2058: 0
|  | 2025 | 0 | 0 | 0 | 0 | 2025 | 0 | H 2024: 0; I 2025: 0; J 2026: 0; K 2027: 0; L 2028: 0; M 2029: 0; N 2030: 0; O 2031: 0; P 2032: 0; Q 2033: 0; R 2034: 0; S 2035: 0; T 2036: 0; U 2037: 0; V 2038: 0; W 2039: 0; X 2040: 0; Y 2041: 0; AB 2044: 2025; AC 2045: 0; AD 2046: 0; AE 2047: 0; AF 2048: 0; AG 2049: 0; AH 2050: 0; AI 2051: 0; AJ 2052: 0; AK 2053: 0; AL 2054: 0; AM 2055: 0; AN 2056: 0; AO 2057: 0; AP 2058: 0
|  | 2026 | 0 | 0 | 0 | 0 | 2026 | 0 | H 2024: 0; I 2025: 0; J 2026: 0; K 2027: 0; L 2028: 0; M 2029: 0; N 2030: 0; O 2031: 0; P 2032: 0; Q 2033: 0; R 2034: 0; S 2035: 0; T 2036: 0; U 2037: 0; V 2038: 0; W 2039: 0; X 2040: 0; Y 2041: 0; AB 2044: 2026; AC 2045: 0; AD 2046: 0; AE 2047: 0; AF 2048: 0; AG 2049: 0; AH 2050: 0; AI 2051: 0; AJ 2052: 0; AK 2053: 0; AL 2054: 0; AM 2055: 0; AN 2056: 0; AO 2057: 0; AP 2058: 0
|  | 2027 | 0 | 0 | 0 | 0 | 2027 | 0 | H 2024: 0; I 2025: 0; J 2026: 0; K 2027: 0; L 2028: 0; M 2029: 0; N 2030: 0; O 2031: 0; P 2032: 0; Q 2033: 0; R 2034: 0; S 2035: 0; T 2036: 0; U 2037: 0; V 2038: 0; W 2039: 0; X 2040: 0; Y 2041: 0; AB 2044: 2027; AC 2045: 0; AD 2046: 0; AE 2047: 0; AF 2048: 0; AG 2049: 0; AH 2050: 0; AI 2051: 0; AJ 2052: 0; AK 2053: 0; AL 2054: 0; AM 2055: 0; AN 2056: 0; AO 2057: 0; AP 2058: 0
|  | 2028 | 2637.6336 | 0 | 1.2563 | 2638.8899 | 2028 | 0 | H 2024: 0; I 2025: 0; J 2026: 0; K 2027: 0; L 2028: 0; M 2029: 0; N 2030: 0; O 2031: 0; P 2032: 0; Q 2033: 0; R 2034: 0; S 2035: 0; T 2036: 0; U 2037: 0; V 2038: 0; W 2039: 0; X 2040: 0; Y 2041: 0; AB 2044: 2028; AC 2045: 0; AD 2046: 0; AE 2047: 0; AF 2048: 0; AG 2049: 1.2563; AH 2050: 0; AI 2051: 0; AJ 2052: 0; AK 2053: 0; AL 2054: 0; AM 2055: 0; AN 2056: 0; AO 2057: 0; AP 2058: 0
|  | 2029 | 5764.9839 | 0 | 2.7459 | 5767.7298 | 2029 | 0 | H 2024: 0; I 2025: 0; J 2026: 0; K 2027: 0; L 2028: 0; M 2029: 0; N 2030: 0; O 2031: 0; P 2032: 0; Q 2033: 0; R 2034: 0; S 2035: 0; T 2036: 0; U 2037: 0; V 2038: 0; W 2039: 0; X 2040: 0; Y 2041: 0; AB 2044: 2029; AC 2045: 0; AD 2046: 0; AE 2047: 0; AF 2048: 0; AG 2049: 2.7459; AH 2050: 0; AI 2051: 0; AJ 2052: 0; AK 2053: 0; AL 2054: 0; AM 2055: 0; AN 2056: 0; AO 2057: 0; AP 2058: 0
|  | 2030 | 9345.9138 | 0 | 4.4515 | 9350.3653 | 2030 | 0 | H 2024: 0; I 2025: 0; J 2026: 0; K 2027: 0; L 2028: 0; M 2029: 0; N 2030: 0; O 2031: 0; P 2032: 0; Q 2033: 0; R 2034: 0; S 2035: 0; T 2036: 0; U 2037: 0; V 2038: 0; W 2039: 0; X 2040: 0; Y 2041: 0; AB 2044: 2030; AC 2045: 0; AD 2046: 0; AE 2047: 0; AF 2048: 0; AG 2049: 4.4515; AH 2050: 0; AI 2051: 0; AJ 2052: 0; AK 2053: 0; AL 2054: 0; AM 2055: 0; AN 2056: 0; AO 2057: 0; AP 2058: 0
|  | 2031 | 13125.9986 | 0 | 6.252 | 13132.2506 | 2031 | 0 | H 2024: 0; I 2025: 0; J 2026: 0; K 2027: 0; L 2028: 0; M 2029: 0; N 2030: 0; O 2031: 0; P 2032: 0; Q 2033: 0; R 2034: 0; S 2035: 0; T 2036: 0; U 2037: 0; V 2038: 0; W 2039: 0; X 2040: 0; Y 2041: 0; AB 2044: 2031; AC 2045: 0; AD 2046: 0; AE 2047: 0; AF 2048: 0; AG 2049: 6.252; AH 2050: 0; AI 2051: 0; AJ 2052: 0; AK 2053: 0; AL 2054: 0; AM 2055: 0; AN 2056: 0; AO 2057: 0; AP 2058: 0
|  | 2032 | 17087.6741 | 0 | 8.139 | 17095.813 | 2032 | 0 | H 2024: 0; I 2025: 0; J 2026: 0; K 2027: 0; L 2028: 0; M 2029: 0; N 2030: 0; O 2031: 0; P 2032: 0; Q 2033: 0; R 2034: 0; S 2035: 0; T 2036: 0; U 2037: 0; V 2038: 0; W 2039: 0; X 2040: 0; Y 2041: 0; AB 2044: 2032; AC 2045: 0; AD 2046: 0; AE 2047: 0; AF 2048: 0; AG 2049: 8.139; AH 2050: 0; AI 2051: 0; AJ 2052: 0; AK 2053: 0; AL 2054: 0; AM 2055: 0; AN 2056: 0; AO 2057: 0; AP 2058: 0
|  | 2033 | 21214.3359 | 0 | 10.1045 | 21224.4404 | 2033 | 0 | H 2024: 0; I 2025: 0; J 2026: 0; K 2027: 0; L 2028: 0; M 2029: 0; N 2030: 0; O 2031: 0; P 2032: 0; Q 2033: 0; R 2034: 0; S 2035: 0; T 2036: 0; U 2037: 0; V 2038: 0; W 2039: 0; X 2040: 0; Y 2041: 0; AB 2044: 2033; AC 2045: 0; AD 2046: 0; AE 2047: 0; AF 2048: 0; AG 2049: 10.1045; AH 2050: 0; AI 2051: 0; AJ 2052: 0; AK 2053: 0; AL 2054: 0; AM 2055: 0; AN 2056: 0; AO 2057: 0; AP 2058: 0
|  | 2034 | 25490.2953 | 0 | 12.1412 | 25502.4364 | 2034 | 0 | H 2024: 0; I 2025: 0; J 2026: 0; K 2027: 0; L 2028: 0; M 2029: 0; N 2030: 0; O 2031: 0; P 2032: 0; Q 2033: 0; R 2034: 0; S 2035: 0; T 2036: 0; U 2037: 0; V 2038: 0; W 2039: 0; X 2040: 0; Y 2041: 0; AB 2044: 2034; AC 2045: 0; AD 2046: 0; AE 2047: 0; AF 2048: 0; AG 2049: 12.1412; AH 2050: 0; AI 2051: 0; AJ 2052: 0; AK 2053: 0; AL 2054: 0; AM 2055: 0; AN 2056: 0; AO 2057: 0; AP 2058: 0
|  | 2035 | 29900.7357 | 0 | 14.2419 | 29914.9776 | 2035 | 0 | H 2024: 0; I 2025: 0; J 2026: 0; K 2027: 0; L 2028: 0; M 2029: 0; N 2030: 0; O 2031: 0; P 2032: 0; Q 2033: 0; R 2034: 0; S 2035: 0; T 2036: 0; U 2037: 0; V 2038: 0; W 2039: 0; X 2040: 0; Y 2041: 0; AB 2044: 2035; AC 2045: 0; AD 2046: 0; AE 2047: 0; AF 2048: 0; AG 2049: 14.2419; AH 2050: 0; AI 2051: 0; AJ 2052: 0; AK 2053: 0; AL 2054: 0; AM 2055: 0; AN 2056: 0; AO 2057: 0; AP 2058: 0
|  | 2036 | 34653.1631 | 0 | 16.5055 | 34669.6686 | 2036 | 0 | H 2024: 0; I 2025: 0; J 2026: 0; K 2027: 0; L 2028: 0; M 2029: 0; N 2030: 0; O 2031: 0; P 2032: 0; Q 2033: 0; R 2034: 0; S 2035: 0; T 2036: 0; U 2037: 0; V 2038: 0; W 2039: 0; X 2040: 0; Y 2041: 0; AB 2044: 2036; AC 2045: 0; AD 2046: 0; AE 2047: 0; AF 2048: 0; AG 2049: 16.5055; AH 2050: 0; AI 2051: 0; AJ 2052: 0; AK 2053: 0; AL 2054: 0; AM 2055: 0; AN 2056: 0; AO 2057: 0; AP 2058: 0
|  | 2037 | 39719.4044 | 0 | 18.9186 | 39738.3229 | 2037 | 0 | H 2024: 0; I 2025: 0; J 2026: 0; K 2027: 0; L 2028: 0; M 2029: 0; N 2030: 0; O 2031: 0; P 2032: 0; Q 2033: 0; R 2034: 0; S 2035: 0; T 2036: 0; U 2037: 0; V 2038: 0; W 2039: 0; X 2040: 0; Y 2041: 0; AB 2044: 2037; AC 2045: 0; AD 2046: 0; AE 2047: 0; AF 2048: 0; AG 2049: 18.9186; AH 2050: 0; AI 2051: 0; AJ 2052: 0; AK 2053: 0; AL 2054: 0; AM 2055: 0; AN 2056: 0; AO 2057: 0; AP 2058: 0
|  | 2038 | 45072.8007 | 0 | 21.4684 | 45094.2692 | 2038 | 0 | H 2024: 0; I 2025: 0; J 2026: 0; K 2027: 0; L 2028: 0; M 2029: 0; N 2030: 0; O 2031: 0; P 2032: 0; Q 2033: 0; R 2034: 0; S 2035: 0; T 2036: 0; U 2037: 0; V 2038: 0; W 2039: 0; X 2040: 0; Y 2041: 0; AB 2044: 2038; AC 2045: 0; AD 2046: 0; AE 2047: 0; AF 2048: 0; AG 2049: 21.4684; AH 2050: 0; AI 2051: 0; AJ 2052: 0; AK 2053: 0; AL 2054: 0; AM 2055: 0; AN 2056: 0; AO 2057: 0; AP 2058: 0
|  | 2039 | 50688.1376 | 0 | 24.1431 | 50712.2807 | 2039 | 0 | H 2024: 0; I 2025: 0; J 2026: 0; K 2027: 0; L 2028: 0; M 2029: 0; N 2030: 0; O 2031: 0; P 2032: 0; Q 2033: 0; R 2034: 0; S 2035: 0; T 2036: 0; U 2037: 0; V 2038: 0; W 2039: 0; X 2040: 0; Y 2041: 0; AB 2044: 2039; AC 2045: 0; AD 2046: 0; AE 2047: 0; AF 2048: 0; AG 2049: 24.1431; AH 2050: 0; AI 2051: 0; AJ 2052: 0; AK 2053: 0; AL 2054: 0; AM 2055: 0; AN 2056: 0; AO 2057: 0; AP 2058: 0
|  | 2040 | 56541.5773 | 0 | 26.9311 | 56568.5084 | 2040 | 0 | H 2024: 0; I 2025: 0; J 2026: 0; K 2027: 0; L 2028: 0; M 2029: 0; N 2030: 0; O 2031: 0; P 2032: 0; Q 2033: 0; R 2034: 0; S 2035: 0; T 2036: 0; U 2037: 0; V 2038: 0; W 2039: 0; X 2040: 0; Y 2041: 0; AB 2044: 2040; AC 2045: 0; AD 2046: 0; AE 2047: 0; AF 2048: 0; AG 2049: 26.9311; AH 2050: 0; AI 2051: 0; AJ 2052: 0; AK 2053: 0; AL 2054: 0; AM 2055: 0; AN 2056: 0; AO 2057: 0; AP 2058: 0
|  | 2041 | 62610.5948 | 0 | 29.8218 | 62640.4166 | 2041 | 0 | H 2024: 0; I 2025: 0; J 2026: 0; K 2027: 0; L 2028: 0; M 2029: 0; N 2030: 0; O 2031: 0; P 2032: 0; Q 2033: 0; R 2034: 0; S 2035: 0; T 2036: 0; U 2037: 0; V 2038: 0; W 2039: 0; X 2040: 0; Y 2041: 0; AB 2044: 2041; AC 2045: 0; AD 2046: 0; AE 2047: 0; AF 2048: 0; AG 2049: 29.8218; AH 2050: 0; AI 2051: 0; AJ 2052: 0; AK 2053: 0; AL 2054: 0; AM 2055: 0; AN 2056: 0; AO 2057: 0; AP 2058: 0
|  | 2042 | 68873.9163 | 0 | 32.805 | 68906.7213 | 2042 | 0 | H 2024: 0; I 2025: 0; J 2026: 0; K 2027: 0; L 2028: 0; M 2029: 0; N 2030: 0; O 2031: 0; P 2032: 0; Q 2033: 0; R 2034: 0; S 2035: 0; T 2036: 0; U 2037: 0; V 2038: 0; W 2039: 0; X 2040: 0; Y 2041: 0; AB 2044: 2042; AC 2045: 0; AD 2046: 0; AE 2047: 0; AF 2048: 0; AG 2049: 32.805; AH 2050: 0; AI 2051: 0; AJ 2052: 0; AK 2053: 0; AL 2054: 0; AM 2055: 0; AN 2056: 0; AO 2057: 0; AP 2058: 0
|  | 2043 | 75311.4602 | 0 | 35.8713 | 75347.3315 | 2043 | 0 | H 2024: 0; I 2025: 0; J 2026: 0; K 2027: 0; L 2028: 0; M 2029: 0; N 2030: 0; O 2031: 0; P 2032: 0; Q 2033: 0; R 2034: 0; S 2035: 0; T 2036: 0; U 2037: 0; V 2038: 0; W 2039: 0; X 2040: 0; Y 2041: 0; AB 2044: 2043; AC 2045: 0; AD 2046: 0; AE 2047: 0; AF 2048: 0; AG 2049: 35.8713; AH 2050: 0; AI 2051: 0; AJ 2052: 0; AK 2053: 0; AL 2054: 0; AM 2055: 0; AN 2056: 0; AO 2057: 0; AP 2058: 0
|  | 2044 | 81904.2809 | 0 | 39.0115 | 81943.2924 | 2044 | 0 | H 2024: 0; I 2025: 0; J 2026: 0; K 2027: 0; L 2028: 0; M 2029: 0; N 2030: 0; O 2031: 0; P 2032: 0; Q 2033: 0; R 2034: 0; S 2035: 0; T 2036: 0; U 2037: 0; V 2038: 0; W 2039: 0; X 2040: 0; Y 2041: 0; AB 2044: 2044; AC 2045: 0; AD 2046: 0; AE 2047: 0; AF 2048: 0; AG 2049: 39.0115; AH 2050: 0; AI 2051: 0; AJ 2052: 0; AK 2053: 0; AL 2054: 0; AM 2055: 0; AN 2056: 0; AO 2057: 0; AP 2058: 0
|  | 2045 | 87186.0132 | 0 | 41.5272 | 87227.5404 | 2045 | 0 | H 2024: 0; I 2025: 0; J 2026: 0; K 2027: 0; L 2028: 0; M 2029: 0; N 2030: 0; O 2031: 0; P 2032: 0; Q 2033: 0; R 2034: 0; S 2035: 0; T 2036: 0; U 2037: 0; V 2038: 0; W 2039: 0; X 2040: 0; Y 2041: 0; AB 2044: 2045; AC 2045: 0; AD 2046: 0; AE 2047: 0; AF 2048: 0; AG 2049: 41.5272; AH 2050: 0; AI 2051: 0; AJ 2052: 0; AK 2053: 0; AL 2054: 0; AM 2055: 0; AN 2056: 0; AO 2057: 0; AP 2058: 0
|  | 2046 | 92637.3091 | 0 | 44.1237 | 92681.4328 | 2046 | 0 | H 2024: 0; I 2025: 0; J 2026: 0; K 2027: 0; L 2028: 0; M 2029: 0; N 2030: 0; O 2031: 0; P 2032: 0; Q 2033: 0; R 2034: 0; S 2035: 0; T 2036: 0; U 2037: 0; V 2038: 0; W 2039: 0; X 2040: 0; Y 2041: 0; AB 2044: 2046; AC 2045: 0; AD 2046: 0; AE 2047: 0; AF 2048: 0; AG 2049: 44.1237; AH 2050: 0; AI 2051: 0; AJ 2052: 0; AK 2053: 0; AL 2054: 0; AM 2055: 0; AN 2056: 0; AO 2057: 0; AP 2058: 0
|  | 2047 | 98240.6606 | 0 | 46.7926 | 98287.4532 | 2047 | 0 | H 2024: 0; I 2025: 0; J 2026: 0; K 2027: 0; L 2028: 0; M 2029: 0; N 2030: 0; O 2031: 0; P 2032: 0; Q 2033: 0; R 2034: 0; S 2035: 0; T 2036: 0; U 2037: 0; V 2038: 0; W 2039: 0; X 2040: 0; Y 2041: 0; AB 2044: 2047; AC 2045: 0; AD 2046: 0; AE 2047: 0; AF 2048: 0; AG 2049: 46.7926; AH 2050: 0; AI 2051: 0; AJ 2052: 0; AK 2053: 0; AL 2054: 0; AM 2055: 0; AN 2056: 0; AO 2057: 0; AP 2058: 0
|  | 2048 | 103979.55 | 0 | 49.5261 | 104029.0761 | 2048 | 0 | H 2024: 0; I 2025: 0; J 2026: 0; K 2027: 0; L 2028: 0; M 2029: 0; N 2030: 0; O 2031: 0; P 2032: 0; Q 2033: 0; R 2034: 0; S 2035: 0; T 2036: 0; U 2037: 0; V 2038: 0; W 2039: 0; X 2040: 0; Y 2041: 0; AB 2044: 2048; AC 2045: 0; AD 2046: 0; AE 2047: 0; AF 2048: 0; AG 2049: 49.5261; AH 2050: 0; AI 2051: 0; AJ 2052: 0; AK 2053: 0; AL 2054: 0; AM 2055: 0; AN 2056: 0; AO 2057: 0; AP 2058: 0
|  | 2049 | 109838.4027 | 0 | 52.3167 | 109890.7194 | 2049 | 0 | H 2024: 0; I 2025: 0; J 2026: 0; K 2027: 0; L 2028: 0; M 2029: 0; N 2030: 0; O 2031: 0; P 2032: 0; Q 2033: 0; R 2034: 0; S 2035: 0; T 2036: 0; U 2037: 0; V 2038: 0; W 2039: 0; X 2040: 0; Y 2041: 0; AB 2044: 2049; AC 2045: 0; AD 2046: 0; AE 2047: 0; AF 2048: 0; AG 2049: 52.3167; AH 2050: 0; AI 2051: 0; AJ 2052: 0; AK 2053: 0; AL 2054: 0; AM 2055: 0; AN 2056: 0; AO 2057: 0; AP 2058: 0
|  | 2050 | 112247.8557 | 0 | 53.4643 | 112301.32 | 2050 | 0 | H 2024: 0; I 2025: 0; J 2026: 0; K 2027: 0; L 2028: 0; M 2029: 0; N 2030: 0; O 2031: 0; P 2032: 0; Q 2033: 0; R 2034: 0; S 2035: 0; T 2036: 0; U 2037: 0; V 2038: 0; W 2039: 0; X 2040: 0; Y 2041: 0; AB 2044: 2050; AC 2045: 0; AD 2046: 0; AE 2047: 0; AF 2048: 0; AG 2049: 53.4643; AH 2050: 0; AI 2051: 0; AJ 2052: 0; AK 2053: 0; AL 2054: 0; AM 2055: 0; AN 2056: 0; AO 2057: 0; AP 2058: 0
|  |  | Name in Name Manager | Refers to | Parameter
|  |  | Benefits_chart_years | =OFFSET(Calculations!$C$301,,,COUNTIF(Calculations!$C$301:$C$1048576, "<>")) | Years used for chart
|  |  | Benefits_chart_financial_data | =OFFSET(Benefits_chart_years,0,1) | Cumulative net financial benefits
|  |  | Benefits_chart_environmental_data | =OFFSET(Benefits_chart_years,0,2) | Cumulative net environmental benefits
|  |  | Benefits_chart_societal_data | =OFFSET(Benefits_chart_years,0,3) | Cumulative net societal benefits
|  |  | Name in Name Manager | Refers to | Parameter
|  |  | Enviro_chart_years | =OFFSET(Calculations!$H$301,,,COUNTIF(Calculations!$H$301:$H$1048576, "<>")) | Years used for chart
|  |  | Enviro_chart_electrical_losses | =OFFSET(Enviro_chart_years,0,1) | Reduced/Increased electrical losses
|  |  | Enviro_chart_emissions_from_electrical_losses | =OFFSET(Enviro_chart_years,0,2) | Reduced/Increased emissions associated with losses
|  |  | Enviro_chart_direct_emissions | =OFFSET(Enviro_chart_years,0,3) | Reduced/Increased direct emissions (not associated with losses)
|  |  | Enviro_chart_indirect_emissions | =OFFSET(Enviro_chart_years,0,4) | Reduced/Increased indirect emissions (not associated with losses)
|  |  | Enviro_chart_shrinkage | =OFFSET(Enviro_chart_years,0,5) | Shrinkage - theft of gas & own use gas
|  |  | Enviro_chart_other_gas_leakage_01 | =OFFSET(Enviro_chart_years,0,6) | Other gas leakage (specify) (e.g. SF6, H2)
|  |  | Enviro_chart_other_gas_leakage_02 | =OFFSET(Enviro_chart_years,0,7) | Other gas leakage (specify) (e.g. SF6, H2)
|  |  | Enviro_chart_other_gas_leakage_03 | =OFFSET(Enviro_chart_years,0,8) | Other gas leakage (specify) (e.g. SF6, H2)
|  |  | Enviro_chart_oil_leakage | =OFFSET(Enviro_chart_years,0,9) | Reduced/Increased oil leakage
|  |  | Enviro_chart_other_01 | =OFFSET(Enviro_chart_years,0,10) | Other 1 (specify)
|  |  | Enviro_chart_other_02 | =OFFSET(Enviro_chart_years,0,11) | Other 2 (specify)
|  |  | Enviro_chart_other_03 | =OFFSET(Enviro_chart_years,0,12) | Other 3 (specify)
|  |  | Enviro_chart_other_04 | =OFFSET(Enviro_chart_years,0,13) | Other 4 (specify)
|  |  | Enviro_chart_other_05 | =OFFSET(Enviro_chart_years,0,14) | Other 5 (specify)
|  |  | Enviro_chart_other_06 | =OFFSET(Enviro_chart_years,0,15) | Other 6 (specify)
|  |  | Enviro_chart_other_07 | =OFFSET(Enviro_chart_years,0,16) | Other 7 (specify)
|  |  | Enviro_chart_other_08 | =OFFSET(Enviro_chart_years,0,17) | Other 8 (specify)
|  |  | Enviro_chart_other_09 | =OFFSET(Enviro_chart_years,0,18) | Other 9 (specify)
|  |  | Enviro_chart_other_10 | =OFFSET(Enviro_chart_years,0,19) | Other 10 (specify)
|  |  | Name in Name Manager | Refers to | Parameter
|  |  | Societal_chart_years | =OFFSET(Calculations!$AD$301,,,COUNTIF(Calculations!$AD$301:$AD$1048576, "<>")) | Years used for chart
|  |  | Societal_chart_customer_interruptions | =OFFSET(Societal_chart_years,0,1) | Customer interruptions (CI)
|  |  | Societal_chart_customer_minutes_lost | =OFFSET(Societal_chart_years,0,2) | Customer minutes lost (CML)
|  |  | Societal_chart_fatality | =OFFSET(Societal_chart_years,0,3) | Fatality
|  |  | Societal_chart_major_injury | =OFFSET(Societal_chart_years,0,4) | Non-Fatal/ Major injury
|  |  | Societal_chart_other_01 | =OFFSET(Societal_chart_years,0,5) | Other 1 (specify)
|  |  | Societal_chart_other_02 | =OFFSET(Societal_chart_years,0,6) | Other 2 (specify)
|  |  | Societal_chart_other_03 | =OFFSET(Societal_chart_years,0,7) | Other 3 (specify)
|  |  | Societal_chart_other_04 | =OFFSET(Societal_chart_years,0,8) | Other 4 (specify)
|  |  | Societal_chart_other_05 | =OFFSET(Societal_chart_years,0,9) | Other 5 (specify)
|  |  | Societal_chart_other_06 | =OFFSET(Societal_chart_years,0,10) | Other 6 (specify)
|  |  | Societal_chart_other_07 | =OFFSET(Societal_chart_years,0,11) | Other 7 (specify)
|  |  | Societal_chart_other_08 | =OFFSET(Societal_chart_years,0,12) | Other 8 (specify)
|  |  | Societal_chart_other_09 | =OFFSET(Societal_chart_years,0,13) | Other 9 (specify)
|  |  | Societal_chart_other_10 | =OFFSET(Societal_chart_years,0,14) | Other 10 (specify)
Note on J106: RAV opening balance in year 1 should b 0.
Note on J212: All values are in columns H to BL
Note on AF212: All values are in columns H to BL

## CBA Workings 1
CBA Workings 1 - OBELISC
RIIO-2 Cost Benefit Analysis template
Workings / assumptions used for costing option 1
Use this sheet to provide details of assumptions and calculation methodology used in CBA model. There is no set format for these workings. They can take the form of formulae or tables pasted directly into the sheet or these can be cut and pasted from a word document/ added as a pdf image.
Key:
User input
Assumption
Input
Calculation
Input to CBA
|  | Input in CBA Option 1 tab | Costs multiplied by either the number of installs or the number of enquiries |  |  |  |  | OBELISC enters in 2028
|  | FS | Profile | 1 | 2 | 3 | 4 | 5 | 6 | 7 | 8 | 9 | 10 | 11 | 12 | 13 | 14 | 15 | 16 | 17 | 18 | 19 | 20 | 21 | 22 | 23 | 24 | 25 | 26 | 27
|  |  |  | 2024 | 2025 | 2026 | 2027 | 2028 | 2029 | 2030 | 2031 | 2032 | 2033 | 2034 | 2035 | 2036 | 2037 | 2038 | 2039 | 2040 | 2041 | 2042 | 2043 | 2044 | 2045 | 2046 | 2047 | 2048 | 2049 | 2050 | Total
|  | NGED financial savings | Enquiries | 0 | 0 | 0 | 0 | 802101.4068 | 984309.5389 | 1166517.6709 | 1274492.8603 | 1382468.0497 | 1490443.2391 | 1598418.4284 | 1706393.6178 | 1903062.7127 | 2099731.8077 | 2296400.9026 | 2493069.9975 | 2689739.0925 | 2886408.1874 | 3083077.2823 | 3279746.3773 | 3476415.4722 | 2882551.9306 | 3079221.0256 | 3275890.1205 | 3472559.2154 | 3669228.3104 | 1561783.9892 | 52554031.2359 | 8.309%
|  | Customer financial savings | Installs | 0 | 0 | 0 | 0 | 8841118.8 | 10849497.9504 | 12857877.1009 | 14048027.7086 | 15238178.3163 | 16428328.924 | 17618479.5317 | 18808630.1393 | 20976404.4605 | 23144178.7816 | 25311953.1028 | 27479727.4239 | 29647501.7451 | 31815276.0662 | 33983050.3874 | 36150824.7085 | 38318599.0296 | 31772770.6874 | 33940545.0085 | 36108319.3297 | 38276093.6508 | 40443867.9719 | 17214678.4326 | 579273929.2577 | 91.58%
|  | Customer social benefits | Installs | 0 | 0 | 0 | 0 | 10615.5759 | 13027.0469 | 15438.5178 | 16867.5376 | 18296.5575 | 19725.5773 | 21154.5971 | 22583.617 | 25186.4745 | 27789.3321 | 30392.1896 | 32995.0472 | 35597.9047 | 38200.7623 | 40803.6198 | 43406.4774 | 46009.3349 | 38149.7258 | 40752.5834 | 43355.4409 | 45958.2985 | 48561.156 | 20669.7511 | 695537.1254 | 0.11%
|  | Not for input in CBA Option 1 tab | [28 empty] | 632523497.619
|  | P50 | Value | bar: 1 2024 to 2 2025
|  |  | P5 | 1 2024: P50; 2 2025: P95
|  | NGED financial savings | 35.8 | 1 2024: 37.2; 2 2025: 42.75
|  | Customer financial savings | -1172.8901 | 1 2024: 2915.3209; 2 2025: 11142.9249
|  | Customer social benefits | 0.82659 | 1 2024: 3.5004; 2 2025: 10.073
NGED Costs
| Costs of rejected enquiries |  |  | 1 2024: Value
| Parameter | Cost Type | Unit | 1 2024: P5; 2 2025: P50; 3 2026: P95; 4 2027: Source
| Planning time |  | Hr | 1 2024: 2.25; 2 2025: 2.25; 3 2026: 2.25; 4 2027: Assumption - 30
| NGED planner wage |  | £/Hr | 1 2024: 76; 2 2025: 79.5556; 3 2026: 82.6667; 4 2027: CBA Workings baseline'!E78:G78
| Quotes rejected |  | % | 1 2024: 50%; 2 2025: 60%; 3 2026: 70%; 4 2027: Assumption - 23
| Cost per enquiry |  | £ | 1 2024: 85.5; 2 2025: 107.4; 3 2026: 130.2
NGED Benefits
| Savings compared to BAU |  |  | 1 2024: Value
| Parameter | Cost Type | Unit | 1 2024: P5; 2 2025: P50; 3 2026: P95; 4 2027: Source
| Cost per enquiry - Retrofit | N/A | £ | 1 2024: 128.25; 2 2025: 143.2; 3 2026: 167.4; 4 2027: CBA Workings baseline'!E81:G81
| Cost per enquiry - OBELISC | N/A | £ | 1 2024: 85.5; 2 2025: 107.4; 3 2026: 130.2; 4 2027: E38:G38
| Cost per enquiry - Savings |  |  | 1 2024: 35.8; 2 2025: 37.2; 3 2026: 42.75; 4 2027: Retrofit - OBELISC
Customer Costs
| OBELISC cost |  |  | 1 2024: Value
| Parameter | Cost Owner | Unit | 1 2024: P5; 2 2025: P50; 3 2026: P95; 4 2027: Source
| Neutral/Earth link | NGED | £ | 1 2024: 108; 2 2025: 108; 3 2026: 108; 4 2027: Input - 7
| Cost of free standing box | NGED | £ | 1 2024: 504; 2 2025: 504; 3 2026: 504; 4 2027: Input - 8
| 3PH fuses/MCB (3 or 4 pole) - EV | Customer | £ | 1 2024: 120.02; 2 2025: 128.04; 3 2026: 201.2; 4 2027: Input - 9
| 3PH fuses/MCB (3 or 4 pole) - HP | Customer | £ | 1 2024: 120.02; 2 2025: 128.04; 3 2026: 201.2; 4 2027: Input - 10
| HRC/3PH fuses/MCB (3 pole) - House | Customer | £ | 1 2024: 64.02; 2 2025: 120.02; 3 2026: 128.04; 4 2027: Input - 11
| Earth bar | NGED | £ | 1 2024: 100.2; 2 2025: 114.6; 3 2026: 154.74; 4 2027: Input - 12
| 3PH DB | Customer | £ | 1 2024: 212.14; 2 2025: 212.14; 3 2026: 212.14; 4 2027: Input - 13
| Three phase meter | Meter operator | £ | 1 2024: 99.54; 2 2025: 155.94; 3 2026: 155.94; 4 2027: Input - 14
| Gross margin (TTM) | Shared | % | 1 2024: 45.16%; 2 2025: 47.25%; 3 2026: 49.26%; 4 2027: Input - 30
| OBELISC cost |  | £ | 1 2024: 1927.6377; 2 2025: 2165.6647; 3 2026: 2485.5671; OBELISC enters in 2028 5 2028: 2165.6647
| OBELISC installation |  |  | 1 2024: Value
| Parameter | Cost Type | Unit | 1 2024: P5; 2 2025: P50; 3 2026: P95; 4 2027: Source
| Cable & Trenching Svc trench UMG/turf - Mean cost per enquiry | Digging activities | £ | 1 2024: 146.9545; 2 2025: 146.9545; 3 2026: 146.9545; 4 2027: Input - 15
| Cable & Trenching Svc trench carriageway - Mean cost per enquiry | Digging activities | £ | 1 2024: 559.458; 2 2025: 559.458; 3 2026: 559.458; 4 2027: Input - 16
| Cable & Trenching Lay service no exc - Mean cost per enquiry | Digging activities | £ | 1 2024: 388.13; 2 2025: 388.13; 3 2026: 388.13; 4 2027: Input - 17
| Cable & Trenching Svc trench f/path - Mean cost per enquiry | Digging activities | £ | 1 2024: 666.6435; 2 2025: 666.6435; 3 2026: 666.6435; 4 2027: Input - 18
| OBELISC digging savings | Digging activities | % | 1 2024: 33.33%; 2 2025: 33.33%; 3 2026: 33.33%; 4 2027: Assumption - 25
| Cost of road closures | Local authority charges | £ | 1 2024: 614; 2 2025: 614; 3 2026: 614; 4 2027: Input - 19
| Chance of road closures | Local authority charges | % | 1 2024: 3.835%; 2 2025: 3.835%; 3 2026: 3.835%; 4 2027: Input - 20
| Cost of traffic management | Local authority charges | £ | 1 2024: 429; 2 2025: 429; 3 2026: 429; 4 2027: Input - 21
| Chance of traffic management | Local authority charges | % | 1 2024: 2.679%; 2 2025: 2.679%; 3 2026: 2.679%; 4 2027: Input - 22
|  |  |  | 622.1005 | 622.1005 | 622.1005
| OBELISC to house connection |  |  | 1 2024: Value
| Parameter | Cost Type | Unit | 1 2024: P5; 2 2025: P50; 3 2026: P95; 4 2027: Source
| 3PH cable | 10mm 4 core LSOH SWA | £/m | 1 2024: 9.1; 2 2025: 9.1; 3 2026: 9.1; 4 2027: Input - 6
| 1PH cable | 6mm2, 3 core | £/m | 1 2024: 6.12; 2 2025: 6.12; 3 2026: 6.12; 4 2027: Input - 23
| 3PH Cable length to EV charger | N/A | m | 1 2024: 10; 2 2025: 20; 3 2026: 40; 4 2027: Assumption - 14
| 3PH Cable length to HP | N/A | m | 1 2024: 10; 2 2025: 20; 3 2026: 40; 4 2027: Assumption - 15
| 1PH Cable length to house | N/A | m | 1 2024: 20; 2 2025: 30; 3 2026: 50; 4 2027: Assumption - 16
| Cable supply cost | CAPEX | £ | 1 2024: 304.4; 2 2025: 547.6; 3 2026: 1034
| Installation time | Labour | hr | 1 2024: 4; 2 2025: 6; 3 2026: 8; 4 2027: Assumption - 17
| Installation cost | Labour | £ | 1 2024: 198.7917; 2 2025: 371.9812; 3 2026: 686.688
| Customer costs |  | £ | 1 2024: 503.1917; 2 2025: 919.5812; 3 2026: 1720.688
Customer Financial Benefits
| Savings compared to BAU |  |  | 1 2024: Value
| Parameter | Cost Type | Unit | 1 2024: P5; 2 2025: P50; 3 2026: P95; 4 2027: Source
| Retrofit customer cost per install | N/A |  | 1 2024: 1876.3959; 2 2025: 6617.9403; 3 2026: 15964.424; 4 2027: CBA Workings baseline'!E101:G101
| OBELISC customer cost per install | N/A |  | 1 2024: 3052.93; 2 2025: 3707.3464; 3 2026: 4828.3556
| Customer savings per install |  |  | 1 2024: -1176.5341; 2 2025: 2910.5939; 3 2026: 11136.0684; 4 2027: Retrofit - OBELISC
| Network savings passed on to households |  |  | 1 2024: Value
| Parameter | Cost Type | Unit | 1 2024: P5; 2 2025: P50; 3 2026: P95; 4 2027: Source
| Network savings per install | N/A |  | 1 2024: 35.8; 2 2025: 37.2; 3 2026: 42.75; 4 2027: E47:G47
| NG annual CAPEX | Min/Max of last 2yrs |  | 1 2024: 8235000000; 2 2025: 9041000000; 3 2026: 9847000000; 4 2027: Input - 24
| NG annual OPEX | Min/Max of last 3yrs |  | 1 2024: 6500000000; 2 2025: 8035000000; 3 2026: 9570000000; 4 2027: Input - 25
| % spent on CAPEX | N/A | % | 1 2024: 42.41%; 2 2025: 52.95%; 3 2026: 66.83%
| Electricity bill - network costs | N/A | % | 1 2024: 24%; 2 2025: 24%; 3 2026: 24%; 4 2027: Input - 26
| Network savings passed on to households | N/A | % | 1 2024: 100%; 2 2025: 100%; 3 2026: 100%; 4 2027: Assumption - 18
| % of OBELISC savings passed onto customers | N/A |  | 1 2024: 10.18%; 2 2025: 12.71%; 3 2026: 16.04%
| Savings passed onto customer per install |  |  | 1 2024: 3.644; 2 2025: 4.727; 3 2026: 6.8565; 4 2027: Reduction in CAPEX x proportion of electricity bill
Customer Social Benefits
| Social benefits from network savings passed on to fuel poor households |  |  | 1 2024: Value
| Parameter | Cost Type | Unit | 1 2024: P5; 2 2025: P50; 3 2026: P95; 4 2027: Source
| UK fuel poor households (2024) | N/A | % | 1 2024: 11%; 2 2025: 11%; 3 2026: 11%; 4 2027: Input - 27
| Savings passed onto fuel poor households per install | N/A |  | 1 2024: 0.40084; 2 2025: 0.51997; 3 2026: 0.75421
| Social return on investment | N/A | Number | 1 2024: 1.9; 2 2025: 1.9; 3 2026: 1.9; 4 2027: Input - 28
| Social benefits from network savings per install |  |  | 1 2024: 0.76159; 2 2025: 0.98794; 3 2026: 1.433
| Reduced social cost of disruption |  |  | 1 2024: Value
| Parameter | Cost Type | Unit | 1 2024: P5; 2 2025: P50; 3 2026: P95; 4 2027: Source
| Social cost of disruption | N/A | £/day/household | 1 2024: 0.13; 2 2025: 0.335; 3 2026: 0.54; 4 2027: Input - 29
| Length of disruption BAU | N/A | Days | 1 2024: 1; 2 2025: 2; 3 2026: 3; 4 2027: Assumption - 19
| Length of disruption OBELISC | N/A | Days | 1 2024: 0.5; 2 2025: 0.75; 3 2026: 1; 4 2027: Assumption - 20
| Number of households affected | N/A | Number | 1 2024: 1; 2 2025: 6; 3 2026: 8; 4 2027: Assumption - 21
| Reduced disruption per install |  | £ | 1 2024: 0.065; 2 2025: 2.5125; 3 2026: 8.64
Lines 17:22
These values are inputted into the 'CBA Option 1' tab. Multiplication of: per install values, no. installs or enquiries. The profile and per install values can be toggled based from the inputs sheet.
Lines 24:28
Summary of per install or enquiry values based on the calculations below.
Lines 79:90
The customer will also need to connect the OBELISC to the house, EV and HP. A 3PH cable from the OBELISC, which is located just inside the properties boundary, to the EV charger, a second 3PH cable to the heat pump and a 1PH cable to supply the house and finally labour to install all the cables.
Lines 94:99
The customer's financial benefit is any savings generated from adopting OBELISC as a solution.
Lines 102:112
From the national grid's financial statements we can estimate a proportion of annual costs spent on CAPEX. Nesta estimate that 24% of a energy bills are associated with network costs. By multiplying the two and assuming all savings are passed onto customers we can estimate the % of NGED savings which are passed onto customers through reduced electricity prices.
Lines 116:122
Any reduction in electricity prices creates greater societal impact when it benefits fuel poor households. To estimate the social impact we multiply the % of UK households which are classified as fuel poor by the savings passed onto customers (line 120), this represents the savings seen by fuel poor households. This is multiplied by the social return on investment for fuel poor households, to generate the overall social benefit per install.
Lines 124:131
OBELISC should take a shorter time to install and will require limited ground and civil works. We use the social cost of disruption and make assumptions on the length of the total install period and the number of households which are affected by the disruption.
Lines 42:47
NGED's benefits from installing the OBELISC compared to the BAU. This is calculated as financial savings from adopting the OBELISC solution.
Lines 32:38
NGED bears all of the cost of the enquiry if they are rejected by the customer. Each enquiry takes 2.25hrs to complete (provided by the planning team). This would usually be passed onto the customer as part of the feasibility assessment (£171-£186). An assumption is placed on the % of enquires which are rejected by the customer.
Lines 51:63
Expected component costs of OBELISC. A margin is added onto the component costs to account for any overheads and R&D. The customer bears the entire purchase cost of OBELISC.
Lines 65:77
The majority of the installation costs of OBELISC are taken from NGED's database. Costs associated for digging activities are summated and multiplied by an assumed OBELISC digging savings. Costs of road closures and traffic management are also included. These are multiplied by the % of enquiries which require these activities, it is assumed to be the same percentage for OBELISC.
Note on C58: [Threaded comment] Your version of Excel allows you to read this threaded comment; however, any edits to it will get removed if the file is opened in a newer version of Excel. Learn more: https://go.microsoft.com/fwlink/?linkid=870924 Comment: Earth bar - which could be classed as the Main Earthing Terminal in this instance would likely be the responsibility of NGED to provide
Note on B90: [Threaded comment] Your version of Excel allows you to read this threaded comment; however, any edits to it will get removed if the file is opened in a newer version of Excel. Learn more: https://go.microsoft.com/fwlink/?linkid=870924 [Tasks] There is a task anchored to this comment that cannot be viewed in your client. Comment: @Charlie Thrush This is a bit unclear - this is not the total cost - maybe relabel
Note on B105: [Threaded comment] Your version of Excel allows you to read this threaded comment; however, any edits to it will get removed if the file is opened in a newer version of Excel. Learn more: https://go.microsoft.com/fwlink/?linkid=870924 Comment: NG not just NGED

## CBA Option 2 (hidden)
Option 2
RIIO-2 Cost Benefit Analysis SIF template
#VALUE!
Option Name | Option 2
Status | CBA Progress |  |  | Forecast inputs should be entered to the end of RIIO-3 at a minimum. User inputs are highlighted in blue. Enter all costs/benefits in 2023/24 prices (£m).
Ready | Investment and benefits forecast until | 2050
Not ready | First year of investment in project | Benefits entered in the first year of investment
Not ready | Has the data mitigation plan been filled in? | No
Not ready | Has the project specified any non-quantifiable benefits? | No
Ready | Have confidence levels been added for all input rows? | Yes
Ready | Have cost types been selected for all costs/avoided costs? | Yes
N/A | Have emissions types been selected for all emissions inputs? | N/A
1. Enter financial project information Enter values as changes (delta) relative to your baseline scenario. Any monetary investment should be input as a negative value and any anticipated avoided costs should be entered as positive values. This investment / avoided costs category is only related to regulated network costs. All other costs and benefits that are related to the project but outside the scope of regulated Network costs and should be captured under the environmental and societal net benefits categories. | [6 empty] | RIIO-ED2 |  |  |  |  | RIIO-ED3 |  |  |  |  | RIIO-ED4 |  |  |  |  | RIIO-ED5 |  |  |  |  | RIIO-ED6 |  |  |  |  | RIIO-ED7 |  |  |  |  | RIIO-ED8 |  |  |  |  | RIIO-ED9 |  |  |  |  | RIIO-ED10 |  |  |  |  | RIIO-ED11 |  |  |  |  | RIIO-ED12 |  |  |  |  | RIIO-ED13
[7 empty] | RIIO-GD/GT/ET2 |  | RIIO-GD/GT/ET3 |  |  |  |  | RIIO-GD/GT/ET4 |  |  |  |  | RIIO-GD/GT/ET5 |  |  |  |  | RIIO-GD/GT/ET6 |  |  |  |  | RIIO-GD/GT/ET7 |  |  |  |  | RIIO-GD/GT/ET8 |  |  |  |  | RIIO-GD/GT/ET9 |  |  |  |  | RIIO-GD/GT/ET10 |  |  |  |  | RIIO-GD/GT/ET11 |  |  |  |  | RIIO-GD/GT/ET12 |  |  |  |  | RIIO-GD/GT/ET13
[7 empty] | 1 | 2 | 3 | 4 | 5 | 6 | 7 | 8 | 9 | 10 | 11 | 12 | 13 | 14 | 15 | 16 | 17 | 18 | 19 | 20 | 21 | 22 | 23 | 24 | 25 | 26 | 27 | 28 | 29 | 30 | 31 | 32 | 33 | 34 | 35 | 36 | 37 | 38 | 39 | 40 | 41 | 42 | 43 | 44 | 45 | 46 | 47 | 48 | 49 | 50 | 51 | 52 | 53 | 54 | 55 | 56 | 57
Category | Parameter | Cost type | Description | Confidence rating | Data confidence comments | Units | 2024 | 2025 | 2026 | 2027 | 2028 | 2029 | 2030 | 2031 | 2032 | 2033 | 2034 | 2035 | 2036 | 2037 | 2038 | 2039 | 2040 | 2041 | 2042 | 2043 | 2044 | 2045 | 2046 | 2047 | 2048 | 2049 | 2050 | 2051 | 2052 | 2053 | 2054 | 2055 | 2056 | 2057 | 2058 | 2059 | 2060 | 2061 | 2062 | 2063 | 2064 | 2065 | 2066 | 2067 | 2068 | 2069 | 2070 | 2071 | 2072 | 2073 | 2074 | 2075 | 2076 | 2077 | 2078 | 2079 | 2080 |  | Forecast end date | Forecast start date | Have confidence ratings been entered? | Have cost/emissions types been entered?
Investment or avoided cost | NGED financial savings | Other non-capitalised costs | +ve value | Medium | [Add notes here] | £m | RIIO-GD/GT/ET2 1 2024: 0; RIIO-GD/GT/ET2 2 2025: 0; RIIO-GD/GT/ET3 3 2026: 0; RIIO-GD/GT/ET3 4 2027: 0; RIIO-GD/GT/ET3 5 2028: 0.38596; RIIO-GD/GT/ET3 6 2029: 0.47363; RIIO-GD/GT/ET3 7 2030: 0.56131; RIIO-GD/GT/ET4 8 2031: 0.61326; RIIO-GD/GT/ET4 9 2032: 0.66522; RIIO-GD/GT/ET4 10 2033: 0.71718; RIIO-GD/GT/ET4 11 2034: 0.76913; RIIO-GD/GT/ET4 12 2035: 0.82109; RIIO-GD/GT/ET5 13 2036: 0.91572; RIIO-GD/GT/ET5 14 2037: 1.0104; RIIO-GD/GT/ET5 15 2038: 1.105; RIIO-GD/GT/ET5 16 2039: 1.1996; RIIO-GD/GT/ET5 17 2040: 1.2943; RIIO-GD/GT/ET6 18 2041: 1.3889; RIIO-GD/GT/ET6 19 2042: 1.4835; RIIO-GD/GT/ET6 20 2043: 1.5782; RIIO-GD/GT/ET6 21 2044: 1.6728; RIIO-GD/GT/ET6 22 2045: 1.387; RIIO-GD/GT/ET7 23 2046: 1.4817; RIIO-GD/GT/ET7 24 2047: 1.5763; RIIO-GD/GT/ET7 25 2048: 1.6709; RIIO-GD/GT/ET7 26 2049: 1.7656; RIIO-GD/GT/ET7 27 2050: 0.7515 |  | 2050 | 2028 | TRUE | TRUE
| Customer financial savings | Other non-capitalised costs | +ve value | Medium | [Add notes here] | £m | RIIO-GD/GT/ET2 1 2024: 0; RIIO-GD/GT/ET2 2 2025: 0; RIIO-GD/GT/ET3 3 2026: 0; RIIO-GD/GT/ET3 4 2027: 0; RIIO-GD/GT/ET3 5 2028: 2.6408; RIIO-GD/GT/ET3 6 2029: 3.2407; RIIO-GD/GT/ET3 7 2030: 3.8406; RIIO-GD/GT/ET4 8 2031: 4.1961; RIIO-GD/GT/ET4 9 2032: 4.5516; RIIO-GD/GT/ET4 10 2033: 4.907; RIIO-GD/GT/ET4 11 2034: 5.2625; RIIO-GD/GT/ET4 12 2035: 5.618; RIIO-GD/GT/ET5 13 2036: 6.2655; RIIO-GD/GT/ET5 14 2037: 6.913; RIIO-GD/GT/ET5 15 2038: 7.5605; RIIO-GD/GT/ET5 16 2039: 8.208; RIIO-GD/GT/ET5 17 2040: 8.8555; RIIO-GD/GT/ET6 18 2041: 9.503; RIIO-GD/GT/ET6 19 2042: 10.1505; RIIO-GD/GT/ET6 20 2043: 10.798; RIIO-GD/GT/ET6 21 2044: 11.4455; RIIO-GD/GT/ET6 22 2045: 9.4903; RIIO-GD/GT/ET7 23 2046: 10.1378; RIIO-GD/GT/ET7 24 2047: 10.7853; RIIO-GD/GT/ET7 25 2048: 11.4328; RIIO-GD/GT/ET7 26 2049: 12.0803; RIIO-GD/GT/ET7 27 2050: 5.1419 |  | 2050 | 2028 | TRUE | TRUE
| Please specify | Please select cost type | [Add notes here] | Please select confidence rating | [Add notes here] | £m | [60 empty] | TRUE | TRUE
| Please specify | Please select cost type | [Add notes here] | Please select confidence rating | [Add notes here] | £m | [60 empty] | TRUE | TRUE
| Please specify | Please select cost type | [Add notes here] | Please select confidence rating | [Add notes here] | £m | [60 empty] | TRUE | TRUE
| Please specify | Please select cost type | [Add notes here] | Please select confidence rating | [Add notes here] | £m | [60 empty] | TRUE | TRUE
| Please specify | Please select cost type | [Add notes here] | Please select confidence rating | [Add notes here] | £m | [60 empty] | TRUE | TRUE
| Please specify | Please select cost type | [Add notes here] | Please select confidence rating | [Add notes here] | £m | [60 empty] | TRUE | TRUE
| Please specify | Please select cost type | [Add notes here] | Please select confidence rating | [Add notes here] | £m | [60 empty] | TRUE | TRUE
| Please specify | Please select cost type | [Add notes here] | Please select confidence rating | [Add notes here] | £m | [60 empty] | TRUE | TRUE
| Please specify | Please select cost type | [Add notes here] | Please select confidence rating | [Add notes here] | £m | [60 empty] | TRUE | TRUE
| Please specify | Please select cost type | [Add notes here] | Please select confidence rating | [Add notes here] | £m | [60 empty] | TRUE | TRUE
| Please specify | Please select cost type | [Add notes here] | Please select confidence rating | [Add notes here] | £m | [60 empty] | TRUE | TRUE
| Please specify | Please select cost type | [Add notes here] | Please select confidence rating | [Add notes here] | £m | [60 empty] | TRUE | TRUE
| Please specify | Please select cost type | [Add notes here] | Please select confidence rating | [Add notes here] | £m | [60 empty] | TRUE | TRUE
| Please specify | Please select cost type | [Add notes here] | Please select confidence rating | [Add notes here] | £m | [60 empty] | TRUE | TRUE
| Please specify | Please select cost type | [Add notes here] | Please select confidence rating | [Add notes here] | £m | [60 empty] | TRUE | TRUE
| Please specify | Please select cost type | [Add notes here] | Please select confidence rating | [Add notes here] | £m | [60 empty] | TRUE | TRUE
| Please specify | Please select cost type | [Add notes here] | Please select confidence rating | [Add notes here] | £m | [60 empty] | TRUE | TRUE
| Please specify | Please select cost type | [Add notes here] | Please select confidence rating | [Add notes here] | £m | [60 empty] | TRUE | TRUE
| Total Constraint Costs (NGET) | Other non-capitalised costs | [Add notes here] | Please select confidence rating | [Add notes here] | £m | [60 empty] | TRUE | TRUE
| Total Pass Through Costs (NGT) | Other non-capitalised costs | [Add notes here] | Please select confidence rating | [Add notes here] | £m | [60 empty] | TRUE | TRUE
| Total costs before capitalisation | - | (1) | - | - | £m | 0 | 0 | 0 | 0 | 3.0267 | 3.7143 | 4.4019 | 4.8093 | 5.2168 | 5.6242 | 6.0317 | 6.4391 | 7.1812 | 7.9234 | 8.6655 | 9.4076 | 10.1498 | 10.8919 | 11.6341 | 12.3762 | 13.1183 | 10.8774 | 11.6195 | 12.3616 | 13.1038 | 13.8459 | 5.8934 | 0 | 0 | 0 | 0 | 0 | 0 | 0 | 0 | 0 | 0 | 0 | 0 | 0 | 0 | 0 | 0 | 0 | 0 | 0 | 0 | 0 | 0 | 0 | 0 | 0 | 0 | 0 | 0 | 0 | 0 |  | Calculation Row | Calculation Row | Calculation Row | Calculation Row
| Capital/operational expenditure split | - | (2) | - | - | % | [58 empty] | Calculation Row | Calculation Row | Calculation Row | Calculation Row | bar: RIIO-GD/GT/ET2 1 2024 to RIIO-GD/GT/ET13 57 2080
| Capitalised investment | - | (3)=(1)x(2) | - | - | £m | 0 | 0 | 0 | 0 | 0 | 0 | 0 | 0 | 0 | 0 | 0 | 0 | 0 | 0 | 0 | 0 | 0 | 0 | 0 | 0 | 0 | 0 | 0 | 0 | 0 | 0 | 0 | 0 | 0 | 0 | 0 | 0 | 0 | 0 | 0 | 0 | 0 | 0 | 0 | 0 | 0 | 0 | 0 | 0 | 0 | 0 | 0 | 0 | 0 | 0 | 0 | 0 | 0 | 0 | 0 | 0 | 0 |  | Calculation Row | Calculation Row | Calculation Row | Calculation Row
| Investment to be expensed | - | (4)=(1)-(3) | - | - | £m | 0 | 0 | 0 | 0 | 3.0267 | 3.7143 | 4.4019 | 4.8093 | 5.2168 | 5.6242 | 6.0317 | 6.4391 | 7.1812 | 7.9234 | 8.6655 | 9.4076 | 10.1498 | 10.8919 | 11.6341 | 12.3762 | 13.1183 | 10.8774 | 11.6195 | 12.3616 | 13.1038 | 13.8459 | 5.8934 | 0 | 0 | 0 | 0 | 0 | 0 | 0 | 0 | 0 | 0 | 0 | 0 | 0 | 0 | 0 | 0 | 0 | 0 | 0 | 0 | 0 | 0 | 0 | 0 | 0 | 0 | 0 | 0 | 0 | 0 |  | Calculation Row | Calculation Row | Calculation Row | Calculation Row
2. Enter environmental and societal net benefits Enter values as changes (delta) relative to your baseline scenario. Favourable outcomes (emissions reductions, reduction in customer minutes lost or decreased customer interruptions) should be entered as positive numbers and unfavourable outcomes (emissions increases, additional customer minutes lost or increased customer interruptions) should be entered as negative numbers. | [6 empty] | RIIO-GD/GT/ET2 1 2024: RIIO-ED2; RIIO-GD/GT/ET3 6 2029: RIIO-ED3; RIIO-GD/GT/ET4 11 2034: RIIO-ED4; RIIO-GD/GT/ET5 16 2039: RIIO-ED5; RIIO-GD/GT/ET6 21 2044: RIIO-ED6; RIIO-GD/GT/ET7 26 2049: RIIO-ED7; RIIO-GD/GT/ET8 31 2054: RIIO-ED8; RIIO-GD/GT/ET9 36 2059: RIIO-ED9; RIIO-GD/GT/ET10 41 2064: RIIO-ED10; RIIO-GD/GT/ET11 46 2069: RIIO-ED11; RIIO-GD/GT/ET12 51 2074: RIIO-ED12; RIIO-GD/GT/ET13 56 2079: RIIO-ED13
[7 empty] | RIIO-GD/GT/ET2 |  | RIIO-GD/GT/ET3 |  |  |  |  | RIIO-GD/GT/ET4 |  |  |  |  | RIIO-GD/GT/ET5 |  |  |  |  | RIIO-GD/GT/ET6 |  |  |  |  | RIIO-GD/GT/ET7 |  |  |  |  | RIIO-GD/GT/ET8 |  |  |  |  | RIIO-GD/GT/ET9 |  |  |  |  | RIIO-GD/GT/ET10 |  |  |  |  | RIIO-GD/GT/ET11 |  |  |  |  | RIIO-GD/GT/ET12 |  |  |  |  | RIIO-GD/GT/ET13
[7 empty] | 1 | 2 | 3 | 4 | 5 | 6 | 7 | 8 | 9 | 10 | 11 | 12 | 13 | 14 | 15 | 16 | 17 | 18 | 19 | 20 | 21 | 22 | 23 | 24 | 25 | 26 | 27 | 28 | 29 | 30 | 31 | 32 | 33 | 34 | 35 | 36 | 37 | 38 | 39 | 40 | 41 | 42 | 43 | 44 | 45 | 46 | 47 | 48 | 49 | 50 | 51 | 52 | 53 | 54 | 55 | 56 | 57
Category | Parameter | Emissions scope | Description | Confidence rating | Data confidence comments | Units | 2024 | 2025 | 2026 | 2027 | 2028 | 2029 | 2030 | 2031 | 2032 | 2033 | 2034 | 2035 | 2036 | 2037 | 2038 | 2039 | 2040 | 2041 | 2042 | 2043 | 2044 | 2045 | 2046 | 2047 | 2048 | 2049 | 2050 | 2051 | 2052 | 2053 | 2054 | 2055 | 2056 | 2057 | 2058 | 2059 | 2060 | 2061 | 2062 | 2063 | 2064 | 2065 | 2066 | 2067 | 2068 | 2069 | 2070 | 2071 | 2072 | 2073 | 2074 | 2075 | 2076 | 2077 | 2078 | 2079 | 2080
Environmental net benefits | Reduced/Increased electrical losses | Please select scope | [Add notes here] | Please select confidence rating | [Add notes here] | MWh | [60 empty] | TRUE | TRUE
| Reduced/Increased emissions associated with losses |  |  |  |  | tCO2e | 0 | 0 | 0 | 0 | 0 | 0 | 0 | 0 | 0 | 0 | 0 | 0 | 0 | 0 | 0 | 0 | 0 | 0 | 0 | 0 | 0 | 0 | 0 | 0 | 0 | 0 | 0 | 0 | 0 | 0 | 0 | 0 | 0 | 0 | 0 | 0 | 0 | 0 | 0 | 0 | 0 | 0 | 0 | 0 | 0 | 0 | 0 | 0 | 0 | 0 | 0 | 0 | 0 | 0 | 0 | 0 | 0 |  | Calculation Row | Calculation Row | Calculation Row | Calculation Row
| Reduced/Increased direct emissions (not associated with losses) | Direct | [Add notes here] | Please select confidence rating | [Add notes here] | tCO2e | [60 empty] | TRUE | TRUE
| Reduced/Increased indirect emissions (not associated with losses) | Indirect | [Add notes here] | Please select confidence rating | [Add notes here] | tCO2e | [60 empty] | TRUE | TRUE
| Shrinkage - theft of gas & own use gas | Please select scope | [Add notes here] | Please select confidence rating | [Add notes here] | tCO2e | [60 empty] | TRUE | TRUE
| Other gas leakage 1 (specify) (e.g. SF6, H2, CH4, N2O, etc.) | Please select scope | [Add notes here] | Please select confidence rating | [Add notes here] | tCO2e | [60 empty] | TRUE | TRUE
| Other gas leakage 2 (specify) (e.g. SF6, H2, CH4, N2O, etc.) | Please select scope | [Add notes here] | Please select confidence rating | [Add notes here] | tCO2e | [60 empty] | TRUE | TRUE
| Other gas leakage 3 (specify) (e.g. SF6, H2, CH4, N2O, etc.) | Please select scope | [Add notes here] | Please select confidence rating | [Add notes here] | tCO2e | [60 empty] | TRUE | TRUE
| Reduced/Increased oil leakage | N/A | [Add notes here] | Please select confidence rating | [Add notes here] | Litres | [60 empty] | TRUE
| Other 1 (specify) | N/A | [Add notes here] | Please select confidence rating | [Add notes here] | £m | [60 empty] | TRUE
| Other 2 (specify) | N/A | [Add notes here] | Please select confidence rating | [Add notes here] | £m | [60 empty] | TRUE
| Other 3 (specify) | N/A | [Add notes here] | Please select confidence rating | [Add notes here] | £m | [60 empty] | TRUE
| Other 4 (specify) | N/A | [Add notes here] | Please select confidence rating | [Add notes here] | £m | [60 empty] | TRUE
| Other 5 (specify) | N/A | [Add notes here] | Please select confidence rating | [Add notes here] | £m | [60 empty] | TRUE
| Other 6 (specify) | N/A | [Add notes here] | Please select confidence rating | [Add notes here] | £m | [60 empty] | TRUE
| Other 7 (specify) | N/A | [Add notes here] | Please select confidence rating | [Add notes here] | £m | [60 empty] | TRUE
| Other 8 (specify) | N/A | [Add notes here] | Please select confidence rating | [Add notes here] | £m | [60 empty] | TRUE
| Other 9 (specify) | N/A | [Add notes here] | Please select confidence rating | [Add notes here] | £m | [60 empty] | TRUE
| Other 10 (specify) | N/A | [Add notes here] | Please select confidence rating | [Add notes here] | £m | [60 empty] | TRUE
Societal net benefits | Reduced/Increased number of customers interrupted | N/A | [Add notes here] | Please select confidence rating | [Add notes here] | no. | [60 empty] | TRUE
| Reduced/Increased customer minutes lost | N/A | [Add notes here] | Please select confidence rating | [Add notes here] | Mins | [60 empty] | TRUE
| Reduced/Increased number of fatalities | N/A | [Add notes here] | Please select confidence rating | [Add notes here] | no. | [60 empty] | TRUE
| Reduced/Increased number of instances of major injury | N/A | [Add notes here] | Please select confidence rating | [Add notes here] | no. | [60 empty] | TRUE
| Customer social benefits | N/A | Reduced distruption and social benefit from network savings | Low | [Add notes here] | £m | RIIO-GD/GT/ET2 1 2024: 0; RIIO-GD/GT/ET2 2 2025: 0; RIIO-GD/GT/ET3 3 2026: 0; RIIO-GD/GT/ET3 4 2027: 0; RIIO-GD/GT/ET3 5 2028: 0.0014417; RIIO-GD/GT/ET3 6 2029: 0.0017691; RIIO-GD/GT/ET3 7 2030: 0.0020966; RIIO-GD/GT/ET4 8 2031: 0.0022907; RIIO-GD/GT/ET4 9 2032: 0.0024848; RIIO-GD/GT/ET4 10 2033: 0.0026788; RIIO-GD/GT/ET4 11 2034: 0.0028729; RIIO-GD/GT/ET4 12 2035: 0.003067; RIIO-GD/GT/ET5 13 2036: 0.0034205; RIIO-GD/GT/ET5 14 2037: 0.003774; RIIO-GD/GT/ET5 15 2038: 0.0041274; RIIO-GD/GT/ET5 16 2039: 0.0044809; RIIO-GD/GT/ET5 17 2040: 0.0048344; RIIO-GD/GT/ET6 18 2041: 0.0051879; RIIO-GD/GT/ET6 19 2042: 0.0055414; RIIO-GD/GT/ET6 20 2043: 0.0058948; RIIO-GD/GT/ET6 21 2044: 0.0062483; RIIO-GD/GT/ET6 22 2045: 0.005181; RIIO-GD/GT/ET7 23 2046: 0.0055344; RIIO-GD/GT/ET7 24 2047: 0.0058879; RIIO-GD/GT/ET7 25 2048: 0.0062414; RIIO-GD/GT/ET7 26 2049: 0.0065949; RIIO-GD/GT/ET7 27 2050: 0.0028071 |  | 2050 | 2028 | TRUE
| Other 2 (specify) | N/A | [Add notes here] | Please select confidence rating | [Add notes here] | £m | [60 empty] | TRUE
| Other 3 (specify) | N/A | [Add notes here] | Please select confidence rating | [Add notes here] | £m | [60 empty] | TRUE
| Other 4 (specify) | N/A | [Add notes here] | Please select confidence rating | [Add notes here] | £m | [60 empty] | TRUE
| Other 5 (specify) | N/A | [Add notes here] | Please select confidence rating | [Add notes here] | £m | [60 empty] | TRUE
| Other 6 (specify) | N/A | [Add notes here] | Please select confidence rating | [Add notes here] | £m | [60 empty] | TRUE
| Other 7 (specify) | N/A | [Add notes here] | Please select confidence rating | [Add notes here] | £m | [60 empty] | TRUE
| Other 8 (specify) | N/A | [Add notes here] | Please select confidence rating | [Add notes here] | £m | [60 empty] | TRUE
| Other 9 (specify) | N/A | [Add notes here] | Please select confidence rating | [Add notes here] | £m | [60 empty] | TRUE
| Other 10 (specify) | N/A | [Add notes here] | Please select confidence rating | [Add notes here] | £m | [60 empty] | TRUE
3. Provide details on low confidence/high risk forecasts Comment on how you plan to improve data confidence throughout the project.
Risk mitigation plan
Applicants should use this space to detail plans to address any uncertain/high risk data items.
4. Describe any non-quantifiable benefits you expect this project to deliver These benefits should not be accounted for above. Please comment on who these non quantifiable benefits will be targeted at.
Non-quantifiable benefits
Applicants should use this space to detail any non-quantifiable societal benefits.
[7 empty] | RIIO-ED2 |  |  |  |  | RIIO-ED3 |  |  |  |  | RIIO-ED4 |  |  |  |  | RIIO-ED5 |  |  |  |  | RIIO-ED6 |  |  |  |  | RIIO-ED7 |  |  |  |  | RIIO-ED8 |  |  |  |  | RIIO-ED9 |  |  |  |  | RIIO-ED10 |  |  |  |  | RIIO-ED11 |  |  |  |  | RIIO-ED12 |  |  |  |  | RIIO-ED13
[7 empty] | RIIO-GD/GT/ET2 |  | RIIO-GD/GT/ET3 |  |  |  |  | RIIO-GD/GT/ET4 |  |  |  |  | RIIO-GD/GT/ET5 |  |  |  |  | RIIO-GD/GT/ET6 |  |  |  |  | RIIO-GD/GT/ET7 |  |  |  |  | RIIO-GD/GT/ET8 |  |  |  |  | RIIO-GD/GT/ET9 |  |  |  |  | RIIO-GD/GT/ET10 |  |  |  |  | RIIO-GD/GT/ET11 |  |  |  |  | RIIO-GD/GT/ET12 |  |  |  |  | RIIO-GD/GT/ET13
[7 empty] | 1 | 2 | 3 | 4 | 5 | 6 | 7 | 8 | 9 | 10 | 11 | 12 | 13 | 14 | 15 | 16 | 17 | 18 | 19 | 20 | 21 | 22 | 23 | 24 | 25 | 26 | 27 | 28 | 29 | 30 | 31 | 32 | 33 | 34 | 35 | 36 | 37 | 38 | 39 | 40 | 41 | 42 | 43 | 44 | 45 | 46 | 47 | 48 | 49 | 50 | 51 | 52 | 53 | 54 | 55 | 56 | 57
Category | Parameter | Cost type or Emissions Scope | Calculation | Confidence rating | Data confidence comments | Units | 2024 | 2025 | 2026 | 2027 | 2028 | 2029 | 2030 | 2031 | 2032 | 2033 | 2034 | 2035 | 2036 | 2037 | 2038 | 2039 | 2040 | 2041 | 2042 | 2043 | 2044 | 2045 | 2046 | 2047 | 2048 | 2049 | 2050 | 2051 | 2052 | 2053 | 2054 | 2055 | 2056 | 2057 | 2058 | 2059 | 2060 | 2061 | 2062 | 2063 | 2064 | 2065 | 2066 | 2067 | 2068 | 2069 | 2070 | 2071 | 2072 | 2073 | 2074 | 2075 | 2076 | 2077 | 2078 | 2079 | 2080
Investment or avoided cost | NGED financial savings | Other non-capitalised costs | +ve value | Medium | [Add notes here] | £m | 0 | 0 | 0 | 0 | 0.38596 | 0.47363 | 0.56131 | 0.61326 | 0.66522 | 0.71718 | 0.76913 | 0.82109 | 0.91572 | 1.0104 | 1.105 | 1.1996 | 1.2943 | 1.3889 | 1.4835 | 1.5782 | 1.6728 | 1.387 | 1.4817 | 1.5763 | 1.6709 | 1.7656 | 0.7515 | 0 | 0 | 0 | 0 | 0 | 0 | 0 | 0 | 0 | 0 | 0 | 0 | 0 | 0 | 0 | 0 | 0 | 0 | 0 | 0 | 0 | 0 | 0 | 0 | 0 | 0 | 0 | 0 | 0 | 0 | 1
| Customer financial savings | Other non-capitalised costs | +ve value | Medium | [Add notes here] | £m | 0 | 0 | 0 | 0 | 2.6408 | 3.2407 | 3.8406 | 4.1961 | 4.5516 | 4.907 | 5.2625 | 5.618 | 6.2655 | 6.913 | 7.5605 | 8.208 | 8.8555 | 9.503 | 10.1505 | 10.798 | 11.4455 | 9.4903 | 10.1378 | 10.7853 | 11.4328 | 12.0803 | 5.1419 | 0 | 0 | 0 | 0 | 0 | 0 | 0 | 0 | 0 | 0 | 0 | 0 | 0 | 0 | 0 | 0 | 0 | 0 | 0 | 0 | 0 | 0 | 0 | 0 | 0 | 0 | 0 | 0 | 0 | 0 | 2
| Please specify | Please select cost type | [Add notes here] | Please select confidence rating | [Add notes here] | £m | 0 | 0 | 0 | 0 | 0 | 0 | 0 | 0 | 0 | 0 | 0 | 0 | 0 | 0 | 0 | 0 | 0 | 0 | 0 | 0 | 0 | 0 | 0 | 0 | 0 | 0 | 0 | 0 | 0 | 0 | 0 | 0 | 0 | 0 | 0 | 0 | 0 | 0 | 0 | 0 | 0 | 0 | 0 | 0 | 0 | 0 | 0 | 0 | 0 | 0 | 0 | 0 | 0 | 0 | 0 | 0 | 0 | 3
| Please specify | Please select cost type | [Add notes here] | Please select confidence rating | [Add notes here] | £m | 0 | 0 | 0 | 0 | 0 | 0 | 0 | 0 | 0 | 0 | 0 | 0 | 0 | 0 | 0 | 0 | 0 | 0 | 0 | 0 | 0 | 0 | 0 | 0 | 0 | 0 | 0 | 0 | 0 | 0 | 0 | 0 | 0 | 0 | 0 | 0 | 0 | 0 | 0 | 0 | 0 | 0 | 0 | 0 | 0 | 0 | 0 | 0 | 0 | 0 | 0 | 0 | 0 | 0 | 0 | 0 | 0 | 4
| Please specify | Please select cost type | [Add notes here] | Please select confidence rating | [Add notes here] | £m | 0 | 0 | 0 | 0 | 0 | 0 | 0 | 0 | 0 | 0 | 0 | 0 | 0 | 0 | 0 | 0 | 0 | 0 | 0 | 0 | 0 | 0 | 0 | 0 | 0 | 0 | 0 | 0 | 0 | 0 | 0 | 0 | 0 | 0 | 0 | 0 | 0 | 0 | 0 | 0 | 0 | 0 | 0 | 0 | 0 | 0 | 0 | 0 | 0 | 0 | 0 | 0 | 0 | 0 | 0 | 0 | 0 | 5
| Please specify | Please select cost type | [Add notes here] | Please select confidence rating | [Add notes here] | £m | 0 | 0 | 0 | 0 | 0 | 0 | 0 | 0 | 0 | 0 | 0 | 0 | 0 | 0 | 0 | 0 | 0 | 0 | 0 | 0 | 0 | 0 | 0 | 0 | 0 | 0 | 0 | 0 | 0 | 0 | 0 | 0 | 0 | 0 | 0 | 0 | 0 | 0 | 0 | 0 | 0 | 0 | 0 | 0 | 0 | 0 | 0 | 0 | 0 | 0 | 0 | 0 | 0 | 0 | 0 | 0 | 0 | 6
| Please specify | Please select cost type | [Add notes here] | Please select confidence rating | [Add notes here] | £m | 0 | 0 | 0 | 0 | 0 | 0 | 0 | 0 | 0 | 0 | 0 | 0 | 0 | 0 | 0 | 0 | 0 | 0 | 0 | 0 | 0 | 0 | 0 | 0 | 0 | 0 | 0 | 0 | 0 | 0 | 0 | 0 | 0 | 0 | 0 | 0 | 0 | 0 | 0 | 0 | 0 | 0 | 0 | 0 | 0 | 0 | 0 | 0 | 0 | 0 | 0 | 0 | 0 | 0 | 0 | 0 | 0 | 7
| Please specify | Please select cost type | [Add notes here] | Please select confidence rating | [Add notes here] | £m | 0 | 0 | 0 | 0 | 0 | 0 | 0 | 0 | 0 | 0 | 0 | 0 | 0 | 0 | 0 | 0 | 0 | 0 | 0 | 0 | 0 | 0 | 0 | 0 | 0 | 0 | 0 | 0 | 0 | 0 | 0 | 0 | 0 | 0 | 0 | 0 | 0 | 0 | 0 | 0 | 0 | 0 | 0 | 0 | 0 | 0 | 0 | 0 | 0 | 0 | 0 | 0 | 0 | 0 | 0 | 0 | 0 | 8
| Please specify | Please select cost type | [Add notes here] | Please select confidence rating | [Add notes here] | £m | 0 | 0 | 0 | 0 | 0 | 0 | 0 | 0 | 0 | 0 | 0 | 0 | 0 | 0 | 0 | 0 | 0 | 0 | 0 | 0 | 0 | 0 | 0 | 0 | 0 | 0 | 0 | 0 | 0 | 0 | 0 | 0 | 0 | 0 | 0 | 0 | 0 | 0 | 0 | 0 | 0 | 0 | 0 | 0 | 0 | 0 | 0 | 0 | 0 | 0 | 0 | 0 | 0 | 0 | 0 | 0 | 0 | 9
| Please specify | Please select cost type | [Add notes here] | Please select confidence rating | [Add notes here] | £m | 0 | 0 | 0 | 0 | 0 | 0 | 0 | 0 | 0 | 0 | 0 | 0 | 0 | 0 | 0 | 0 | 0 | 0 | 0 | 0 | 0 | 0 | 0 | 0 | 0 | 0 | 0 | 0 | 0 | 0 | 0 | 0 | 0 | 0 | 0 | 0 | 0 | 0 | 0 | 0 | 0 | 0 | 0 | 0 | 0 | 0 | 0 | 0 | 0 | 0 | 0 | 0 | 0 | 0 | 0 | 0 | 0 | 10
| Please specify | Please select cost type | [Add notes here] | Please select confidence rating | [Add notes here] | £m | 0 | 0 | 0 | 0 | 0 | 0 | 0 | 0 | 0 | 0 | 0 | 0 | 0 | 0 | 0 | 0 | 0 | 0 | 0 | 0 | 0 | 0 | 0 | 0 | 0 | 0 | 0 | 0 | 0 | 0 | 0 | 0 | 0 | 0 | 0 | 0 | 0 | 0 | 0 | 0 | 0 | 0 | 0 | 0 | 0 | 0 | 0 | 0 | 0 | 0 | 0 | 0 | 0 | 0 | 0 | 0 | 0 | 11
| Please specify | Please select cost type | [Add notes here] | Please select confidence rating | [Add notes here] | £m | 0 | 0 | 0 | 0 | 0 | 0 | 0 | 0 | 0 | 0 | 0 | 0 | 0 | 0 | 0 | 0 | 0 | 0 | 0 | 0 | 0 | 0 | 0 | 0 | 0 | 0 | 0 | 0 | 0 | 0 | 0 | 0 | 0 | 0 | 0 | 0 | 0 | 0 | 0 | 0 | 0 | 0 | 0 | 0 | 0 | 0 | 0 | 0 | 0 | 0 | 0 | 0 | 0 | 0 | 0 | 0 | 0 | 12
| Please specify | Please select cost type | [Add notes here] | Please select confidence rating | [Add notes here] | £m | 0 | 0 | 0 | 0 | 0 | 0 | 0 | 0 | 0 | 0 | 0 | 0 | 0 | 0 | 0 | 0 | 0 | 0 | 0 | 0 | 0 | 0 | 0 | 0 | 0 | 0 | 0 | 0 | 0 | 0 | 0 | 0 | 0 | 0 | 0 | 0 | 0 | 0 | 0 | 0 | 0 | 0 | 0 | 0 | 0 | 0 | 0 | 0 | 0 | 0 | 0 | 0 | 0 | 0 | 0 | 0 | 0 | 13
| Please specify | Please select cost type | [Add notes here] | Please select confidence rating | [Add notes here] | £m | 0 | 0 | 0 | 0 | 0 | 0 | 0 | 0 | 0 | 0 | 0 | 0 | 0 | 0 | 0 | 0 | 0 | 0 | 0 | 0 | 0 | 0 | 0 | 0 | 0 | 0 | 0 | 0 | 0 | 0 | 0 | 0 | 0 | 0 | 0 | 0 | 0 | 0 | 0 | 0 | 0 | 0 | 0 | 0 | 0 | 0 | 0 | 0 | 0 | 0 | 0 | 0 | 0 | 0 | 0 | 0 | 0 | 14
| Please specify | Please select cost type | [Add notes here] | Please select confidence rating | [Add notes here] | £m | 0 | 0 | 0 | 0 | 0 | 0 | 0 | 0 | 0 | 0 | 0 | 0 | 0 | 0 | 0 | 0 | 0 | 0 | 0 | 0 | 0 | 0 | 0 | 0 | 0 | 0 | 0 | 0 | 0 | 0 | 0 | 0 | 0 | 0 | 0 | 0 | 0 | 0 | 0 | 0 | 0 | 0 | 0 | 0 | 0 | 0 | 0 | 0 | 0 | 0 | 0 | 0 | 0 | 0 | 0 | 0 | 0 | 15
| Please specify | Please select cost type | [Add notes here] | Please select confidence rating | [Add notes here] | £m | 0 | 0 | 0 | 0 | 0 | 0 | 0 | 0 | 0 | 0 | 0 | 0 | 0 | 0 | 0 | 0 | 0 | 0 | 0 | 0 | 0 | 0 | 0 | 0 | 0 | 0 | 0 | 0 | 0 | 0 | 0 | 0 | 0 | 0 | 0 | 0 | 0 | 0 | 0 | 0 | 0 | 0 | 0 | 0 | 0 | 0 | 0 | 0 | 0 | 0 | 0 | 0 | 0 | 0 | 0 | 0 | 0 | 16
| Please specify | Please select cost type | [Add notes here] | Please select confidence rating | [Add notes here] | £m | 0 | 0 | 0 | 0 | 0 | 0 | 0 | 0 | 0 | 0 | 0 | 0 | 0 | 0 | 0 | 0 | 0 | 0 | 0 | 0 | 0 | 0 | 0 | 0 | 0 | 0 | 0 | 0 | 0 | 0 | 0 | 0 | 0 | 0 | 0 | 0 | 0 | 0 | 0 | 0 | 0 | 0 | 0 | 0 | 0 | 0 | 0 | 0 | 0 | 0 | 0 | 0 | 0 | 0 | 0 | 0 | 0 | 17
| Please specify | Please select cost type | [Add notes here] | Please select confidence rating | [Add notes here] | £m | 0 | 0 | 0 | 0 | 0 | 0 | 0 | 0 | 0 | 0 | 0 | 0 | 0 | 0 | 0 | 0 | 0 | 0 | 0 | 0 | 0 | 0 | 0 | 0 | 0 | 0 | 0 | 0 | 0 | 0 | 0 | 0 | 0 | 0 | 0 | 0 | 0 | 0 | 0 | 0 | 0 | 0 | 0 | 0 | 0 | 0 | 0 | 0 | 0 | 0 | 0 | 0 | 0 | 0 | 0 | 0 | 0 | 18
| Please specify | Please select cost type | [Add notes here] | Please select confidence rating | [Add notes here] | £m | 0 | 0 | 0 | 0 | 0 | 0 | 0 | 0 | 0 | 0 | 0 | 0 | 0 | 0 | 0 | 0 | 0 | 0 | 0 | 0 | 0 | 0 | 0 | 0 | 0 | 0 | 0 | 0 | 0 | 0 | 0 | 0 | 0 | 0 | 0 | 0 | 0 | 0 | 0 | 0 | 0 | 0 | 0 | 0 | 0 | 0 | 0 | 0 | 0 | 0 | 0 | 0 | 0 | 0 | 0 | 0 | 0 | 19
| Please specify | Please select cost type | [Add notes here] | Please select confidence rating | [Add notes here] | £m | 0 | 0 | 0 | 0 | 0 | 0 | 0 | 0 | 0 | 0 | 0 | 0 | 0 | 0 | 0 | 0 | 0 | 0 | 0 | 0 | 0 | 0 | 0 | 0 | 0 | 0 | 0 | 0 | 0 | 0 | 0 | 0 | 0 | 0 | 0 | 0 | 0 | 0 | 0 | 0 | 0 | 0 | 0 | 0 | 0 | 0 | 0 | 0 | 0 | 0 | 0 | 0 | 0 | 0 | 0 | 0 | 0 | 20
| Total Constraint Costs (NGET) | Other non-capitalised costs | [Add notes here] | Please select confidence rating | [Add notes here] | £m | 0 | 0 | 0 | 0 | 0 | 0 | 0 | 0 | 0 | 0 | 0 | 0 | 0 | 0 | 0 | 0 | 0 | 0 | 0 | 0 | 0 | 0 | 0 | 0 | 0 | 0 | 0 | 0 | 0 | 0 | 0 | 0 | 0 | 0 | 0 | 0 | 0 | 0 | 0 | 0 | 0 | 0 | 0 | 0 | 0 | 0 | 0 | 0 | 0 | 0 | 0 | 0 | 0 | 0 | 0 | 0 | 0 | 21
| Total Pass Through Costs (NGT) | Other non-capitalised costs | [Add notes here] | Please select confidence rating | [Add notes here] | £m | 0 | 0 | 0 | 0 | 0 | 0 | 0 | 0 | 0 | 0 | 0 | 0 | 0 | 0 | 0 | 0 | 0 | 0 | 0 | 0 | 0 | 0 | 0 | 0 | 0 | 0 | 0 | 0 | 0 | 0 | 0 | 0 | 0 | 0 | 0 | 0 | 0 | 0 | 0 | 0 | 0 | 0 | 0 | 0 | 0 | 0 | 0 | 0 | 0 | 0 | 0 | 0 | 0 | 0 | 0 | 0 | 0 | 22
| Total costs before capitalisation | - | (1) | - | - | £m | 0 | 0 | 0 | 0 | 3.0267 | 3.7143 | 4.4019 | 4.8093 | 5.2168 | 5.6242 | 6.0317 | 6.4391 | 7.1812 | 7.9234 | 8.6655 | 9.4076 | 10.1498 | 10.8919 | 11.6341 | 12.3762 | 13.1183 | 10.8774 | 11.6195 | 12.3616 | 13.1038 | 13.8459 | 5.8934 | 0 | 0 | 0 | 0 | 0 | 0 | 0 | 0 | 0 | 0 | 0 | 0 | 0 | 0 | 0 | 0 | 0 | 0 | 0 | 0 | 0 | 0 | 0 | 0 | 0 | 0 | 0 | 0 | 0 | 0 | 23
| Capital/operational expenditure split | - | (2) | - | - | £m | 0 | 0 | 0 | 0 | 0 | 0 | 0 | 0 | 0 | 0 | 0 | 0 | 0 | 0 | 0 | 0 | 0 | 0 | 0 | 0 | 0 | 0 | 0 | 0 | 0 | 0 | 0 | 0 | 0 | 0 | 0 | 0 | 0 | 0 | 0 | 0 | 0 | 0 | 0 | 0 | 0 | 0 | 0 | 0 | 0 | 0 | 0 | 0 | 0 | 0 | 0 | 0 | 0 | 0 | 0 | 0 | 0 | 24
| Capitalised investment | - | (3)=(1)x(2) | - | - | £m | 0 | 0 | 0 | 0 | 0 | 0 | 0 | 0 | 0 | 0 | 0 | 0 | 0 | 0 | 0 | 0 | 0 | 0 | 0 | 0 | 0 | 0 | 0 | 0 | 0 | 0 | 0 | 0 | 0 | 0 | 0 | 0 | 0 | 0 | 0 | 0 | 0 | 0 | 0 | 0 | 0 | 0 | 0 | 0 | 0 | 0 | 0 | 0 | 0 | 0 | 0 | 0 | 0 | 0 | 0 | 0 | 0 | 25
| Investment to be expensed | - | (4)=(1)-(3) | - | - | £m | 0 | 0 | 0 | 0 | 3.0267 | 3.7143 | 4.4019 | 4.8093 | 5.2168 | 5.6242 | 6.0317 | 6.4391 | 7.1812 | 7.9234 | 8.6655 | 9.4076 | 10.1498 | 10.8919 | 11.6341 | 12.3762 | 13.1183 | 10.8774 | 11.6195 | 12.3616 | 13.1038 | 13.8459 | 5.8934 | 0 | 0 | 0 | 0 | 0 | 0 | 0 | 0 | 0 | 0 | 0 | 0 | 0 | 0 | 0 | 0 | 0 | 0 | 0 | 0 | 0 | 0 | 0 | 0 | 0 | 0 | 0 | 0 | 0 | 0 | 26
Depreciation | 2024 Depreciation |  | (5)2024=(3)2024*Dep_ratet | 2024 | <- Year used in depreciation calculation | £m | 0 | 0 | 0 | 0 | 0 | 0 | 0 | 0 | 0 | 0 | 0 | 0 | 0 | 0 | 0 | 0 | 0 | 0 | 0 | 0 | 0 | 0 | 0 | 0 | 0 | 0 | 0 | 0 | 0 | 0 | 0 | 0 | 0 | 0 | 0 | 0 | 0 | 0 | 0 | 0 | 0 | 0 | 0 | 0 | 0 | 0 | 0 | 0 | 0 | 0 | 0 | 0 | 0 | 0 | 0 | 0 | 0
| 2025 Depreciation |  | (5)2025=(3)2025*Dep_ratet | 2025 |  | £m | 0 | 0 | 0 | 0 | 0 | 0 | 0 | 0 | 0 | 0 | 0 | 0 | 0 | 0 | 0 | 0 | 0 | 0 | 0 | 0 | 0 | 0 | 0 | 0 | 0 | 0 | 0 | 0 | 0 | 0 | 0 | 0 | 0 | 0 | 0 | 0 | 0 | 0 | 0 | 0 | 0 | 0 | 0 | 0 | 0 | 0 | 0 | 0 | 0 | 0 | 0 | 0 | 0 | 0 | 0 | 0 | 0
| 2026 Depreciation |  | (5)2026=(3)2026*Dep_ratet | 2026 |  | £m | 0 | 0 | 0 | 0 | 0 | 0 | 0 | 0 | 0 | 0 | 0 | 0 | 0 | 0 | 0 | 0 | 0 | 0 | 0 | 0 | 0 | 0 | 0 | 0 | 0 | 0 | 0 | 0 | 0 | 0 | 0 | 0 | 0 | 0 | 0 | 0 | 0 | 0 | 0 | 0 | 0 | 0 | 0 | 0 | 0 | 0 | 0 | 0 | 0 | 0 | 0 | 0 | 0 | 0 | 0 | 0 | 0
| 2027 Depreciation |  | (5)2027=(3)2027*Dep_ratet | 2027 |  | £m | 0 | 0 | 0 | 0 | 0 | 0 | 0 | 0 | 0 | 0 | 0 | 0 | 0 | 0 | 0 | 0 | 0 | 0 | 0 | 0 | 0 | 0 | 0 | 0 | 0 | 0 | 0 | 0 | 0 | 0 | 0 | 0 | 0 | 0 | 0 | 0 | 0 | 0 | 0 | 0 | 0 | 0 | 0 | 0 | 0 | 0 | 0 | 0 | 0 | 0 | 0 | 0 | 0 | 0 | 0 | 0 | 0
| 2028 Depreciation |  | (5)2028=(3)2028*Dep_ratet | 2028 |  | £m | 0 | 0 | 0 | 0 | 0 | 0 | 0 | 0 | 0 | 0 | 0 | 0 | 0 | 0 | 0 | 0 | 0 | 0 | 0 | 0 | 0 | 0 | 0 | 0 | 0 | 0 | 0 | 0 | 0 | 0 | 0 | 0 | 0 | 0 | 0 | 0 | 0 | 0 | 0 | 0 | 0 | 0 | 0 | 0 | 0 | 0 | 0 | 0 | 0 | 0 | 0 | 0 | 0 | 0 | 0 | 0 | 0
| 2029 Depreciation |  | (5)2029=(3)2029*Dep_ratet | 2029 |  | £m | 0 | 0 | 0 | 0 | 0 | 0 | 0 | 0 | 0 | 0 | 0 | 0 | 0 | 0 | 0 | 0 | 0 | 0 | 0 | 0 | 0 | 0 | 0 | 0 | 0 | 0 | 0 | 0 | 0 | 0 | 0 | 0 | 0 | 0 | 0 | 0 | 0 | 0 | 0 | 0 | 0 | 0 | 0 | 0 | 0 | 0 | 0 | 0 | 0 | 0 | 0 | 0 | 0 | 0 | 0 | 0 | 0
| 2030 Depreciation |  | (5)2030=(3)2030*Dep_ratet | 2030 |  | £m | 0 | 0 | 0 | 0 | 0 | 0 | 0 | 0 | 0 | 0 | 0 | 0 | 0 | 0 | 0 | 0 | 0 | 0 | 0 | 0 | 0 | 0 | 0 | 0 | 0 | 0 | 0 | 0 | 0 | 0 | 0 | 0 | 0 | 0 | 0 | 0 | 0 | 0 | 0 | 0 | 0 | 0 | 0 | 0 | 0 | 0 | 0 | 0 | 0 | 0 | 0 | 0 | 0 | 0 | 0 | 0 | 0
| 2031 Depreciation |  | (5)2031=(3)2031*Dep_ratet | 2031 |  | £m | 0 | 0 | 0 | 0 | 0 | 0 | 0 | 0 | 0 | 0 | 0 | 0 | 0 | 0 | 0 | 0 | 0 | 0 | 0 | 0 | 0 | 0 | 0 | 0 | 0 | 0 | 0 | 0 | 0 | 0 | 0 | 0 | 0 | 0 | 0 | 0 | 0 | 0 | 0 | 0 | 0 | 0 | 0 | 0 | 0 | 0 | 0 | 0 | 0 | 0 | 0 | 0 | 0 | 0 | 0 | 0 | 0
| 2032 Depreciation |  | (5)2032=(3)2032*Dep_ratet | 2032 |  | £m | 0 | 0 | 0 | 0 | 0 | 0 | 0 | 0 | 0 | 0 | 0 | 0 | 0 | 0 | 0 | 0 | 0 | 0 | 0 | 0 | 0 | 0 | 0 | 0 | 0 | 0 | 0 | 0 | 0 | 0 | 0 | 0 | 0 | 0 | 0 | 0 | 0 | 0 | 0 | 0 | 0 | 0 | 0 | 0 | 0 | 0 | 0 | 0 | 0 | 0 | 0 | 0 | 0 | 0 | 0 | 0 | 0
| 2033 Depreciation |  | (5)2033=(3)2033*Dep_ratet | 2033 |  | £m | 0 | 0 | 0 | 0 | 0 | 0 | 0 | 0 | 0 | 0 | 0 | 0 | 0 | 0 | 0 | 0 | 0 | 0 | 0 | 0 | 0 | 0 | 0 | 0 | 0 | 0 | 0 | 0 | 0 | 0 | 0 | 0 | 0 | 0 | 0 | 0 | 0 | 0 | 0 | 0 | 0 | 0 | 0 | 0 | 0 | 0 | 0 | 0 | 0 | 0 | 0 | 0 | 0 | 0 | 0 | 0 | 0
| 2034 Depreciation |  | (5)2034=(3)2034*Dep_ratet | 2034 |  | £m | 0 | 0 | 0 | 0 | 0 | 0 | 0 | 0 | 0 | 0 | 0 | 0 | 0 | 0 | 0 | 0 | 0 | 0 | 0 | 0 | 0 | 0 | 0 | 0 | 0 | 0 | 0 | 0 | 0 | 0 | 0 | 0 | 0 | 0 | 0 | 0 | 0 | 0 | 0 | 0 | 0 | 0 | 0 | 0 | 0 | 0 | 0 | 0 | 0 | 0 | 0 | 0 | 0 | 0 | 0 | 0 | 0
| 2035 Depreciation |  | (5)2035=(3)2035*Dep_ratet | 2035 |  | £m | 0 | 0 | 0 | 0 | 0 | 0 | 0 | 0 | 0 | 0 | 0 | 0 | 0 | 0 | 0 | 0 | 0 | 0 | 0 | 0 | 0 | 0 | 0 | 0 | 0 | 0 | 0 | 0 | 0 | 0 | 0 | 0 | 0 | 0 | 0 | 0 | 0 | 0 | 0 | 0 | 0 | 0 | 0 | 0 | 0 | 0 | 0 | 0 | 0 | 0 | 0 | 0 | 0 | 0 | 0 | 0 | 0
| 2036 Depreciation |  | (5)2036=(3)2036*Dep_ratet | 2036 |  | £m | 0 | 0 | 0 | 0 | 0 | 0 | 0 | 0 | 0 | 0 | 0 | 0 | 0 | 0 | 0 | 0 | 0 | 0 | 0 | 0 | 0 | 0 | 0 | 0 | 0 | 0 | 0 | 0 | 0 | 0 | 0 | 0 | 0 | 0 | 0 | 0 | 0 | 0 | 0 | 0 | 0 | 0 | 0 | 0 | 0 | 0 | 0 | 0 | 0 | 0 | 0 | 0 | 0 | 0 | 0 | 0 | 0
| 2037 Depreciation |  | (5)2037=(3)2037*Dep_ratet | 2037 |  | £m | 0 | 0 | 0 | 0 | 0 | 0 | 0 | 0 | 0 | 0 | 0 | 0 | 0 | 0 | 0 | 0 | 0 | 0 | 0 | 0 | 0 | 0 | 0 | 0 | 0 | 0 | 0 | 0 | 0 | 0 | 0 | 0 | 0 | 0 | 0 | 0 | 0 | 0 | 0 | 0 | 0 | 0 | 0 | 0 | 0 | 0 | 0 | 0 | 0 | 0 | 0 | 0 | 0 | 0 | 0 | 0 | 0
| 2038 Depreciation |  | (5)2038=(3)2038*Dep_ratet | 2038 |  | £m | 0 | 0 | 0 | 0 | 0 | 0 | 0 | 0 | 0 | 0 | 0 | 0 | 0 | 0 | 0 | 0 | 0 | 0 | 0 | 0 | 0 | 0 | 0 | 0 | 0 | 0 | 0 | 0 | 0 | 0 | 0 | 0 | 0 | 0 | 0 | 0 | 0 | 0 | 0 | 0 | 0 | 0 | 0 | 0 | 0 | 0 | 0 | 0 | 0 | 0 | 0 | 0 | 0 | 0 | 0 | 0 | 0
| 2039 Depreciation |  | (5)2039=(3)2039*Dep_ratet | 2039 |  | £m | 0 | 0 | 0 | 0 | 0 | 0 | 0 | 0 | 0 | 0 | 0 | 0 | 0 | 0 | 0 | 0 | 0 | 0 | 0 | 0 | 0 | 0 | 0 | 0 | 0 | 0 | 0 | 0 | 0 | 0 | 0 | 0 | 0 | 0 | 0 | 0 | 0 | 0 | 0 | 0 | 0 | 0 | 0 | 0 | 0 | 0 | 0 | 0 | 0 | 0 | 0 | 0 | 0 | 0 | 0 | 0 | 0
| 2040 Depreciation |  | (5)2040=(3)2040*Dep_ratet | 2040 |  | £m | 0 | 0 | 0 | 0 | 0 | 0 | 0 | 0 | 0 | 0 | 0 | 0 | 0 | 0 | 0 | 0 | 0 | 0 | 0 | 0 | 0 | 0 | 0 | 0 | 0 | 0 | 0 | 0 | 0 | 0 | 0 | 0 | 0 | 0 | 0 | 0 | 0 | 0 | 0 | 0 | 0 | 0 | 0 | 0 | 0 | 0 | 0 | 0 | 0 | 0 | 0 | 0 | 0 | 0 | 0 | 0 | 0
| 2041 Depreciation |  | (5)2041=(3)2041*Dep_ratet | 2041 |  | £m | 0 | 0 | 0 | 0 | 0 | 0 | 0 | 0 | 0 | 0 | 0 | 0 | 0 | 0 | 0 | 0 | 0 | 0 | 0 | 0 | 0 | 0 | 0 | 0 | 0 | 0 | 0 | 0 | 0 | 0 | 0 | 0 | 0 | 0 | 0 | 0 | 0 | 0 | 0 | 0 | 0 | 0 | 0 | 0 | 0 | 0 | 0 | 0 | 0 | 0 | 0 | 0 | 0 | 0 | 0 | 0 | 0
| 2042 Depreciation |  | (5)2042=(3)2042*Dep_ratet | 2042 |  | £m | 0 | 0 | 0 | 0 | 0 | 0 | 0 | 0 | 0 | 0 | 0 | 0 | 0 | 0 | 0 | 0 | 0 | 0 | 0 | 0 | 0 | 0 | 0 | 0 | 0 | 0 | 0 | 0 | 0 | 0 | 0 | 0 | 0 | 0 | 0 | 0 | 0 | 0 | 0 | 0 | 0 | 0 | 0 | 0 | 0 | 0 | 0 | 0 | 0 | 0 | 0 | 0 | 0 | 0 | 0 | 0 | 0
| 2043 Depreciation |  | (5)2043=(3)2043*Dep_ratet | 2043 |  | £m | 0 | 0 | 0 | 0 | 0 | 0 | 0 | 0 | 0 | 0 | 0 | 0 | 0 | 0 | 0 | 0 | 0 | 0 | 0 | 0 | 0 | 0 | 0 | 0 | 0 | 0 | 0 | 0 | 0 | 0 | 0 | 0 | 0 | 0 | 0 | 0 | 0 | 0 | 0 | 0 | 0 | 0 | 0 | 0 | 0 | 0 | 0 | 0 | 0 | 0 | 0 | 0 | 0 | 0 | 0 | 0 | 0
| 2044 Depreciation |  | (5)2044=(3)2044*Dep_ratet | 2044 |  | £m | 0 | 0 | 0 | 0 | 0 | 0 | 0 | 0 | 0 | 0 | 0 | 0 | 0 | 0 | 0 | 0 | 0 | 0 | 0 | 0 | 0 | 0 | 0 | 0 | 0 | 0 | 0 | 0 | 0 | 0 | 0 | 0 | 0 | 0 | 0 | 0 | 0 | 0 | 0 | 0 | 0 | 0 | 0 | 0 | 0 | 0 | 0 | 0 | 0 | 0 | 0 | 0 | 0 | 0 | 0 | 0 | 0
| 2045 Depreciation |  | (5)2045=(3)2045*Dep_ratet | 2045 |  | £m | 0 | 0 | 0 | 0 | 0 | 0 | 0 | 0 | 0 | 0 | 0 | 0 | 0 | 0 | 0 | 0 | 0 | 0 | 0 | 0 | 0 | 0 | 0 | 0 | 0 | 0 | 0 | 0 | 0 | 0 | 0 | 0 | 0 | 0 | 0 | 0 | 0 | 0 | 0 | 0 | 0 | 0 | 0 | 0 | 0 | 0 | 0 | 0 | 0 | 0 | 0 | 0 | 0 | 0 | 0 | 0 | 0
| 2046 Depreciation |  | (5)2046=(3)2046*Dep_ratet | 2046 |  | £m | 0 | 0 | 0 | 0 | 0 | 0 | 0 | 0 | 0 | 0 | 0 | 0 | 0 | 0 | 0 | 0 | 0 | 0 | 0 | 0 | 0 | 0 | 0 | 0 | 0 | 0 | 0 | 0 | 0 | 0 | 0 | 0 | 0 | 0 | 0 | 0 | 0 | 0 | 0 | 0 | 0 | 0 | 0 | 0 | 0 | 0 | 0 | 0 | 0 | 0 | 0 | 0 | 0 | 0 | 0 | 0 | 0
| 2047 Depreciation |  | (5)2047=(3)2047*Dep_ratet | 2047 |  | £m | 0 | 0 | 0 | 0 | 0 | 0 | 0 | 0 | 0 | 0 | 0 | 0 | 0 | 0 | 0 | 0 | 0 | 0 | 0 | 0 | 0 | 0 | 0 | 0 | 0 | 0 | 0 | 0 | 0 | 0 | 0 | 0 | 0 | 0 | 0 | 0 | 0 | 0 | 0 | 0 | 0 | 0 | 0 | 0 | 0 | 0 | 0 | 0 | 0 | 0 | 0 | 0 | 0 | 0 | 0 | 0 | 0
| 2048 Depreciation |  | (5)2048=(3)2048*Dep_ratet | 2048 |  | £m | 0 | 0 | 0 | 0 | 0 | 0 | 0 | 0 | 0 | 0 | 0 | 0 | 0 | 0 | 0 | 0 | 0 | 0 | 0 | 0 | 0 | 0 | 0 | 0 | 0 | 0 | 0 | 0 | 0 | 0 | 0 | 0 | 0 | 0 | 0 | 0 | 0 | 0 | 0 | 0 | 0 | 0 | 0 | 0 | 0 | 0 | 0 | 0 | 0 | 0 | 0 | 0 | 0 | 0 | 0 | 0 | 0
| 2049 Depreciation |  | (5)2049=(3)2049*Dep_ratet | 2049 |  | £m | 0 | 0 | 0 | 0 | 0 | 0 | 0 | 0 | 0 | 0 | 0 | 0 | 0 | 0 | 0 | 0 | 0 | 0 | 0 | 0 | 0 | 0 | 0 | 0 | 0 | 0 | 0 | 0 | 0 | 0 | 0 | 0 | 0 | 0 | 0 | 0 | 0 | 0 | 0 | 0 | 0 | 0 | 0 | 0 | 0 | 0 | 0 | 0 | 0 | 0 | 0 | 0 | 0 | 0 | 0 | 0 | 0
| 2050 Depreciation |  | (5)2050=(3)2050*Dep_ratet | 2050 |  | £m | 0 | 0 | 0 | 0 | 0 | 0 | 0 | 0 | 0 | 0 | 0 | 0 | 0 | 0 | 0 | 0 | 0 | 0 | 0 | 0 | 0 | 0 | 0 | 0 | 0 | 0 | 0 | 0 | 0 | 0 | 0 | 0 | 0 | 0 | 0 | 0 | 0 | 0 | 0 | 0 | 0 | 0 | 0 | 0 | 0 | 0 | 0 | 0 | 0 | 0 | 0 | 0 | 0 | 0 | 0 | 0 | 0
| 2051 Depreciation |  | (5)2051=(3)2051*Dep_ratet | 2051 |  | £m | 0 | 0 | 0 | 0 | 0 | 0 | 0 | 0 | 0 | 0 | 0 | 0 | 0 | 0 | 0 | 0 | 0 | 0 | 0 | 0 | 0 | 0 | 0 | 0 | 0 | 0 | 0 | 0 | 0 | 0 | 0 | 0 | 0 | 0 | 0 | 0 | 0 | 0 | 0 | 0 | 0 | 0 | 0 | 0 | 0 | 0 | 0 | 0 | 0 | 0 | 0 | 0 | 0 | 0 | 0 | 0 | 0
| 2052 Depreciation |  | (5)2052=(3)2052*Dep_ratet | 2052 |  | £m | 0 | 0 | 0 | 0 | 0 | 0 | 0 | 0 | 0 | 0 | 0 | 0 | 0 | 0 | 0 | 0 | 0 | 0 | 0 | 0 | 0 | 0 | 0 | 0 | 0 | 0 | 0 | 0 | 0 | 0 | 0 | 0 | 0 | 0 | 0 | 0 | 0 | 0 | 0 | 0 | 0 | 0 | 0 | 0 | 0 | 0 | 0 | 0 | 0 | 0 | 0 | 0 | 0 | 0 | 0 | 0 | 0
| 2053 Depreciation |  | (5)2053=(3)2053*Dep_ratet | 2053 |  | £m | 0 | 0 | 0 | 0 | 0 | 0 | 0 | 0 | 0 | 0 | 0 | 0 | 0 | 0 | 0 | 0 | 0 | 0 | 0 | 0 | 0 | 0 | 0 | 0 | 0 | 0 | 0 | 0 | 0 | 0 | 0 | 0 | 0 | 0 | 0 | 0 | 0 | 0 | 0 | 0 | 0 | 0 | 0 | 0 | 0 | 0 | 0 | 0 | 0 | 0 | 0 | 0 | 0 | 0 | 0 | 0 | 0
| 2054 Depreciation |  | (5)2054=(3)2054*Dep_ratet | 2054 |  | £m | 0 | 0 | 0 | 0 | 0 | 0 | 0 | 0 | 0 | 0 | 0 | 0 | 0 | 0 | 0 | 0 | 0 | 0 | 0 | 0 | 0 | 0 | 0 | 0 | 0 | 0 | 0 | 0 | 0 | 0 | 0 | 0 | 0 | 0 | 0 | 0 | 0 | 0 | 0 | 0 | 0 | 0 | 0 | 0 | 0 | 0 | 0 | 0 | 0 | 0 | 0 | 0 | 0 | 0 | 0 | 0 | 0
| 2055 Depreciation |  | (5)2055=(3)2055*Dep_ratet | 2055 |  | £m | 0 | 0 | 0 | 0 | 0 | 0 | 0 | 0 | 0 | 0 | 0 | 0 | 0 | 0 | 0 | 0 | 0 | 0 | 0 | 0 | 0 | 0 | 0 | 0 | 0 | 0 | 0 | 0 | 0 | 0 | 0 | 0 | 0 | 0 | 0 | 0 | 0 | 0 | 0 | 0 | 0 | 0 | 0 | 0 | 0 | 0 | 0 | 0 | 0 | 0 | 0 | 0 | 0 | 0 | 0 | 0 | 0
| 2056 Depreciation |  | (5)2056=(3)2056*Dep_ratet | 2056 |  | £m | 0 | 0 | 0 | 0 | 0 | 0 | 0 | 0 | 0 | 0 | 0 | 0 | 0 | 0 | 0 | 0 | 0 | 0 | 0 | 0 | 0 | 0 | 0 | 0 | 0 | 0 | 0 | 0 | 0 | 0 | 0 | 0 | 0 | 0 | 0 | 0 | 0 | 0 | 0 | 0 | 0 | 0 | 0 | 0 | 0 | 0 | 0 | 0 | 0 | 0 | 0 | 0 | 0 | 0 | 0 | 0 | 0
| 2057 Depreciation |  | (5)2057=(3)2057*Dep_ratet | 2057 |  | £m | 0 | 0 | 0 | 0 | 0 | 0 | 0 | 0 | 0 | 0 | 0 | 0 | 0 | 0 | 0 | 0 | 0 | 0 | 0 | 0 | 0 | 0 | 0 | 0 | 0 | 0 | 0 | 0 | 0 | 0 | 0 | 0 | 0 | 0 | 0 | 0 | 0 | 0 | 0 | 0 | 0 | 0 | 0 | 0 | 0 | 0 | 0 | 0 | 0 | 0 | 0 | 0 | 0 | 0 | 0 | 0 | 0
| 2058 Depreciation |  | (5)2058=(3)2058*Dep_ratet | 2058 |  | £m | 0 | 0 | 0 | 0 | 0 | 0 | 0 | 0 | 0 | 0 | 0 | 0 | 0 | 0 | 0 | 0 | 0 | 0 | 0 | 0 | 0 | 0 | 0 | 0 | 0 | 0 | 0 | 0 | 0 | 0 | 0 | 0 | 0 | 0 | 0 | 0 | 0 | 0 | 0 | 0 | 0 | 0 | 0 | 0 | 0 | 0 | 0 | 0 | 0 | 0 | 0 | 0 | 0 | 0 | 0 | 0 | 0
| 2059 Depreciation |  | (5)2059=(3)2059*Dep_ratet | 2059 |  | £m | 0 | 0 | 0 | 0 | 0 | 0 | 0 | 0 | 0 | 0 | 0 | 0 | 0 | 0 | 0 | 0 | 0 | 0 | 0 | 0 | 0 | 0 | 0 | 0 | 0 | 0 | 0 | 0 | 0 | 0 | 0 | 0 | 0 | 0 | 0 | 0 | 0 | 0 | 0 | 0 | 0 | 0 | 0 | 0 | 0 | 0 | 0 | 0 | 0 | 0 | 0 | 0 | 0 | 0 | 0 | 0 | 0
| 2060 Depreciation |  | (5)2060=(3)2060*Dep_ratet | 2060 |  | £m | 0 | 0 | 0 | 0 | 0 | 0 | 0 | 0 | 0 | 0 | 0 | 0 | 0 | 0 | 0 | 0 | 0 | 0 | 0 | 0 | 0 | 0 | 0 | 0 | 0 | 0 | 0 | 0 | 0 | 0 | 0 | 0 | 0 | 0 | 0 | 0 | 0 | 0 | 0 | 0 | 0 | 0 | 0 | 0 | 0 | 0 | 0 | 0 | 0 | 0 | 0 | 0 | 0 | 0 | 0 | 0 | 0
| 2061 Depreciation |  | (5)2061=(3)2061*Dep_ratet | 2061 |  | £m | 0 | 0 | 0 | 0 | 0 | 0 | 0 | 0 | 0 | 0 | 0 | 0 | 0 | 0 | 0 | 0 | 0 | 0 | 0 | 0 | 0 | 0 | 0 | 0 | 0 | 0 | 0 | 0 | 0 | 0 | 0 | 0 | 0 | 0 | 0 | 0 | 0 | 0 | 0 | 0 | 0 | 0 | 0 | 0 | 0 | 0 | 0 | 0 | 0 | 0 | 0 | 0 | 0 | 0 | 0 | 0 | 0
| 2062 Depreciation |  | (5)2062=(3)2062*Dep_ratet | 2062 |  | £m | 0 | 0 | 0 | 0 | 0 | 0 | 0 | 0 | 0 | 0 | 0 | 0 | 0 | 0 | 0 | 0 | 0 | 0 | 0 | 0 | 0 | 0 | 0 | 0 | 0 | 0 | 0 | 0 | 0 | 0 | 0 | 0 | 0 | 0 | 0 | 0 | 0 | 0 | 0 | 0 | 0 | 0 | 0 | 0 | 0 | 0 | 0 | 0 | 0 | 0 | 0 | 0 | 0 | 0 | 0 | 0 | 0
| 2063 Depreciation |  | (5)2063=(3)2063*Dep_ratet | 2063 |  | £m | 0 | 0 | 0 | 0 | 0 | 0 | 0 | 0 | 0 | 0 | 0 | 0 | 0 | 0 | 0 | 0 | 0 | 0 | 0 | 0 | 0 | 0 | 0 | 0 | 0 | 0 | 0 | 0 | 0 | 0 | 0 | 0 | 0 | 0 | 0 | 0 | 0 | 0 | 0 | 0 | 0 | 0 | 0 | 0 | 0 | 0 | 0 | 0 | 0 | 0 | 0 | 0 | 0 | 0 | 0 | 0 | 0
| 2064 Depreciation |  | (5)2064=(3)2064*Dep_ratet | 2064 |  | £m | 0 | 0 | 0 | 0 | 0 | 0 | 0 | 0 | 0 | 0 | 0 | 0 | 0 | 0 | 0 | 0 | 0 | 0 | 0 | 0 | 0 | 0 | 0 | 0 | 0 | 0 | 0 | 0 | 0 | 0 | 0 | 0 | 0 | 0 | 0 | 0 | 0 | 0 | 0 | 0 | 0 | 0 | 0 | 0 | 0 | 0 | 0 | 0 | 0 | 0 | 0 | 0 | 0 | 0 | 0 | 0 | 0
| 2065 Depreciation |  | (5)2065=(3)2065*Dep_ratet | 2065 |  | £m | 0 | 0 | 0 | 0 | 0 | 0 | 0 | 0 | 0 | 0 | 0 | 0 | 0 | 0 | 0 | 0 | 0 | 0 | 0 | 0 | 0 | 0 | 0 | 0 | 0 | 0 | 0 | 0 | 0 | 0 | 0 | 0 | 0 | 0 | 0 | 0 | 0 | 0 | 0 | 0 | 0 | 0 | 0 | 0 | 0 | 0 | 0 | 0 | 0 | 0 | 0 | 0 | 0 | 0 | 0 | 0 | 0
| 2066 Depreciation |  | (5)2066=(3)2066*Dep_ratet | 2066 |  | £m | 0 | 0 | 0 | 0 | 0 | 0 | 0 | 0 | 0 | 0 | 0 | 0 | 0 | 0 | 0 | 0 | 0 | 0 | 0 | 0 | 0 | 0 | 0 | 0 | 0 | 0 | 0 | 0 | 0 | 0 | 0 | 0 | 0 | 0 | 0 | 0 | 0 | 0 | 0 | 0 | 0 | 0 | 0 | 0 | 0 | 0 | 0 | 0 | 0 | 0 | 0 | 0 | 0 | 0 | 0 | 0 | 0
| 2067 Depreciation |  | (5)2067=(3)2067*Dep_ratet | 2067 |  | £m | 0 | 0 | 0 | 0 | 0 | 0 | 0 | 0 | 0 | 0 | 0 | 0 | 0 | 0 | 0 | 0 | 0 | 0 | 0 | 0 | 0 | 0 | 0 | 0 | 0 | 0 | 0 | 0 | 0 | 0 | 0 | 0 | 0 | 0 | 0 | 0 | 0 | 0 | 0 | 0 | 0 | 0 | 0 | 0 | 0 | 0 | 0 | 0 | 0 | 0 | 0 | 0 | 0 | 0 | 0 | 0 | 0
| 2068 Depreciation |  | (5)2068=(3)2068*Dep_ratet | 2068 |  | £m | 0 | 0 | 0 | 0 | 0 | 0 | 0 | 0 | 0 | 0 | 0 | 0 | 0 | 0 | 0 | 0 | 0 | 0 | 0 | 0 | 0 | 0 | 0 | 0 | 0 | 0 | 0 | 0 | 0 | 0 | 0 | 0 | 0 | 0 | 0 | 0 | 0 | 0 | 0 | 0 | 0 | 0 | 0 | 0 | 0 | 0 | 0 | 0 | 0 | 0 | 0 | 0 | 0 | 0 | 0 | 0 | 0
| 2069 Depreciation |  | (5)2069=(3)2069*Dep_ratet | 2069 |  | £m | 0 | 0 | 0 | 0 | 0 | 0 | 0 | 0 | 0 | 0 | 0 | 0 | 0 | 0 | 0 | 0 | 0 | 0 | 0 | 0 | 0 | 0 | 0 | 0 | 0 | 0 | 0 | 0 | 0 | 0 | 0 | 0 | 0 | 0 | 0 | 0 | 0 | 0 | 0 | 0 | 0 | 0 | 0 | 0 | 0 | 0 | 0 | 0 | 0 | 0 | 0 | 0 | 0 | 0 | 0 | 0 | 0
| 2070 Depreciation |  | (5)2070=(3)2070*Dep_ratet | 2070 |  | £m | 0 | 0 | 0 | 0 | 0 | 0 | 0 | 0 | 0 | 0 | 0 | 0 | 0 | 0 | 0 | 0 | 0 | 0 | 0 | 0 | 0 | 0 | 0 | 0 | 0 | 0 | 0 | 0 | 0 | 0 | 0 | 0 | 0 | 0 | 0 | 0 | 0 | 0 | 0 | 0 | 0 | 0 | 0 | 0 | 0 | 0 | 0 | 0 | 0 | 0 | 0 | 0 | 0 | 0 | 0 | 0 | 0
| 2071 Depreciation |  | (5)2071=(3)2071*Dep_ratet | 2071 |  | £m | 0 | 0 | 0 | 0 | 0 | 0 | 0 | 0 | 0 | 0 | 0 | 0 | 0 | 0 | 0 | 0 | 0 | 0 | 0 | 0 | 0 | 0 | 0 | 0 | 0 | 0 | 0 | 0 | 0 | 0 | 0 | 0 | 0 | 0 | 0 | 0 | 0 | 0 | 0 | 0 | 0 | 0 | 0 | 0 | 0 | 0 | 0 | 0 | 0 | 0 | 0 | 0 | 0 | 0 | 0 | 0 | 0
| 2072 Depreciation |  | (5)2072=(3)2072*Dep_ratet | 2072 |  | £m | 0 | 0 | 0 | 0 | 0 | 0 | 0 | 0 | 0 | 0 | 0 | 0 | 0 | 0 | 0 | 0 | 0 | 0 | 0 | 0 | 0 | 0 | 0 | 0 | 0 | 0 | 0 | 0 | 0 | 0 | 0 | 0 | 0 | 0 | 0 | 0 | 0 | 0 | 0 | 0 | 0 | 0 | 0 | 0 | 0 | 0 | 0 | 0 | 0 | 0 | 0 | 0 | 0 | 0 | 0 | 0 | 0
| 2073 Depreciation |  | (5)2073=(3)2073*Dep_ratet | 2073 |  | £m | 0 | 0 | 0 | 0 | 0 | 0 | 0 | 0 | 0 | 0 | 0 | 0 | 0 | 0 | 0 | 0 | 0 | 0 | 0 | 0 | 0 | 0 | 0 | 0 | 0 | 0 | 0 | 0 | 0 | 0 | 0 | 0 | 0 | 0 | 0 | 0 | 0 | 0 | 0 | 0 | 0 | 0 | 0 | 0 | 0 | 0 | 0 | 0 | 0 | 0 | 0 | 0 | 0 | 0 | 0 | 0 | 0
| 2074 Depreciation |  | (5)2074=(3)2074*Dep_ratet | 2074 |  | £m | 0 | 0 | 0 | 0 | 0 | 0 | 0 | 0 | 0 | 0 | 0 | 0 | 0 | 0 | 0 | 0 | 0 | 0 | 0 | 0 | 0 | 0 | 0 | 0 | 0 | 0 | 0 | 0 | 0 | 0 | 0 | 0 | 0 | 0 | 0 | 0 | 0 | 0 | 0 | 0 | 0 | 0 | 0 | 0 | 0 | 0 | 0 | 0 | 0 | 0 | 0 | 0 | 0 | 0 | 0 | 0 | 0
| 2075 Depreciation |  | (5)2075=(3)2075*Dep_ratet | 2075 |  | £m | 0 | 0 | 0 | 0 | 0 | 0 | 0 | 0 | 0 | 0 | 0 | 0 | 0 | 0 | 0 | 0 | 0 | 0 | 0 | 0 | 0 | 0 | 0 | 0 | 0 | 0 | 0 | 0 | 0 | 0 | 0 | 0 | 0 | 0 | 0 | 0 | 0 | 0 | 0 | 0 | 0 | 0 | 0 | 0 | 0 | 0 | 0 | 0 | 0 | 0 | 0 | 0 | 0 | 0 | 0 | 0 | 0
| 2076 Depreciation |  | (5)2076=(3)2076*Dep_ratet | 2076 |  | £m | 0 | 0 | 0 | 0 | 0 | 0 | 0 | 0 | 0 | 0 | 0 | 0 | 0 | 0 | 0 | 0 | 0 | 0 | 0 | 0 | 0 | 0 | 0 | 0 | 0 | 0 | 0 | 0 | 0 | 0 | 0 | 0 | 0 | 0 | 0 | 0 | 0 | 0 | 0 | 0 | 0 | 0 | 0 | 0 | 0 | 0 | 0 | 0 | 0 | 0 | 0 | 0 | 0 | 0 | 0 | 0 | 0
| 2077 Depreciation |  | (5)2077=(3)2077*Dep_ratet | 2077 |  | £m | 0 | 0 | 0 | 0 | 0 | 0 | 0 | 0 | 0 | 0 | 0 | 0 | 0 | 0 | 0 | 0 | 0 | 0 | 0 | 0 | 0 | 0 | 0 | 0 | 0 | 0 | 0 | 0 | 0 | 0 | 0 | 0 | 0 | 0 | 0 | 0 | 0 | 0 | 0 | 0 | 0 | 0 | 0 | 0 | 0 | 0 | 0 | 0 | 0 | 0 | 0 | 0 | 0 | 0 | 0 | 0 | 0
| 2078 Depreciation |  | (5)2078=(3)2078*Dep_ratet | 2078 |  | £m | 0 | 0 | 0 | 0 | 0 | 0 | 0 | 0 | 0 | 0 | 0 | 0 | 0 | 0 | 0 | 0 | 0 | 0 | 0 | 0 | 0 | 0 | 0 | 0 | 0 | 0 | 0 | 0 | 0 | 0 | 0 | 0 | 0 | 0 | 0 | 0 | 0 | 0 | 0 | 0 | 0 | 0 | 0 | 0 | 0 | 0 | 0 | 0 | 0 | 0 | 0 | 0 | 0 | 0 | 0 | 0 | 0
| 2079 Depreciation |  | (5)2079=(3)2079*Dep_ratet | 2079 |  | £m | 0 | 0 | 0 | 0 | 0 | 0 | 0 | 0 | 0 | 0 | 0 | 0 | 0 | 0 | 0 | 0 | 0 | 0 | 0 | 0 | 0 | 0 | 0 | 0 | 0 | 0 | 0 | 0 | 0 | 0 | 0 | 0 | 0 | 0 | 0 | 0 | 0 | 0 | 0 | 0 | 0 | 0 | 0 | 0 | 0 | 0 | 0 | 0 | 0 | 0 | 0 | 0 | 0 | 0 | 0 | 0 | 0
| Depreciation |  | (5)=∑(5)t |  |  | £m | 0 | 0 | 0 | 0 | 0 | 0 | 0 | 0 | 0 | 0 | 0 | 0 | 0 | 0 | 0 | 0 | 0 | 0 | 0 | 0 | 0 | 0 | 0 | 0 | 0 | 0 | 0 | 0 | 0 | 0 | 0 | 0 | 0 | 0 | 0 | 0 | 0 | 0 | 0 | 0 | 0 | 0 | 0 | 0 | 0 | 0 | 0 | 0 | 0 | 0 | 0 | 0 | 0 | 0 | 0 | 0 | 0
| Opening RAV balance |  | (6op)t=(6cl)t-1 |  |  | £m | 0 | 0 | 0 | 0 | 0 | 0 | 0 | 0 | 0 | 0 | 0 | 0 | 0 | 0 | 0 | 0 | 0 | 0 | 0 | 0 | 0 | 0 | 0 | 0 | 0 | 0 | 0 | 0 | 0 | 0 | 0 | 0 | 0 | 0 | 0 | 0 | 0 | 0 | 0 | 0 | 0 | 0 | 0 | 0 | 0 | 0 | 0 | 0 | 0 | 0 | 0 | 0 | 0 | 0 | 0 | 0 | 0
| Discounted RAV balance |  | (6D)=(6cl)*(1/1+WACC)) |  |  | £m | 0 | 0 | 0 | 0 | 0 | 0 | 0 | 0 | 0 | 0 | 0 | 0 | 0 | 0 | 0 | 0 | 0 | 0 | 0 | 0 | 0 | 0 | 0 | 0 | 0 | 0 | 0 | 0 | 0 | 0 | 0 | 0 | 0 | 0 | 0 | 0 | 0 | 0 | 0 | 0 | 0 | 0 | 0 | 0 | 0 | 0 | 0 | 0 | 0 | 0 | 0 | 0 | 0 | 0 | 0 | 0 | 0
| Closing RAV balance |  | (6cl)=(3)-(5)+(6op) |  |  | £m | 0 | 0 | 0 | 0 | 0 | 0 | 0 | 0 | 0 | 0 | 0 | 0 | 0 | 0 | 0 | 0 | 0 | 0 | 0 | 0 | 0 | 0 | 0 | 0 | 0 | 0 | 0 | 0 | 0 | 0 | 0 | 0 | 0 | 0 | 0 | 0 | 0 | 0 | 0 | 0 | 0 | 0 | 0 | 0 | 0 | 0 | 0 | 0 | 0 | 0 | 0 | 0 | 0 | 0 | 0 | 0 | 0
| Cost of Capital |  | (6)=avg[(6D),(6op)]xWACC |  |  | £m | 0 | 0 | 0 | 0 | 0 | 0 | 0 | 0 | 0 | 0 | 0 | 0 | 0 | 0 | 0 | 0 | 0 | 0 | 0 | 0 | 0 | 0 | 0 | 0 | 0 | 0 | 0 | 0 | 0 | 0 | 0 | 0 | 0 | 0 | 0 | 0 | 0 | 0 | 0 | 0 | 0 | 0 | 0 | 0 | 0 | 0 | 0 | 0 | 0 | 0 | 0 | 0 | 0 | 0 | 0 | 0 | 0
| Total net financial benefits |  | (7)=(4)+(5)+(6) |  |  | £m | 0 | 0 | 0 | 0 | 3.0267 | 3.7143 | 4.4019 | 4.8093 | 5.2168 | 5.6242 | 6.0317 | 6.4391 | 7.1812 | 7.9234 | 8.6655 | 9.4076 | 10.1498 | 10.8919 | 11.6341 | 12.3762 | 13.1183 | 10.8774 | 11.6195 | 12.3616 | 13.1038 | 13.8459 | 5.8934 | 0 | 0 | 0 | 0 | 0 | 0 | 0 | 0 | 0 | 0 | 0 | 0 | 0 | 0 | 0 | 0 | 0 | 0 | 0 | 0 | 0 | 0 | 0 | 0 | 0 | 0 | 0 | 0 | 0 | 0
Environmental net benefits (£m) | Reduced/Increased electrical losses | Please select scope | [Add notes here] | Please select confidence rating | [Add notes here] | £m | 0 | 0 | 0 | 0 | 0 | 0 | 0 | 0 | 0 | 0 | 0 | 0 | 0 | 0 | 0 | 0 | 0 | 0 | 0 | 0 | 0 | 0 | 0 | 0 | 0 | 0 | 0 | 0 | 0 | 0 | 0 | 0 | 0 | 0 | 0 | 0 | 0 | 0 | 0 | 0 | 0 | 0 | 0 | 0 | 0 | 0 | 0 | 0 | 0 | 0 | 0 | 0 | 0 | 0 | 0 | 0 | 0 | 1
| Reduced/Increased emissions associated with losses |  |  |  |  | £m | 0 | 0 | 0 | 0 | 0 | 0 | 0 | 0 | 0 | 0 | 0 | 0 | 0 | 0 | 0 | 0 | 0 | 0 | 0 | 0 | 0 | 0 | 0 | 0 | 0 | 0 | 0 | 0 | 0 | 0 | 0 | 0 | 0 | 0 | 0 | 0 | 0 | 0 | 0 | 0 | 0 | 0 | 0 | 0 | 0 | 0 | 0 | 0 | 0 | 0 | 0 | 0 | 0 | 0 | 0 | 0 | 0 | 2
| Reduced/Increased direct emissions (not associated with losses) | Direct | [Add notes here] | Please select confidence rating | [Add notes here] | £m | 0 | 0 | 0 | 0 | 0 | 0 | 0 | 0 | 0 | 0 | 0 | 0 | 0 | 0 | 0 | 0 | 0 | 0 | 0 | 0 | 0 | 0 | 0 | 0 | 0 | 0 | 0 | 0 | 0 | 0 | 0 | 0 | 0 | 0 | 0 | 0 | 0 | 0 | 0 | 0 | 0 | 0 | 0 | 0 | 0 | 0 | 0 | 0 | 0 | 0 | 0 | 0 | 0 | 0 | 0 | 0 | 0 | 3
| Reduced/Increased indirect emissions (not associated with losses) | Indirect | [Add notes here] | Please select confidence rating | [Add notes here] | £m | 0 | 0 | 0 | 0 | 0 | 0 | 0 | 0 | 0 | 0 | 0 | 0 | 0 | 0 | 0 | 0 | 0 | 0 | 0 | 0 | 0 | 0 | 0 | 0 | 0 | 0 | 0 | 0 | 0 | 0 | 0 | 0 | 0 | 0 | 0 | 0 | 0 | 0 | 0 | 0 | 0 | 0 | 0 | 0 | 0 | 0 | 0 | 0 | 0 | 0 | 0 | 0 | 0 | 0 | 0 | 0 | 0 | 4
| Shrinkage - theft of gas & own use gas | Please select scope | [Add notes here] | Please select confidence rating | [Add notes here] | £m | 0 | 0 | 0 | 0 | 0 | 0 | 0 | 0 | 0 | 0 | 0 | 0 | 0 | 0 | 0 | 0 | 0 | 0 | 0 | 0 | 0 | 0 | 0 | 0 | 0 | 0 | 0 | 0 | 0 | 0 | 0 | 0 | 0 | 0 | 0 | 0 | 0 | 0 | 0 | 0 | 0 | 0 | 0 | 0 | 0 | 0 | 0 | 0 | 0 | 0 | 0 | 0 | 0 | 0 | 0 | 0 | 0 | 5
| Other gas leakage 1 (specify) (e.g. SF6, H2, CH4, N2O, etc.) | Please select scope | [Add notes here] | Please select confidence rating | [Add notes here] | £m | 0 | 0 | 0 | 0 | 0 | 0 | 0 | 0 | 0 | 0 | 0 | 0 | 0 | 0 | 0 | 0 | 0 | 0 | 0 | 0 | 0 | 0 | 0 | 0 | 0 | 0 | 0 | 0 | 0 | 0 | 0 | 0 | 0 | 0 | 0 | 0 | 0 | 0 | 0 | 0 | 0 | 0 | 0 | 0 | 0 | 0 | 0 | 0 | 0 | 0 | 0 | 0 | 0 | 0 | 0 | 0 | 0 | 6
| Other gas leakage 2 (specify) (e.g. SF6, H2, CH4, N2O, etc.) | Please select scope | [Add notes here] | Please select confidence rating | [Add notes here] | £m | 0 | 0 | 0 | 0 | 0 | 0 | 0 | 0 | 0 | 0 | 0 | 0 | 0 | 0 | 0 | 0 | 0 | 0 | 0 | 0 | 0 | 0 | 0 | 0 | 0 | 0 | 0 | 0 | 0 | 0 | 0 | 0 | 0 | 0 | 0 | 0 | 0 | 0 | 0 | 0 | 0 | 0 | 0 | 0 | 0 | 0 | 0 | 0 | 0 | 0 | 0 | 0 | 0 | 0 | 0 | 0 | 0 | 7
| Other gas leakage 3 (specify) (e.g. SF6, H2, CH4, N2O, etc.) | Please select scope | [Add notes here] | Please select confidence rating | [Add notes here] | £m | 0 | 0 | 0 | 0 | 0 | 0 | 0 | 0 | 0 | 0 | 0 | 0 | 0 | 0 | 0 | 0 | 0 | 0 | 0 | 0 | 0 | 0 | 0 | 0 | 0 | 0 | 0 | 0 | 0 | 0 | 0 | 0 | 0 | 0 | 0 | 0 | 0 | 0 | 0 | 0 | 0 | 0 | 0 | 0 | 0 | 0 | 0 | 0 | 0 | 0 | 0 | 0 | 0 | 0 | 0 | 0 | 0 | 8
| Reduced/Increased oil leakage | N/A | [Add notes here] | Please select confidence rating | [Add notes here] | £m | 0 | 0 | 0 | 0 | 0 | 0 | 0 | 0 | 0 | 0 | 0 | 0 | 0 | 0 | 0 | 0 | 0 | 0 | 0 | 0 | 0 | 0 | 0 | 0 | 0 | 0 | 0 | 0 | 0 | 0 | 0 | 0 | 0 | 0 | 0 | 0 | 0 | 0 | 0 | 0 | 0 | 0 | 0 | 0 | 0 | 0 | 0 | 0 | 0 | 0 | 0 | 0 | 0 | 0 | 0 | 0 | 0 | 9
| Other 1 (specify) | N/A | [Add notes here] | Please select confidence rating | [Add notes here] | £m | 0 | 0 | 0 | 0 | 0 | 0 | 0 | 0 | 0 | 0 | 0 | 0 | 0 | 0 | 0 | 0 | 0 | 0 | 0 | 0 | 0 | 0 | 0 | 0 | 0 | 0 | 0 | 0 | 0 | 0 | 0 | 0 | 0 | 0 | 0 | 0 | 0 | 0 | 0 | 0 | 0 | 0 | 0 | 0 | 0 | 0 | 0 | 0 | 0 | 0 | 0 | 0 | 0 | 0 | 0 | 0 | 0 | 10
| Other 2 (specify) | N/A | [Add notes here] | Please select confidence rating | [Add notes here] | £m | 0 | 0 | 0 | 0 | 0 | 0 | 0 | 0 | 0 | 0 | 0 | 0 | 0 | 0 | 0 | 0 | 0 | 0 | 0 | 0 | 0 | 0 | 0 | 0 | 0 | 0 | 0 | 0 | 0 | 0 | 0 | 0 | 0 | 0 | 0 | 0 | 0 | 0 | 0 | 0 | 0 | 0 | 0 | 0 | 0 | 0 | 0 | 0 | 0 | 0 | 0 | 0 | 0 | 0 | 0 | 0 | 0 | 11
| Other 3 (specify) | N/A | [Add notes here] | Please select confidence rating | [Add notes here] | £m | 0 | 0 | 0 | 0 | 0 | 0 | 0 | 0 | 0 | 0 | 0 | 0 | 0 | 0 | 0 | 0 | 0 | 0 | 0 | 0 | 0 | 0 | 0 | 0 | 0 | 0 | 0 | 0 | 0 | 0 | 0 | 0 | 0 | 0 | 0 | 0 | 0 | 0 | 0 | 0 | 0 | 0 | 0 | 0 | 0 | 0 | 0 | 0 | 0 | 0 | 0 | 0 | 0 | 0 | 0 | 0 | 0 | 12
| Other 4 (specify) | N/A | [Add notes here] | Please select confidence rating | [Add notes here] | £m | 0 | 0 | 0 | 0 | 0 | 0 | 0 | 0 | 0 | 0 | 0 | 0 | 0 | 0 | 0 | 0 | 0 | 0 | 0 | 0 | 0 | 0 | 0 | 0 | 0 | 0 | 0 | 0 | 0 | 0 | 0 | 0 | 0 | 0 | 0 | 0 | 0 | 0 | 0 | 0 | 0 | 0 | 0 | 0 | 0 | 0 | 0 | 0 | 0 | 0 | 0 | 0 | 0 | 0 | 0 | 0 | 0 | 13
| Other 5 (specify) | N/A | [Add notes here] | Please select confidence rating | [Add notes here] | £m | 0 | 0 | 0 | 0 | 0 | 0 | 0 | 0 | 0 | 0 | 0 | 0 | 0 | 0 | 0 | 0 | 0 | 0 | 0 | 0 | 0 | 0 | 0 | 0 | 0 | 0 | 0 | 0 | 0 | 0 | 0 | 0 | 0 | 0 | 0 | 0 | 0 | 0 | 0 | 0 | 0 | 0 | 0 | 0 | 0 | 0 | 0 | 0 | 0 | 0 | 0 | 0 | 0 | 0 | 0 | 0 | 0 | 14
| Other 6 (specify) | N/A | [Add notes here] | Please select confidence rating | [Add notes here] | £m | 0 | 0 | 0 | 0 | 0 | 0 | 0 | 0 | 0 | 0 | 0 | 0 | 0 | 0 | 0 | 0 | 0 | 0 | 0 | 0 | 0 | 0 | 0 | 0 | 0 | 0 | 0 | 0 | 0 | 0 | 0 | 0 | 0 | 0 | 0 | 0 | 0 | 0 | 0 | 0 | 0 | 0 | 0 | 0 | 0 | 0 | 0 | 0 | 0 | 0 | 0 | 0 | 0 | 0 | 0 | 0 | 0 | 15
| Other 7 (specify) | N/A | [Add notes here] | Please select confidence rating | [Add notes here] | £m | 0 | 0 | 0 | 0 | 0 | 0 | 0 | 0 | 0 | 0 | 0 | 0 | 0 | 0 | 0 | 0 | 0 | 0 | 0 | 0 | 0 | 0 | 0 | 0 | 0 | 0 | 0 | 0 | 0 | 0 | 0 | 0 | 0 | 0 | 0 | 0 | 0 | 0 | 0 | 0 | 0 | 0 | 0 | 0 | 0 | 0 | 0 | 0 | 0 | 0 | 0 | 0 | 0 | 0 | 0 | 0 | 0 | 16
| Other 8 (specify) | N/A | [Add notes here] | Please select confidence rating | [Add notes here] | £m | 0 | 0 | 0 | 0 | 0 | 0 | 0 | 0 | 0 | 0 | 0 | 0 | 0 | 0 | 0 | 0 | 0 | 0 | 0 | 0 | 0 | 0 | 0 | 0 | 0 | 0 | 0 | 0 | 0 | 0 | 0 | 0 | 0 | 0 | 0 | 0 | 0 | 0 | 0 | 0 | 0 | 0 | 0 | 0 | 0 | 0 | 0 | 0 | 0 | 0 | 0 | 0 | 0 | 0 | 0 | 0 | 0 | 17
| Other 9 (specify) | N/A | [Add notes here] | Please select confidence rating | [Add notes here] | £m | 0 | 0 | 0 | 0 | 0 | 0 | 0 | 0 | 0 | 0 | 0 | 0 | 0 | 0 | 0 | 0 | 0 | 0 | 0 | 0 | 0 | 0 | 0 | 0 | 0 | 0 | 0 | 0 | 0 | 0 | 0 | 0 | 0 | 0 | 0 | 0 | 0 | 0 | 0 | 0 | 0 | 0 | 0 | 0 | 0 | 0 | 0 | 0 | 0 | 0 | 0 | 0 | 0 | 0 | 0 | 0 | 0 | 18
| Other 10 (specify) | N/A | [Add notes here] | Please select confidence rating | [Add notes here] | £m | 0 | 0 | 0 | 0 | 0 | 0 | 0 | 0 | 0 | 0 | 0 | 0 | 0 | 0 | 0 | 0 | 0 | 0 | 0 | 0 | 0 | 0 | 0 | 0 | 0 | 0 | 0 | 0 | 0 | 0 | 0 | 0 | 0 | 0 | 0 | 0 | 0 | 0 | 0 | 0 | 0 | 0 | 0 | 0 | 0 | 0 | 0 | 0 | 0 | 0 | 0 | 0 | 0 | 0 | 0 | 0 | 0 | 19
| Total environmental benefits (costs) |  | (8) |  |  | £m | 0 | 0 | 0 | 0 | 0 | 0 | 0 | 0 | 0 | 0 | 0 | 0 | 0 | 0 | 0 | 0 | 0 | 0 | 0 | 0 | 0 | 0 | 0 | 0 | 0 | 0 | 0 | 0 | 0 | 0 | 0 | 0 | 0 | 0 | 0 | 0 | 0 | 0 | 0 | 0 | 0 | 0 | 0 | 0 | 0 | 0 | 0 | 0 | 0 | 0 | 0 | 0 | 0 | 0 | 0 | 0 | 0
Societal net benefits(£m) | Reduced/Increased number of customers interrupted | N/A | [Add notes here] | Please select confidence rating | [Add notes here] | £m | 0 | 0 | 0 | 0 | 0 | 0 | 0 | 0 | 0 | 0 | 0 | 0 | 0 | 0 | 0 | 0 | 0 | 0 | 0 | 0 | 0 | 0 | 0 | 0 | 0 | 0 | 0 | 0 | 0 | 0 | 0 | 0 | 0 | 0 | 0 | 0 | 0 | 0 | 0 | 0 | 0 | 0 | 0 | 0 | 0 | 0 | 0 | 0 | 0 | 0 | 0 | 0 | 0 | 0 | 0 | 0 | 0 | 20
| Reduced/Increased customer minutes lost | N/A | [Add notes here] | Please select confidence rating | [Add notes here] | £m | 0 | 0 | 0 | 0 | 0 | 0 | 0 | 0 | 0 | 0 | 0 | 0 | 0 | 0 | 0 | 0 | 0 | 0 | 0 | 0 | 0 | 0 | 0 | 0 | 0 | 0 | 0 | 0 | 0 | 0 | 0 | 0 | 0 | 0 | 0 | 0 | 0 | 0 | 0 | 0 | 0 | 0 | 0 | 0 | 0 | 0 | 0 | 0 | 0 | 0 | 0 | 0 | 0 | 0 | 0 | 0 | 0 | 21
| Reduced/Increased number of fatalities | N/A | [Add notes here] | Please select confidence rating | [Add notes here] | £m | 0 | 0 | 0 | 0 | 0 | 0 | 0 | 0 | 0 | 0 | 0 | 0 | 0 | 0 | 0 | 0 | 0 | 0 | 0 | 0 | 0 | 0 | 0 | 0 | 0 | 0 | 0 | 0 | 0 | 0 | 0 | 0 | 0 | 0 | 0 | 0 | 0 | 0 | 0 | 0 | 0 | 0 | 0 | 0 | 0 | 0 | 0 | 0 | 0 | 0 | 0 | 0 | 0 | 0 | 0 | 0 | 0 | 22
| Reduced/Increased number of instances of major injury | N/A | [Add notes here] | Please select confidence rating | [Add notes here] | £m | 0 | 0 | 0 | 0 | 0 | 0 | 0 | 0 | 0 | 0 | 0 | 0 | 0 | 0 | 0 | 0 | 0 | 0 | 0 | 0 | 0 | 0 | 0 | 0 | 0 | 0 | 0 | 0 | 0 | 0 | 0 | 0 | 0 | 0 | 0 | 0 | 0 | 0 | 0 | 0 | 0 | 0 | 0 | 0 | 0 | 0 | 0 | 0 | 0 | 0 | 0 | 0 | 0 | 0 | 0 | 0 | 0 | 23
| Customer social benefits | N/A | Reduced distruption and social benefit from network savings | Low | [Add notes here] | £m | 0 | 0 | 0 | 0 | 0.0014417 | 0.0017691 | 0.0020966 | 0.0022907 | 0.0024848 | 0.0026788 | 0.0028729 | 0.003067 | 0.0034205 | 0.003774 | 0.0041274 | 0.0044809 | 0.0048344 | 0.0051879 | 0.0055414 | 0.0058948 | 0.0062483 | 0.005181 | 0.0055344 | 0.0058879 | 0.0062414 | 0.0065949 | 0.0028071 | 0 | 0 | 0 | 0 | 0 | 0 | 0 | 0 | 0 | 0 | 0 | 0 | 0 | 0 | 0 | 0 | 0 | 0 | 0 | 0 | 0 | 0 | 0 | 0 | 0 | 0 | 0 | 0 | 0 | 0 | 24
| Other 2 (specify) | N/A | [Add notes here] | Please select confidence rating | [Add notes here] | £m | 0 | 0 | 0 | 0 | 0 | 0 | 0 | 0 | 0 | 0 | 0 | 0 | 0 | 0 | 0 | 0 | 0 | 0 | 0 | 0 | 0 | 0 | 0 | 0 | 0 | 0 | 0 | 0 | 0 | 0 | 0 | 0 | 0 | 0 | 0 | 0 | 0 | 0 | 0 | 0 | 0 | 0 | 0 | 0 | 0 | 0 | 0 | 0 | 0 | 0 | 0 | 0 | 0 | 0 | 0 | 0 | 0 | 25
| Other 3 (specify) | N/A | [Add notes here] | Please select confidence rating | [Add notes here] | £m | 0 | 0 | 0 | 0 | 0 | 0 | 0 | 0 | 0 | 0 | 0 | 0 | 0 | 0 | 0 | 0 | 0 | 0 | 0 | 0 | 0 | 0 | 0 | 0 | 0 | 0 | 0 | 0 | 0 | 0 | 0 | 0 | 0 | 0 | 0 | 0 | 0 | 0 | 0 | 0 | 0 | 0 | 0 | 0 | 0 | 0 | 0 | 0 | 0 | 0 | 0 | 0 | 0 | 0 | 0 | 0 | 0 | 26
| Other 4 (specify) | N/A | [Add notes here] | Please select confidence rating | [Add notes here] | £m | 0 | 0 | 0 | 0 | 0 | 0 | 0 | 0 | 0 | 0 | 0 | 0 | 0 | 0 | 0 | 0 | 0 | 0 | 0 | 0 | 0 | 0 | 0 | 0 | 0 | 0 | 0 | 0 | 0 | 0 | 0 | 0 | 0 | 0 | 0 | 0 | 0 | 0 | 0 | 0 | 0 | 0 | 0 | 0 | 0 | 0 | 0 | 0 | 0 | 0 | 0 | 0 | 0 | 0 | 0 | 0 | 0 | 27
| Other 5 (specify) | N/A | [Add notes here] | Please select confidence rating | [Add notes here] | £m | 0 | 0 | 0 | 0 | 0 | 0 | 0 | 0 | 0 | 0 | 0 | 0 | 0 | 0 | 0 | 0 | 0 | 0 | 0 | 0 | 0 | 0 | 0 | 0 | 0 | 0 | 0 | 0 | 0 | 0 | 0 | 0 | 0 | 0 | 0 | 0 | 0 | 0 | 0 | 0 | 0 | 0 | 0 | 0 | 0 | 0 | 0 | 0 | 0 | 0 | 0 | 0 | 0 | 0 | 0 | 0 | 0 | 28
| Other 6 (specify) | N/A | [Add notes here] | Please select confidence rating | [Add notes here] | £m | 0 | 0 | 0 | 0 | 0 | 0 | 0 | 0 | 0 | 0 | 0 | 0 | 0 | 0 | 0 | 0 | 0 | 0 | 0 | 0 | 0 | 0 | 0 | 0 | 0 | 0 | 0 | 0 | 0 | 0 | 0 | 0 | 0 | 0 | 0 | 0 | 0 | 0 | 0 | 0 | 0 | 0 | 0 | 0 | 0 | 0 | 0 | 0 | 0 | 0 | 0 | 0 | 0 | 0 | 0 | 0 | 0 | 29
| Other 7 (specify) | N/A | [Add notes here] | Please select confidence rating | [Add notes here] | £m | 0 | 0 | 0 | 0 | 0 | 0 | 0 | 0 | 0 | 0 | 0 | 0 | 0 | 0 | 0 | 0 | 0 | 0 | 0 | 0 | 0 | 0 | 0 | 0 | 0 | 0 | 0 | 0 | 0 | 0 | 0 | 0 | 0 | 0 | 0 | 0 | 0 | 0 | 0 | 0 | 0 | 0 | 0 | 0 | 0 | 0 | 0 | 0 | 0 | 0 | 0 | 0 | 0 | 0 | 0 | 0 | 0 | 30
| Other 8 (specify) | N/A | [Add notes here] | Please select confidence rating | [Add notes here] | £m | 0 | 0 | 0 | 0 | 0 | 0 | 0 | 0 | 0 | 0 | 0 | 0 | 0 | 0 | 0 | 0 | 0 | 0 | 0 | 0 | 0 | 0 | 0 | 0 | 0 | 0 | 0 | 0 | 0 | 0 | 0 | 0 | 0 | 0 | 0 | 0 | 0 | 0 | 0 | 0 | 0 | 0 | 0 | 0 | 0 | 0 | 0 | 0 | 0 | 0 | 0 | 0 | 0 | 0 | 0 | 0 | 0 | 31
| Other 9 (specify) | N/A | [Add notes here] | Please select confidence rating | [Add notes here] | £m | 0 | 0 | 0 | 0 | 0 | 0 | 0 | 0 | 0 | 0 | 0 | 0 | 0 | 0 | 0 | 0 | 0 | 0 | 0 | 0 | 0 | 0 | 0 | 0 | 0 | 0 | 0 | 0 | 0 | 0 | 0 | 0 | 0 | 0 | 0 | 0 | 0 | 0 | 0 | 0 | 0 | 0 | 0 | 0 | 0 | 0 | 0 | 0 | 0 | 0 | 0 | 0 | 0 | 0 | 0 | 0 | 0 | 32
| Other 10 (specify) | N/A | [Add notes here] | Please select confidence rating | [Add notes here] | £m | 0 | 0 | 0 | 0 | 0 | 0 | 0 | 0 | 0 | 0 | 0 | 0 | 0 | 0 | 0 | 0 | 0 | 0 | 0 | 0 | 0 | 0 | 0 | 0 | 0 | 0 | 0 | 0 | 0 | 0 | 0 | 0 | 0 | 0 | 0 | 0 | 0 | 0 | 0 | 0 | 0 | 0 | 0 | 0 | 0 | 0 | 0 | 0 | 0 | 0 | 0 | 0 | 0 | 0 | 0 | 0 | 0 | 33
| Total societal benefits (costs) |  | (9) |  |  | £m | 0 | 0 | 0 | 0 | 0.0014417 | 0.0017691 | 0.0020966 | 0.0022907 | 0.0024848 | 0.0026788 | 0.0028729 | 0.003067 | 0.0034205 | 0.003774 | 0.0041274 | 0.0044809 | 0.0048344 | 0.0051879 | 0.0055414 | 0.0058948 | 0.0062483 | 0.005181 | 0.0055344 | 0.0058879 | 0.0062414 | 0.0065949 | 0.0028071 | 0 | 0 | 0 | 0 | 0 | 0 | 0 | 0 | 0 | 0 | 0 | 0 | 0 | 0 | 0 | 0 | 0 | 0 | 0 | 0 | 0 | 0 | 0 | 0 | 0 | 0 | 0 | 0 | 0 | 0
| Net benefits |  | (10)=(7)+(8)+(9) |  |  | £m | 0 | 0 | 0 | 0 | 3.0282 | 3.7161 | 4.404 | 4.8116 | 5.2193 | 5.6269 | 6.0345 | 6.4422 | 7.1847 | 7.9272 | 8.6696 | 9.4121 | 10.1546 | 10.8971 | 11.6396 | 12.3821 | 13.1246 | 10.8825 | 11.625 | 12.3675 | 13.11 | 13.8525 | 5.8962 | 0 | 0 | 0 | 0 | 0 | 0 | 0 | 0 | 0 | 0 | 0 | 0 | 0 | 0 | 0 | 0 | 0 | 0 | 0 | 0 | 0 | 0 | 0 | 0 | 0 | 0 | 0 | 0 | 0 | 0
| Discount factor |  | =1/[(1+SRTP)^n] |  |  | % | 100% | 100% | 100% | 100% | 87.14% | 84.2% | 81.35% | 78.6% | 75.94% | 73.37% | 70.89% | 68.49% | 66.18% | 63.94% | 61.78% | 59.69% | 57.67% | 55.72% | 53.84% | 52.02% | 50.26% | 48.56% | 46.92% | 45.33% | 43.8% | 42.31% | 40.88% | 39.5% | 38.17% | 36.87% | 35.63% | 34.59% | 33.58% | 32.6% | 31.65% | 30.73% | 29.84% | 28.97% | 28.12% | 27.31% | 26.51% | 25.74% | 24.99% | 24.26% | 23.55% | 22.87% | 22.2% | 21.56% | 20.93% | 20.32% | 19.73% | 19.15% | 18.59% | 18.05% | 17.53% | 17.02% | 16.52%
| Discount factor (safety) |  | =1/[(1+PTPR)^n] |  |  | % | 100% | 100% | 100% | 100% | 94.22% | 92.83% | 91.45% | 90.1% | 88.77% | 87.46% | 86.17% | 84.89% | 83.64% | 82.4% | 81.18% | 79.99% | 78.8% | 77.64% | 76.49% | 75.36% | 74.25% | 73.15% | 72.07% | 71% | 69.95% | 68.92% | 67.9% | 66.9% | 65.91% | 64.94% | 63.98% | 63.16% | 62.36% | 61.57% | 60.79% | 60.02% | 59.25% | 58.5% | 57.76% | 57.03% | 56.3% | 55.59% | 54.88% | 54.18% | 53.5% | 52.82% | 52.15% | 51.48% | 50.83% | 50.19% | 49.55% | 48.92% | 48.3% | 47.69% | 47.08% | 46.48% | 45.89%
| Discounted net benefits |  |  |  |  | £m | 0 | 0 | 0 | 0 | 2.6389 | 3.1288 | 3.5826 | 3.7819 | 3.9636 | 4.1286 | 4.278 | 4.4125 | 4.7547 | 5.0687 | 5.3559 | 5.618 | 5.8562 | 6.0719 | 6.2663 | 6.4406 | 6.596 | 5.2842 | 5.4539 | 5.606 | 5.7416 | 5.8616 | 2.4106 | 0 | 0 | 0 | 0 | 0 | 0 | 0 | 0 | 0 | 0 | 0 | 0 | 0 | 0 | 0 | 0 | 0 | 0 | 0 | 0 | 0 | 0 | 0 | 0 | 0 | 0 | 0 | 0 | 0 | 0
| Cumulative discounted net benefits |  |  |  |  | £m | 0 | 0 | 0 | 0 | 2.6389 | 5.7677 | 9.3504 | 13.1323 | 17.0958 | 21.2244 | 25.5024 | 29.915 | 34.6697 | 39.7383 | 45.0943 | 50.7123 | 56.5685 | 62.6404 | 68.9067 | 75.3473 | 81.9433 | 87.2275 | 92.6814 | 98.2875 | 104.0291 | 109.8907 | 112.3013 | 112.3013 | 112.3013 | 112.3013 | 112.3013 | 112.3013 | 112.3013 | 112.3013 | 112.3013 | 112.3013 | 112.3013 | 112.3013 | 112.3013 | 112.3013 | 112.3013 | 112.3013 | 112.3013 | 112.3013 | 112.3013 | 112.3013 | 112.3013 | 112.3013 | 112.3013 | 112.3013 | 112.3013 | 112.3013 | 112.3013 | 112.3013 | 112.3013 | 112.3013 | 112.3013
[7 empty] | 1 | 2 | 3 | 4 | 5 | 6 | 7 | 8 | 9 | 10 | 11 | 12 | 13 | 14 | 15 | 16 | 17 | 18 | 19 | 20 | 21 | 22 | 23 | 24 | 25 | 26 | 27 | 28 | 29 | 30 | 31 | 32 | 33 | 34 | 35 | 36 | 37 | 38 | 39 | 40 | 41 | 42 | 43 | 44 | 45 | 46 | 47 | 48 | 49 | 50 | 51 | 52 | 53 | 54 | 55 | 56 | 57
Note on B8: Options should be forecast until 2030 at a minimum.
Note on C19: Applicants should use this column to indicate which cost category best describes the values entered into a row. "Costs to be capitalised" (CAPEX) are longer term expenses (such as assets) which are capitalised and depreciated over a 45 year asset lifetime (as set out in the fixed data sheet). Operating expenditures, development costs, and any other non-capital costs should be input as "other non-capitalised costs".
Note on D19: Use this column to describe any parameters further if needed (e.g. number of units considered).
Note on E19: For each input applicants should enter a data confidence level to describe their confidence in the benefits/costs forecast in that row. Where relevant this confidence level should consider factors such as availability and quality of data, dependency on assumptions, expert consensus and the predictability of external factors. Applicants should assign higher confidence to inputs backed by robust, consistent data, widespread expert agreement, and minimal reliance on uncertain assumptions.
Note on F19: Here, applicants can justify the confidence rating entered in column E.
Note on C50: Applicants should specify if any emissions are direct (Scope 1) or indirect (Scopes 2 and 3). Scope 1 covers direct emissions from owned or controlled sources. Scope 2 covers indirect emissions from the generation of purchased electricity, steam, heating and cooling consumed by the reporting company. Scope 3 includes all other indirect emissions that occur in a company’s value chain. Additional guidance can be found in Ofgem's environmental reporting guidance.
Note on D50: Use this column to describe any parameters further if needed (e.g. number of units considered).
Note on E50: For each input applicants should enter a data confidence level to describe their confidence in the benefits/costs forecast in that row. Where relevant this confidence level should consider factors such as availability and quality of data, dependency on assumptions, expert consensus and the predictability of external factors. Applicants should assign higher confidence to inputs backed by robust, consistent data, widespread expert agreement, and minimal reliance on uncertain assumptions.
Note on F50: Here, applicants can justify the confidence rating entered in column E.
Note on B52: Emissions associated with losses are calculated from the above losses input in MWh. The tCO2e are then monetised using 23/24 the carbon prices on the fixed data sheet.
Note on B56: Applicants to sum gas leakage types impacted by the project in terms of tCO2e and input into this row. Please specify types of gasses included in description column (D) and if desired provide more detail on the workings sheet.
Note on B57: Applicants to sum gas leakage types impacted by the project in terms of tCO2e and input into this row. Please specify types of gasses included in description column (D) and if desired provide more detail on the workings sheet.
Note on B58: Applicants to sum gas leakage types impacted by the project in terms of tCO2e and input into this row. Please specify types of gasses included in description column (D) and if desired provide more detail on the workings sheet.
Note on H227: RAV opening balance in year 1 should b 0.

## CBA Workings 2
CBA Workings 1 - OBELISC
RIIO-2 Cost Benefit Analysis template
Workings / assumptions used for costing option 1
Use this sheet to provide details of assumptions and calculation methodology used in CBA model. There is no set format for these workings. They can take the form of formulae or tables pasted directly into the sheet or these can be cut and pasted from a word document/ added as a pdf image.
Key:
User input
Assumption
Input
Calculation
Adjustments from option 1
Input to CBA
|  | Input in CBA Option 1 tab | Costs multiplied by either the number of installs or the number of enquiries |  |  |  |  | OBELISC enters in 2028
|  | FS | Profile | 1 | 2 | 3 | 4 | 5 | 6 | 7 | 8 | 9 | 10 | 11 | 12 | 13 | 14 | 15 | 16 | 17 | 18 | 19 | 20 | 21 | 22 | 23 | 24 | 25 | 26 | 27
|  |  |  | 2024 | 2025 | 2026 | 2027 | 2028 | 2029 | 2030 | 2031 | 2032 | 2033 | 2034 | 2035 | 2036 | 2037 | 2038 | 2039 | 2040 | 2041 | 2042 | 2043 | 2044 | 2045 | 2046 | 2047 | 2048 | 2049 | 2050
|  | NGED financial savings | Enquiries | 0 | 0 | 0 | 0 | 385957.3974 | 473632.8157 | 561308.2341 | 613264.0376 | 665219.8411 | 717175.6446 | 769131.4481 | 821087.2516 | 915721.0365 | 1010354.8214 | 1104988.6064 | 1199622.3913 | 1294256.1762 | 1388889.9611 | 1483523.7461 | 1578157.531 | 1672791.3159 | 1387034.3967 | 1481668.1817 | 1576301.9666 | 1670935.7515 | 1765569.5364 | 751503.5862
|  | Customer financial savings | Installs | 0 | 0 | 0 | 0 | 2640787.8349 | 3240678.3407 | 3840568.8464 | 4196059.5165 | 4551550.1866 | 4907040.8567 | 5262531.5268 | 5618022.1968 | 6265523.0602 | 6913023.9236 | 7560524.7869 | 8208025.6503 | 8855526.5137 | 9503027.377 | 10150528.2404 | 10798029.1038 | 11445529.9671 | 9490331.2817 | 10137832.145 | 10785333.0084 | 11432833.8718 | 12080334.7351 | 5141918.6208
|  | Customer social benefits | Installs | 0 | 0 | 0 | 0 | 1441.6563 | 1769.148 | 2096.6396 | 2290.7087 | 2484.7778 | 2678.847 | 2872.9161 | 3066.9852 | 3420.4682 | 3773.9513 | 4127.4343 | 4480.9174 | 4834.4004 | 5187.8834 | 5541.3665 | 5894.8495 | 6248.3326 | 5180.9524 | 5534.4354 | 5887.9185 | 6241.4015 | 6594.8846 | 2807.0712
Not for input in CBA Option 1 tab
|  | P50 | Value | bar: 1 2024 to 2 2025
|  |  | P5 | 1 2024: P50; 2 2025: P95
|  | NGED financial savings | 0 | 1 2024: 17.9; 2 2025: 25.65
|  | Customer financial savings | -2897.3353 | 1 2024: 870.7884; 2 2025: 7219.3063
|  | Customer social benefits | 0 | 1 2024: 0.47538; 2 2025: 0.8598
NGED Costs
| Costs of rejected enquiries |  |  | 1 2024: Value
| Parameter | Cost Type | Unit | 1 2024: P5; 2 2025: P50; 3 2026: P95; 4 2027: Source
| Planning time |  | Hr | 1 2024: 2.25; 2 2025: 2.25; 3 2026: 2.25; 4 2027: Assumption - 30
| NGED planner wage |  | £/Hr | 1 2024: 76; 2 2025: 79.5556; 3 2026: 82.6667; 4 2027: CBA Workings baseline'!E78:G78
| Quotes rejected - OBELISC & earthing |  | % | 1 2024: 60%; 2 2025: 70%; 3 2026: 90%; 4 2027: Assumption - 26
| Cost per enquiry |  | £ | 1 2024: 102.6; 2 2025: 125.3; 3 2026: 167.4
NGED Benefits
| Savings compared to BAU |  |  | 1 2024: Value
| Parameter | Cost Type | Unit | 1 2024: P5; 2 2025: P50; 3 2026: P95; 4 2027: Source
| Cost per enquiry - Retrofit | N/A | £ | 1 2024: 128.25; 2 2025: 143.2; 3 2026: 167.4; 4 2027: CBA Workings baseline'!E81:G81
| Cost per enquiry - OBELISC | N/A | £ | 1 2024: 102.6; 2 2025: 125.3; 3 2026: 167.4; 4 2027: E38:G38
| Cost per enquiry - Savings |  |  | 1 2024: 0; 2 2025: 17.9; 3 2026: 25.65; 4 2027: Retrofit - OBELISC
Customer Costs
| OBELISC cost |  |  | 1 2024: Value
| Parameter | Cost Owner | Unit | 1 2024: P5; 2 2025: P50; 3 2026: P95; 4 2027: Source
| Neutral/Earth link | NGED | £ | 1 2024: 108; 2 2025: 108; 3 2026: 108; 4 2027: Input - 7
| Cost of free standing box | NGED | £ | 1 2024: 504; 2 2025: 504; 3 2026: 504; 4 2027: Input - 8
| 3PH fuses/MCB (3 or 4 pole) - EV | Customer | £ | 1 2024: 120.02; 2 2025: 128.04; 3 2026: 201.2; 4 2027: Input - 9
| 3PH fuses/MCB (3 or 4 pole) - HP | Customer | £ | 1 2024: 120.02; 2 2025: 128.04; 3 2026: 201.2; 4 2027: Input - 10
| HRC/3PH fuses/MCB (3 pole) - House | Customer | £ | 1 2024: 64.02; 2 2025: 120.02; 3 2026: 128.04; 4 2027: Input - 11
| Earth bar | NGED | £ | 1 2024: 100.2; 2 2025: 114.6; 3 2026: 154.74; 4 2027: Input - 12
| 3PH DB | Customer | £ | 1 2024: 212.14; 2 2025: 212.14; 3 2026: 212.14; 4 2027: Input - 13
| Three phase meter | Meter operator | £ | 1 2024: 99.54; 2 2025: 155.94; 3 2026: 155.94; 4 2027: Input - 14
| Gross margin (TTM) | Shared | % | 1 2024: 45.16%; 2 2025: 47.25%; 3 2026: 49.26%; 4 2027: Input - 30
| OBELISC cost |  | £ | 1 2024: 1927.6377; 2 2025: 2165.6647; 3 2026: 2485.5671
| OBELISC installation |  |  | 1 2024: Value
| Parameter | Cost Type | Unit | 1 2024: P5; 2 2025: P50; 3 2026: P95; 4 2027: Source
| Cable & Trenching Svc trench UMG/turf - Mean cost per enquiry | Digging activities | £ | 1 2024: 146.9545; 2 2025: 146.9545; 3 2026: 146.9545; 4 2027: Input - 15
| Cable & Trenching Svc trench carriageway - Mean cost per enquiry | Digging activities | £ | 1 2024: 559.458; 2 2025: 559.458; 3 2026: 559.458; 4 2027: Input - 16
| Cable & Trenching Lay service no exc - Mean cost per enquiry | Digging activities | £ | 1 2024: 388.13; 2 2025: 388.13; 3 2026: 388.13; 4 2027: Input - 17
| Cable & Trenching Svc trench f/path - Mean cost per enquiry | Digging activities | £ | 1 2024: 666.6435; 2 2025: 666.6435; 3 2026: 666.6435; 4 2027: Input - 18
| Proportion of digging costs - OBELISC & earthing | Digging activities | % | 1 2024: 100%; 2 2025: 100%; 3 2026: 100%; 4 2027: Assumption - 27
| Cost of road closures | Local authority charges | £ | 1 2024: 614; 2 2025: 614; 3 2026: 614; 4 2027: Input - 19
| Chance of road closures | Local authority charges | % | 1 2024: 3.835%; 2 2025: 3.835%; 3 2026: 3.835%; 4 2027: Input - 20
| Cost of traffic management | Local authority charges | £ | 1 2024: 429; 2 2025: 429; 3 2026: 429; 4 2027: Input - 21
| Chance of traffic management | Local authority charges | % | 1 2024: 2.679%; 2 2025: 2.679%; 3 2026: 2.679%; 4 2027: Input - 22
|  |  |  | 1796.2245 | 1796.2245 | 1796.2245
| OBELISC to house connection |  |  | 1 2024: Value
| Parameter | Cost Type | Unit | 1 2024: P5; 2 2025: P50; 3 2026: P95; 4 2027: Source
| 3PH cable | 10mm 4 core LSOH SWA | £/m | 1 2024: 9.1; 2 2025: 9.1; 3 2026: 9.1; 4 2027: Input - 6
| 1PH cable | 6mm2, 3 core | £/m | 1 2024: 6.12; 2 2025: 6.12; 3 2026: 6.12; 4 2027: Input - 23
| 3PH Cable length to EV charger | N/A | m | 1 2024: 10; 2 2025: 20; 3 2026: 40; 4 2027: Assumption - 14
| 3PH Cable length to HP | N/A | m | 1 2024: 10; 2 2025: 20; 3 2026: 40; 4 2027: Assumption - 15
| 1PH Cable length to house | N/A | m | 1 2024: 20; 2 2025: 30; 3 2026: 50; 4 2027: Assumption - 16
| Cable supply cost | CAPEX | £ | 1 2024: 304.4; 2 2025: 547.6; 3 2026: 1034
| OBELISC install time OBELISC & earthing | Labour | hr | 1 2024: 15; 2 2025: 20; 3 2026: 40; 4 2027: Assumption - 28
| Installation cost | Labour | £ | 1 2024: 745.469; 2 2025: 1239.9372; 3 2026: 3433.44
| Customer costs |  | £ | 1 2024: 1049.869; 2 2025: 1787.5372; 3 2026: 4467.44
Customer Financial Benefits
| Savings compared to BAU |  |  | 1 2024: Value
| Parameter | Cost Type | Unit | 1 2024: P5; 2 2025: P50; 3 2026: P95; 4 2027: Source
| Retrofit customer cost per install | N/A |  | 1 2024: 1876.3959; 2 2025: 6617.9403; 3 2026: 15964.424; 4 2027: CBA Workings baseline'!E101:G101
| OBELISC customer cost per install | N/A |  | 1 2024: 4773.7312; 2 2025: 5749.4264; 3 2026: 8749.2316
| Customer savings per install |  |  | 1 2024: -2897.3353; 2 2025: 868.5139; 3 2026: 7215.1924; 4 2027: Retrofit - OBELISC
| Network savings passed on to households |  |  | 1 2024: Value
| Parameter | Cost Type | Unit | 1 2024: P5; 2 2025: P50; 3 2026: P95; 4 2027: Source
| Network savings per install | N/A |  | 1 2024: 0; 2 2025: 17.9; 3 2026: 25.65; 4 2027: E47:G47
| NG annual CAPEX | Min/Max of last 2yrs |  | 1 2024: 8235000000; 2 2025: 9041000000; 3 2026: 9847000000; 4 2027: Input - 24
| NG annual OPEX | Min/Max of last 3yrs |  | 1 2024: 6500000000; 2 2025: 8035000000; 3 2026: 9570000000; 4 2027: Input - 25
| % spent on CAPEX | N/A | % | 1 2024: 42.41%; 2 2025: 52.95%; 3 2026: 66.83%
| Electricity bill - network costs | N/A | % | 1 2024: 24%; 2 2025: 24%; 3 2026: 24%; 4 2027: Input - 26
| Network savings passed on to households | N/A | % | 1 2024: 100%; 2 2025: 100%; 3 2026: 100%; 4 2027: Assumption - 18
| % of OBELISC savings passed onto customers | N/A |  | 1 2024: 10.18%; 2 2025: 12.71%; 3 2026: 16.04%
| Savings passed onto customer per install |  |  | 1 2024: 0; 2 2025: 2.2745; 3 2026: 4.1139; 4 2027: Reduction in CAPEX x proportion of electricity bill
Customer Social Benefits
| Social benefits from network savings passed on to fuel poor households |  |  | 1 2024: Value
| Parameter | Cost Type | Unit | 1 2024: P5; 2 2025: P50; 3 2026: P95; 4 2027: Source
| UK fuel poor households (2024) | N/A | % | 1 2024: 11%; 2 2025: 11%; 3 2026: 11%; 4 2027: Input - 27
| Savings passed onto fuel poor households per install | N/A |  | 1 2024: 0; 2 2025: 0.2502; 3 2026: 0.45253
| Social return on investment | N/A | Number | 1 2024: 1.9; 2 2025: 1.9; 3 2026: 1.9; 4 2027: Input - 28
| Social benefits from network savings per install |  |  | 1 2024: 0; 2 2025: 0.47538; 3 2026: 0.8598
| Reduced social cost of disruption |  |  | 1 2024: Value
| Parameter | Cost Type | Unit | 1 2024: P5; 2 2025: P50; 3 2026: P95; 4 2027: Source
| Social cost of disruption | N/A | £/day/household | 1 2024: 0.13; 2 2025: 0.335; 3 2026: 0.54; 4 2027: Input - 29
| Length of disruption BAU | N/A | Days | 1 2024: 1; 2 2025: 2; 3 2026: 3; 4 2027: Assumption - 19
| Length of disruption OBELISC & earthing | N/A | Days | 1 2024: 1; 2 2025: 2; 3 2026: 3; 4 2027: Assumption - 29
| Number of households affected | N/A | Number | 1 2024: 1; 2 2025: 6; 3 2026: 8; 4 2027: Assumption - 21
| Reduced disruption per install |  | £ | 1 2024: 0; 2 2025: 0; 3 2026: 0
Lines 18:23
These values are inputted into the 'CBA Option 1' tab. Multiplication of: per install values, no. installs or enquiries. The profile and per install values can be toggled based from the inputs sheet.
Lines 25:29
Summary of per install or enquiry values based on the calculations below.
Lines 80:91
The customer will also need to connect the OBELISC to the house, EV and HP. A 3PH cable from the OBELISC, which is located just inside the properties boundary, to the EV charger, a second 3PH cable to the heat pump and a 1PH cable to supply the house and finally labour to install all the cables.
Lines 95:100
The customer's financial benefit is any savings generated from adopting OBELISC as a solution.
Lines 103:113
From the national grid's financial statements we can estimate a proportion of annual costs spent on CAPEX. Nesta estimate that 24% of a energy bills are associated with network costs. By multiplying the two and assuming all savings are passed onto customers we can estimate the % of NGED savings which are passed onto customers through reduced electricity prices.
Lines 117:123
Any reduction in electricity prices creates greater societal impact when it benefits fuel poor households. To estimate the social impact we multiply the % of UK households which are classified as fuel poor by the savings passed onto customers (line 121), this represents the savings seen by fuel poor households. This is multiplied by the social return on investment for fuel poor households, to generate the overall social benefit per install.
Lines 125:132
OBELISC should take a shorter time to install and will require limited ground and civil works. We use the social cost of disruption and make assumptions on the length of the total install period and the number of households which are affected by the disruption.
Lines 43:48
NGED's benefits from installing the OBELISC compared to the BAU. This is calculated as financial savings from adopting the OBELISC solution.
Lines 33:39
NGED bears all of the cost of the enquiry if they are rejected by the customer. Each enquiry takes 2.25hrs to complete (provided by the planning team). This would usually be passed onto the customer as part of the feasibility assessment (£171-£186). An assumption is placed on the % of enquires which are rejected by the customer.
Lines 52:64
Expected component costs of OBELISC. A margin is added onto the component costs to account for any overheads and R&D. The customer bears the entire purchase cost of OBELISC.
Lines 66:78
The majority of the installation costs of OBELISC are taken from NGED's database. Costs associated for digging activities are summated and multiplied by an assumed OBELISC digging savings. Costs of road closures and traffic management are also included. These are multiplied by the % of enquiries which require these activities, it is assumed to be the same percentage for OBELISC.
Note on C59: [Threaded comment] Your version of Excel allows you to read this threaded comment; however, any edits to it will get removed if the file is opened in a newer version of Excel. Learn more: https://go.microsoft.com/fwlink/?linkid=870924 Comment: Earth bar - which could be classed as the Main Earthing Terminal in this instance would likely be the responsibility of NGED to provide
Note on B91: [Threaded comment] Your version of Excel allows you to read this threaded comment; however, any edits to it will get removed if the file is opened in a newer version of Excel. Learn more: https://go.microsoft.com/fwlink/?linkid=870924 [Tasks] There is a task anchored to this comment that cannot be viewed in your client. Comment: @Charlie Thrush This is a bit unclear - this is not the total cost - maybe relabel
Note on B106: [Threaded comment] Your version of Excel allows you to read this threaded comment; however, any edits to it will get removed if the file is opened in a newer version of Excel. Learn more: https://go.microsoft.com/fwlink/?linkid=870924 Comment: NG not just NGED

## CBA Option 3 (hidden)
Option 2
RIIO-2 Cost Benefit Analysis SIF template
#VALUE!
Option Name | Option 2
Status | CBA Progress |  |  | Forecast inputs should be entered to the end of RIIO-3 at a minimum. User inputs are highlighted in blue. Enter all costs/benefits in 2023/24 prices (£m).
Ready | Investment and benefits forecast until | 2050
Not ready | First year of investment in project | Benefits entered in the first year of investment
Not ready | Has the data mitigation plan been filled in? | No
Not ready | Has the project specified any non-quantifiable benefits? | No
Ready | Have confidence levels been added for all input rows? | Yes
Ready | Have cost types been selected for all costs/avoided costs? | Yes
N/A | Have emissions types been selected for all emissions inputs? | N/A
1. Enter financial project information Enter values as changes (delta) relative to your baseline scenario. Any monetary investment should be input as a negative value and any anticipated avoided costs should be entered as positive values. This investment / avoided costs category is only related to regulated network costs. All other costs and benefits that are related to the project but outside the scope of regulated Network costs and should be captured under the environmental and societal net benefits categories. | [6 empty] | RIIO-ED2 |  |  |  |  | RIIO-ED3 |  |  |  |  | RIIO-ED4 |  |  |  |  | RIIO-ED5 |  |  |  |  | RIIO-ED6 |  |  |  |  | RIIO-ED7 |  |  |  |  | RIIO-ED8 |  |  |  |  | RIIO-ED9 |  |  |  |  | RIIO-ED10 |  |  |  |  | RIIO-ED11 |  |  |  |  | RIIO-ED12 |  |  |  |  | RIIO-ED13
[7 empty] | RIIO-GD/GT/ET2 |  | RIIO-GD/GT/ET3 |  |  |  |  | RIIO-GD/GT/ET4 |  |  |  |  | RIIO-GD/GT/ET5 |  |  |  |  | RIIO-GD/GT/ET6 |  |  |  |  | RIIO-GD/GT/ET7 |  |  |  |  | RIIO-GD/GT/ET8 |  |  |  |  | RIIO-GD/GT/ET9 |  |  |  |  | RIIO-GD/GT/ET10 |  |  |  |  | RIIO-GD/GT/ET11 |  |  |  |  | RIIO-GD/GT/ET12 |  |  |  |  | RIIO-GD/GT/ET13
[7 empty] | 1 | 2 | 3 | 4 | 5 | 6 | 7 | 8 | 9 | 10 | 11 | 12 | 13 | 14 | 15 | 16 | 17 | 18 | 19 | 20 | 21 | 22 | 23 | 24 | 25 | 26 | 27 | 28 | 29 | 30 | 31 | 32 | 33 | 34 | 35 | 36 | 37 | 38 | 39 | 40 | 41 | 42 | 43 | 44 | 45 | 46 | 47 | 48 | 49 | 50 | 51 | 52 | 53 | 54 | 55 | 56 | 57
Category | Parameter | Cost type | Description | Confidence rating | Data confidence comments | Units | 2024 | 2025 | 2026 | 2027 | 2028 | 2029 | 2030 | 2031 | 2032 | 2033 | 2034 | 2035 | 2036 | 2037 | 2038 | 2039 | 2040 | 2041 | 2042 | 2043 | 2044 | 2045 | 2046 | 2047 | 2048 | 2049 | 2050 | 2051 | 2052 | 2053 | 2054 | 2055 | 2056 | 2057 | 2058 | 2059 | 2060 | 2061 | 2062 | 2063 | 2064 | 2065 | 2066 | 2067 | 2068 | 2069 | 2070 | 2071 | 2072 | 2073 | 2074 | 2075 | 2076 | 2077 | 2078 | 2079 | 2080 |  | Forecast end date | Forecast start date | Have confidence ratings been entered? | Have cost/emissions types been entered?
Investment or avoided cost | NGED financial savings | Other non-capitalised costs | +ve value | Medium | [Add notes here] | £m | RIIO-GD/GT/ET2 1 2024: 0; RIIO-GD/GT/ET2 2 2025: 0; RIIO-GD/GT/ET3 3 2026: 0; RIIO-GD/GT/ET3 4 2027: 0; RIIO-GD/GT/ET3 5 2028: 0.38596; RIIO-GD/GT/ET3 6 2029: 0.47363; RIIO-GD/GT/ET3 7 2030: 0.56131; RIIO-GD/GT/ET4 8 2031: 0.61326; RIIO-GD/GT/ET4 9 2032: 0.66522; RIIO-GD/GT/ET4 10 2033: 0.71718; RIIO-GD/GT/ET4 11 2034: 0.76913; RIIO-GD/GT/ET4 12 2035: 0.82109; RIIO-GD/GT/ET5 13 2036: 0.91572; RIIO-GD/GT/ET5 14 2037: 1.0104; RIIO-GD/GT/ET5 15 2038: 1.105; RIIO-GD/GT/ET5 16 2039: 1.1996; RIIO-GD/GT/ET5 17 2040: 1.2943; RIIO-GD/GT/ET6 18 2041: 1.3889; RIIO-GD/GT/ET6 19 2042: 1.4835; RIIO-GD/GT/ET6 20 2043: 1.5782; RIIO-GD/GT/ET6 21 2044: 1.6728; RIIO-GD/GT/ET6 22 2045: 1.387; RIIO-GD/GT/ET7 23 2046: 1.4817; RIIO-GD/GT/ET7 24 2047: 1.5763; RIIO-GD/GT/ET7 25 2048: 1.6709; RIIO-GD/GT/ET7 26 2049: 1.7656; RIIO-GD/GT/ET7 27 2050: 0.7515 |  | 2050 | 2028 | TRUE | TRUE
| Customer financial savings | Other non-capitalised costs | +ve value | Medium | [Add notes here] | £m | RIIO-GD/GT/ET2 1 2024: 0; RIIO-GD/GT/ET2 2 2025: 0; RIIO-GD/GT/ET3 3 2026: 0; RIIO-GD/GT/ET3 4 2027: 0; RIIO-GD/GT/ET3 5 2028: -0.3874; RIIO-GD/GT/ET3 6 2029: -0.4754; RIIO-GD/GT/ET3 7 2030: -0.5634; RIIO-GD/GT/ET4 8 2031: -0.61555; RIIO-GD/GT/ET4 9 2032: -0.6677; RIIO-GD/GT/ET4 10 2033: -0.71985; RIIO-GD/GT/ET4 11 2034: -0.772; RIIO-GD/GT/ET4 12 2035: -0.82415; RIIO-GD/GT/ET5 13 2036: -0.91914; RIIO-GD/GT/ET5 14 2037: -1.0141; RIIO-GD/GT/ET5 15 2038: -1.1091; RIIO-GD/GT/ET5 16 2039: -1.2041; RIIO-GD/GT/ET5 17 2040: -1.2991; RIIO-GD/GT/ET6 18 2041: -1.3941; RIIO-GD/GT/ET6 19 2042: -1.4891; RIIO-GD/GT/ET6 20 2043: -1.5841; RIIO-GD/GT/ET6 21 2044: -1.679; RIIO-GD/GT/ET6 22 2045: -1.3922; RIIO-GD/GT/ET7 23 2046: -1.4872; RIIO-GD/GT/ET7 24 2047: -1.5822; RIIO-GD/GT/ET7 25 2048: -1.6772; RIIO-GD/GT/ET7 26 2049: -1.7722; RIIO-GD/GT/ET7 27 2050: -0.75431 |  | 2050 | 2028 | TRUE | TRUE
| Please specify | Please select cost type | [Add notes here] | Please select confidence rating | [Add notes here] | £m | [60 empty] | TRUE | TRUE
| Please specify | Please select cost type | [Add notes here] | Please select confidence rating | [Add notes here] | £m | [60 empty] | TRUE | TRUE
| Please specify | Please select cost type | [Add notes here] | Please select confidence rating | [Add notes here] | £m | [60 empty] | TRUE | TRUE
| Please specify | Please select cost type | [Add notes here] | Please select confidence rating | [Add notes here] | £m | [60 empty] | TRUE | TRUE
| Please specify | Please select cost type | [Add notes here] | Please select confidence rating | [Add notes here] | £m | [60 empty] | TRUE | TRUE
| Please specify | Please select cost type | [Add notes here] | Please select confidence rating | [Add notes here] | £m | [60 empty] | TRUE | TRUE
| Please specify | Please select cost type | [Add notes here] | Please select confidence rating | [Add notes here] | £m | [60 empty] | TRUE | TRUE
| Please specify | Please select cost type | [Add notes here] | Please select confidence rating | [Add notes here] | £m | [60 empty] | TRUE | TRUE
| Please specify | Please select cost type | [Add notes here] | Please select confidence rating | [Add notes here] | £m | [60 empty] | TRUE | TRUE
| Please specify | Please select cost type | [Add notes here] | Please select confidence rating | [Add notes here] | £m | [60 empty] | TRUE | TRUE
| Please specify | Please select cost type | [Add notes here] | Please select confidence rating | [Add notes here] | £m | [60 empty] | TRUE | TRUE
| Please specify | Please select cost type | [Add notes here] | Please select confidence rating | [Add notes here] | £m | [60 empty] | TRUE | TRUE
| Please specify | Please select cost type | [Add notes here] | Please select confidence rating | [Add notes here] | £m | [60 empty] | TRUE | TRUE
| Please specify | Please select cost type | [Add notes here] | Please select confidence rating | [Add notes here] | £m | [60 empty] | TRUE | TRUE
| Please specify | Please select cost type | [Add notes here] | Please select confidence rating | [Add notes here] | £m | [60 empty] | TRUE | TRUE
| Please specify | Please select cost type | [Add notes here] | Please select confidence rating | [Add notes here] | £m | [60 empty] | TRUE | TRUE
| Please specify | Please select cost type | [Add notes here] | Please select confidence rating | [Add notes here] | £m | [60 empty] | TRUE | TRUE
| Please specify | Please select cost type | [Add notes here] | Please select confidence rating | [Add notes here] | £m | [60 empty] | TRUE | TRUE
| Total Constraint Costs (NGET) | Other non-capitalised costs | [Add notes here] | Please select confidence rating | [Add notes here] | £m | [60 empty] | TRUE | TRUE
| Total Pass Through Costs (NGT) | Other non-capitalised costs | [Add notes here] | Please select confidence rating | [Add notes here] | £m | [60 empty] | TRUE | TRUE
| Total costs before capitalisation | - | (1) | - | - | £m | 0 | 0 | 0 | 0 | -0.0014417 | -0.0017691 | -0.0020966 | -0.0022907 | -0.0024848 | -0.0026788 | -0.0028729 | -0.003067 | -0.0034205 | -0.003774 | -0.0041274 | -0.0044809 | -0.0048344 | -0.0051879 | -0.0055414 | -0.0058948 | -0.0062483 | -0.005181 | -0.0055344 | -0.0058879 | -0.0062414 | -0.0065949 | -0.0028071 | 0 | 0 | 0 | 0 | 0 | 0 | 0 | 0 | 0 | 0 | 0 | 0 | 0 | 0 | 0 | 0 | 0 | 0 | 0 | 0 | 0 | 0 | 0 | 0 | 0 | 0 | 0 | 0 | 0 | 0 |  | Calculation Row | Calculation Row | Calculation Row | Calculation Row
| Capital/operational expenditure split | - | (2) | - | - | % | [58 empty] | Calculation Row | Calculation Row | Calculation Row | Calculation Row | bar: RIIO-GD/GT/ET2 1 2024 to RIIO-GD/GT/ET13 57 2080
| Capitalised investment | - | (3)=(1)x(2) | - | - | £m | 0 | 0 | 0 | 0 | 0 | 0 | 0 | 0 | 0 | 0 | 0 | 0 | 0 | 0 | 0 | 0 | 0 | 0 | 0 | 0 | 0 | 0 | 0 | 0 | 0 | 0 | 0 | 0 | 0 | 0 | 0 | 0 | 0 | 0 | 0 | 0 | 0 | 0 | 0 | 0 | 0 | 0 | 0 | 0 | 0 | 0 | 0 | 0 | 0 | 0 | 0 | 0 | 0 | 0 | 0 | 0 | 0 |  | Calculation Row | Calculation Row | Calculation Row | Calculation Row
| Investment to be expensed | - | (4)=(1)-(3) | - | - | £m | 0 | 0 | 0 | 0 | -0.0014417 | -0.0017691 | -0.0020966 | -0.0022907 | -0.0024848 | -0.0026788 | -0.0028729 | -0.003067 | -0.0034205 | -0.003774 | -0.0041274 | -0.0044809 | -0.0048344 | -0.0051879 | -0.0055414 | -0.0058948 | -0.0062483 | -0.005181 | -0.0055344 | -0.0058879 | -0.0062414 | -0.0065949 | -0.0028071 | 0 | 0 | 0 | 0 | 0 | 0 | 0 | 0 | 0 | 0 | 0 | 0 | 0 | 0 | 0 | 0 | 0 | 0 | 0 | 0 | 0 | 0 | 0 | 0 | 0 | 0 | 0 | 0 | 0 | 0 |  | Calculation Row | Calculation Row | Calculation Row | Calculation Row
2. Enter environmental and societal net benefits Enter values as changes (delta) relative to your baseline scenario. Favourable outcomes (emissions reductions, reduction in customer minutes lost or decreased customer interruptions) should be entered as positive numbers and unfavourable outcomes (emissions increases, additional customer minutes lost or increased customer interruptions) should be entered as negative numbers. | [6 empty] | RIIO-GD/GT/ET2 1 2024: RIIO-ED2; RIIO-GD/GT/ET3 6 2029: RIIO-ED3; RIIO-GD/GT/ET4 11 2034: RIIO-ED4; RIIO-GD/GT/ET5 16 2039: RIIO-ED5; RIIO-GD/GT/ET6 21 2044: RIIO-ED6; RIIO-GD/GT/ET7 26 2049: RIIO-ED7; RIIO-GD/GT/ET8 31 2054: RIIO-ED8; RIIO-GD/GT/ET9 36 2059: RIIO-ED9; RIIO-GD/GT/ET10 41 2064: RIIO-ED10; RIIO-GD/GT/ET11 46 2069: RIIO-ED11; RIIO-GD/GT/ET12 51 2074: RIIO-ED12; RIIO-GD/GT/ET13 56 2079: RIIO-ED13
[7 empty] | RIIO-GD/GT/ET2 |  | RIIO-GD/GT/ET3 |  |  |  |  | RIIO-GD/GT/ET4 |  |  |  |  | RIIO-GD/GT/ET5 |  |  |  |  | RIIO-GD/GT/ET6 |  |  |  |  | RIIO-GD/GT/ET7 |  |  |  |  | RIIO-GD/GT/ET8 |  |  |  |  | RIIO-GD/GT/ET9 |  |  |  |  | RIIO-GD/GT/ET10 |  |  |  |  | RIIO-GD/GT/ET11 |  |  |  |  | RIIO-GD/GT/ET12 |  |  |  |  | RIIO-GD/GT/ET13
[7 empty] | 1 | 2 | 3 | 4 | 5 | 6 | 7 | 8 | 9 | 10 | 11 | 12 | 13 | 14 | 15 | 16 | 17 | 18 | 19 | 20 | 21 | 22 | 23 | 24 | 25 | 26 | 27 | 28 | 29 | 30 | 31 | 32 | 33 | 34 | 35 | 36 | 37 | 38 | 39 | 40 | 41 | 42 | 43 | 44 | 45 | 46 | 47 | 48 | 49 | 50 | 51 | 52 | 53 | 54 | 55 | 56 | 57
Category | Parameter | Emissions scope | Description | Confidence rating | Data confidence comments | Units | 2024 | 2025 | 2026 | 2027 | 2028 | 2029 | 2030 | 2031 | 2032 | 2033 | 2034 | 2035 | 2036 | 2037 | 2038 | 2039 | 2040 | 2041 | 2042 | 2043 | 2044 | 2045 | 2046 | 2047 | 2048 | 2049 | 2050 | 2051 | 2052 | 2053 | 2054 | 2055 | 2056 | 2057 | 2058 | 2059 | 2060 | 2061 | 2062 | 2063 | 2064 | 2065 | 2066 | 2067 | 2068 | 2069 | 2070 | 2071 | 2072 | 2073 | 2074 | 2075 | 2076 | 2077 | 2078 | 2079 | 2080
Environmental net benefits | Reduced/Increased electrical losses | Please select scope | [Add notes here] | Please select confidence rating | [Add notes here] | MWh | [60 empty] | TRUE | TRUE
| Reduced/Increased emissions associated with losses |  |  |  |  | tCO2e | 0 | 0 | 0 | 0 | 0 | 0 | 0 | 0 | 0 | 0 | 0 | 0 | 0 | 0 | 0 | 0 | 0 | 0 | 0 | 0 | 0 | 0 | 0 | 0 | 0 | 0 | 0 | 0 | 0 | 0 | 0 | 0 | 0 | 0 | 0 | 0 | 0 | 0 | 0 | 0 | 0 | 0 | 0 | 0 | 0 | 0 | 0 | 0 | 0 | 0 | 0 | 0 | 0 | 0 | 0 | 0 | 0 |  | Calculation Row | Calculation Row | Calculation Row | Calculation Row
| Reduced/Increased direct emissions (not associated with losses) | Direct | [Add notes here] | Please select confidence rating | [Add notes here] | tCO2e | [60 empty] | TRUE | TRUE
| Reduced/Increased indirect emissions (not associated with losses) | Indirect | [Add notes here] | Please select confidence rating | [Add notes here] | tCO2e | [60 empty] | TRUE | TRUE
| Shrinkage - theft of gas & own use gas | Please select scope | [Add notes here] | Please select confidence rating | [Add notes here] | tCO2e | [60 empty] | TRUE | TRUE
| Other gas leakage 1 (specify) (e.g. SF6, H2, CH4, N2O, etc.) | Please select scope | [Add notes here] | Please select confidence rating | [Add notes here] | tCO2e | [60 empty] | TRUE | TRUE
| Other gas leakage 2 (specify) (e.g. SF6, H2, CH4, N2O, etc.) | Please select scope | [Add notes here] | Please select confidence rating | [Add notes here] | tCO2e | [60 empty] | TRUE | TRUE
| Other gas leakage 3 (specify) (e.g. SF6, H2, CH4, N2O, etc.) | Please select scope | [Add notes here] | Please select confidence rating | [Add notes here] | tCO2e | [60 empty] | TRUE | TRUE
| Reduced/Increased oil leakage | N/A | [Add notes here] | Please select confidence rating | [Add notes here] | Litres | [60 empty] | TRUE
| Other 1 (specify) | N/A | [Add notes here] | Please select confidence rating | [Add notes here] | £m | [60 empty] | TRUE
| Other 2 (specify) | N/A | [Add notes here] | Please select confidence rating | [Add notes here] | £m | [60 empty] | TRUE
| Other 3 (specify) | N/A | [Add notes here] | Please select confidence rating | [Add notes here] | £m | [60 empty] | TRUE
| Other 4 (specify) | N/A | [Add notes here] | Please select confidence rating | [Add notes here] | £m | [60 empty] | TRUE
| Other 5 (specify) | N/A | [Add notes here] | Please select confidence rating | [Add notes here] | £m | [60 empty] | TRUE
| Other 6 (specify) | N/A | [Add notes here] | Please select confidence rating | [Add notes here] | £m | [60 empty] | TRUE
| Other 7 (specify) | N/A | [Add notes here] | Please select confidence rating | [Add notes here] | £m | [60 empty] | TRUE
| Other 8 (specify) | N/A | [Add notes here] | Please select confidence rating | [Add notes here] | £m | [60 empty] | TRUE
| Other 9 (specify) | N/A | [Add notes here] | Please select confidence rating | [Add notes here] | £m | [60 empty] | TRUE
| Other 10 (specify) | N/A | [Add notes here] | Please select confidence rating | [Add notes here] | £m | [60 empty] | TRUE
Societal net benefits | Reduced/Increased number of customers interrupted | N/A | [Add notes here] | Please select confidence rating | [Add notes here] | no. | [60 empty] | TRUE
| Reduced/Increased customer minutes lost | N/A | [Add notes here] | Please select confidence rating | [Add notes here] | Mins | [60 empty] | TRUE
| Reduced/Increased number of fatalities | N/A | [Add notes here] | Please select confidence rating | [Add notes here] | no. | [60 empty] | TRUE
| Reduced/Increased number of instances of major injury | N/A | [Add notes here] | Please select confidence rating | [Add notes here] | no. | [60 empty] | TRUE
| Customer social benefits | N/A | Reduced distruption and social benefit from network savings | Low | [Add notes here] | £m | RIIO-GD/GT/ET2 1 2024: 0; RIIO-GD/GT/ET2 2 2025: 0; RIIO-GD/GT/ET3 3 2026: 0; RIIO-GD/GT/ET3 4 2027: 0; RIIO-GD/GT/ET3 5 2028: 0.0014417; RIIO-GD/GT/ET3 6 2029: 0.0017691; RIIO-GD/GT/ET3 7 2030: 0.0020966; RIIO-GD/GT/ET4 8 2031: 0.0022907; RIIO-GD/GT/ET4 9 2032: 0.0024848; RIIO-GD/GT/ET4 10 2033: 0.0026788; RIIO-GD/GT/ET4 11 2034: 0.0028729; RIIO-GD/GT/ET4 12 2035: 0.003067; RIIO-GD/GT/ET5 13 2036: 0.0034205; RIIO-GD/GT/ET5 14 2037: 0.003774; RIIO-GD/GT/ET5 15 2038: 0.0041274; RIIO-GD/GT/ET5 16 2039: 0.0044809; RIIO-GD/GT/ET5 17 2040: 0.0048344; RIIO-GD/GT/ET6 18 2041: 0.0051879; RIIO-GD/GT/ET6 19 2042: 0.0055414; RIIO-GD/GT/ET6 20 2043: 0.0058948; RIIO-GD/GT/ET6 21 2044: 0.0062483; RIIO-GD/GT/ET6 22 2045: 0.005181; RIIO-GD/GT/ET7 23 2046: 0.0055344; RIIO-GD/GT/ET7 24 2047: 0.0058879; RIIO-GD/GT/ET7 25 2048: 0.0062414; RIIO-GD/GT/ET7 26 2049: 0.0065949; RIIO-GD/GT/ET7 27 2050: 0.0028071 |  | 2050 | 2028 | TRUE
| Other 2 (specify) | N/A | [Add notes here] | Please select confidence rating | [Add notes here] | £m | [60 empty] | TRUE
| Other 3 (specify) | N/A | [Add notes here] | Please select confidence rating | [Add notes here] | £m | [60 empty] | TRUE
| Other 4 (specify) | N/A | [Add notes here] | Please select confidence rating | [Add notes here] | £m | [60 empty] | TRUE
| Other 5 (specify) | N/A | [Add notes here] | Please select confidence rating | [Add notes here] | £m | [60 empty] | TRUE
| Other 6 (specify) | N/A | [Add notes here] | Please select confidence rating | [Add notes here] | £m | [60 empty] | TRUE
| Other 7 (specify) | N/A | [Add notes here] | Please select confidence rating | [Add notes here] | £m | [60 empty] | TRUE
| Other 8 (specify) | N/A | [Add notes here] | Please select confidence rating | [Add notes here] | £m | [60 empty] | TRUE
| Other 9 (specify) | N/A | [Add notes here] | Please select confidence rating | [Add notes here] | £m | [60 empty] | TRUE
| Other 10 (specify) | N/A | [Add notes here] | Please select confidence rating | [Add notes here] | £m | [60 empty] | TRUE
3. Provide details on low confidence/high risk forecasts Comment on how you plan to improve data confidence throughout the project.
Risk mitigation plan
Applicants should use this space to detail plans to address any uncertain/high risk data items.
4. Describe any non-quantifiable benefits you expect this project to deliver These benefits should not be accounted for above. Please comment on who these non quantifiable benefits will be targeted at.
Non-quantifiable benefits
Applicants should use this space to detail any non-quantifiable societal benefits.
[7 empty] | RIIO-ED2 |  |  |  |  | RIIO-ED3 |  |  |  |  | RIIO-ED4 |  |  |  |  | RIIO-ED5 |  |  |  |  | RIIO-ED6 |  |  |  |  | RIIO-ED7 |  |  |  |  | RIIO-ED8 |  |  |  |  | RIIO-ED9 |  |  |  |  | RIIO-ED10 |  |  |  |  | RIIO-ED11 |  |  |  |  | RIIO-ED12 |  |  |  |  | RIIO-ED13
[7 empty] | RIIO-GD/GT/ET2 |  | RIIO-GD/GT/ET3 |  |  |  |  | RIIO-GD/GT/ET4 |  |  |  |  | RIIO-GD/GT/ET5 |  |  |  |  | RIIO-GD/GT/ET6 |  |  |  |  | RIIO-GD/GT/ET7 |  |  |  |  | RIIO-GD/GT/ET8 |  |  |  |  | RIIO-GD/GT/ET9 |  |  |  |  | RIIO-GD/GT/ET10 |  |  |  |  | RIIO-GD/GT/ET11 |  |  |  |  | RIIO-GD/GT/ET12 |  |  |  |  | RIIO-GD/GT/ET13
[7 empty] | 1 | 2 | 3 | 4 | 5 | 6 | 7 | 8 | 9 | 10 | 11 | 12 | 13 | 14 | 15 | 16 | 17 | 18 | 19 | 20 | 21 | 22 | 23 | 24 | 25 | 26 | 27 | 28 | 29 | 30 | 31 | 32 | 33 | 34 | 35 | 36 | 37 | 38 | 39 | 40 | 41 | 42 | 43 | 44 | 45 | 46 | 47 | 48 | 49 | 50 | 51 | 52 | 53 | 54 | 55 | 56 | 57
Category | Parameter | Cost type or Emissions Scope | Calculation | Confidence rating | Data confidence comments | Units | 2024 | 2025 | 2026 | 2027 | 2028 | 2029 | 2030 | 2031 | 2032 | 2033 | 2034 | 2035 | 2036 | 2037 | 2038 | 2039 | 2040 | 2041 | 2042 | 2043 | 2044 | 2045 | 2046 | 2047 | 2048 | 2049 | 2050 | 2051 | 2052 | 2053 | 2054 | 2055 | 2056 | 2057 | 2058 | 2059 | 2060 | 2061 | 2062 | 2063 | 2064 | 2065 | 2066 | 2067 | 2068 | 2069 | 2070 | 2071 | 2072 | 2073 | 2074 | 2075 | 2076 | 2077 | 2078 | 2079 | 2080
Investment or avoided cost | NGED financial savings | Other non-capitalised costs | +ve value | Medium | [Add notes here] | £m | 0 | 0 | 0 | 0 | 0.38596 | 0.47363 | 0.56131 | 0.61326 | 0.66522 | 0.71718 | 0.76913 | 0.82109 | 0.91572 | 1.0104 | 1.105 | 1.1996 | 1.2943 | 1.3889 | 1.4835 | 1.5782 | 1.6728 | 1.387 | 1.4817 | 1.5763 | 1.6709 | 1.7656 | 0.7515 | 0 | 0 | 0 | 0 | 0 | 0 | 0 | 0 | 0 | 0 | 0 | 0 | 0 | 0 | 0 | 0 | 0 | 0 | 0 | 0 | 0 | 0 | 0 | 0 | 0 | 0 | 0 | 0 | 0 | 0 | 1
| Customer financial savings | Other non-capitalised costs | +ve value | Medium | [Add notes here] | £m | 0 | 0 | 0 | 0 | -0.3874 | -0.4754 | -0.5634 | -0.61555 | -0.6677 | -0.71985 | -0.772 | -0.82415 | -0.91914 | -1.0141 | -1.1091 | -1.2041 | -1.2991 | -1.3941 | -1.4891 | -1.5841 | -1.679 | -1.3922 | -1.4872 | -1.5822 | -1.6772 | -1.7722 | -0.75431 | 0 | 0 | 0 | 0 | 0 | 0 | 0 | 0 | 0 | 0 | 0 | 0 | 0 | 0 | 0 | 0 | 0 | 0 | 0 | 0 | 0 | 0 | 0 | 0 | 0 | 0 | 0 | 0 | 0 | 0 | 2
| Please specify | Please select cost type | [Add notes here] | Please select confidence rating | [Add notes here] | £m | 0 | 0 | 0 | 0 | 0 | 0 | 0 | 0 | 0 | 0 | 0 | 0 | 0 | 0 | 0 | 0 | 0 | 0 | 0 | 0 | 0 | 0 | 0 | 0 | 0 | 0 | 0 | 0 | 0 | 0 | 0 | 0 | 0 | 0 | 0 | 0 | 0 | 0 | 0 | 0 | 0 | 0 | 0 | 0 | 0 | 0 | 0 | 0 | 0 | 0 | 0 | 0 | 0 | 0 | 0 | 0 | 0 | 3
| Please specify | Please select cost type | [Add notes here] | Please select confidence rating | [Add notes here] | £m | 0 | 0 | 0 | 0 | 0 | 0 | 0 | 0 | 0 | 0 | 0 | 0 | 0 | 0 | 0 | 0 | 0 | 0 | 0 | 0 | 0 | 0 | 0 | 0 | 0 | 0 | 0 | 0 | 0 | 0 | 0 | 0 | 0 | 0 | 0 | 0 | 0 | 0 | 0 | 0 | 0 | 0 | 0 | 0 | 0 | 0 | 0 | 0 | 0 | 0 | 0 | 0 | 0 | 0 | 0 | 0 | 0 | 4
| Please specify | Please select cost type | [Add notes here] | Please select confidence rating | [Add notes here] | £m | 0 | 0 | 0 | 0 | 0 | 0 | 0 | 0 | 0 | 0 | 0 | 0 | 0 | 0 | 0 | 0 | 0 | 0 | 0 | 0 | 0 | 0 | 0 | 0 | 0 | 0 | 0 | 0 | 0 | 0 | 0 | 0 | 0 | 0 | 0 | 0 | 0 | 0 | 0 | 0 | 0 | 0 | 0 | 0 | 0 | 0 | 0 | 0 | 0 | 0 | 0 | 0 | 0 | 0 | 0 | 0 | 0 | 5
| Please specify | Please select cost type | [Add notes here] | Please select confidence rating | [Add notes here] | £m | 0 | 0 | 0 | 0 | 0 | 0 | 0 | 0 | 0 | 0 | 0 | 0 | 0 | 0 | 0 | 0 | 0 | 0 | 0 | 0 | 0 | 0 | 0 | 0 | 0 | 0 | 0 | 0 | 0 | 0 | 0 | 0 | 0 | 0 | 0 | 0 | 0 | 0 | 0 | 0 | 0 | 0 | 0 | 0 | 0 | 0 | 0 | 0 | 0 | 0 | 0 | 0 | 0 | 0 | 0 | 0 | 0 | 6
| Please specify | Please select cost type | [Add notes here] | Please select confidence rating | [Add notes here] | £m | 0 | 0 | 0 | 0 | 0 | 0 | 0 | 0 | 0 | 0 | 0 | 0 | 0 | 0 | 0 | 0 | 0 | 0 | 0 | 0 | 0 | 0 | 0 | 0 | 0 | 0 | 0 | 0 | 0 | 0 | 0 | 0 | 0 | 0 | 0 | 0 | 0 | 0 | 0 | 0 | 0 | 0 | 0 | 0 | 0 | 0 | 0 | 0 | 0 | 0 | 0 | 0 | 0 | 0 | 0 | 0 | 0 | 7
| Please specify | Please select cost type | [Add notes here] | Please select confidence rating | [Add notes here] | £m | 0 | 0 | 0 | 0 | 0 | 0 | 0 | 0 | 0 | 0 | 0 | 0 | 0 | 0 | 0 | 0 | 0 | 0 | 0 | 0 | 0 | 0 | 0 | 0 | 0 | 0 | 0 | 0 | 0 | 0 | 0 | 0 | 0 | 0 | 0 | 0 | 0 | 0 | 0 | 0 | 0 | 0 | 0 | 0 | 0 | 0 | 0 | 0 | 0 | 0 | 0 | 0 | 0 | 0 | 0 | 0 | 0 | 8
| Please specify | Please select cost type | [Add notes here] | Please select confidence rating | [Add notes here] | £m | 0 | 0 | 0 | 0 | 0 | 0 | 0 | 0 | 0 | 0 | 0 | 0 | 0 | 0 | 0 | 0 | 0 | 0 | 0 | 0 | 0 | 0 | 0 | 0 | 0 | 0 | 0 | 0 | 0 | 0 | 0 | 0 | 0 | 0 | 0 | 0 | 0 | 0 | 0 | 0 | 0 | 0 | 0 | 0 | 0 | 0 | 0 | 0 | 0 | 0 | 0 | 0 | 0 | 0 | 0 | 0 | 0 | 9
| Please specify | Please select cost type | [Add notes here] | Please select confidence rating | [Add notes here] | £m | 0 | 0 | 0 | 0 | 0 | 0 | 0 | 0 | 0 | 0 | 0 | 0 | 0 | 0 | 0 | 0 | 0 | 0 | 0 | 0 | 0 | 0 | 0 | 0 | 0 | 0 | 0 | 0 | 0 | 0 | 0 | 0 | 0 | 0 | 0 | 0 | 0 | 0 | 0 | 0 | 0 | 0 | 0 | 0 | 0 | 0 | 0 | 0 | 0 | 0 | 0 | 0 | 0 | 0 | 0 | 0 | 0 | 10
| Please specify | Please select cost type | [Add notes here] | Please select confidence rating | [Add notes here] | £m | 0 | 0 | 0 | 0 | 0 | 0 | 0 | 0 | 0 | 0 | 0 | 0 | 0 | 0 | 0 | 0 | 0 | 0 | 0 | 0 | 0 | 0 | 0 | 0 | 0 | 0 | 0 | 0 | 0 | 0 | 0 | 0 | 0 | 0 | 0 | 0 | 0 | 0 | 0 | 0 | 0 | 0 | 0 | 0 | 0 | 0 | 0 | 0 | 0 | 0 | 0 | 0 | 0 | 0 | 0 | 0 | 0 | 11
| Please specify | Please select cost type | [Add notes here] | Please select confidence rating | [Add notes here] | £m | 0 | 0 | 0 | 0 | 0 | 0 | 0 | 0 | 0 | 0 | 0 | 0 | 0 | 0 | 0 | 0 | 0 | 0 | 0 | 0 | 0 | 0 | 0 | 0 | 0 | 0 | 0 | 0 | 0 | 0 | 0 | 0 | 0 | 0 | 0 | 0 | 0 | 0 | 0 | 0 | 0 | 0 | 0 | 0 | 0 | 0 | 0 | 0 | 0 | 0 | 0 | 0 | 0 | 0 | 0 | 0 | 0 | 12
| Please specify | Please select cost type | [Add notes here] | Please select confidence rating | [Add notes here] | £m | 0 | 0 | 0 | 0 | 0 | 0 | 0 | 0 | 0 | 0 | 0 | 0 | 0 | 0 | 0 | 0 | 0 | 0 | 0 | 0 | 0 | 0 | 0 | 0 | 0 | 0 | 0 | 0 | 0 | 0 | 0 | 0 | 0 | 0 | 0 | 0 | 0 | 0 | 0 | 0 | 0 | 0 | 0 | 0 | 0 | 0 | 0 | 0 | 0 | 0 | 0 | 0 | 0 | 0 | 0 | 0 | 0 | 13
| Please specify | Please select cost type | [Add notes here] | Please select confidence rating | [Add notes here] | £m | 0 | 0 | 0 | 0 | 0 | 0 | 0 | 0 | 0 | 0 | 0 | 0 | 0 | 0 | 0 | 0 | 0 | 0 | 0 | 0 | 0 | 0 | 0 | 0 | 0 | 0 | 0 | 0 | 0 | 0 | 0 | 0 | 0 | 0 | 0 | 0 | 0 | 0 | 0 | 0 | 0 | 0 | 0 | 0 | 0 | 0 | 0 | 0 | 0 | 0 | 0 | 0 | 0 | 0 | 0 | 0 | 0 | 14
| Please specify | Please select cost type | [Add notes here] | Please select confidence rating | [Add notes here] | £m | 0 | 0 | 0 | 0 | 0 | 0 | 0 | 0 | 0 | 0 | 0 | 0 | 0 | 0 | 0 | 0 | 0 | 0 | 0 | 0 | 0 | 0 | 0 | 0 | 0 | 0 | 0 | 0 | 0 | 0 | 0 | 0 | 0 | 0 | 0 | 0 | 0 | 0 | 0 | 0 | 0 | 0 | 0 | 0 | 0 | 0 | 0 | 0 | 0 | 0 | 0 | 0 | 0 | 0 | 0 | 0 | 0 | 15
| Please specify | Please select cost type | [Add notes here] | Please select confidence rating | [Add notes here] | £m | 0 | 0 | 0 | 0 | 0 | 0 | 0 | 0 | 0 | 0 | 0 | 0 | 0 | 0 | 0 | 0 | 0 | 0 | 0 | 0 | 0 | 0 | 0 | 0 | 0 | 0 | 0 | 0 | 0 | 0 | 0 | 0 | 0 | 0 | 0 | 0 | 0 | 0 | 0 | 0 | 0 | 0 | 0 | 0 | 0 | 0 | 0 | 0 | 0 | 0 | 0 | 0 | 0 | 0 | 0 | 0 | 0 | 16
| Please specify | Please select cost type | [Add notes here] | Please select confidence rating | [Add notes here] | £m | 0 | 0 | 0 | 0 | 0 | 0 | 0 | 0 | 0 | 0 | 0 | 0 | 0 | 0 | 0 | 0 | 0 | 0 | 0 | 0 | 0 | 0 | 0 | 0 | 0 | 0 | 0 | 0 | 0 | 0 | 0 | 0 | 0 | 0 | 0 | 0 | 0 | 0 | 0 | 0 | 0 | 0 | 0 | 0 | 0 | 0 | 0 | 0 | 0 | 0 | 0 | 0 | 0 | 0 | 0 | 0 | 0 | 17
| Please specify | Please select cost type | [Add notes here] | Please select confidence rating | [Add notes here] | £m | 0 | 0 | 0 | 0 | 0 | 0 | 0 | 0 | 0 | 0 | 0 | 0 | 0 | 0 | 0 | 0 | 0 | 0 | 0 | 0 | 0 | 0 | 0 | 0 | 0 | 0 | 0 | 0 | 0 | 0 | 0 | 0 | 0 | 0 | 0 | 0 | 0 | 0 | 0 | 0 | 0 | 0 | 0 | 0 | 0 | 0 | 0 | 0 | 0 | 0 | 0 | 0 | 0 | 0 | 0 | 0 | 0 | 18
| Please specify | Please select cost type | [Add notes here] | Please select confidence rating | [Add notes here] | £m | 0 | 0 | 0 | 0 | 0 | 0 | 0 | 0 | 0 | 0 | 0 | 0 | 0 | 0 | 0 | 0 | 0 | 0 | 0 | 0 | 0 | 0 | 0 | 0 | 0 | 0 | 0 | 0 | 0 | 0 | 0 | 0 | 0 | 0 | 0 | 0 | 0 | 0 | 0 | 0 | 0 | 0 | 0 | 0 | 0 | 0 | 0 | 0 | 0 | 0 | 0 | 0 | 0 | 0 | 0 | 0 | 0 | 19
| Please specify | Please select cost type | [Add notes here] | Please select confidence rating | [Add notes here] | £m | 0 | 0 | 0 | 0 | 0 | 0 | 0 | 0 | 0 | 0 | 0 | 0 | 0 | 0 | 0 | 0 | 0 | 0 | 0 | 0 | 0 | 0 | 0 | 0 | 0 | 0 | 0 | 0 | 0 | 0 | 0 | 0 | 0 | 0 | 0 | 0 | 0 | 0 | 0 | 0 | 0 | 0 | 0 | 0 | 0 | 0 | 0 | 0 | 0 | 0 | 0 | 0 | 0 | 0 | 0 | 0 | 0 | 20
| Total Constraint Costs (NGET) | Other non-capitalised costs | [Add notes here] | Please select confidence rating | [Add notes here] | £m | 0 | 0 | 0 | 0 | 0 | 0 | 0 | 0 | 0 | 0 | 0 | 0 | 0 | 0 | 0 | 0 | 0 | 0 | 0 | 0 | 0 | 0 | 0 | 0 | 0 | 0 | 0 | 0 | 0 | 0 | 0 | 0 | 0 | 0 | 0 | 0 | 0 | 0 | 0 | 0 | 0 | 0 | 0 | 0 | 0 | 0 | 0 | 0 | 0 | 0 | 0 | 0 | 0 | 0 | 0 | 0 | 0 | 21
| Total Pass Through Costs (NGT) | Other non-capitalised costs | [Add notes here] | Please select confidence rating | [Add notes here] | £m | 0 | 0 | 0 | 0 | 0 | 0 | 0 | 0 | 0 | 0 | 0 | 0 | 0 | 0 | 0 | 0 | 0 | 0 | 0 | 0 | 0 | 0 | 0 | 0 | 0 | 0 | 0 | 0 | 0 | 0 | 0 | 0 | 0 | 0 | 0 | 0 | 0 | 0 | 0 | 0 | 0 | 0 | 0 | 0 | 0 | 0 | 0 | 0 | 0 | 0 | 0 | 0 | 0 | 0 | 0 | 0 | 0 | 22
| Total costs before capitalisation | - | (1) | - | - | £m | 0 | 0 | 0 | 0 | -0.0014417 | -0.0017691 | -0.0020966 | -0.0022907 | -0.0024848 | -0.0026788 | -0.0028729 | -0.003067 | -0.0034205 | -0.003774 | -0.0041274 | -0.0044809 | -0.0048344 | -0.0051879 | -0.0055414 | -0.0058948 | -0.0062483 | -0.005181 | -0.0055344 | -0.0058879 | -0.0062414 | -0.0065949 | -0.0028071 | 0 | 0 | 0 | 0 | 0 | 0 | 0 | 0 | 0 | 0 | 0 | 0 | 0 | 0 | 0 | 0 | 0 | 0 | 0 | 0 | 0 | 0 | 0 | 0 | 0 | 0 | 0 | 0 | 0 | 0 | 23
| Capital/operational expenditure split | - | (2) | - | - | £m | 0 | 0 | 0 | 0 | 0 | 0 | 0 | 0 | 0 | 0 | 0 | 0 | 0 | 0 | 0 | 0 | 0 | 0 | 0 | 0 | 0 | 0 | 0 | 0 | 0 | 0 | 0 | 0 | 0 | 0 | 0 | 0 | 0 | 0 | 0 | 0 | 0 | 0 | 0 | 0 | 0 | 0 | 0 | 0 | 0 | 0 | 0 | 0 | 0 | 0 | 0 | 0 | 0 | 0 | 0 | 0 | 0 | 24
| Capitalised investment | - | (3)=(1)x(2) | - | - | £m | 0 | 0 | 0 | 0 | 0 | 0 | 0 | 0 | 0 | 0 | 0 | 0 | 0 | 0 | 0 | 0 | 0 | 0 | 0 | 0 | 0 | 0 | 0 | 0 | 0 | 0 | 0 | 0 | 0 | 0 | 0 | 0 | 0 | 0 | 0 | 0 | 0 | 0 | 0 | 0 | 0 | 0 | 0 | 0 | 0 | 0 | 0 | 0 | 0 | 0 | 0 | 0 | 0 | 0 | 0 | 0 | 0 | 25
| Investment to be expensed | - | (4)=(1)-(3) | - | - | £m | 0 | 0 | 0 | 0 | -0.0014417 | -0.0017691 | -0.0020966 | -0.0022907 | -0.0024848 | -0.0026788 | -0.0028729 | -0.003067 | -0.0034205 | -0.003774 | -0.0041274 | -0.0044809 | -0.0048344 | -0.0051879 | -0.0055414 | -0.0058948 | -0.0062483 | -0.005181 | -0.0055344 | -0.0058879 | -0.0062414 | -0.0065949 | -0.0028071 | 0 | 0 | 0 | 0 | 0 | 0 | 0 | 0 | 0 | 0 | 0 | 0 | 0 | 0 | 0 | 0 | 0 | 0 | 0 | 0 | 0 | 0 | 0 | 0 | 0 | 0 | 0 | 0 | 0 | 0 | 26
Depreciation | 2024 Depreciation |  | (5)2024=(3)2024*Dep_ratet | 2024 | <- Year used in depreciation calculation | £m | 0 | 0 | 0 | 0 | 0 | 0 | 0 | 0 | 0 | 0 | 0 | 0 | 0 | 0 | 0 | 0 | 0 | 0 | 0 | 0 | 0 | 0 | 0 | 0 | 0 | 0 | 0 | 0 | 0 | 0 | 0 | 0 | 0 | 0 | 0 | 0 | 0 | 0 | 0 | 0 | 0 | 0 | 0 | 0 | 0 | 0 | 0 | 0 | 0 | 0 | 0 | 0 | 0 | 0 | 0 | 0 | 0
| 2025 Depreciation |  | (5)2025=(3)2025*Dep_ratet | 2025 |  | £m | 0 | 0 | 0 | 0 | 0 | 0 | 0 | 0 | 0 | 0 | 0 | 0 | 0 | 0 | 0 | 0 | 0 | 0 | 0 | 0 | 0 | 0 | 0 | 0 | 0 | 0 | 0 | 0 | 0 | 0 | 0 | 0 | 0 | 0 | 0 | 0 | 0 | 0 | 0 | 0 | 0 | 0 | 0 | 0 | 0 | 0 | 0 | 0 | 0 | 0 | 0 | 0 | 0 | 0 | 0 | 0 | 0
| 2026 Depreciation |  | (5)2026=(3)2026*Dep_ratet | 2026 |  | £m | 0 | 0 | 0 | 0 | 0 | 0 | 0 | 0 | 0 | 0 | 0 | 0 | 0 | 0 | 0 | 0 | 0 | 0 | 0 | 0 | 0 | 0 | 0 | 0 | 0 | 0 | 0 | 0 | 0 | 0 | 0 | 0 | 0 | 0 | 0 | 0 | 0 | 0 | 0 | 0 | 0 | 0 | 0 | 0 | 0 | 0 | 0 | 0 | 0 | 0 | 0 | 0 | 0 | 0 | 0 | 0 | 0
| 2027 Depreciation |  | (5)2027=(3)2027*Dep_ratet | 2027 |  | £m | 0 | 0 | 0 | 0 | 0 | 0 | 0 | 0 | 0 | 0 | 0 | 0 | 0 | 0 | 0 | 0 | 0 | 0 | 0 | 0 | 0 | 0 | 0 | 0 | 0 | 0 | 0 | 0 | 0 | 0 | 0 | 0 | 0 | 0 | 0 | 0 | 0 | 0 | 0 | 0 | 0 | 0 | 0 | 0 | 0 | 0 | 0 | 0 | 0 | 0 | 0 | 0 | 0 | 0 | 0 | 0 | 0
| 2028 Depreciation |  | (5)2028=(3)2028*Dep_ratet | 2028 |  | £m | 0 | 0 | 0 | 0 | 0 | 0 | 0 | 0 | 0 | 0 | 0 | 0 | 0 | 0 | 0 | 0 | 0 | 0 | 0 | 0 | 0 | 0 | 0 | 0 | 0 | 0 | 0 | 0 | 0 | 0 | 0 | 0 | 0 | 0 | 0 | 0 | 0 | 0 | 0 | 0 | 0 | 0 | 0 | 0 | 0 | 0 | 0 | 0 | 0 | 0 | 0 | 0 | 0 | 0 | 0 | 0 | 0
| 2029 Depreciation |  | (5)2029=(3)2029*Dep_ratet | 2029 |  | £m | 0 | 0 | 0 | 0 | 0 | 0 | 0 | 0 | 0 | 0 | 0 | 0 | 0 | 0 | 0 | 0 | 0 | 0 | 0 | 0 | 0 | 0 | 0 | 0 | 0 | 0 | 0 | 0 | 0 | 0 | 0 | 0 | 0 | 0 | 0 | 0 | 0 | 0 | 0 | 0 | 0 | 0 | 0 | 0 | 0 | 0 | 0 | 0 | 0 | 0 | 0 | 0 | 0 | 0 | 0 | 0 | 0
| 2030 Depreciation |  | (5)2030=(3)2030*Dep_ratet | 2030 |  | £m | 0 | 0 | 0 | 0 | 0 | 0 | 0 | 0 | 0 | 0 | 0 | 0 | 0 | 0 | 0 | 0 | 0 | 0 | 0 | 0 | 0 | 0 | 0 | 0 | 0 | 0 | 0 | 0 | 0 | 0 | 0 | 0 | 0 | 0 | 0 | 0 | 0 | 0 | 0 | 0 | 0 | 0 | 0 | 0 | 0 | 0 | 0 | 0 | 0 | 0 | 0 | 0 | 0 | 0 | 0 | 0 | 0
| 2031 Depreciation |  | (5)2031=(3)2031*Dep_ratet | 2031 |  | £m | 0 | 0 | 0 | 0 | 0 | 0 | 0 | 0 | 0 | 0 | 0 | 0 | 0 | 0 | 0 | 0 | 0 | 0 | 0 | 0 | 0 | 0 | 0 | 0 | 0 | 0 | 0 | 0 | 0 | 0 | 0 | 0 | 0 | 0 | 0 | 0 | 0 | 0 | 0 | 0 | 0 | 0 | 0 | 0 | 0 | 0 | 0 | 0 | 0 | 0 | 0 | 0 | 0 | 0 | 0 | 0 | 0
| 2032 Depreciation |  | (5)2032=(3)2032*Dep_ratet | 2032 |  | £m | 0 | 0 | 0 | 0 | 0 | 0 | 0 | 0 | 0 | 0 | 0 | 0 | 0 | 0 | 0 | 0 | 0 | 0 | 0 | 0 | 0 | 0 | 0 | 0 | 0 | 0 | 0 | 0 | 0 | 0 | 0 | 0 | 0 | 0 | 0 | 0 | 0 | 0 | 0 | 0 | 0 | 0 | 0 | 0 | 0 | 0 | 0 | 0 | 0 | 0 | 0 | 0 | 0 | 0 | 0 | 0 | 0
| 2033 Depreciation |  | (5)2033=(3)2033*Dep_ratet | 2033 |  | £m | 0 | 0 | 0 | 0 | 0 | 0 | 0 | 0 | 0 | 0 | 0 | 0 | 0 | 0 | 0 | 0 | 0 | 0 | 0 | 0 | 0 | 0 | 0 | 0 | 0 | 0 | 0 | 0 | 0 | 0 | 0 | 0 | 0 | 0 | 0 | 0 | 0 | 0 | 0 | 0 | 0 | 0 | 0 | 0 | 0 | 0 | 0 | 0 | 0 | 0 | 0 | 0 | 0 | 0 | 0 | 0 | 0
| 2034 Depreciation |  | (5)2034=(3)2034*Dep_ratet | 2034 |  | £m | 0 | 0 | 0 | 0 | 0 | 0 | 0 | 0 | 0 | 0 | 0 | 0 | 0 | 0 | 0 | 0 | 0 | 0 | 0 | 0 | 0 | 0 | 0 | 0 | 0 | 0 | 0 | 0 | 0 | 0 | 0 | 0 | 0 | 0 | 0 | 0 | 0 | 0 | 0 | 0 | 0 | 0 | 0 | 0 | 0 | 0 | 0 | 0 | 0 | 0 | 0 | 0 | 0 | 0 | 0 | 0 | 0
| 2035 Depreciation |  | (5)2035=(3)2035*Dep_ratet | 2035 |  | £m | 0 | 0 | 0 | 0 | 0 | 0 | 0 | 0 | 0 | 0 | 0 | 0 | 0 | 0 | 0 | 0 | 0 | 0 | 0 | 0 | 0 | 0 | 0 | 0 | 0 | 0 | 0 | 0 | 0 | 0 | 0 | 0 | 0 | 0 | 0 | 0 | 0 | 0 | 0 | 0 | 0 | 0 | 0 | 0 | 0 | 0 | 0 | 0 | 0 | 0 | 0 | 0 | 0 | 0 | 0 | 0 | 0
| 2036 Depreciation |  | (5)2036=(3)2036*Dep_ratet | 2036 |  | £m | 0 | 0 | 0 | 0 | 0 | 0 | 0 | 0 | 0 | 0 | 0 | 0 | 0 | 0 | 0 | 0 | 0 | 0 | 0 | 0 | 0 | 0 | 0 | 0 | 0 | 0 | 0 | 0 | 0 | 0 | 0 | 0 | 0 | 0 | 0 | 0 | 0 | 0 | 0 | 0 | 0 | 0 | 0 | 0 | 0 | 0 | 0 | 0 | 0 | 0 | 0 | 0 | 0 | 0 | 0 | 0 | 0
| 2037 Depreciation |  | (5)2037=(3)2037*Dep_ratet | 2037 |  | £m | 0 | 0 | 0 | 0 | 0 | 0 | 0 | 0 | 0 | 0 | 0 | 0 | 0 | 0 | 0 | 0 | 0 | 0 | 0 | 0 | 0 | 0 | 0 | 0 | 0 | 0 | 0 | 0 | 0 | 0 | 0 | 0 | 0 | 0 | 0 | 0 | 0 | 0 | 0 | 0 | 0 | 0 | 0 | 0 | 0 | 0 | 0 | 0 | 0 | 0 | 0 | 0 | 0 | 0 | 0 | 0 | 0
| 2038 Depreciation |  | (5)2038=(3)2038*Dep_ratet | 2038 |  | £m | 0 | 0 | 0 | 0 | 0 | 0 | 0 | 0 | 0 | 0 | 0 | 0 | 0 | 0 | 0 | 0 | 0 | 0 | 0 | 0 | 0 | 0 | 0 | 0 | 0 | 0 | 0 | 0 | 0 | 0 | 0 | 0 | 0 | 0 | 0 | 0 | 0 | 0 | 0 | 0 | 0 | 0 | 0 | 0 | 0 | 0 | 0 | 0 | 0 | 0 | 0 | 0 | 0 | 0 | 0 | 0 | 0
| 2039 Depreciation |  | (5)2039=(3)2039*Dep_ratet | 2039 |  | £m | 0 | 0 | 0 | 0 | 0 | 0 | 0 | 0 | 0 | 0 | 0 | 0 | 0 | 0 | 0 | 0 | 0 | 0 | 0 | 0 | 0 | 0 | 0 | 0 | 0 | 0 | 0 | 0 | 0 | 0 | 0 | 0 | 0 | 0 | 0 | 0 | 0 | 0 | 0 | 0 | 0 | 0 | 0 | 0 | 0 | 0 | 0 | 0 | 0 | 0 | 0 | 0 | 0 | 0 | 0 | 0 | 0
| 2040 Depreciation |  | (5)2040=(3)2040*Dep_ratet | 2040 |  | £m | 0 | 0 | 0 | 0 | 0 | 0 | 0 | 0 | 0 | 0 | 0 | 0 | 0 | 0 | 0 | 0 | 0 | 0 | 0 | 0 | 0 | 0 | 0 | 0 | 0 | 0 | 0 | 0 | 0 | 0 | 0 | 0 | 0 | 0 | 0 | 0 | 0 | 0 | 0 | 0 | 0 | 0 | 0 | 0 | 0 | 0 | 0 | 0 | 0 | 0 | 0 | 0 | 0 | 0 | 0 | 0 | 0
| 2041 Depreciation |  | (5)2041=(3)2041*Dep_ratet | 2041 |  | £m | 0 | 0 | 0 | 0 | 0 | 0 | 0 | 0 | 0 | 0 | 0 | 0 | 0 | 0 | 0 | 0 | 0 | 0 | 0 | 0 | 0 | 0 | 0 | 0 | 0 | 0 | 0 | 0 | 0 | 0 | 0 | 0 | 0 | 0 | 0 | 0 | 0 | 0 | 0 | 0 | 0 | 0 | 0 | 0 | 0 | 0 | 0 | 0 | 0 | 0 | 0 | 0 | 0 | 0 | 0 | 0 | 0
| 2042 Depreciation |  | (5)2042=(3)2042*Dep_ratet | 2042 |  | £m | 0 | 0 | 0 | 0 | 0 | 0 | 0 | 0 | 0 | 0 | 0 | 0 | 0 | 0 | 0 | 0 | 0 | 0 | 0 | 0 | 0 | 0 | 0 | 0 | 0 | 0 | 0 | 0 | 0 | 0 | 0 | 0 | 0 | 0 | 0 | 0 | 0 | 0 | 0 | 0 | 0 | 0 | 0 | 0 | 0 | 0 | 0 | 0 | 0 | 0 | 0 | 0 | 0 | 0 | 0 | 0 | 0
| 2043 Depreciation |  | (5)2043=(3)2043*Dep_ratet | 2043 |  | £m | 0 | 0 | 0 | 0 | 0 | 0 | 0 | 0 | 0 | 0 | 0 | 0 | 0 | 0 | 0 | 0 | 0 | 0 | 0 | 0 | 0 | 0 | 0 | 0 | 0 | 0 | 0 | 0 | 0 | 0 | 0 | 0 | 0 | 0 | 0 | 0 | 0 | 0 | 0 | 0 | 0 | 0 | 0 | 0 | 0 | 0 | 0 | 0 | 0 | 0 | 0 | 0 | 0 | 0 | 0 | 0 | 0
| 2044 Depreciation |  | (5)2044=(3)2044*Dep_ratet | 2044 |  | £m | 0 | 0 | 0 | 0 | 0 | 0 | 0 | 0 | 0 | 0 | 0 | 0 | 0 | 0 | 0 | 0 | 0 | 0 | 0 | 0 | 0 | 0 | 0 | 0 | 0 | 0 | 0 | 0 | 0 | 0 | 0 | 0 | 0 | 0 | 0 | 0 | 0 | 0 | 0 | 0 | 0 | 0 | 0 | 0 | 0 | 0 | 0 | 0 | 0 | 0 | 0 | 0 | 0 | 0 | 0 | 0 | 0
| 2045 Depreciation |  | (5)2045=(3)2045*Dep_ratet | 2045 |  | £m | 0 | 0 | 0 | 0 | 0 | 0 | 0 | 0 | 0 | 0 | 0 | 0 | 0 | 0 | 0 | 0 | 0 | 0 | 0 | 0 | 0 | 0 | 0 | 0 | 0 | 0 | 0 | 0 | 0 | 0 | 0 | 0 | 0 | 0 | 0 | 0 | 0 | 0 | 0 | 0 | 0 | 0 | 0 | 0 | 0 | 0 | 0 | 0 | 0 | 0 | 0 | 0 | 0 | 0 | 0 | 0 | 0
| 2046 Depreciation |  | (5)2046=(3)2046*Dep_ratet | 2046 |  | £m | 0 | 0 | 0 | 0 | 0 | 0 | 0 | 0 | 0 | 0 | 0 | 0 | 0 | 0 | 0 | 0 | 0 | 0 | 0 | 0 | 0 | 0 | 0 | 0 | 0 | 0 | 0 | 0 | 0 | 0 | 0 | 0 | 0 | 0 | 0 | 0 | 0 | 0 | 0 | 0 | 0 | 0 | 0 | 0 | 0 | 0 | 0 | 0 | 0 | 0 | 0 | 0 | 0 | 0 | 0 | 0 | 0
| 2047 Depreciation |  | (5)2047=(3)2047*Dep_ratet | 2047 |  | £m | 0 | 0 | 0 | 0 | 0 | 0 | 0 | 0 | 0 | 0 | 0 | 0 | 0 | 0 | 0 | 0 | 0 | 0 | 0 | 0 | 0 | 0 | 0 | 0 | 0 | 0 | 0 | 0 | 0 | 0 | 0 | 0 | 0 | 0 | 0 | 0 | 0 | 0 | 0 | 0 | 0 | 0 | 0 | 0 | 0 | 0 | 0 | 0 | 0 | 0 | 0 | 0 | 0 | 0 | 0 | 0 | 0
| 2048 Depreciation |  | (5)2048=(3)2048*Dep_ratet | 2048 |  | £m | 0 | 0 | 0 | 0 | 0 | 0 | 0 | 0 | 0 | 0 | 0 | 0 | 0 | 0 | 0 | 0 | 0 | 0 | 0 | 0 | 0 | 0 | 0 | 0 | 0 | 0 | 0 | 0 | 0 | 0 | 0 | 0 | 0 | 0 | 0 | 0 | 0 | 0 | 0 | 0 | 0 | 0 | 0 | 0 | 0 | 0 | 0 | 0 | 0 | 0 | 0 | 0 | 0 | 0 | 0 | 0 | 0
| 2049 Depreciation |  | (5)2049=(3)2049*Dep_ratet | 2049 |  | £m | 0 | 0 | 0 | 0 | 0 | 0 | 0 | 0 | 0 | 0 | 0 | 0 | 0 | 0 | 0 | 0 | 0 | 0 | 0 | 0 | 0 | 0 | 0 | 0 | 0 | 0 | 0 | 0 | 0 | 0 | 0 | 0 | 0 | 0 | 0 | 0 | 0 | 0 | 0 | 0 | 0 | 0 | 0 | 0 | 0 | 0 | 0 | 0 | 0 | 0 | 0 | 0 | 0 | 0 | 0 | 0 | 0
| 2050 Depreciation |  | (5)2050=(3)2050*Dep_ratet | 2050 |  | £m | 0 | 0 | 0 | 0 | 0 | 0 | 0 | 0 | 0 | 0 | 0 | 0 | 0 | 0 | 0 | 0 | 0 | 0 | 0 | 0 | 0 | 0 | 0 | 0 | 0 | 0 | 0 | 0 | 0 | 0 | 0 | 0 | 0 | 0 | 0 | 0 | 0 | 0 | 0 | 0 | 0 | 0 | 0 | 0 | 0 | 0 | 0 | 0 | 0 | 0 | 0 | 0 | 0 | 0 | 0 | 0 | 0
| 2051 Depreciation |  | (5)2051=(3)2051*Dep_ratet | 2051 |  | £m | 0 | 0 | 0 | 0 | 0 | 0 | 0 | 0 | 0 | 0 | 0 | 0 | 0 | 0 | 0 | 0 | 0 | 0 | 0 | 0 | 0 | 0 | 0 | 0 | 0 | 0 | 0 | 0 | 0 | 0 | 0 | 0 | 0 | 0 | 0 | 0 | 0 | 0 | 0 | 0 | 0 | 0 | 0 | 0 | 0 | 0 | 0 | 0 | 0 | 0 | 0 | 0 | 0 | 0 | 0 | 0 | 0
| 2052 Depreciation |  | (5)2052=(3)2052*Dep_ratet | 2052 |  | £m | 0 | 0 | 0 | 0 | 0 | 0 | 0 | 0 | 0 | 0 | 0 | 0 | 0 | 0 | 0 | 0 | 0 | 0 | 0 | 0 | 0 | 0 | 0 | 0 | 0 | 0 | 0 | 0 | 0 | 0 | 0 | 0 | 0 | 0 | 0 | 0 | 0 | 0 | 0 | 0 | 0 | 0 | 0 | 0 | 0 | 0 | 0 | 0 | 0 | 0 | 0 | 0 | 0 | 0 | 0 | 0 | 0
| 2053 Depreciation |  | (5)2053=(3)2053*Dep_ratet | 2053 |  | £m | 0 | 0 | 0 | 0 | 0 | 0 | 0 | 0 | 0 | 0 | 0 | 0 | 0 | 0 | 0 | 0 | 0 | 0 | 0 | 0 | 0 | 0 | 0 | 0 | 0 | 0 | 0 | 0 | 0 | 0 | 0 | 0 | 0 | 0 | 0 | 0 | 0 | 0 | 0 | 0 | 0 | 0 | 0 | 0 | 0 | 0 | 0 | 0 | 0 | 0 | 0 | 0 | 0 | 0 | 0 | 0 | 0
| 2054 Depreciation |  | (5)2054=(3)2054*Dep_ratet | 2054 |  | £m | 0 | 0 | 0 | 0 | 0 | 0 | 0 | 0 | 0 | 0 | 0 | 0 | 0 | 0 | 0 | 0 | 0 | 0 | 0 | 0 | 0 | 0 | 0 | 0 | 0 | 0 | 0 | 0 | 0 | 0 | 0 | 0 | 0 | 0 | 0 | 0 | 0 | 0 | 0 | 0 | 0 | 0 | 0 | 0 | 0 | 0 | 0 | 0 | 0 | 0 | 0 | 0 | 0 | 0 | 0 | 0 | 0
| 2055 Depreciation |  | (5)2055=(3)2055*Dep_ratet | 2055 |  | £m | 0 | 0 | 0 | 0 | 0 | 0 | 0 | 0 | 0 | 0 | 0 | 0 | 0 | 0 | 0 | 0 | 0 | 0 | 0 | 0 | 0 | 0 | 0 | 0 | 0 | 0 | 0 | 0 | 0 | 0 | 0 | 0 | 0 | 0 | 0 | 0 | 0 | 0 | 0 | 0 | 0 | 0 | 0 | 0 | 0 | 0 | 0 | 0 | 0 | 0 | 0 | 0 | 0 | 0 | 0 | 0 | 0
| 2056 Depreciation |  | (5)2056=(3)2056*Dep_ratet | 2056 |  | £m | 0 | 0 | 0 | 0 | 0 | 0 | 0 | 0 | 0 | 0 | 0 | 0 | 0 | 0 | 0 | 0 | 0 | 0 | 0 | 0 | 0 | 0 | 0 | 0 | 0 | 0 | 0 | 0 | 0 | 0 | 0 | 0 | 0 | 0 | 0 | 0 | 0 | 0 | 0 | 0 | 0 | 0 | 0 | 0 | 0 | 0 | 0 | 0 | 0 | 0 | 0 | 0 | 0 | 0 | 0 | 0 | 0
| 2057 Depreciation |  | (5)2057=(3)2057*Dep_ratet | 2057 |  | £m | 0 | 0 | 0 | 0 | 0 | 0 | 0 | 0 | 0 | 0 | 0 | 0 | 0 | 0 | 0 | 0 | 0 | 0 | 0 | 0 | 0 | 0 | 0 | 0 | 0 | 0 | 0 | 0 | 0 | 0 | 0 | 0 | 0 | 0 | 0 | 0 | 0 | 0 | 0 | 0 | 0 | 0 | 0 | 0 | 0 | 0 | 0 | 0 | 0 | 0 | 0 | 0 | 0 | 0 | 0 | 0 | 0
| 2058 Depreciation |  | (5)2058=(3)2058*Dep_ratet | 2058 |  | £m | 0 | 0 | 0 | 0 | 0 | 0 | 0 | 0 | 0 | 0 | 0 | 0 | 0 | 0 | 0 | 0 | 0 | 0 | 0 | 0 | 0 | 0 | 0 | 0 | 0 | 0 | 0 | 0 | 0 | 0 | 0 | 0 | 0 | 0 | 0 | 0 | 0 | 0 | 0 | 0 | 0 | 0 | 0 | 0 | 0 | 0 | 0 | 0 | 0 | 0 | 0 | 0 | 0 | 0 | 0 | 0 | 0
| 2059 Depreciation |  | (5)2059=(3)2059*Dep_ratet | 2059 |  | £m | 0 | 0 | 0 | 0 | 0 | 0 | 0 | 0 | 0 | 0 | 0 | 0 | 0 | 0 | 0 | 0 | 0 | 0 | 0 | 0 | 0 | 0 | 0 | 0 | 0 | 0 | 0 | 0 | 0 | 0 | 0 | 0 | 0 | 0 | 0 | 0 | 0 | 0 | 0 | 0 | 0 | 0 | 0 | 0 | 0 | 0 | 0 | 0 | 0 | 0 | 0 | 0 | 0 | 0 | 0 | 0 | 0
| 2060 Depreciation |  | (5)2060=(3)2060*Dep_ratet | 2060 |  | £m | 0 | 0 | 0 | 0 | 0 | 0 | 0 | 0 | 0 | 0 | 0 | 0 | 0 | 0 | 0 | 0 | 0 | 0 | 0 | 0 | 0 | 0 | 0 | 0 | 0 | 0 | 0 | 0 | 0 | 0 | 0 | 0 | 0 | 0 | 0 | 0 | 0 | 0 | 0 | 0 | 0 | 0 | 0 | 0 | 0 | 0 | 0 | 0 | 0 | 0 | 0 | 0 | 0 | 0 | 0 | 0 | 0
| 2061 Depreciation |  | (5)2061=(3)2061*Dep_ratet | 2061 |  | £m | 0 | 0 | 0 | 0 | 0 | 0 | 0 | 0 | 0 | 0 | 0 | 0 | 0 | 0 | 0 | 0 | 0 | 0 | 0 | 0 | 0 | 0 | 0 | 0 | 0 | 0 | 0 | 0 | 0 | 0 | 0 | 0 | 0 | 0 | 0 | 0 | 0 | 0 | 0 | 0 | 0 | 0 | 0 | 0 | 0 | 0 | 0 | 0 | 0 | 0 | 0 | 0 | 0 | 0 | 0 | 0 | 0
| 2062 Depreciation |  | (5)2062=(3)2062*Dep_ratet | 2062 |  | £m | 0 | 0 | 0 | 0 | 0 | 0 | 0 | 0 | 0 | 0 | 0 | 0 | 0 | 0 | 0 | 0 | 0 | 0 | 0 | 0 | 0 | 0 | 0 | 0 | 0 | 0 | 0 | 0 | 0 | 0 | 0 | 0 | 0 | 0 | 0 | 0 | 0 | 0 | 0 | 0 | 0 | 0 | 0 | 0 | 0 | 0 | 0 | 0 | 0 | 0 | 0 | 0 | 0 | 0 | 0 | 0 | 0
| 2063 Depreciation |  | (5)2063=(3)2063*Dep_ratet | 2063 |  | £m | 0 | 0 | 0 | 0 | 0 | 0 | 0 | 0 | 0 | 0 | 0 | 0 | 0 | 0 | 0 | 0 | 0 | 0 | 0 | 0 | 0 | 0 | 0 | 0 | 0 | 0 | 0 | 0 | 0 | 0 | 0 | 0 | 0 | 0 | 0 | 0 | 0 | 0 | 0 | 0 | 0 | 0 | 0 | 0 | 0 | 0 | 0 | 0 | 0 | 0 | 0 | 0 | 0 | 0 | 0 | 0 | 0
| 2064 Depreciation |  | (5)2064=(3)2064*Dep_ratet | 2064 |  | £m | 0 | 0 | 0 | 0 | 0 | 0 | 0 | 0 | 0 | 0 | 0 | 0 | 0 | 0 | 0 | 0 | 0 | 0 | 0 | 0 | 0 | 0 | 0 | 0 | 0 | 0 | 0 | 0 | 0 | 0 | 0 | 0 | 0 | 0 | 0 | 0 | 0 | 0 | 0 | 0 | 0 | 0 | 0 | 0 | 0 | 0 | 0 | 0 | 0 | 0 | 0 | 0 | 0 | 0 | 0 | 0 | 0
| 2065 Depreciation |  | (5)2065=(3)2065*Dep_ratet | 2065 |  | £m | 0 | 0 | 0 | 0 | 0 | 0 | 0 | 0 | 0 | 0 | 0 | 0 | 0 | 0 | 0 | 0 | 0 | 0 | 0 | 0 | 0 | 0 | 0 | 0 | 0 | 0 | 0 | 0 | 0 | 0 | 0 | 0 | 0 | 0 | 0 | 0 | 0 | 0 | 0 | 0 | 0 | 0 | 0 | 0 | 0 | 0 | 0 | 0 | 0 | 0 | 0 | 0 | 0 | 0 | 0 | 0 | 0
| 2066 Depreciation |  | (5)2066=(3)2066*Dep_ratet | 2066 |  | £m | 0 | 0 | 0 | 0 | 0 | 0 | 0 | 0 | 0 | 0 | 0 | 0 | 0 | 0 | 0 | 0 | 0 | 0 | 0 | 0 | 0 | 0 | 0 | 0 | 0 | 0 | 0 | 0 | 0 | 0 | 0 | 0 | 0 | 0 | 0 | 0 | 0 | 0 | 0 | 0 | 0 | 0 | 0 | 0 | 0 | 0 | 0 | 0 | 0 | 0 | 0 | 0 | 0 | 0 | 0 | 0 | 0
| 2067 Depreciation |  | (5)2067=(3)2067*Dep_ratet | 2067 |  | £m | 0 | 0 | 0 | 0 | 0 | 0 | 0 | 0 | 0 | 0 | 0 | 0 | 0 | 0 | 0 | 0 | 0 | 0 | 0 | 0 | 0 | 0 | 0 | 0 | 0 | 0 | 0 | 0 | 0 | 0 | 0 | 0 | 0 | 0 | 0 | 0 | 0 | 0 | 0 | 0 | 0 | 0 | 0 | 0 | 0 | 0 | 0 | 0 | 0 | 0 | 0 | 0 | 0 | 0 | 0 | 0 | 0
| 2068 Depreciation |  | (5)2068=(3)2068*Dep_ratet | 2068 |  | £m | 0 | 0 | 0 | 0 | 0 | 0 | 0 | 0 | 0 | 0 | 0 | 0 | 0 | 0 | 0 | 0 | 0 | 0 | 0 | 0 | 0 | 0 | 0 | 0 | 0 | 0 | 0 | 0 | 0 | 0 | 0 | 0 | 0 | 0 | 0 | 0 | 0 | 0 | 0 | 0 | 0 | 0 | 0 | 0 | 0 | 0 | 0 | 0 | 0 | 0 | 0 | 0 | 0 | 0 | 0 | 0 | 0
| 2069 Depreciation |  | (5)2069=(3)2069*Dep_ratet | 2069 |  | £m | 0 | 0 | 0 | 0 | 0 | 0 | 0 | 0 | 0 | 0 | 0 | 0 | 0 | 0 | 0 | 0 | 0 | 0 | 0 | 0 | 0 | 0 | 0 | 0 | 0 | 0 | 0 | 0 | 0 | 0 | 0 | 0 | 0 | 0 | 0 | 0 | 0 | 0 | 0 | 0 | 0 | 0 | 0 | 0 | 0 | 0 | 0 | 0 | 0 | 0 | 0 | 0 | 0 | 0 | 0 | 0 | 0
| 2070 Depreciation |  | (5)2070=(3)2070*Dep_ratet | 2070 |  | £m | 0 | 0 | 0 | 0 | 0 | 0 | 0 | 0 | 0 | 0 | 0 | 0 | 0 | 0 | 0 | 0 | 0 | 0 | 0 | 0 | 0 | 0 | 0 | 0 | 0 | 0 | 0 | 0 | 0 | 0 | 0 | 0 | 0 | 0 | 0 | 0 | 0 | 0 | 0 | 0 | 0 | 0 | 0 | 0 | 0 | 0 | 0 | 0 | 0 | 0 | 0 | 0 | 0 | 0 | 0 | 0 | 0
| 2071 Depreciation |  | (5)2071=(3)2071*Dep_ratet | 2071 |  | £m | 0 | 0 | 0 | 0 | 0 | 0 | 0 | 0 | 0 | 0 | 0 | 0 | 0 | 0 | 0 | 0 | 0 | 0 | 0 | 0 | 0 | 0 | 0 | 0 | 0 | 0 | 0 | 0 | 0 | 0 | 0 | 0 | 0 | 0 | 0 | 0 | 0 | 0 | 0 | 0 | 0 | 0 | 0 | 0 | 0 | 0 | 0 | 0 | 0 | 0 | 0 | 0 | 0 | 0 | 0 | 0 | 0
| 2072 Depreciation |  | (5)2072=(3)2072*Dep_ratet | 2072 |  | £m | 0 | 0 | 0 | 0 | 0 | 0 | 0 | 0 | 0 | 0 | 0 | 0 | 0 | 0 | 0 | 0 | 0 | 0 | 0 | 0 | 0 | 0 | 0 | 0 | 0 | 0 | 0 | 0 | 0 | 0 | 0 | 0 | 0 | 0 | 0 | 0 | 0 | 0 | 0 | 0 | 0 | 0 | 0 | 0 | 0 | 0 | 0 | 0 | 0 | 0 | 0 | 0 | 0 | 0 | 0 | 0 | 0
| 2073 Depreciation |  | (5)2073=(3)2073*Dep_ratet | 2073 |  | £m | 0 | 0 | 0 | 0 | 0 | 0 | 0 | 0 | 0 | 0 | 0 | 0 | 0 | 0 | 0 | 0 | 0 | 0 | 0 | 0 | 0 | 0 | 0 | 0 | 0 | 0 | 0 | 0 | 0 | 0 | 0 | 0 | 0 | 0 | 0 | 0 | 0 | 0 | 0 | 0 | 0 | 0 | 0 | 0 | 0 | 0 | 0 | 0 | 0 | 0 | 0 | 0 | 0 | 0 | 0 | 0 | 0
| 2074 Depreciation |  | (5)2074=(3)2074*Dep_ratet | 2074 |  | £m | 0 | 0 | 0 | 0 | 0 | 0 | 0 | 0 | 0 | 0 | 0 | 0 | 0 | 0 | 0 | 0 | 0 | 0 | 0 | 0 | 0 | 0 | 0 | 0 | 0 | 0 | 0 | 0 | 0 | 0 | 0 | 0 | 0 | 0 | 0 | 0 | 0 | 0 | 0 | 0 | 0 | 0 | 0 | 0 | 0 | 0 | 0 | 0 | 0 | 0 | 0 | 0 | 0 | 0 | 0 | 0 | 0
| 2075 Depreciation |  | (5)2075=(3)2075*Dep_ratet | 2075 |  | £m | 0 | 0 | 0 | 0 | 0 | 0 | 0 | 0 | 0 | 0 | 0 | 0 | 0 | 0 | 0 | 0 | 0 | 0 | 0 | 0 | 0 | 0 | 0 | 0 | 0 | 0 | 0 | 0 | 0 | 0 | 0 | 0 | 0 | 0 | 0 | 0 | 0 | 0 | 0 | 0 | 0 | 0 | 0 | 0 | 0 | 0 | 0 | 0 | 0 | 0 | 0 | 0 | 0 | 0 | 0 | 0 | 0
| 2076 Depreciation |  | (5)2076=(3)2076*Dep_ratet | 2076 |  | £m | 0 | 0 | 0 | 0 | 0 | 0 | 0 | 0 | 0 | 0 | 0 | 0 | 0 | 0 | 0 | 0 | 0 | 0 | 0 | 0 | 0 | 0 | 0 | 0 | 0 | 0 | 0 | 0 | 0 | 0 | 0 | 0 | 0 | 0 | 0 | 0 | 0 | 0 | 0 | 0 | 0 | 0 | 0 | 0 | 0 | 0 | 0 | 0 | 0 | 0 | 0 | 0 | 0 | 0 | 0 | 0 | 0
| 2077 Depreciation |  | (5)2077=(3)2077*Dep_ratet | 2077 |  | £m | 0 | 0 | 0 | 0 | 0 | 0 | 0 | 0 | 0 | 0 | 0 | 0 | 0 | 0 | 0 | 0 | 0 | 0 | 0 | 0 | 0 | 0 | 0 | 0 | 0 | 0 | 0 | 0 | 0 | 0 | 0 | 0 | 0 | 0 | 0 | 0 | 0 | 0 | 0 | 0 | 0 | 0 | 0 | 0 | 0 | 0 | 0 | 0 | 0 | 0 | 0 | 0 | 0 | 0 | 0 | 0 | 0
| 2078 Depreciation |  | (5)2078=(3)2078*Dep_ratet | 2078 |  | £m | 0 | 0 | 0 | 0 | 0 | 0 | 0 | 0 | 0 | 0 | 0 | 0 | 0 | 0 | 0 | 0 | 0 | 0 | 0 | 0 | 0 | 0 | 0 | 0 | 0 | 0 | 0 | 0 | 0 | 0 | 0 | 0 | 0 | 0 | 0 | 0 | 0 | 0 | 0 | 0 | 0 | 0 | 0 | 0 | 0 | 0 | 0 | 0 | 0 | 0 | 0 | 0 | 0 | 0 | 0 | 0 | 0
| 2079 Depreciation |  | (5)2079=(3)2079*Dep_ratet | 2079 |  | £m | 0 | 0 | 0 | 0 | 0 | 0 | 0 | 0 | 0 | 0 | 0 | 0 | 0 | 0 | 0 | 0 | 0 | 0 | 0 | 0 | 0 | 0 | 0 | 0 | 0 | 0 | 0 | 0 | 0 | 0 | 0 | 0 | 0 | 0 | 0 | 0 | 0 | 0 | 0 | 0 | 0 | 0 | 0 | 0 | 0 | 0 | 0 | 0 | 0 | 0 | 0 | 0 | 0 | 0 | 0 | 0 | 0
| Depreciation |  | (5)=∑(5)t |  |  | £m | 0 | 0 | 0 | 0 | 0 | 0 | 0 | 0 | 0 | 0 | 0 | 0 | 0 | 0 | 0 | 0 | 0 | 0 | 0 | 0 | 0 | 0 | 0 | 0 | 0 | 0 | 0 | 0 | 0 | 0 | 0 | 0 | 0 | 0 | 0 | 0 | 0 | 0 | 0 | 0 | 0 | 0 | 0 | 0 | 0 | 0 | 0 | 0 | 0 | 0 | 0 | 0 | 0 | 0 | 0 | 0 | 0
| Opening RAV balance |  | (6op)t=(6cl)t-1 |  |  | £m | 0 | 0 | 0 | 0 | 0 | 0 | 0 | 0 | 0 | 0 | 0 | 0 | 0 | 0 | 0 | 0 | 0 | 0 | 0 | 0 | 0 | 0 | 0 | 0 | 0 | 0 | 0 | 0 | 0 | 0 | 0 | 0 | 0 | 0 | 0 | 0 | 0 | 0 | 0 | 0 | 0 | 0 | 0 | 0 | 0 | 0 | 0 | 0 | 0 | 0 | 0 | 0 | 0 | 0 | 0 | 0 | 0
| Discounted RAV balance |  | (6D)=(6cl)*(1/1+WACC)) |  |  | £m | 0 | 0 | 0 | 0 | 0 | 0 | 0 | 0 | 0 | 0 | 0 | 0 | 0 | 0 | 0 | 0 | 0 | 0 | 0 | 0 | 0 | 0 | 0 | 0 | 0 | 0 | 0 | 0 | 0 | 0 | 0 | 0 | 0 | 0 | 0 | 0 | 0 | 0 | 0 | 0 | 0 | 0 | 0 | 0 | 0 | 0 | 0 | 0 | 0 | 0 | 0 | 0 | 0 | 0 | 0 | 0 | 0
| Closing RAV balance |  | (6cl)=(3)-(5)+(6op) |  |  | £m | 0 | 0 | 0 | 0 | 0 | 0 | 0 | 0 | 0 | 0 | 0 | 0 | 0 | 0 | 0 | 0 | 0 | 0 | 0 | 0 | 0 | 0 | 0 | 0 | 0 | 0 | 0 | 0 | 0 | 0 | 0 | 0 | 0 | 0 | 0 | 0 | 0 | 0 | 0 | 0 | 0 | 0 | 0 | 0 | 0 | 0 | 0 | 0 | 0 | 0 | 0 | 0 | 0 | 0 | 0 | 0 | 0
| Cost of Capital |  | (6)=avg[(6D),(6op)]xWACC |  |  | £m | 0 | 0 | 0 | 0 | 0 | 0 | 0 | 0 | 0 | 0 | 0 | 0 | 0 | 0 | 0 | 0 | 0 | 0 | 0 | 0 | 0 | 0 | 0 | 0 | 0 | 0 | 0 | 0 | 0 | 0 | 0 | 0 | 0 | 0 | 0 | 0 | 0 | 0 | 0 | 0 | 0 | 0 | 0 | 0 | 0 | 0 | 0 | 0 | 0 | 0 | 0 | 0 | 0 | 0 | 0 | 0 | 0
| Total net financial benefits |  | (7)=(4)+(5)+(6) |  |  | £m | 0 | 0 | 0 | 0 | -0.0014417 | -0.0017691 | -0.0020966 | -0.0022907 | -0.0024848 | -0.0026788 | -0.0028729 | -0.003067 | -0.0034205 | -0.003774 | -0.0041274 | -0.0044809 | -0.0048344 | -0.0051879 | -0.0055414 | -0.0058948 | -0.0062483 | -0.005181 | -0.0055344 | -0.0058879 | -0.0062414 | -0.0065949 | -0.0028071 | 0 | 0 | 0 | 0 | 0 | 0 | 0 | 0 | 0 | 0 | 0 | 0 | 0 | 0 | 0 | 0 | 0 | 0 | 0 | 0 | 0 | 0 | 0 | 0 | 0 | 0 | 0 | 0 | 0 | 0
Environmental net benefits (£m) | Reduced/Increased electrical losses | Please select scope | [Add notes here] | Please select confidence rating | [Add notes here] | £m | 0 | 0 | 0 | 0 | 0 | 0 | 0 | 0 | 0 | 0 | 0 | 0 | 0 | 0 | 0 | 0 | 0 | 0 | 0 | 0 | 0 | 0 | 0 | 0 | 0 | 0 | 0 | 0 | 0 | 0 | 0 | 0 | 0 | 0 | 0 | 0 | 0 | 0 | 0 | 0 | 0 | 0 | 0 | 0 | 0 | 0 | 0 | 0 | 0 | 0 | 0 | 0 | 0 | 0 | 0 | 0 | 0 | 1
| Reduced/Increased emissions associated with losses |  |  |  |  | £m | 0 | 0 | 0 | 0 | 0 | 0 | 0 | 0 | 0 | 0 | 0 | 0 | 0 | 0 | 0 | 0 | 0 | 0 | 0 | 0 | 0 | 0 | 0 | 0 | 0 | 0 | 0 | 0 | 0 | 0 | 0 | 0 | 0 | 0 | 0 | 0 | 0 | 0 | 0 | 0 | 0 | 0 | 0 | 0 | 0 | 0 | 0 | 0 | 0 | 0 | 0 | 0 | 0 | 0 | 0 | 0 | 0 | 2
| Reduced/Increased direct emissions (not associated with losses) | Direct | [Add notes here] | Please select confidence rating | [Add notes here] | £m | 0 | 0 | 0 | 0 | 0 | 0 | 0 | 0 | 0 | 0 | 0 | 0 | 0 | 0 | 0 | 0 | 0 | 0 | 0 | 0 | 0 | 0 | 0 | 0 | 0 | 0 | 0 | 0 | 0 | 0 | 0 | 0 | 0 | 0 | 0 | 0 | 0 | 0 | 0 | 0 | 0 | 0 | 0 | 0 | 0 | 0 | 0 | 0 | 0 | 0 | 0 | 0 | 0 | 0 | 0 | 0 | 0 | 3
| Reduced/Increased indirect emissions (not associated with losses) | Indirect | [Add notes here] | Please select confidence rating | [Add notes here] | £m | 0 | 0 | 0 | 0 | 0 | 0 | 0 | 0 | 0 | 0 | 0 | 0 | 0 | 0 | 0 | 0 | 0 | 0 | 0 | 0 | 0 | 0 | 0 | 0 | 0 | 0 | 0 | 0 | 0 | 0 | 0 | 0 | 0 | 0 | 0 | 0 | 0 | 0 | 0 | 0 | 0 | 0 | 0 | 0 | 0 | 0 | 0 | 0 | 0 | 0 | 0 | 0 | 0 | 0 | 0 | 0 | 0 | 4
| Shrinkage - theft of gas & own use gas | Please select scope | [Add notes here] | Please select confidence rating | [Add notes here] | £m | 0 | 0 | 0 | 0 | 0 | 0 | 0 | 0 | 0 | 0 | 0 | 0 | 0 | 0 | 0 | 0 | 0 | 0 | 0 | 0 | 0 | 0 | 0 | 0 | 0 | 0 | 0 | 0 | 0 | 0 | 0 | 0 | 0 | 0 | 0 | 0 | 0 | 0 | 0 | 0 | 0 | 0 | 0 | 0 | 0 | 0 | 0 | 0 | 0 | 0 | 0 | 0 | 0 | 0 | 0 | 0 | 0 | 5
| Other gas leakage 1 (specify) (e.g. SF6, H2, CH4, N2O, etc.) | Please select scope | [Add notes here] | Please select confidence rating | [Add notes here] | £m | 0 | 0 | 0 | 0 | 0 | 0 | 0 | 0 | 0 | 0 | 0 | 0 | 0 | 0 | 0 | 0 | 0 | 0 | 0 | 0 | 0 | 0 | 0 | 0 | 0 | 0 | 0 | 0 | 0 | 0 | 0 | 0 | 0 | 0 | 0 | 0 | 0 | 0 | 0 | 0 | 0 | 0 | 0 | 0 | 0 | 0 | 0 | 0 | 0 | 0 | 0 | 0 | 0 | 0 | 0 | 0 | 0 | 6
| Other gas leakage 2 (specify) (e.g. SF6, H2, CH4, N2O, etc.) | Please select scope | [Add notes here] | Please select confidence rating | [Add notes here] | £m | 0 | 0 | 0 | 0 | 0 | 0 | 0 | 0 | 0 | 0 | 0 | 0 | 0 | 0 | 0 | 0 | 0 | 0 | 0 | 0 | 0 | 0 | 0 | 0 | 0 | 0 | 0 | 0 | 0 | 0 | 0 | 0 | 0 | 0 | 0 | 0 | 0 | 0 | 0 | 0 | 0 | 0 | 0 | 0 | 0 | 0 | 0 | 0 | 0 | 0 | 0 | 0 | 0 | 0 | 0 | 0 | 0 | 7
| Other gas leakage 3 (specify) (e.g. SF6, H2, CH4, N2O, etc.) | Please select scope | [Add notes here] | Please select confidence rating | [Add notes here] | £m | 0 | 0 | 0 | 0 | 0 | 0 | 0 | 0 | 0 | 0 | 0 | 0 | 0 | 0 | 0 | 0 | 0 | 0 | 0 | 0 | 0 | 0 | 0 | 0 | 0 | 0 | 0 | 0 | 0 | 0 | 0 | 0 | 0 | 0 | 0 | 0 | 0 | 0 | 0 | 0 | 0 | 0 | 0 | 0 | 0 | 0 | 0 | 0 | 0 | 0 | 0 | 0 | 0 | 0 | 0 | 0 | 0 | 8
| Reduced/Increased oil leakage | N/A | [Add notes here] | Please select confidence rating | [Add notes here] | £m | 0 | 0 | 0 | 0 | 0 | 0 | 0 | 0 | 0 | 0 | 0 | 0 | 0 | 0 | 0 | 0 | 0 | 0 | 0 | 0 | 0 | 0 | 0 | 0 | 0 | 0 | 0 | 0 | 0 | 0 | 0 | 0 | 0 | 0 | 0 | 0 | 0 | 0 | 0 | 0 | 0 | 0 | 0 | 0 | 0 | 0 | 0 | 0 | 0 | 0 | 0 | 0 | 0 | 0 | 0 | 0 | 0 | 9
| Other 1 (specify) | N/A | [Add notes here] | Please select confidence rating | [Add notes here] | £m | 0 | 0 | 0 | 0 | 0 | 0 | 0 | 0 | 0 | 0 | 0 | 0 | 0 | 0 | 0 | 0 | 0 | 0 | 0 | 0 | 0 | 0 | 0 | 0 | 0 | 0 | 0 | 0 | 0 | 0 | 0 | 0 | 0 | 0 | 0 | 0 | 0 | 0 | 0 | 0 | 0 | 0 | 0 | 0 | 0 | 0 | 0 | 0 | 0 | 0 | 0 | 0 | 0 | 0 | 0 | 0 | 0 | 10
| Other 2 (specify) | N/A | [Add notes here] | Please select confidence rating | [Add notes here] | £m | 0 | 0 | 0 | 0 | 0 | 0 | 0 | 0 | 0 | 0 | 0 | 0 | 0 | 0 | 0 | 0 | 0 | 0 | 0 | 0 | 0 | 0 | 0 | 0 | 0 | 0 | 0 | 0 | 0 | 0 | 0 | 0 | 0 | 0 | 0 | 0 | 0 | 0 | 0 | 0 | 0 | 0 | 0 | 0 | 0 | 0 | 0 | 0 | 0 | 0 | 0 | 0 | 0 | 0 | 0 | 0 | 0 | 11
| Other 3 (specify) | N/A | [Add notes here] | Please select confidence rating | [Add notes here] | £m | 0 | 0 | 0 | 0 | 0 | 0 | 0 | 0 | 0 | 0 | 0 | 0 | 0 | 0 | 0 | 0 | 0 | 0 | 0 | 0 | 0 | 0 | 0 | 0 | 0 | 0 | 0 | 0 | 0 | 0 | 0 | 0 | 0 | 0 | 0 | 0 | 0 | 0 | 0 | 0 | 0 | 0 | 0 | 0 | 0 | 0 | 0 | 0 | 0 | 0 | 0 | 0 | 0 | 0 | 0 | 0 | 0 | 12
| Other 4 (specify) | N/A | [Add notes here] | Please select confidence rating | [Add notes here] | £m | 0 | 0 | 0 | 0 | 0 | 0 | 0 | 0 | 0 | 0 | 0 | 0 | 0 | 0 | 0 | 0 | 0 | 0 | 0 | 0 | 0 | 0 | 0 | 0 | 0 | 0 | 0 | 0 | 0 | 0 | 0 | 0 | 0 | 0 | 0 | 0 | 0 | 0 | 0 | 0 | 0 | 0 | 0 | 0 | 0 | 0 | 0 | 0 | 0 | 0 | 0 | 0 | 0 | 0 | 0 | 0 | 0 | 13
| Other 5 (specify) | N/A | [Add notes here] | Please select confidence rating | [Add notes here] | £m | 0 | 0 | 0 | 0 | 0 | 0 | 0 | 0 | 0 | 0 | 0 | 0 | 0 | 0 | 0 | 0 | 0 | 0 | 0 | 0 | 0 | 0 | 0 | 0 | 0 | 0 | 0 | 0 | 0 | 0 | 0 | 0 | 0 | 0 | 0 | 0 | 0 | 0 | 0 | 0 | 0 | 0 | 0 | 0 | 0 | 0 | 0 | 0 | 0 | 0 | 0 | 0 | 0 | 0 | 0 | 0 | 0 | 14
| Other 6 (specify) | N/A | [Add notes here] | Please select confidence rating | [Add notes here] | £m | 0 | 0 | 0 | 0 | 0 | 0 | 0 | 0 | 0 | 0 | 0 | 0 | 0 | 0 | 0 | 0 | 0 | 0 | 0 | 0 | 0 | 0 | 0 | 0 | 0 | 0 | 0 | 0 | 0 | 0 | 0 | 0 | 0 | 0 | 0 | 0 | 0 | 0 | 0 | 0 | 0 | 0 | 0 | 0 | 0 | 0 | 0 | 0 | 0 | 0 | 0 | 0 | 0 | 0 | 0 | 0 | 0 | 15
| Other 7 (specify) | N/A | [Add notes here] | Please select confidence rating | [Add notes here] | £m | 0 | 0 | 0 | 0 | 0 | 0 | 0 | 0 | 0 | 0 | 0 | 0 | 0 | 0 | 0 | 0 | 0 | 0 | 0 | 0 | 0 | 0 | 0 | 0 | 0 | 0 | 0 | 0 | 0 | 0 | 0 | 0 | 0 | 0 | 0 | 0 | 0 | 0 | 0 | 0 | 0 | 0 | 0 | 0 | 0 | 0 | 0 | 0 | 0 | 0 | 0 | 0 | 0 | 0 | 0 | 0 | 0 | 16
| Other 8 (specify) | N/A | [Add notes here] | Please select confidence rating | [Add notes here] | £m | 0 | 0 | 0 | 0 | 0 | 0 | 0 | 0 | 0 | 0 | 0 | 0 | 0 | 0 | 0 | 0 | 0 | 0 | 0 | 0 | 0 | 0 | 0 | 0 | 0 | 0 | 0 | 0 | 0 | 0 | 0 | 0 | 0 | 0 | 0 | 0 | 0 | 0 | 0 | 0 | 0 | 0 | 0 | 0 | 0 | 0 | 0 | 0 | 0 | 0 | 0 | 0 | 0 | 0 | 0 | 0 | 0 | 17
| Other 9 (specify) | N/A | [Add notes here] | Please select confidence rating | [Add notes here] | £m | 0 | 0 | 0 | 0 | 0 | 0 | 0 | 0 | 0 | 0 | 0 | 0 | 0 | 0 | 0 | 0 | 0 | 0 | 0 | 0 | 0 | 0 | 0 | 0 | 0 | 0 | 0 | 0 | 0 | 0 | 0 | 0 | 0 | 0 | 0 | 0 | 0 | 0 | 0 | 0 | 0 | 0 | 0 | 0 | 0 | 0 | 0 | 0 | 0 | 0 | 0 | 0 | 0 | 0 | 0 | 0 | 0 | 18
| Other 10 (specify) | N/A | [Add notes here] | Please select confidence rating | [Add notes here] | £m | 0 | 0 | 0 | 0 | 0 | 0 | 0 | 0 | 0 | 0 | 0 | 0 | 0 | 0 | 0 | 0 | 0 | 0 | 0 | 0 | 0 | 0 | 0 | 0 | 0 | 0 | 0 | 0 | 0 | 0 | 0 | 0 | 0 | 0 | 0 | 0 | 0 | 0 | 0 | 0 | 0 | 0 | 0 | 0 | 0 | 0 | 0 | 0 | 0 | 0 | 0 | 0 | 0 | 0 | 0 | 0 | 0 | 19
| Total environmental benefits (costs) |  | (8) |  |  | £m | 0 | 0 | 0 | 0 | 0 | 0 | 0 | 0 | 0 | 0 | 0 | 0 | 0 | 0 | 0 | 0 | 0 | 0 | 0 | 0 | 0 | 0 | 0 | 0 | 0 | 0 | 0 | 0 | 0 | 0 | 0 | 0 | 0 | 0 | 0 | 0 | 0 | 0 | 0 | 0 | 0 | 0 | 0 | 0 | 0 | 0 | 0 | 0 | 0 | 0 | 0 | 0 | 0 | 0 | 0 | 0 | 0
Societal net benefits(£m) | Reduced/Increased number of customers interrupted | N/A | [Add notes here] | Please select confidence rating | [Add notes here] | £m | 0 | 0 | 0 | 0 | 0 | 0 | 0 | 0 | 0 | 0 | 0 | 0 | 0 | 0 | 0 | 0 | 0 | 0 | 0 | 0 | 0 | 0 | 0 | 0 | 0 | 0 | 0 | 0 | 0 | 0 | 0 | 0 | 0 | 0 | 0 | 0 | 0 | 0 | 0 | 0 | 0 | 0 | 0 | 0 | 0 | 0 | 0 | 0 | 0 | 0 | 0 | 0 | 0 | 0 | 0 | 0 | 0 | 20
| Reduced/Increased customer minutes lost | N/A | [Add notes here] | Please select confidence rating | [Add notes here] | £m | 0 | 0 | 0 | 0 | 0 | 0 | 0 | 0 | 0 | 0 | 0 | 0 | 0 | 0 | 0 | 0 | 0 | 0 | 0 | 0 | 0 | 0 | 0 | 0 | 0 | 0 | 0 | 0 | 0 | 0 | 0 | 0 | 0 | 0 | 0 | 0 | 0 | 0 | 0 | 0 | 0 | 0 | 0 | 0 | 0 | 0 | 0 | 0 | 0 | 0 | 0 | 0 | 0 | 0 | 0 | 0 | 0 | 21
| Reduced/Increased number of fatalities | N/A | [Add notes here] | Please select confidence rating | [Add notes here] | £m | 0 | 0 | 0 | 0 | 0 | 0 | 0 | 0 | 0 | 0 | 0 | 0 | 0 | 0 | 0 | 0 | 0 | 0 | 0 | 0 | 0 | 0 | 0 | 0 | 0 | 0 | 0 | 0 | 0 | 0 | 0 | 0 | 0 | 0 | 0 | 0 | 0 | 0 | 0 | 0 | 0 | 0 | 0 | 0 | 0 | 0 | 0 | 0 | 0 | 0 | 0 | 0 | 0 | 0 | 0 | 0 | 0 | 22
| Reduced/Increased number of instances of major injury | N/A | [Add notes here] | Please select confidence rating | [Add notes here] | £m | 0 | 0 | 0 | 0 | 0 | 0 | 0 | 0 | 0 | 0 | 0 | 0 | 0 | 0 | 0 | 0 | 0 | 0 | 0 | 0 | 0 | 0 | 0 | 0 | 0 | 0 | 0 | 0 | 0 | 0 | 0 | 0 | 0 | 0 | 0 | 0 | 0 | 0 | 0 | 0 | 0 | 0 | 0 | 0 | 0 | 0 | 0 | 0 | 0 | 0 | 0 | 0 | 0 | 0 | 0 | 0 | 0 | 23
| Customer social benefits | N/A | Reduced distruption and social benefit from network savings | Low | [Add notes here] | £m | 0 | 0 | 0 | 0 | 0.0014417 | 0.0017691 | 0.0020966 | 0.0022907 | 0.0024848 | 0.0026788 | 0.0028729 | 0.003067 | 0.0034205 | 0.003774 | 0.0041274 | 0.0044809 | 0.0048344 | 0.0051879 | 0.0055414 | 0.0058948 | 0.0062483 | 0.005181 | 0.0055344 | 0.0058879 | 0.0062414 | 0.0065949 | 0.0028071 | 0 | 0 | 0 | 0 | 0 | 0 | 0 | 0 | 0 | 0 | 0 | 0 | 0 | 0 | 0 | 0 | 0 | 0 | 0 | 0 | 0 | 0 | 0 | 0 | 0 | 0 | 0 | 0 | 0 | 0 | 24
| Other 2 (specify) | N/A | [Add notes here] | Please select confidence rating | [Add notes here] | £m | 0 | 0 | 0 | 0 | 0 | 0 | 0 | 0 | 0 | 0 | 0 | 0 | 0 | 0 | 0 | 0 | 0 | 0 | 0 | 0 | 0 | 0 | 0 | 0 | 0 | 0 | 0 | 0 | 0 | 0 | 0 | 0 | 0 | 0 | 0 | 0 | 0 | 0 | 0 | 0 | 0 | 0 | 0 | 0 | 0 | 0 | 0 | 0 | 0 | 0 | 0 | 0 | 0 | 0 | 0 | 0 | 0 | 25
| Other 3 (specify) | N/A | [Add notes here] | Please select confidence rating | [Add notes here] | £m | 0 | 0 | 0 | 0 | 0 | 0 | 0 | 0 | 0 | 0 | 0 | 0 | 0 | 0 | 0 | 0 | 0 | 0 | 0 | 0 | 0 | 0 | 0 | 0 | 0 | 0 | 0 | 0 | 0 | 0 | 0 | 0 | 0 | 0 | 0 | 0 | 0 | 0 | 0 | 0 | 0 | 0 | 0 | 0 | 0 | 0 | 0 | 0 | 0 | 0 | 0 | 0 | 0 | 0 | 0 | 0 | 0 | 26
| Other 4 (specify) | N/A | [Add notes here] | Please select confidence rating | [Add notes here] | £m | 0 | 0 | 0 | 0 | 0 | 0 | 0 | 0 | 0 | 0 | 0 | 0 | 0 | 0 | 0 | 0 | 0 | 0 | 0 | 0 | 0 | 0 | 0 | 0 | 0 | 0 | 0 | 0 | 0 | 0 | 0 | 0 | 0 | 0 | 0 | 0 | 0 | 0 | 0 | 0 | 0 | 0 | 0 | 0 | 0 | 0 | 0 | 0 | 0 | 0 | 0 | 0 | 0 | 0 | 0 | 0 | 0 | 27
| Other 5 (specify) | N/A | [Add notes here] | Please select confidence rating | [Add notes here] | £m | 0 | 0 | 0 | 0 | 0 | 0 | 0 | 0 | 0 | 0 | 0 | 0 | 0 | 0 | 0 | 0 | 0 | 0 | 0 | 0 | 0 | 0 | 0 | 0 | 0 | 0 | 0 | 0 | 0 | 0 | 0 | 0 | 0 | 0 | 0 | 0 | 0 | 0 | 0 | 0 | 0 | 0 | 0 | 0 | 0 | 0 | 0 | 0 | 0 | 0 | 0 | 0 | 0 | 0 | 0 | 0 | 0 | 28
| Other 6 (specify) | N/A | [Add notes here] | Please select confidence rating | [Add notes here] | £m | 0 | 0 | 0 | 0 | 0 | 0 | 0 | 0 | 0 | 0 | 0 | 0 | 0 | 0 | 0 | 0 | 0 | 0 | 0 | 0 | 0 | 0 | 0 | 0 | 0 | 0 | 0 | 0 | 0 | 0 | 0 | 0 | 0 | 0 | 0 | 0 | 0 | 0 | 0 | 0 | 0 | 0 | 0 | 0 | 0 | 0 | 0 | 0 | 0 | 0 | 0 | 0 | 0 | 0 | 0 | 0 | 0 | 29
| Other 7 (specify) | N/A | [Add notes here] | Please select confidence rating | [Add notes here] | £m | 0 | 0 | 0 | 0 | 0 | 0 | 0 | 0 | 0 | 0 | 0 | 0 | 0 | 0 | 0 | 0 | 0 | 0 | 0 | 0 | 0 | 0 | 0 | 0 | 0 | 0 | 0 | 0 | 0 | 0 | 0 | 0 | 0 | 0 | 0 | 0 | 0 | 0 | 0 | 0 | 0 | 0 | 0 | 0 | 0 | 0 | 0 | 0 | 0 | 0 | 0 | 0 | 0 | 0 | 0 | 0 | 0 | 30
| Other 8 (specify) | N/A | [Add notes here] | Please select confidence rating | [Add notes here] | £m | 0 | 0 | 0 | 0 | 0 | 0 | 0 | 0 | 0 | 0 | 0 | 0 | 0 | 0 | 0 | 0 | 0 | 0 | 0 | 0 | 0 | 0 | 0 | 0 | 0 | 0 | 0 | 0 | 0 | 0 | 0 | 0 | 0 | 0 | 0 | 0 | 0 | 0 | 0 | 0 | 0 | 0 | 0 | 0 | 0 | 0 | 0 | 0 | 0 | 0 | 0 | 0 | 0 | 0 | 0 | 0 | 0 | 31
| Other 9 (specify) | N/A | [Add notes here] | Please select confidence rating | [Add notes here] | £m | 0 | 0 | 0 | 0 | 0 | 0 | 0 | 0 | 0 | 0 | 0 | 0 | 0 | 0 | 0 | 0 | 0 | 0 | 0 | 0 | 0 | 0 | 0 | 0 | 0 | 0 | 0 | 0 | 0 | 0 | 0 | 0 | 0 | 0 | 0 | 0 | 0 | 0 | 0 | 0 | 0 | 0 | 0 | 0 | 0 | 0 | 0 | 0 | 0 | 0 | 0 | 0 | 0 | 0 | 0 | 0 | 0 | 32
| Other 10 (specify) | N/A | [Add notes here] | Please select confidence rating | [Add notes here] | £m | 0 | 0 | 0 | 0 | 0 | 0 | 0 | 0 | 0 | 0 | 0 | 0 | 0 | 0 | 0 | 0 | 0 | 0 | 0 | 0 | 0 | 0 | 0 | 0 | 0 | 0 | 0 | 0 | 0 | 0 | 0 | 0 | 0 | 0 | 0 | 0 | 0 | 0 | 0 | 0 | 0 | 0 | 0 | 0 | 0 | 0 | 0 | 0 | 0 | 0 | 0 | 0 | 0 | 0 | 0 | 0 | 0 | 33
| Total societal benefits (costs) |  | (9) |  |  | £m | 0 | 0 | 0 | 0 | 0.0014417 | 0.0017691 | 0.0020966 | 0.0022907 | 0.0024848 | 0.0026788 | 0.0028729 | 0.003067 | 0.0034205 | 0.003774 | 0.0041274 | 0.0044809 | 0.0048344 | 0.0051879 | 0.0055414 | 0.0058948 | 0.0062483 | 0.005181 | 0.0055344 | 0.0058879 | 0.0062414 | 0.0065949 | 0.0028071 | 0 | 0 | 0 | 0 | 0 | 0 | 0 | 0 | 0 | 0 | 0 | 0 | 0 | 0 | 0 | 0 | 0 | 0 | 0 | 0 | 0 | 0 | 0 | 0 | 0 | 0 | 0 | 0 | 0 | 0
| Net benefits |  | (10)=(7)+(8)+(9) |  |  | £m | 0 | 0 | 0 | 0 | -2.1036e-15 | -2.5529e-15 | -3.0019e-15 | -3.3255e-15 | -3.6494e-15 | -3.9734e-15 | -3.9643e-15 | -4.3988e-15 | -4.7904e-15 | -5.2931e-15 | -6.0169e-15 | -6.297e-15 | -6.8001e-15 | -7.3023e-15 | -7.5825e-15 | -8.0855e-15 | -8.3657e-15 | -7.141e-15 | -7.6432e-15 | -8.3674e-15 | -8.6485e-15 | -9.5948e-15 | -3.9769e-15 | 0 | 0 | 0 | 0 | 0 | 0 | 0 | 0 | 0 | 0 | 0 | 0 | 0 | 0 | 0 | 0 | 0 | 0 | 0 | 0 | 0 | 0 | 0 | 0 | 0 | 0 | 0 | 0 | 0 | 0
| Discount factor |  | =1/[(1+SRTP)^n] |  |  | % | 100% | 100% | 100% | 100% | 87.14% | 84.2% | 81.35% | 78.6% | 75.94% | 73.37% | 70.89% | 68.49% | 66.18% | 63.94% | 61.78% | 59.69% | 57.67% | 55.72% | 53.84% | 52.02% | 50.26% | 48.56% | 46.92% | 45.33% | 43.8% | 42.31% | 40.88% | 39.5% | 38.17% | 36.87% | 35.63% | 34.59% | 33.58% | 32.6% | 31.65% | 30.73% | 29.84% | 28.97% | 28.12% | 27.31% | 26.51% | 25.74% | 24.99% | 24.26% | 23.55% | 22.87% | 22.2% | 21.56% | 20.93% | 20.32% | 19.73% | 19.15% | 18.59% | 18.05% | 17.53% | 17.02% | 16.52%
| Discount factor (safety) |  | =1/[(1+PTPR)^n] |  |  | % | 100% | 100% | 100% | 100% | 94.22% | 92.83% | 91.45% | 90.1% | 88.77% | 87.46% | 86.17% | 84.89% | 83.64% | 82.4% | 81.18% | 79.99% | 78.8% | 77.64% | 76.49% | 75.36% | 74.25% | 73.15% | 72.07% | 71% | 69.95% | 68.92% | 67.9% | 66.9% | 65.91% | 64.94% | 63.98% | 63.16% | 62.36% | 61.57% | 60.79% | 60.02% | 59.25% | 58.5% | 57.76% | 57.03% | 56.3% | 55.59% | 54.88% | 54.18% | 53.5% | 52.82% | 52.15% | 51.48% | 50.83% | 50.19% | 49.55% | 48.92% | 48.3% | 47.69% | 47.08% | 46.48% | 45.89%
| Discounted net benefits |  |  |  |  | £m | 0 | 0 | 0 | 0 | -1.8331e-15 | -2.1494e-15 | -2.4421e-15 | -2.6138e-15 | -2.7714e-15 | -2.9154e-15 | -2.8104e-15 | -3.013e-15 | -3.1702e-15 | -3.3844e-15 | -3.7171e-15 | -3.7586e-15 | -3.9217e-15 | -4.0689e-15 | -4.0821e-15 | -4.2057e-15 | -4.2043e-15 | -3.4675e-15 | -3.5858e-15 | -3.7928e-15 | -3.7877e-15 | -4.06e-15 | -1.6259e-15 | 0 | 0 | 0 | 0 | 0 | 0 | 0 | 0 | 0 | 0 | 0 | 0 | 0 | 0 | 0 | 0 | 0 | 0 | 0 | 0 | 0 | 0 | 0 | 0 | 0 | 0 | 0 | 0 | 0 | 0
| Cumulative discounted net benefits |  |  |  |  | £m | 0 | 0 | 0 | 0 | -1.8331e-15 | -3.9826e-15 | -6.4247e-15 | -9.0384e-15 | -1.181e-14 | -1.4725e-14 | -1.7536e-14 | -2.0549e-14 | -2.3719e-14 | -2.7103e-14 | -3.082e-14 | -3.4579e-14 | -3.8501e-14 | -4.257e-14 | -4.6652e-14 | -5.0857e-14 | -5.5062e-14 | -5.8529e-14 | -6.2115e-14 | -6.5908e-14 | -6.9695e-14 | -7.3755e-14 | -7.5381e-14 | -7.5381e-14 | -7.5381e-14 | -7.5381e-14 | -7.5381e-14 | -7.5381e-14 | -7.5381e-14 | -7.5381e-14 | -7.5381e-14 | -7.5381e-14 | -7.5381e-14 | -7.5381e-14 | -7.5381e-14 | -7.5381e-14 | -7.5381e-14 | -7.5381e-14 | -7.5381e-14 | -7.5381e-14 | -7.5381e-14 | -7.5381e-14 | -7.5381e-14 | -7.5381e-14 | -7.5381e-14 | -7.5381e-14 | -7.5381e-14 | -7.5381e-14 | -7.5381e-14 | -7.5381e-14 | -7.5381e-14 | -7.5381e-14 | -7.5381e-14
[7 empty] | 1 | 2 | 3 | 4 | 5 | 6 | 7 | 8 | 9 | 10 | 11 | 12 | 13 | 14 | 15 | 16 | 17 | 18 | 19 | 20 | 21 | 22 | 23 | 24 | 25 | 26 | 27 | 28 | 29 | 30 | 31 | 32 | 33 | 34 | 35 | 36 | 37 | 38 | 39 | 40 | 41 | 42 | 43 | 44 | 45 | 46 | 47 | 48 | 49 | 50 | 51 | 52 | 53 | 54 | 55 | 56 | 57
Note on B8: Options should be forecast until 2030 at a minimum.
Note on C19: Applicants should use this column to indicate which cost category best describes the values entered into a row. "Costs to be capitalised" (CAPEX) are longer term expenses (such as assets) which are capitalised and depreciated over a 45 year asset lifetime (as set out in the fixed data sheet). Operating expenditures, development costs, and any other non-capital costs should be input as "other non-capitalised costs".
Note on D19: Use this column to describe any parameters further if needed (e.g. number of units considered).
Note on E19: For each input applicants should enter a data confidence level to describe their confidence in the benefits/costs forecast in that row. Where relevant this confidence level should consider factors such as availability and quality of data, dependency on assumptions, expert consensus and the predictability of external factors. Applicants should assign higher confidence to inputs backed by robust, consistent data, widespread expert agreement, and minimal reliance on uncertain assumptions.
Note on F19: Here, applicants can justify the confidence rating entered in column E.
Note on C50: Applicants should specify if any emissions are direct (Scope 1) or indirect (Scopes 2 and 3). Scope 1 covers direct emissions from owned or controlled sources. Scope 2 covers indirect emissions from the generation of purchased electricity, steam, heating and cooling consumed by the reporting company. Scope 3 includes all other indirect emissions that occur in a company’s value chain. Additional guidance can be found in Ofgem's environmental reporting guidance.
Note on D50: Use this column to describe any parameters further if needed (e.g. number of units considered).
Note on E50: For each input applicants should enter a data confidence level to describe their confidence in the benefits/costs forecast in that row. Where relevant this confidence level should consider factors such as availability and quality of data, dependency on assumptions, expert consensus and the predictability of external factors. Applicants should assign higher confidence to inputs backed by robust, consistent data, widespread expert agreement, and minimal reliance on uncertain assumptions.
Note on F50: Here, applicants can justify the confidence rating entered in column E.
Note on B52: Emissions associated with losses are calculated from the above losses input in MWh. The tCO2e are then monetised using 23/24 the carbon prices on the fixed data sheet.
Note on B56: Applicants to sum gas leakage types impacted by the project in terms of tCO2e and input into this row. Please specify types of gasses included in description column (D) and if desired provide more detail on the workings sheet.
Note on B57: Applicants to sum gas leakage types impacted by the project in terms of tCO2e and input into this row. Please specify types of gasses included in description column (D) and if desired provide more detail on the workings sheet.
Note on B58: Applicants to sum gas leakage types impacted by the project in terms of tCO2e and input into this row. Please specify types of gasses included in description column (D) and if desired provide more detail on the workings sheet.
Note on H227: RAV opening balance in year 1 should b 0.

## CBA Workings 3
CBA Workings 1 - OBELISC
RIIO-2 Cost Benefit Analysis template
Workings / assumptions used for costing option 1
Use this sheet to provide details of assumptions and calculation methodology used in CBA model. There is no set format for these workings. They can take the form of formulae or tables pasted directly into the sheet or these can be cut and pasted from a word document/ added as a pdf image.
Key:
User input
Assumption
Input
Calculation
Adjustments from option 1
Input to CBA
|  | Input in CBA Option 1 tab | Costs multiplied by either the number of installs or the number of enquiries |  |  |  |  | OBELISC enters in 2028
|  | FS | Profile | 1 | 2 | 3 | 4 | 5 | 6 | 7 | 8 | 9 | 10 | 11 | 12 | 13 | 14 | 15 | 16 | 17 | 18 | 19 | 20 | 21 | 22 | 23 | 24 | 25 | 26 | 27
|  |  |  | 2024 | 2025 | 2026 | 2027 | 2028 | 2029 | 2030 | 2031 | 2032 | 2033 | 2034 | 2035 | 2036 | 2037 | 2038 | 2039 | 2040 | 2041 | 2042 | 2043 | 2044 | 2045 | 2046 | 2047 | 2048 | 2049 | 2050
|  | NGED financial savings | Enquiries | 0 | 0 | 0 | 0 | 385957.3974 | 473632.8157 | 561308.2341 | 613264.0376 | 665219.8411 | 717175.6446 | 769131.4481 | 821087.2516 | 915721.0365 | 1010354.8214 | 1104988.6064 | 1199622.3913 | 1294256.1762 | 1388889.9611 | 1483523.7461 | 1578157.531 | 1672791.3159 | 1387034.3967 | 1481668.1817 | 1576301.9666 | 1670935.7515 | 1765569.5364 | 751503.5862
|  | Customer financial savings | Installs | 0 | 0 | 0 | 0 | -387399.0537 | -475401.9637 | -563404.8737 | -615554.7463 | -667704.619 | -719854.4916 | -772004.3642 | -824154.2368 | -919141.5048 | -1014128.7727 | -1109116.0407 | -1204103.3087 | -1299090.5766 | -1394077.8446 | -1489065.1126 | -1584052.3805 | -1679039.6485 | -1392215.3491 | -1487202.6171 | -1582189.8851 | -1677177.153 | -1772164.421 | -754310.6574
|  | Customer social benefits | Installs | 0 | 0 | 0 | 0 | 1441.6563 | 1769.148 | 2096.6396 | 2290.7087 | 2484.7778 | 2678.847 | 2872.9161 | 3066.9852 | 3420.4682 | 3773.9513 | 4127.4343 | 4480.9174 | 4834.4004 | 5187.8834 | 5541.3665 | 5894.8495 | 6248.3326 | 5180.9524 | 5534.4354 | 5887.9185 | 6241.4015 | 6594.8846 | 2807.0712
Not for input in CBA Option 1 tab
|  | P50 | Value | bar: 1 2024 to 2 2025
|  |  | P5 | 1 2024: P50; 2 2025: P95
|  | NGED financial savings | 0 | 1 2024: 17.9; 2 2025: 25.65
|  | Customer financial savings | 0 | 1 2024: -127.7432; 2 2025: -2074.1161
|  | Customer social benefits | 0 | 1 2024: 0.47538; 2 2025: 0.8598
OBELISC Break Even Cost
Value
|  | DFDS Scenario | Unit | 1 2024: P5; 2 2025: P50; 3 2026: P95
|  | FS | £ | 1 2024: -969.6976; 2 2025: 3164.1963; 3 2026: 11778.9895
|  | ST | £ | 1 2024: -969.6976; 2 2025: 3113.5785; 3 2026: 10954.3989
|  | CT | £ | 1 2024: -969.6976; 2 2025: 3081.0148; 3 2026: 10423.92
|  | LW | £ | 1 2024: -969.6976; 2 2025: 3057.3068; 3 2026: 10037.7047
NGED Costs
| Costs of rejected enquiries |  |  | 1 2024: Value
| Parameter | Cost Type | Unit | 1 2024: P5; 2 2025: P50; 3 2026: P95; 4 2027: Source
| Planning time |  | Hr | 1 2024: 2.25; 2 2025: 2.25; 3 2026: 2.25; 4 2027: Assumption - 30
| NGED planner wage |  | £/Hr | 1 2024: 76; 2 2025: 79.5556; 3 2026: 82.6667; 4 2027: CBA Workings baseline'!E78:G78
| Quotes rejected - OBELISC & earthing |  | % | 1 2024: 60%; 2 2025: 70%; 3 2026: 90%; 4 2027: Assumption - 26
| Cost per enquiry |  | £ | 1 2024: 102.6; 2 2025: 125.3; 3 2026: 167.4
NGED Benefits
| Savings compared to BAU |  |  | 1 2024: Value
| Parameter | Cost Type | Unit | 1 2024: P5; 2 2025: P50; 3 2026: P95; 4 2027: Source
| Cost per enquiry - Retrofit | N/A | £ | 1 2024: 128.25; 2 2025: 143.2; 3 2026: 167.4; 4 2027: CBA Workings baseline'!E81:G81
| Cost per enquiry - OBELISC | N/A | £ | 1 2024: 102.6; 2 2025: 125.3; 3 2026: 167.4; 4 2027: E38:G38
| Cost per enquiry - Savings |  |  | 1 2024: 0; 2 2025: 17.9; 3 2026: 25.65; 4 2027: Retrofit - OBELISC
Customer Costs
| OBELISC installation |  |  | 1 2024: Value
| Parameter | Cost Type | Unit | 1 2024: P5; 2 2025: P50; 3 2026: P95; 4 2027: Source
| Cable & Trenching Svc trench UMG/turf - Mean cost per enquiry | Digging activities | £ | 1 2024: 146.9545; 2 2025: 146.9545; 3 2026: 146.9545; 4 2027: Input - 15
| Cable & Trenching Svc trench carriageway - Mean cost per enquiry | Digging activities | £ | 1 2024: 559.458; 2 2025: 559.458; 3 2026: 559.458; 4 2027: Input - 16
| Cable & Trenching Lay service no exc - Mean cost per enquiry | Digging activities | £ | 1 2024: 388.13; 2 2025: 388.13; 3 2026: 388.13; 4 2027: Input - 17
| Cable & Trenching Svc trench f/path - Mean cost per enquiry | Digging activities | £ | 1 2024: 666.6435; 2 2025: 666.6435; 3 2026: 666.6435; 4 2027: Input - 18
| Proportion of digging costs - OBELISC & earthing | Digging activities | % | 1 2024: 100%; 2 2025: 100%; 3 2026: 100%; 4 2027: Assumption - 27
| Cost of road closures | Local authority charges | £ | 1 2024: 614; 2 2025: 614; 3 2026: 614; 4 2027: Input - 19
| Chance of road closures | Local authority charges | % | 1 2024: 3.835%; 2 2025: 3.835%; 3 2026: 3.835%; 4 2027: Input - 20
| Cost of traffic management | Local authority charges | £ | 1 2024: 429; 2 2025: 429; 3 2026: 429; 4 2027: Input - 21
| Chance of traffic management | Local authority charges | % | 1 2024: 2.679%; 2 2025: 2.679%; 3 2026: 2.679%; 4 2027: Input - 22
|  |  |  | 1796.2245 | 1796.2245 | 1796.2245
| OBELISC to house connection |  |  | 1 2024: Value
| Parameter | Cost Type | Unit | 1 2024: P5; 2 2025: P50; 3 2026: P95; 4 2027: Source
| 3PH cable | 10mm 4 core LSOH SWA | £/m | 1 2024: 9.1; 2 2025: 9.1; 3 2026: 9.1; 4 2027: Input - 6
| 1PH cable | 6mm2, 3 core | £/m | 1 2024: 6.12; 2 2025: 6.12; 3 2026: 6.12; 4 2027: Input - 23
| 3PH Cable length to EV charger | N/A | m | 1 2024: 10; 2 2025: 20; 3 2026: 40; 4 2027: Assumption - 14
| 3PH Cable length to HP | N/A | m | 1 2024: 10; 2 2025: 20; 3 2026: 40; 4 2027: Assumption - 15
| 1PH Cable length to house | N/A | m | 1 2024: 20; 2 2025: 30; 3 2026: 50; 4 2027: Assumption - 16
| Cable supply cost | CAPEX | £ | 1 2024: 304.4; 2 2025: 547.6; 3 2026: 1034
| OBELISC install time OBELISC & earthing | Labour | hr | 1 2024: 15; 2 2025: 20; 3 2026: 40; 4 2027: Assumption - 28
| Installation cost | Labour | £ | 1 2024: 745.469; 2 2025: 1239.9372; 3 2026: 3433.44
| Customer costs |  | £ | 1 2024: 1049.869; 2 2025: 1787.5372; 3 2026: 4467.44
Customer Financial Benefits
| Savings compared to BAU |  |  | 1 2024: Value
| Parameter | Cost Type | Unit | 1 2024: P5; 2 2025: P50; 3 2026: P95; 4 2027: Source
| Retrofit customer cost per install | N/A |  | 1 2024: 1876.3959; 2 2025: 6617.9403; 3 2026: 15964.424; 4 2027: CBA Workings baseline'!E101:G101
| OBELISC customer cost per install | N/A |  | 1 2024: 1876.3959; 2 2025: 6747.958; 3 2026: 18042.654
| Customer savings per install |  |  | 1 2024: 0; 2 2025: -130.0177; 3 2026: -2078.23; 4 2027: Retrofit - OBELISC
| Network savings passed on to households |  |  | 1 2024: Value
| Parameter | Cost Type | Unit | 1 2024: P5; 2 2025: P50; 3 2026: P95; 4 2027: Source
| Network savings per install | N/A |  | 1 2024: 0; 2 2025: 17.9; 3 2026: 25.65; 4 2027: E47:G47
| NG annual CAPEX | Min/Max of last 2yrs |  | 1 2024: 8235000000; 2 2025: 9041000000; 3 2026: 9847000000; 4 2027: Input - 24
| NG annual OPEX | Min/Max of last 3yrs |  | 1 2024: 6500000000; 2 2025: 8035000000; 3 2026: 9570000000; 4 2027: Input - 25
| % spent on CAPEX | N/A | % | 1 2024: 42.41%; 2 2025: 52.95%; 3 2026: 66.83%
| Electricity bill - network costs | N/A | % | 1 2024: 24%; 2 2025: 24%; 3 2026: 24%; 4 2027: Input - 26
| Network savings passed on to households | N/A | % | 1 2024: 100%; 2 2025: 100%; 3 2026: 100%; 4 2027: Assumption - 18
| % of OBELISC savings passed onto customers | N/A |  | 1 2024: 10.18%; 2 2025: 12.71%; 3 2026: 16.04%
| Savings passed onto customer per install |  |  | 1 2024: 0; 2 2025: 2.2745; 3 2026: 4.1139; 4 2027: Reduction in CAPEX x proportion of electricity bill
Customer Social Benefits
| Social benefits from network savings passed on to fuel poor households |  |  | 1 2024: Value
| Parameter | Cost Type | Unit | 1 2024: P5; 2 2025: P50; 3 2026: P95; 4 2027: Source
| UK fuel poor households (2024) | N/A | % | 1 2024: 11%; 2 2025: 11%; 3 2026: 11%; 4 2027: Input - 27
| Savings passed onto fuel poor households per install | N/A |  | 1 2024: 0; 2 2025: 0.2502; 3 2026: 0.45253
| Social return on investment | N/A | Number | 1 2024: 1.9; 2 2025: 1.9; 3 2026: 1.9; 4 2027: Input - 28
| Social benefits from network savings per install |  |  | 1 2024: 0; 2 2025: 0.47538; 3 2026: 0.8598
| Reduced social cost of disruption |  |  | 1 2024: Value
| Parameter | Cost Type | Unit | 1 2024: P5; 2 2025: P50; 3 2026: P95; 4 2027: Source
| Social cost of disruption | N/A | £/day/household | 1 2024: 0.13; 2 2025: 0.335; 3 2026: 0.54; 4 2027: Input - 29
| Length of disruption BAU | N/A | Days | 1 2024: 1; 2 2025: 2; 3 2026: 3; 4 2027: Assumption - 19
| Length of disruption OBELISC & earthing | N/A | Days | 1 2024: 1; 2 2025: 2; 3 2026: 3; 4 2027: Assumption - 29
| Number of households affected | N/A | Number | 1 2024: 1; 2 2025: 6; 3 2026: 8; 4 2027: Assumption - 21
| Reduced disruption per install |  | £ | 1 2024: 0; 2 2025: 0; 3 2026: 0
Note on B86: [Threaded comment] Your version of Excel allows you to read this threaded comment; however, any edits to it will get removed if the file is opened in a newer version of Excel. Learn more: https://go.microsoft.com/fwlink/?linkid=870924 [Tasks] There is a task anchored to this comment that cannot be viewed in your client. Comment: @Charlie Thrush This is a bit unclear - this is not the total cost - maybe relabel
Note on B101: [Threaded comment] Your version of Excel allows you to read this threaded comment; however, any edits to it will get removed if the file is opened in a newer version of Excel. Learn more: https://go.microsoft.com/fwlink/?linkid=870924 Comment: NG not just NGED
Lines 18:23
These values are inputted into the 'CBA Option 1' tab. Multiplication of: per install values, no. installs or enquiries. The profile and per install values can be toggled based from the inputs sheet.
Lines 25:29
Summary of per install or enquiry values based on the calculations below.
Lines 75:86
The customer will also need to connect the OBELISC to the house, EV and HP. A 3PH cable from the OBELISC, which is located just inside the properties boundary, to the EV charger, a second 3PH cable to the heat pump and a 1PH cable to supply the house and finally labour to install all the cables.
Lines 90:95
The customer's financial benefit is any savings generated from adopting OBELISC as a solution.
Lines 98:108
From the national grid's financial statements we can estimate a proportion of annual costs spent on CAPEX. Nesta estimate that 24% of a energy bills are associated with network costs. By multiplying the two and assuming all savings are passed onto customers we can estimate the % of NGED savings which are passed onto customers through reduced electricity prices.
Lines 112:118
Any reduction in electricity prices creates greater societal impact when it benefits fuel poor households. To estimate the social impact we multiply the % of UK households which are classified as fuel poor by the savings passed onto customers (line 116), this represents the savings seen by fuel poor households. This is multiplied by the social return on investment for fuel poor households, to generate the overall social benefit per install.
Lines 120:127
OBELISC should take a shorter time to install and will require limited ground and civil works. We use the social cost of disruption and make assumptions on the length of the total install period and the number of households which are affected by the disruption.
Lines 52:57
NGED's benefits from installing the OBELISC compared to the BAU. This is calculated as financial savings from adopting the OBELISC solution.
Lines 42:48
NGED bears all of the cost of the enquiry if they are rejected by the customer. Each enquiry takes 2.25hrs to complete (provided by the planning team). This would usually be passed onto the customer as part of the feasibility assessment (£171-£186). An assumption is placed on the % of enquires which are rejected by the customer.
Lines 32:38
These are the cost of OBELISC which leads to a £0 benefit for all 4 DFDS scenarios and for the P5, P50 and P95 values. NOTE: these are hard coded and will not adjust as the inputs and assumptions are changed.
Lines 61:73
The majority of the installation costs of OBELISC are taken from NGED's database. Costs associated for digging activities are summated and multiplied by an assumed OBELISC digging savings. Costs of road closures and traffic management are also included. These are multiplied by the % of enquiries which require these activities, it is assumed to be the same percentage for OBELISC.

## Lists (hidden)
Lists used in data validation across the workbook
CBA_Option_Sheets_List | Data_Confidence_Rating_Options | Project_cost_types | Emissions_scopes
#VALUE! | Please select confidence rating | Please select cost type | Please select scope
| Low | Costs to be capitalised | Direct
| Medium | Other non-capitalised costs | Indirect
High
Note on A4: =FILTER(VSTACK('CBA Fixed Data:Outputs Dashboard'!A3),VSTACK('CBA Fixed Data:Outputs Dashboard'!A3)<>0)